NJADRE1560067015 | Administratively Determined Incentive Program | Cape May | 8204 | 22.96 | Residential | Behind the Meter | No | Pro Custom Solar dba Momentum Solar | AC Electric |  | Accepted | 2025-07-10 | 2025-07-30 | 2026-07-30 | Solar Panels | Hanwha | q.peak duo blk-g10+410 |  | 0.41 | 6 | 107 | 30 |  | Fixed | Roof
NJADRE1560067015 | Administratively Determined Incentive Program | Cape May | 8204 | 22.96 | Residential | Behind the Meter | No | Pro Custom Solar dba Momentum Solar | AC Electric |  | Accepted | 2025-07-10 | 2025-07-30 | 2026-07-30 | Solar Panels | Hanwha | q.peak duo blk-g10+410 |  | 0.41 | 3 | 197 | 23 |  | Fixed | Roof
NJADRE1560067032 | Administratively Determined Incentive Program | Trenton | 8629 | 9.35 | Residential | Behind the Meter | Yes | Power Energy Solutions, LLC | PSE&G |  | Accepted | 2025-07-10 | 2025-07-30 | 2026-07-30 | Solar Panels | Trina Solar | TSM-425NE09RC.05 |  | 0.425 | 9 | 231 | 14 |  | Fixed | Roof
NJADRE1560067032 | Administratively Determined Incentive Program | Trenton | 8629 | 9.35 | Residential | Behind the Meter | Yes | Power Energy Solutions, LLC | PSE&G |  | Accepted | 2025-07-10 | 2025-07-30 | 2026-07-30 | Solar Panels | Trina Solar | TSM-425NE09RC.05 |  | 0.425 | 5 | 231 | 13 |  | Fixed | Roof
NJADRE1560067032 | Administratively Determined Incentive Program | Trenton | 8629 | 9.35 | Residential | Behind the Meter | Yes | Power Energy Solutions, LLC | PSE&G |  | Accepted | 2025-07-10 | 2025-07-30 | 2026-07-30 | Solar Panels | Trina Solar | TSM-425NE09RC.05 |  | 0.425 | 2 | 231 | 32 |  | Fixed | Roof
NJADRE1560067032 | Administratively Determined Incentive Program | Trenton | 8629 | 9.35 | Residential | Behind the Meter | Yes | Power Energy Solutions, LLC | PSE&G |  | Accepted | 2025-07-10 | 2025-07-30 | 2026-07-30 | Inverters | SolarEdge | SE5700H-US | 6 |  | 1 |  |  | 0.97 |  | Outdoor
NJADRE1560067032 | Administratively Determined Incentive Program | Trenton | 8629 | 9.35 | Residential | Behind the Meter | Yes | Power Energy Solutions, LLC | PSE&G |  | Accepted | 2025-07-10 | 2025-07-30 | 2026-07-30 | Solar Panels | Trina Solar | TSM-425NE09RC.05 |  | 0.425 | 3 | 51 | 32 |  | Fixed | Roof
NJADRE1560067032 | Administratively Determined Incentive Program | Trenton | 8629 | 9.35 | Residential | Behind the Meter | Yes | Power Energy Solutions, LLC | PSE&G |  | Accepted | 2025-07-10 | 2025-07-30 | 2026-07-30 | Solar Panels | Trina Solar | TSM-425NE09RC.05 |  | 0.425 | 3 | 51 | 11 |  | Fixed | Roof
NJADRE1560067048 | Administratively Determined Incentive Program | Hamilton | 8610 | 8.61 | Residential | Behind the Meter | Yes | Pro Custom Solar dba Momentum Solar | PSE&G |  | Accepted | 2025-07-10 | 2025-07-30 | 2026-07-30 | Solar Panels | Hanwha | q.peak duo blk-g10+410 |  | 0.41 | 11 | 356 | 30 |  | Fixed | Roof
NJADRE1560067048 | Administratively Determined Incentive Program | Hamilton | 8610 | 8.61 | Residential | Behind the Meter | Yes | Pro Custom Solar dba Momentum Solar | PSE&G |  | Accepted | 2025-07-10 | 2025-07-30 | 2026-07-30 | Inverters | ENPHASE | IQ8HC-72-M-DOM-US | 380 |  | 21 |  |  | 0.97 |  | Outdoor
NJADRE1560067048 | Administratively Determined Incentive Program | Hamilton | 8610 | 8.61 | Residential | Behind the Meter | Yes | Pro Custom Solar dba Momentum Solar | PSE&G |  | Accepted | 2025-07-10 | 2025-07-30 | 2026-07-30 | Solar Panels | Hanwha | q.peak duo blk-g10+410 |  | 0.41 | 5 | 356 | 28 |  | Fixed | Roof
NJADRE1560067048 | Administratively Determined Incentive Program | Hamilton | 8610 | 8.61 | Residential | Behind the Meter | Yes | Pro Custom Solar dba Momentum Solar | PSE&G |  | Accepted | 2025-07-10 | 2025-07-30 | 2026-07-30 | Solar Panels | HANWHA | q.peak duo blk-g10+410 |  | 0.41 | 5 | 175 | 28 |  | Fixed | Roof
NJADRE1560067049 | Administratively Determined Incentive Program | Willingboro | 8046 | 3.69 | Residential | Behind the Meter | Yes | Sunrun Installation Services, Inc. | PSE&G |  | Accepted | 2025-07-10 | 2025-07-31 | 2026-07-31 | Electric Storage Battery | TESLA | Powerwall 3 1707000-xx-y |  |  | 1 |  |  |  | Lithium Ion |  | Outside
NJADRE1560067049 | Administratively Determined Incentive Program | Willingboro | 8046 | 3.69 | Residential | Behind the Meter | Yes | Sunrun Installation Services, Inc. | PSE&G |  | Accepted | 2025-07-10 | 2025-07-31 | 2026-07-31 | Inverters | TESLA | Powerwall 3 1707000-xx-y | 11500 |  | 1 |  |  | 0.97 |  | Outdoor | Next to meter
NJADRE1560067049 | Administratively Determined Incentive Program | Willingboro | 8046 | 3.69 | Residential | Behind the Meter | Yes | Sunrun Installation Services, Inc. | PSE&G |  | Accepted | 2025-07-10 | 2025-07-31 | 2026-07-31 | Solar Panels | Hanwha Q-Cells | Q.PEAK DUO BLK ML-G10.C+ 410 (MD06G100A-017) |  | 0.41 | 9 | 108 | 20 |  | Fixed | Roof
NJADRE1560067058 | Administratively Determined Incentive Program | Cape May Court House | 8210 | 9.43 | Residential | Behind the Meter | Yes | Trinity Solar, LLC | AC Electric |  | Accepted | 2025-07-10 | 2025-07-30 | 2026-07-30 | Solar Panels | HANWHA | (Q.PEAK DUO BLK ML-G10.C+ 410) |  | 0.41 | 12 | 205 | 43 |  | Fixed | Roof
NJADRE1560067058 | Administratively Determined Incentive Program | Cape May Court House | 8210 | 9.43 | Residential | Behind the Meter | Yes | Trinity Solar, LLC | AC Electric |  | Accepted | 2025-07-10 | 2025-07-30 | 2026-07-30 | Solar Panels | HANWHA | (Q.PEAK DUO BLK ML-G10.C+ 410) |  | 0.41 | 11 | 205 | 38 |  | Fixed | Roof
NJADRE1560067058 | Administratively Determined Incentive Program | Cape May Court House | 8210 | 9.43 | Residential | Behind the Meter | Yes | Trinity Solar, LLC | AC Electric |  | Accepted | 2025-07-10 | 2025-07-30 | 2026-07-30 | Inverters | Solar Edge | USE7600H-USMNBL75 | 7600 |  | 1 |  |  | 0.97 |  | Outdoor
NJADRE1560067080 | Administratively Determined Incentive Program | Egg Harbor City | 8215 | 9.84 | Residential | Behind the Meter | Yes | Pro Custom Solar dba Momentum Solar | AC Electric |  | Accepted | 2025-07-10 | 2025-07-30 | 2026-07-30 | Inverters | ENPHASE | IQ8HC-72-M-DOM-US | 380 |  | 24 |  |  | 0.97 |  | Outdoor
NJADRE1560067080 | Administratively Determined Incentive Program | Egg Harbor City | 8215 | 9.84 | Residential | Behind the Meter | Yes | Pro Custom Solar dba Momentum Solar | AC Electric |  | Accepted | 2025-07-10 | 2025-07-30 | 2026-07-30 | Solar Panels | HANWHA | Q.PEAK DUO BLK ML-G10+410 |  | 0.41 | 6 | 36 | 20 |  | Fixed | Roof
NJADRE1560067080 | Administratively Determined Incentive Program | Egg Harbor City | 8215 | 9.84 | Residential | Behind the Meter | Yes | Pro Custom Solar dba Momentum Solar | AC Electric |  | Accepted | 2025-07-10 | 2025-07-30 | 2026-07-30 | Solar Panels | HANWHA | Q.PEAK DUO BLK ML-G10+410 |  | 0.41 | 3 | 216 | 23 |  | Fixed | Roof
NJADRE1560067080 | Administratively Determined Incentive Program | Egg Harbor City | 8215 | 9.84 | Residential | Behind the Meter | Yes | Pro Custom Solar dba Momentum Solar | AC Electric |  | Accepted | 2025-07-10 | 2025-07-30 | 2026-07-30 | Solar Panels | HANWHA | Q.PEAK DUO BLK ML-G10+410 |  | 0.41 | 7 | 220 | 20 |  | Fixed | Roof
NJADRE1560067080 | Administratively Determined Incentive Program | Egg Harbor City | 8215 | 9.84 | Residential | Behind the Meter | Yes | Pro Custom Solar dba Momentum Solar | AC Electric |  | Accepted | 2025-07-10 | 2025-07-30 | 2026-07-30 | Solar Panels | HANWHA | Q.PEAK DUO BLK ML-G10+410 |  | 0.41 | 3 | 126 | 21 |  | Fixed | Roof
NJADRE1560067080 | Administratively Determined Incentive Program | Egg Harbor City | 8215 | 9.84 | Residential | Behind the Meter | Yes | Pro Custom Solar dba Momentum Solar | AC Electric |  | Accepted | 2025-07-10 | 2025-07-30 | 2026-07-30 | Solar Panels | HANWHA | Q.PEAK DUO BLK ML-G10+410 |  | 0.41 | 2 | 36 | 22 |  | Fixed | Roof
NJADRE1560067080 | Administratively Determined Incentive Program | Egg Harbor City | 8215 | 9.84 | Residential | Behind the Meter | Yes | Pro Custom Solar dba Momentum Solar | AC Electric |  | Accepted | 2025-07-10 | 2025-07-30 | 2026-07-30 | Solar Panels | HANWHA | Q.PEAK DUO BLK ML-G10+410 |  | 0.41 | 3 | 306 | 20 |  | Fixed | Roof
NJADRE1560067086 | Administratively Determined Incentive Program | Egg Harbor Township | 8234 | 8.6 | Residential | Behind the Meter | Yes | Sun Up Zero Down, LLC | AC Electric |  | Accepted | 2025-07-17 | 2025-08-18 | 2026-08-18 | Meters | Enphase | TBD |  |  | 1 |  |  |  | Yes | Outdoor
NJADRE1560067086 | Administratively Determined Incentive Program | Egg Harbor Township | 8234 | 8.6 | Residential | Behind the Meter | Yes | Sun Up Zero Down, LLC | AC Electric |  | Accepted | 2025-07-17 | 2025-08-18 | 2026-08-18 | Inverters | Enphase | IQ8PLUS-72-2-US | 290 |  | 20 |  |  | 0.976 |  | Outdoor
NJADRE1560067086 | Administratively Determined Incentive Program | Egg Harbor Township | 8234 | 8.6 | Residential | Behind the Meter | Yes | Sun Up Zero Down, LLC | AC Electric |  | Accepted | 2025-07-17 | 2025-08-18 | 2026-08-18 | Solar Panels | SEG | SEG-430-BTD-BG |  | 0.43 | 20 | 210 | 30 |  | Fixed | Roof
NJADRE1560067088 | Administratively Determined Incentive Program | CLIFTON | 7013 | 16.28 | Residential | Behind the Meter | No | Over the Top Solar Solutions, LLC | PSE&G |  | Accepted | 2025-07-10 | 2025-07-31 | 2026-07-31 | Inverters | ENPHASE | IQ8A-72-2-US | 349 |  | 37 |  |  | 0.977 |  | Outside
NJADRE1560067088 | Administratively Determined Incentive Program | CLIFTON | 7013 | 16.28 | Residential | Behind the Meter | No | Over the Top Solar Solutions, LLC | PSE&G |  | Accepted | 2025-07-10 | 2025-07-31 | 2026-07-31 | Solar Panels | SILFAB SOLAR | SIL-440QD |  | 0.44 | 12 | 223 | 27 |  | Fixed | Roof
NJADRE1560067088 | Administratively Determined Incentive Program | CLIFTON | 7013 | 16.28 | Residential | Behind the Meter | No | Over the Top Solar Solutions, LLC | PSE&G |  | Accepted | 2025-07-10 | 2025-07-31 | 2026-07-31 | Solar Panels | SILFAB SOLAR | SIL-440QD |  | 0.44 | 25 | 223 | 27 |  | Fixed | Roof
NJADRE1560067089 | Administratively Determined Incentive Program | EAST WINDSOR | 8520 | 13.695 | Residential | Behind the Meter | Yes | Solar Energy World | JCP&L |  | Accepted | 2025-07-10 | 2025-07-31 | 2026-07-31 | Solar Panels | HANWHA | Q.PEAK DUOBLK ML-G10+-415W |  | 0.415 | 14 | 283 | 30 |  | Fixed | Roof
NJADRE1560067089 | Administratively Determined Incentive Program | EAST WINDSOR | 8520 | 13.695 | Residential | Behind the Meter | Yes | Solar Energy World | JCP&L |  | Accepted | 2025-07-10 | 2025-07-31 | 2026-07-31 | Inverters | Enphase | IQ8HC-72-M-DOM-US | 384 |  | 33 |  |  | 0.97 |  | Outside
NJADRE1560067089 | Administratively Determined Incentive Program | EAST WINDSOR | 8520 | 13.695 | Residential | Behind the Meter | Yes | Solar Energy World | JCP&L |  | Accepted | 2025-07-10 | 2025-07-31 | 2026-07-31 | Solar Panels | HANWHA | Q.PEAK DUOBLK ML-G10+-415W |  | 0.415 | 19 | 103 | 31 |  | Fixed | Roof
NJADRE1560067100 | Administratively Determined Incentive Program | Pennsauken | 8110 | 10.005 | Residential | Behind the Meter | Yes | SunnyMac, LLC | PSE&G |  | Accepted | 2025-07-10 | 2025-07-31 | 2026-07-31 | Solar Panels | HANWHA | Q.TRON BLK M-G2.H+ 435W |  | 0.435 | 6 | 225 | 13 |  | Fixed | Roof
NJADRE1560067100 | Administratively Determined Incentive Program | Pennsauken | 8110 | 10.005 | Residential | Behind the Meter | Yes | SunnyMac, LLC | PSE&G |  | Accepted | 2025-07-10 | 2025-07-31 | 2026-07-31 | Solar Panels | HANWHA | Q.TRON BLK M-G2.H+ 435W |  | 0.435 | 6 | 45 | 13 |  | Fixed | Roof
NJADRE1560067100 | Administratively Determined Incentive Program | Pennsauken | 8110 | 10.005 | Residential | Behind the Meter | Yes | SunnyMac, LLC | PSE&G |  | Accepted | 2025-07-10 | 2025-07-31 | 2026-07-31 | Solar Panels | HANWHA | Q.TRON BLK M-G2.H+ 435W |  | 0.435 | 3 | 45 | 36 |  | Fixed | Roof
NJADRE1560067100 | Administratively Determined Incentive Program | Pennsauken | 8110 | 10.005 | Residential | Behind the Meter | Yes | SunnyMac, LLC | PSE&G |  | Accepted | 2025-07-10 | 2025-07-31 | 2026-07-31 | Inverters | SOLAREDGE | SE7600H-US | 7600 |  | 1 |  |  | 0.99 |  | Outdoor | next to meter
NJADRE1560067100 | Administratively Determined Incentive Program | Pennsauken | 8110 | 10.005 | Residential | Behind the Meter | Yes | SunnyMac, LLC | PSE&G |  | Accepted | 2025-07-10 | 2025-07-31 | 2026-07-31 | Meters | SOLAREDGE | SE-RGMTR-1D-240C-C |  |  | 1 |  |  |  | Yes | Outdoor
NJADRE1560067100 | Administratively Determined Incentive Program | Pennsauken | 8110 | 10.005 | Residential | Behind the Meter | Yes | SunnyMac, LLC | PSE&G |  | Accepted | 2025-07-10 | 2025-07-31 | 2026-07-31 | Solar Panels | HANWHA | Q.TRON BLK M-G2.H+ 435W |  | 0.435 | 8 | 225 | 36 |  | Fixed | Roof
NJADRE1560067105 | Administratively Determined Incentive Program | Lakewood | 8701 | 17.98 | Residential | Behind the Meter | No | Arosa Solar Energy Systems, Inc. | JCP&L |  | Accepted | 2025-07-15 | 2025-08-06 | 2026-08-06 | Inverters | SolarEdge | SE 7.600K-US | 8 |  | 2 |  |  | 0.985 |  | Outdoor
NJADRE1560067105 | Administratively Determined Incentive Program | Lakewood | 8701 | 17.98 | Residential | Behind the Meter | No | Arosa Solar Energy Systems, Inc. | JCP&L |  | Accepted | 2025-07-15 | 2025-08-06 | 2026-08-06 | Solar Panels | NE Solar | NESE 580-72THB-M10 |  | 0.58 | 8 | 87 | 20 |  | Fixed | Roof
NJADRE1560067105 | Administratively Determined Incentive Program | Lakewood | 8701 | 17.98 | Residential | Behind the Meter | No | Arosa Solar Energy Systems, Inc. | JCP&L |  | Accepted | 2025-07-15 | 2025-08-06 | 2026-08-06 | Solar Panels | NE Solar | NESE 580-72THB-M10 |  | 0.58 | 23 | 265 | 20 |  | Fixed | Roof
NJADRE1560067111 | Administratively Determined Incentive Program | Piscataway | 8854 | 6.48 | Residential | Behind the Meter | Yes | Sunrun Installation Services, Inc. | PSE&G |  | Accepted | 2025-07-10 | 2025-07-30 | 2026-07-30 | Solar Panels | JA Solar | JAM54S31-405/MR |  | 0.405 | 4 | 337 | 18 |  | Fixed | Roof
NJADRE1560067111 | Administratively Determined Incentive Program | Piscataway | 8854 | 6.48 | Residential | Behind the Meter | Yes | Sunrun Installation Services, Inc. | PSE&G |  | Accepted | 2025-07-10 | 2025-07-30 | 2026-07-30 | Solar Panels | JA Solar | JAM54S31-405/MR |  | 0.405 | 2 | 337 | 18 |  | Fixed | Roof
NJADRE1560067111 | Administratively Determined Incentive Program | Piscataway | 8854 | 6.48 | Residential | Behind the Meter | Yes | Sunrun Installation Services, Inc. | PSE&G |  | Accepted | 2025-07-10 | 2025-07-30 | 2026-07-30 | Solar Panels | JA Solar | JAM54S31-405/MR |  | 0.405 | 4 | 157 | 18 |  | Fixed | Roof
NJADRE1560067111 | Administratively Determined Incentive Program | Piscataway | 8854 | 6.48 | Residential | Behind the Meter | Yes | Sunrun Installation Services, Inc. | PSE&G |  | Accepted | 2025-07-10 | 2025-07-30 | 2026-07-30 | Inverters | SolarEdge Technologies | SE5700H-USMN | 5760 |  | 1 |  |  | 0.99 |  | Outdoor | Next to meter
NJADRE1560067111 | Administratively Determined Incentive Program | Piscataway | 8854 | 6.48 | Residential | Behind the Meter | Yes | Sunrun Installation Services, Inc. | PSE&G |  | Accepted | 2025-07-10 | 2025-07-30 | 2026-07-30 | Solar Panels | JA Solar | JAM54S31-405/MR |  | 0.405 | 2 | 338 | 18 |  | Fixed | Roof
NJADRE1560067111 | Administratively Determined Incentive Program | Piscataway | 8854 | 6.48 | Residential | Behind the Meter | Yes | Sunrun Installation Services, Inc. | PSE&G |  | Accepted | 2025-07-10 | 2025-07-30 | 2026-07-30 | Solar Panels | JA Solar | JAM54S31-405/MR |  | 0.405 | 2 | 158 | 18 |  | Fixed | Roof
NJADRE1560067111 | Administratively Determined Incentive Program | Piscataway | 8854 | 6.48 | Residential | Behind the Meter | Yes | Sunrun Installation Services, Inc. | PSE&G |  | Accepted | 2025-07-10 | 2025-07-30 | 2026-07-30 | Solar Panels | JA Solar | JAM54S31-405/MR |  | 0.405 | 2 | 157 | 18 |  | Fixed | Roof
NJADRE1560067117 | Administratively Determined Incentive Program | Elmwood Park | 7407 | 3.28 | Residential | Behind the Meter | Yes | Freedom Forever New Jersey, LLC | PSE&G |  | Accepted | 2025-07-10 | 2025-07-31 | 2026-07-31 | Solar Panels | Hanwha | Q.PEAK DUO BLK ML-G10.C+ 410 |  | 0.41 | 8 | 161 | 23 |  | Fixed | Roof
NJADRE1560067117 | Administratively Determined Incentive Program | Elmwood Park | 7407 | 3.28 | Residential | Behind the Meter | Yes | Freedom Forever New Jersey, LLC | PSE&G |  | Accepted | 2025-07-10 | 2025-07-31 | 2026-07-31 | Inverters | Solar Edge | SE3800H-US | 3800 |  | 1 |  |  | 0.99 |  | Outdoor
NJADRE1560067128 | Administratively Determined Incentive Program | Paterson | 7522 | 2.05 | Residential | Behind the Meter | Yes | Pro Custom Solar dba Momentum Solar | PSE&G |  | Accepted | 2025-07-10 | 2025-07-31 | 2026-07-31 | Solar Panels | HANWHA | Q.PEAK DUO BLK ML-G10+410 |  | 0.41 | 5 | 229 | 4 |  | Fixed | Roof
NJADRE1560067128 | Administratively Determined Incentive Program | Paterson | 7522 | 2.05 | Residential | Behind the Meter | Yes | Pro Custom Solar dba Momentum Solar | PSE&G |  | Accepted | 2025-07-10 | 2025-07-31 | 2026-07-31 | Inverters | ENPHASE | IQ8HC-72-M-DOM-US | 380 |  | 5 |  |  | 0.97 |  | Outdoor
NJADRE1560067134 | Administratively Determined Incentive Program | PISCATAWAY | 8854 | 10.12 | Residential | Behind the Meter | No | Infinity Solar Systems, LLC | PSE&G |  | Accepted | 2025-07-10 | 2025-07-31 | 2026-07-31 | Solar Panels | REC Solar | REC 460AA PURE-RX |  | 0.46 | 2 | 323 | 23 |  | Fixed | Roof
NJADRE1560067134 | Administratively Determined Incentive Program | PISCATAWAY | 8854 | 10.12 | Residential | Behind the Meter | No | Infinity Solar Systems, LLC | PSE&G |  | Accepted | 2025-07-10 | 2025-07-31 | 2026-07-31 | Solar Panels | REC Solar | REC 460AA PURE-RX |  | 0.46 | 12 | 234 | 22 |  | Fixed | Roof
NJADRE1560067134 | Administratively Determined Incentive Program | PISCATAWAY | 8854 | 10.12 | Residential | Behind the Meter | No | Infinity Solar Systems, LLC | PSE&G |  | Accepted | 2025-07-10 | 2025-07-31 | 2026-07-31 | Inverters | Enphase | IQ8X-80-M-US | 380 |  | 22 |  |  | 0.97 |  | Outdoor
NJADRE1560067134 | Administratively Determined Incentive Program | PISCATAWAY | 8854 | 10.12 | Residential | Behind the Meter | No | Infinity Solar Systems, LLC | PSE&G |  | Accepted | 2025-07-10 | 2025-07-31 | 2026-07-31 | Solar Panels | REC Solar | REC 460AA PURE-RX |  | 0.46 | 8 | 143 | 23 |  | Fixed | Roof
NJADRE1560067142 | Administratively Determined Incentive Program | Red Bank | 7701 | 17.01 | Residential | Behind the Meter | Yes | Sunrun Installation Services, Inc. | JCP&L |  | Accepted | 2025-07-10 | 2025-07-30 | 2026-07-30 | Inverters | SolarEdge Technologies | SE7600H-USMN | 7600 |  | 1 |  |  | 0.99 |  | Outdoor | Next to meter
NJADRE1560067142 | Administratively Determined Incentive Program | Red Bank | 7701 | 17.01 | Residential | Behind the Meter | Yes | Sunrun Installation Services, Inc. | JCP&L |  | Accepted | 2025-07-10 | 2025-07-30 | 2026-07-30 | Solar Panels | JA Solar | JAM54S31-405/MR |  | 0.405 | 27 | 97 | 22 |  | Fixed | Roof
NJADRE1560067142 | Administratively Determined Incentive Program | Red Bank | 7701 | 17.01 | Residential | Behind the Meter | Yes | Sunrun Installation Services, Inc. | JCP&L |  | Accepted | 2025-07-10 | 2025-07-30 | 2026-07-30 | Inverters | SolarEdge Technologies | SE3800H-USMN | 3800 |  | 1 |  |  | 0.99 |  | Outdoor | Next to meter
NJADRE1560067142 | Administratively Determined Incentive Program | Red Bank | 7701 | 17.01 | Residential | Behind the Meter | Yes | Sunrun Installation Services, Inc. | JCP&L |  | Accepted | 2025-07-10 | 2025-07-30 | 2026-07-30 | Solar Panels | JA Solar | JAM54S31-405/MR |  | 0.405 | 15 | 98 | 9 |  | Fixed | Roof
NJADRE1560067143 | Administratively Determined Incentive Program | Trenton | 8610 | 9.315 | Residential | Behind the Meter | Yes | Sunrun Installation Services, Inc. | PSE&G |  | Accepted | 2025-07-10 | 2025-07-31 | 2026-07-31 | Solar Panels | JA Solar | JAM54S31-405/MR |  | 0.405 | 6 | 99 | 18 |  | Fixed | Roof
NJADRE1560067143 | Administratively Determined Incentive Program | Trenton | 8610 | 9.315 | Residential | Behind the Meter | Yes | Sunrun Installation Services, Inc. | PSE&G |  | Accepted | 2025-07-10 | 2025-07-31 | 2026-07-31 | Solar Panels | JA Solar | JAM54S31-405/MR |  | 0.405 | 11 | 189 | 18 |  | Fixed | Roof
NJADRE1560067143 | Administratively Determined Incentive Program | Trenton | 8610 | 9.315 | Residential | Behind the Meter | Yes | Sunrun Installation Services, Inc. | PSE&G |  | Accepted | 2025-07-10 | 2025-07-31 | 2026-07-31 | Inverters | SolarEdge Technologies | SE7600H-USMN | 7600 |  | 1 |  |  | 0.99 |  | Outdoor
NJADRE1560067143 | Administratively Determined Incentive Program | Trenton | 8610 | 9.315 | Residential | Behind the Meter | Yes | Sunrun Installation Services, Inc. | PSE&G |  | Accepted | 2025-07-10 | 2025-07-31 | 2026-07-31 | Solar Panels | JA Solar | JAM54S31-405/MR |  | 0.405 | 6 | 279 | 18 |  | Fixed | Roof
NJADRE1560067144 | Administratively Determined Incentive Program | LAKEWOOD | 8701 | 15.64 | Residential | Behind the Meter | Yes | Kamtech Solar Solutions | JCP&L |  | Accepted | 2025-07-10 | 2025-07-31 | 2026-07-31 | Inverters | ENPHASE | IQ8X-80-M-US | 380 |  | 34 |  |  | 0.973 |  | Outdoor | ROOFTOP
NJADRE1560067144 | Administratively Determined Incentive Program | LAKEWOOD | 8701 | 15.64 | Residential | Behind the Meter | Yes | Kamtech Solar Solutions | JCP&L |  | Accepted | 2025-07-10 | 2025-07-31 | 2026-07-31 | Solar Panels | REC | REC 460 AA PURE RX |  | 0.46 | 3 | 169 | 35 |  | Fixed | Roof
NJADRE1560067144 | Administratively Determined Incentive Program | LAKEWOOD | 8701 | 15.64 | Residential | Behind the Meter | Yes | Kamtech Solar Solutions | JCP&L |  | Accepted | 2025-07-10 | 2025-07-31 | 2026-07-31 | Solar Panels | REC | REC 460 AA PURE RX |  | 0.46 | 20 | 259 | 42 |  | Fixed | Roof
NJADRE1560067144 | Administratively Determined Incentive Program | LAKEWOOD | 8701 | 15.64 | Residential | Behind the Meter | Yes | Kamtech Solar Solutions | JCP&L |  | Accepted | 2025-07-10 | 2025-07-31 | 2026-07-31 | Solar Panels | REC | REC 460 AA PURE RX |  | 0.46 | 9 | 349 | 35 |  | Fixed | Roof
NJADRE1560067144 | Administratively Determined Incentive Program | LAKEWOOD | 8701 | 15.64 | Residential | Behind the Meter | Yes | Kamtech Solar Solutions | JCP&L |  | Accepted | 2025-07-10 | 2025-07-31 | 2026-07-31 | Solar Panels | REC | REC 460 AA PURE RX |  | 0.46 | 2 | 259 | 31 |  | Fixed | Roof
NJADRE1560067155 | Administratively Determined Incentive Program | Lake Hopatcong | 7849 | 9.43 | Residential | Behind the Meter | Yes | Trinity Solar, LLC | JCP&L |  | Accepted | 2025-07-10 | 2025-07-31 | 2026-07-31 | Inverters | Solar Edge | USE7600H-USMNBL75 | 7600 |  | 1 |  |  | 0.97 |  | Outdoor
NJADRE1560067155 | Administratively Determined Incentive Program | Lake Hopatcong | 7849 | 9.43 | Residential | Behind the Meter | Yes | Trinity Solar, LLC | JCP&L |  | Accepted | 2025-07-10 | 2025-07-31 | 2026-07-31 | Solar Panels | HANWHA | (Q.PEAK DUO BLK ML-G10.C+ 410) |  | 0.41 | 7 | 144 | 21 |  | Fixed | Roof
NJADRE1560067155 | Administratively Determined Incentive Program | Lake Hopatcong | 7849 | 9.43 | Residential | Behind the Meter | Yes | Trinity Solar, LLC | JCP&L |  | Accepted | 2025-07-10 | 2025-07-31 | 2026-07-31 | Solar Panels | HANWHA | (Q.PEAK DUO BLK ML-G10.C+ 410) |  | 0.41 | 14 | 324 | 5 |  | Fixed | Roof
NJADRE1560067155 | Administratively Determined Incentive Program | Lake Hopatcong | 7849 | 9.43 | Residential | Behind the Meter | Yes | Trinity Solar, LLC | JCP&L |  | Accepted | 2025-07-10 | 2025-07-31 | 2026-07-31 | Solar Panels | HANWHA | (Q.PEAK DUO BLK ML-G10.C+ 410) |  | 0.41 | 2 | 144 | 18 |  | Fixed | Roof
NJADRE1560067156 | Administratively Determined Incentive Program | EGG HARBOR TOWNSHIP | 8234 | 7.65 | Residential | Behind the Meter | Yes | Whitman Construction, LLC | AC Electric |  | Accepted | 2025-07-10 | 2025-07-31 | 2026-07-31 | Inverters | ENPHASE | IQ8PLUS-72-2-US | 290 |  | 18 |  |  | 0.975 |  | Outdoor
NJADRE1560067156 | Administratively Determined Incentive Program | EGG HARBOR TOWNSHIP | 8234 | 7.65 | Residential | Behind the Meter | Yes | Whitman Construction, LLC | AC Electric |  | Accepted | 2025-07-10 | 2025-07-31 | 2026-07-31 | Solar Panels | JINKO SOLAR | JKM425N-54HL4-B |  | 0.425 | 18 | 252 | 31 |  | Fixed | Roof
NJADRE1560067161 | Administratively Determined Incentive Program | West Berlin | 8091 | 10.66 | Residential | Behind the Meter | Yes | Trinity Solar, LLC | AC Electric |  | Accepted | 2025-07-10 | 2025-07-31 | 2026-07-31 | Solar Panels | Hanwha | Q.PEAK DUO BLK ML-G10+ 410 |  | 0.41 | 18 | 87 | 18 |  | Fixed | Roof
NJADRE1560067161 | Administratively Determined Incentive Program | West Berlin | 8091 | 10.66 | Residential | Behind the Meter | Yes | Trinity Solar, LLC | AC Electric |  | Accepted | 2025-07-10 | 2025-07-31 | 2026-07-31 | Solar Panels | Hanwha | Q.PEAK DUO BLK ML-G10+ 410 |  | 0.41 | 8 | 267 | 18 |  | Fixed | Roof
NJADRE1560067161 | Administratively Determined Incentive Program | West Berlin | 8091 | 10.66 | Residential | Behind the Meter | Yes | Trinity Solar, LLC | AC Electric |  | Accepted | 2025-07-10 | 2025-07-31 | 2026-07-31 | Inverters | Solar Edge | USE10000H-US | 10000 |  | 1 |  |  | 1 |  | Outside
NJADRE1560067163 | Administratively Determined Incentive Program | Stratford | 8084 | 13.365 | Residential | Behind the Meter | Yes | Sunrun Installation Services, Inc. | AC Electric |  | Accepted | 2025-07-10 | 2025-07-31 | 2026-07-31 | Inverters | SolarEdge Technologies | SE10000H-USMN | 10000 |  | 1 |  |  | 0.99 |  | Outdoor
NJADRE1560067163 | Administratively Determined Incentive Program | Stratford | 8084 | 13.365 | Residential | Behind the Meter | Yes | Sunrun Installation Services, Inc. | AC Electric |  | Accepted | 2025-07-10 | 2025-07-31 | 2026-07-31 | Solar Panels | JA Solar | JAM54S31-405/MR |  | 0.405 | 5 | 98 | 22 |  | Fixed | Roof
NJADRE1560067163 | Administratively Determined Incentive Program | Stratford | 8084 | 13.365 | Residential | Behind the Meter | Yes | Sunrun Installation Services, Inc. | AC Electric |  | Accepted | 2025-07-10 | 2025-07-31 | 2026-07-31 | Solar Panels | JA Solar | JAM54S31-405/MR |  | 0.405 | 9 | 98 | 5 |  | Fixed | Roof
NJADRE1560067163 | Administratively Determined Incentive Program | Stratford | 8084 | 13.365 | Residential | Behind the Meter | Yes | Sunrun Installation Services, Inc. | AC Electric |  | Accepted | 2025-07-10 | 2025-07-31 | 2026-07-31 | Solar Panels | JA Solar | JAM54S31-405/MR |  | 0.405 | 8 | 98 | 22 |  | Fixed | Roof
NJADRE1560067163 | Administratively Determined Incentive Program | Stratford | 8084 | 13.365 | Residential | Behind the Meter | Yes | Sunrun Installation Services, Inc. | AC Electric |  | Accepted | 2025-07-10 | 2025-07-31 | 2026-07-31 | Solar Panels | JA Solar | JAM54S31-405/MR |  | 0.405 | 3 | 98 | 22 |  | Fixed | Roof
NJADRE1560067163 | Administratively Determined Incentive Program | Stratford | 8084 | 13.365 | Residential | Behind the Meter | Yes | Sunrun Installation Services, Inc. | AC Electric |  | Accepted | 2025-07-10 | 2025-07-31 | 2026-07-31 | Solar Panels | JA Solar | JAM54S31-405/MR |  | 0.405 | 4 | 98 | 5 |  | Fixed | Roof
NJADRE1560067163 | Administratively Determined Incentive Program | Stratford | 8084 | 13.365 | Residential | Behind the Meter | Yes | Sunrun Installation Services, Inc. | AC Electric |  | Accepted | 2025-07-10 | 2025-07-31 | 2026-07-31 | Solar Panels | JA Solar | JAM54S31-405/MR |  | 0.405 | 4 | 278 | 22 |  | Fixed | Roof
NJADRE1560067164 | Administratively Determined Incentive Program | BERLIN | 8009 | 8.265 | Residential | Behind the Meter | Yes | SunnyMac, LLC | AC Electric |  | Accepted | 2025-07-10 | 2025-07-31 | 2026-07-31 | Solar Panels | HANWHA | Q.TRON BLK M-G2.H+ |  | 0.435 | 15 | 153 | 22 |  | Fixed | Roof
NJADRE1560067164 | Administratively Determined Incentive Program | BERLIN | 8009 | 8.265 | Residential | Behind the Meter | Yes | SunnyMac, LLC | AC Electric |  | Accepted | 2025-07-10 | 2025-07-31 | 2026-07-31 | Solar Panels | HANWHA | Q.TRON BLK M-G2.H+ |  | 0.435 | 4 | 63 | 22 |  | Fixed | Roof
NJADRE1560067164 | Administratively Determined Incentive Program | BERLIN | 8009 | 8.265 | Residential | Behind the Meter | Yes | SunnyMac, LLC | AC Electric |  | Accepted | 2025-07-10 | 2025-07-31 | 2026-07-31 | Inverters | SOLAREDGE HOME HUB | SE5700H-US | 5760 |  | 1 |  |  | 0.99 |  | Outdoor | next to meter
NJADRE1560067164 | Administratively Determined Incentive Program | BERLIN | 8009 | 8.265 | Residential | Behind the Meter | Yes | SunnyMac, LLC | AC Electric |  | Accepted | 2025-07-10 | 2025-07-31 | 2026-07-31 | Meters | SOLAREDGE HOME HUB | SE-RGMTR-1D-240C-B |  |  | 1 |  |  |  | Yes | Outdoor
NJADRE1560067170 | Administratively Determined Incentive Program | Barnegat | 8005 | 12.555 | Residential | Behind the Meter | Yes | Sunrun Installation Services, Inc. | JCP&L |  | Accepted | 2025-07-10 | 2025-07-31 | 2026-07-31 | Solar Panels | JA Solar | JAM54S31-405/MR |  | 0.405 | 8 | 303 | 22 |  | Fixed | Roof
NJADRE1560067170 | Administratively Determined Incentive Program | Barnegat | 8005 | 12.555 | Residential | Behind the Meter | Yes | Sunrun Installation Services, Inc. | JCP&L |  | Accepted | 2025-07-10 | 2025-07-31 | 2026-07-31 | Solar Panels | JA Solar | JAM54S31-405/MR |  | 0.405 | 9 | 123 | 21 |  | Fixed | Roof
NJADRE1560067170 | Administratively Determined Incentive Program | Barnegat | 8005 | 12.555 | Residential | Behind the Meter | Yes | Sunrun Installation Services, Inc. | JCP&L |  | Accepted | 2025-07-10 | 2025-07-31 | 2026-07-31 | Solar Panels | JA Solar | JAM54S31-405/MR |  | 0.405 | 8 | 213 | 22 |  | Fixed | Roof
NJADRE1560067170 | Administratively Determined Incentive Program | Barnegat | 8005 | 12.555 | Residential | Behind the Meter | Yes | Sunrun Installation Services, Inc. | JCP&L |  | Accepted | 2025-07-10 | 2025-07-31 | 2026-07-31 | Solar Panels | JA Solar | JAM54S31-405/MR |  | 0.405 | 6 | 33 | 23 |  | Fixed | Roof
NJADRE1560067170 | Administratively Determined Incentive Program | Barnegat | 8005 | 12.555 | Residential | Behind the Meter | Yes | Sunrun Installation Services, Inc. | JCP&L |  | Accepted | 2025-07-10 | 2025-07-31 | 2026-07-31 | Inverters | SolarEdge Technologies | SE10000H-USMN | 10000 |  | 1 |  |  | 0.99 |  | Outdoor | Next to meter
NJADRE1560067692 | Administratively Determined Incentive Program | Roselle | 7203 | 4.785 | Residential | Behind the Meter | Yes | SunnyMac, LLC | PSE&G |  | Accepted | 2025-07-10 | 2025-07-31 | 2026-07-31 | Solar Panels | HANWHA | Q.TRON BLK M-G2.H+ |  | 0.435 | 11 | 169 | 21 |  | Fixed | Roof
NJADRE1560067692 | Administratively Determined Incentive Program | Roselle | 7203 | 4.785 | Residential | Behind the Meter | Yes | SunnyMac, LLC | PSE&G |  | Accepted | 2025-07-10 | 2025-07-31 | 2026-07-31 | Inverters | SOLAREDGE HOME HUB | SE3800H-US | 3800 |  | 1 |  |  | 0.99 |  | Outdoor | next to meter
NJADRE1560068530 | Administratively Determined Incentive Program | Clarksboro | 8020 | 5.655 | Residential | Behind the Meter | Yes | SunnyMac, LLC | AC Electric |  | Accepted | 2025-07-10 | 2025-07-31 | 2026-07-31 | Inverters | SOLAREDGE HOME HUB | SE3800H-US | 3800 |  | 1 |  |  | 0.99 |  | Outdoor | next to meter
NJADRE1560068530 | Administratively Determined Incentive Program | Clarksboro | 8020 | 5.655 | Residential | Behind the Meter | Yes | SunnyMac, LLC | AC Electric |  | Accepted | 2025-07-10 | 2025-07-31 | 2026-07-31 | Solar Panels | HANWHA | Q.TRON BLK M-G2+ |  | 0.435 | 5 | 356 | 19 |  | Fixed | Roof
NJADRE1560068530 | Administratively Determined Incentive Program | Clarksboro | 8020 | 5.655 | Residential | Behind the Meter | Yes | SunnyMac, LLC | AC Electric |  | Accepted | 2025-07-10 | 2025-07-31 | 2026-07-31 | Solar Panels | HANWHA | Q.TRON BLK M-G2+ |  | 0.435 | 8 | 176 | 35 |  | Fixed | Roof
NJADRE1560068570 | Administratively Determined Incentive Program | OCEAN CITY | 8226 | 4.095 | Residential | Behind the Meter | No | Panel Masters of NJ, LLC | AC Electric |  | Accepted | 2025-07-14 | 2025-08-04 | 2026-08-04 | Solar Panels | Canadian Solar | cs6.1-54TM-455w |  | 0.455 | 9 | 137 | 0 |  | Fixed | Roof
NJADRE1560068570 | Administratively Determined Incentive Program | OCEAN CITY | 8226 | 4.095 | Residential | Behind the Meter | No | Panel Masters of NJ, LLC | AC Electric |  | Accepted | 2025-07-14 | 2025-08-04 | 2026-08-04 | Inverters | ENPHASE | IQ8M-72-2-US | 325 |  | 9 |  |  | 0.978 |  | Outside | Roof Top Under Module
NJADRE1560068608 | Administratively Determined Incentive Program | North Plainfield | 7060 | 2.87 | Residential | Behind the Meter | Yes | Sunrun Installation Services, Inc. | PSE&G |  | Accepted | 2025-07-10 | 2025-07-31 | 2026-07-31 | Inverters | Growatt New Energy Technology Co Ltd | MIN 3800TL-XH-US | 3800 |  | 1 |  |  | 0.98 |  | Outdoor
NJADRE1560068608 | Administratively Determined Incentive Program | North Plainfield | 7060 | 2.87 | Residential | Behind the Meter | Yes | Sunrun Installation Services, Inc. | PSE&G |  | Accepted | 2025-07-10 | 2025-07-31 | 2026-07-31 | Solar Panels | Hanwha Q Cells | Q.PEAK DUO BLK ML-G10+ 410 |  | 0.41 | 7 | 39 | 23 |  | Fixed | Roof
NJADRE1560068638 | Administratively Determined Incentive Program | Jamesburg | 8831 | 10.66 | Residential | Behind the Meter | Yes | Freedom Forever New Jersey, LLC | JCP&L |  | Accepted | 2025-07-10 | 2025-07-31 | 2026-07-31 | Inverters | Solar Edge | SE10000H-US | 10000 |  | 1 |  |  | 0.99 |  | Outside
NJADRE1560068638 | Administratively Determined Incentive Program | Jamesburg | 8831 | 10.66 | Residential | Behind the Meter | Yes | Freedom Forever New Jersey, LLC | JCP&L |  | Accepted | 2025-07-10 | 2025-07-31 | 2026-07-31 | Solar Panels | Hanwha | Q.PEAK DUO BLK ML-G10.C+ 410 |  | 0.41 | 7 | 82 | 31 |  | Fixed | Roof
NJADRE1560068638 | Administratively Determined Incentive Program | Jamesburg | 8831 | 10.66 | Residential | Behind the Meter | Yes | Freedom Forever New Jersey, LLC | JCP&L |  | Accepted | 2025-07-10 | 2025-07-31 | 2026-07-31 | Solar Panels | Hanwha | Q.PEAK DUO BLK ML-G10.C+ 410 |  | 0.41 | 3 | 262 | 31 |  | Fixed | Roof
NJADRE1560068638 | Administratively Determined Incentive Program | Jamesburg | 8831 | 10.66 | Residential | Behind the Meter | Yes | Freedom Forever New Jersey, LLC | JCP&L |  | Accepted | 2025-07-10 | 2025-07-31 | 2026-07-31 | Solar Panels | Hanwha | Q.PEAK DUO BLK ML-G10.C+ 410 |  | 0.41 | 7 | 172 | 31 |  | Fixed | Roof
NJADRE1560068638 | Administratively Determined Incentive Program | Jamesburg | 8831 | 10.66 | Residential | Behind the Meter | Yes | Freedom Forever New Jersey, LLC | JCP&L |  | Accepted | 2025-07-10 | 2025-07-31 | 2026-07-31 | Solar Panels | Hanwha | Q.PEAK DUO BLK ML-G10.C+ 410 |  | 0.41 | 5 | 262 | 31 |  | Fixed | Roof
NJADRE1560068638 | Administratively Determined Incentive Program | Jamesburg | 8831 | 10.66 | Residential | Behind the Meter | Yes | Freedom Forever New Jersey, LLC | JCP&L |  | Accepted | 2025-07-10 | 2025-07-31 | 2026-07-31 | Solar Panels | Hanwha | Q.PEAK DUO BLK ML-G10.C+ 410 |  | 0.41 | 2 | 262 | 31 |  | Fixed | Roof
NJADRE1560068638 | Administratively Determined Incentive Program | Jamesburg | 8831 | 10.66 | Residential | Behind the Meter | Yes | Freedom Forever New Jersey, LLC | JCP&L |  | Accepted | 2025-07-10 | 2025-07-31 | 2026-07-31 | Solar Panels | Hanwha | Q.PEAK DUO BLK ML-G10.C+ 410 |  | 0.41 | 2 | 262 | 31 |  | Fixed | Roof
NJADRE1560068727 | Administratively Determined Incentive Program | Haledon | 7508 | 8.5 | Residential | Behind the Meter | Yes | Power Energy Solutions, LLC | PSE&G |  | Accepted | 2025-07-10 | 2025-08-01 | 2026-08-01 | Solar Panels | Trina Solar | TSM-425NE09RC.05 |  | 0.425 | 1 | 93 | 20 |  | Fixed | Roof
NJADRE1560068727 | Administratively Determined Incentive Program | Haledon | 7508 | 8.5 | Residential | Behind the Meter | Yes | Power Energy Solutions, LLC | PSE&G |  | Accepted | 2025-07-10 | 2025-08-01 | 2026-08-01 | Inverters | SolarEdge | SE5700H-US | 6 |  | 1 |  |  | 0.97 |  | Outdoor
NJADRE1560068727 | Administratively Determined Incentive Program | Haledon | 7508 | 8.5 | Residential | Behind the Meter | Yes | Power Energy Solutions, LLC | PSE&G |  | Accepted | 2025-07-10 | 2025-08-01 | 2026-08-01 | Solar Panels | Trina Solar | TSM-425NE09RC.05 |  | 0.425 | 13 | 182 | 37 |  | Fixed | Roof
NJADRE1560068727 | Administratively Determined Incentive Program | Haledon | 7508 | 8.5 | Residential | Behind the Meter | Yes | Power Energy Solutions, LLC | PSE&G |  | Accepted | 2025-07-10 | 2025-08-01 | 2026-08-01 | Solar Panels | Trina Solar | TSM-425NE09RC.05 |  | 0.425 | 6 | 2 | 37 |  | Fixed | Roof
NJADRE1560068733 | Administratively Determined Incentive Program | GALLOWAY | 8205 | 3.28 | Residential | Behind the Meter | Yes | Trinity Solar, LLC | AC Electric |  | Accepted | 2025-07-10 | 2025-07-31 | 2026-07-31 | Solar Panels | Hanwha | Q.PEAK DUO BLK ML-G10+ 410 |  | 0.41 | 8 | 191 | 32 |  | Fixed | Roof
NJADRE1560068733 | Administratively Determined Incentive Program | GALLOWAY | 8205 | 3.28 | Residential | Behind the Meter | Yes | Trinity Solar, LLC | AC Electric |  | Accepted | 2025-07-10 | 2025-07-31 | 2026-07-31 | Inverters | Solar Edge | USE3800H-US | 3800 |  | 1 |  |  | 0.97 |  | Outside
NJADRE1560068755 | Administratively Determined Incentive Program | FLANDERS | 7836 | 16.965 | Residential | Behind the Meter | Yes | Skyline Solar, LLC | JCP&L |  | Accepted | 2025-07-10 | 2025-07-31 | 2026-07-31 | Inverters | Enphase | IQ8HC-72-M-DOM-US | 380 |  | 39 |  |  | 0.977 |  | Outside
NJADRE1560068755 | Administratively Determined Incentive Program | FLANDERS | 7836 | 16.965 | Residential | Behind the Meter | Yes | Skyline Solar, LLC | JCP&L |  | Accepted | 2025-07-10 | 2025-07-31 | 2026-07-31 | Solar Panels | Hanwha | Q.TRON BLK M-G2+ 435 |  | 0.435 | 39 | 263 | 29 |  | Fixed | Roof
NJADRE1560068828 | Administratively Determined Incentive Program | PHILLIPSBURG | 8865 | 10.66 | Residential | Behind the Meter | Yes | Pro Custom Solar dba Momentum Solar | JCP&L |  | Accepted | 2025-07-10 | 2025-07-31 | 2026-07-31 | Solar Panels | HANWHA | Q.PEAK DUO BLK ML-G10+410 |  | 0.41 | 6 | 223 | 41 |  | Fixed | Roof
NJADRE1560068828 | Administratively Determined Incentive Program | PHILLIPSBURG | 8865 | 10.66 | Residential | Behind the Meter | Yes | Pro Custom Solar dba Momentum Solar | JCP&L |  | Accepted | 2025-07-10 | 2025-07-31 | 2026-07-31 | Solar Panels | HANWHA | Q.PEAK DUO BLK ML-G10+410 |  | 0.41 | 10 | 52 | 40 |  | Fixed | Roof
NJADRE1560068828 | Administratively Determined Incentive Program | PHILLIPSBURG | 8865 | 10.66 | Residential | Behind the Meter | Yes | Pro Custom Solar dba Momentum Solar | JCP&L |  | Accepted | 2025-07-10 | 2025-07-31 | 2026-07-31 | Solar Panels | HANWHA | Q.PEAK DUO BLK ML-G10+410 |  | 0.41 | 2 | 322 | 19 |  | Fixed | Roof
NJADRE1560068828 | Administratively Determined Incentive Program | PHILLIPSBURG | 8865 | 10.66 | Residential | Behind the Meter | Yes | Pro Custom Solar dba Momentum Solar | JCP&L |  | Accepted | 2025-07-10 | 2025-07-31 | 2026-07-31 | Solar Panels | HANWHA | Q.PEAK DUO BLK ML-G10+410 |  | 0.41 | 3 | 52 | 19 |  | Fixed | Roof
NJADRE1560068828 | Administratively Determined Incentive Program | PHILLIPSBURG | 8865 | 10.66 | Residential | Behind the Meter | Yes | Pro Custom Solar dba Momentum Solar | JCP&L |  | Accepted | 2025-07-10 | 2025-07-31 | 2026-07-31 | Solar Panels | HANWHA | Q.PEAK DUO BLK ML-G10+410 |  | 0.41 | 2 | 232 | 19 |  | Fixed | Roof
NJADRE1560068828 | Administratively Determined Incentive Program | PHILLIPSBURG | 8865 | 10.66 | Residential | Behind the Meter | Yes | Pro Custom Solar dba Momentum Solar | JCP&L |  | Accepted | 2025-07-10 | 2025-07-31 | 2026-07-31 | Inverters | ENPHASE | IQ8HC-72-M-DOM-US | 380 |  | 26 |  |  | 0.97 |  | Outdoor
NJADRE1560068828 | Administratively Determined Incentive Program | PHILLIPSBURG | 8865 | 10.66 | Residential | Behind the Meter | Yes | Pro Custom Solar dba Momentum Solar | JCP&L |  | Accepted | 2025-07-10 | 2025-07-31 | 2026-07-31 | Solar Panels | HANWHA | Q.PEAK DUO BLK ML-G10+410 |  | 0.41 | 3 | 142 | 19 |  | Fixed | Roof
NJADRE1560068925 | Administratively Determined Incentive Program | SUCCASUNNA | 7876 | 9.84 | Residential | Behind the Meter | Yes | Sunrun Installation Services, Inc. | JCP&L |  | Accepted | 2025-07-10 | 2025-07-31 | 2026-07-31 | Electric Storage Battery | Tesla | Powerwall 3 1707000-xx-y |  |  | 1 |  |  |  | Lithium Ion |  | OUTSIDE
NJADRE1560068925 | Administratively Determined Incentive Program | SUCCASUNNA | 7876 | 9.84 | Residential | Behind the Meter | Yes | Sunrun Installation Services, Inc. | JCP&L |  | Accepted | 2025-07-10 | 2025-07-31 | 2026-07-31 | Solar Panels | Hanwha Q Cells | Q.PEAK DUO BLK ML-G10+ 410 DCA |  | 0.41 | 8 | 68 | 22 |  | Fixed | Roof
NJADRE1560068925 | Administratively Determined Incentive Program | SUCCASUNNA | 7876 | 9.84 | Residential | Behind the Meter | Yes | Sunrun Installation Services, Inc. | JCP&L |  | Accepted | 2025-07-10 | 2025-07-31 | 2026-07-31 | Inverters | Tesla | Powerwall 3 1707000-xx-y | 11500 |  | 1 |  |  | 0.97 |  | Outdoor
NJADRE1560068925 | Administratively Determined Incentive Program | SUCCASUNNA | 7876 | 9.84 | Residential | Behind the Meter | Yes | Sunrun Installation Services, Inc. | JCP&L |  | Accepted | 2025-07-10 | 2025-07-31 | 2026-07-31 | Solar Panels | Hanwha Q Cells | Q.PEAK DUO BLK ML-G10+ 410 DCA |  | 0.41 | 8 | 248 | 22 |  | Fixed | Roof
NJADRE1560068925 | Administratively Determined Incentive Program | SUCCASUNNA | 7876 | 9.84 | Residential | Behind the Meter | Yes | Sunrun Installation Services, Inc. | JCP&L |  | Accepted | 2025-07-10 | 2025-07-31 | 2026-07-31 | Solar Panels | Hanwha Q Cells | Q.PEAK DUO BLK ML-G10+ 410 DCA |  | 0.41 | 8 | 248 | 22 |  | Fixed | Roof
NJADRE1560068926 | Administratively Determined Incentive Program | LAKEWOOD | 8701 | 42.3 | Residential | Behind the Meter | No | Powerlutions, LLC | JCP&L |  | Accepted | 2025-07-10 | 2025-07-31 | 2026-07-31 | Inverters | Enphase | IQ8MC-72-M-US | 320 |  | 94 |  |  | 0.98 |  | Outdoor
NJADRE1560068926 | Administratively Determined Incentive Program | LAKEWOOD | 8701 | 42.3 | Residential | Behind the Meter | No | Powerlutions, LLC | JCP&L |  | Accepted | 2025-07-10 | 2025-07-31 | 2026-07-31 | Solar Panels | CANADIAN | CS6.1-54TD-450 |  | 0.45 | 94 | 171 | 5 |  | Fixed | Roof
NJADRE1560068952 | Administratively Determined Incentive Program | HILLSIDE TWP | 7205 | 6.48 | Residential | Behind the Meter | Yes | Sunrun Installation Services, Inc. | PSE&G |  | Accepted | 2025-07-10 | 2025-07-31 | 2026-07-31 | Solar Panels | JA Solar | JAM54S31-405/MR |  | 0.405 | 12 | 308 | 30 |  | Fixed | Roof
NJADRE1560068952 | Administratively Determined Incentive Program | HILLSIDE TWP | 7205 | 6.48 | Residential | Behind the Meter | Yes | Sunrun Installation Services, Inc. | PSE&G |  | Accepted | 2025-07-10 | 2025-07-31 | 2026-07-31 | Inverters | SolarEdge Technologies | SE5700H-USMN | 5760 |  | 1 |  |  | 0.99 |  | Outdoor | Next to meter
NJADRE1560068952 | Administratively Determined Incentive Program | HILLSIDE TWP | 7205 | 6.48 | Residential | Behind the Meter | Yes | Sunrun Installation Services, Inc. | PSE&G |  | Accepted | 2025-07-10 | 2025-07-31 | 2026-07-31 | Solar Panels | JA Solar | JAM54S31-405/MR |  | 0.405 | 4 | 128 | 30 |  | Fixed | Roof
NJADRE1560069046 | Administratively Determined Incentive Program | LAKEWOOD | 8701 | 13.65 | Residential | Behind the Meter | Yes | Powerlutions, LLC | JCP&L |  | Accepted | 2025-07-10 | 2025-07-31 | 2026-07-31 | Inverters | Enphase | IQ8HC-72-M-DOM-US | 380 |  | 30 |  |  | 0.98 |  | Outdoor
NJADRE1560069046 | Administratively Determined Incentive Program | LAKEWOOD | 8701 | 13.65 | Residential | Behind the Meter | Yes | Powerlutions, LLC | JCP&L |  | Accepted | 2025-07-10 | 2025-07-31 | 2026-07-31 | Solar Panels | CANADIAN | CS6.1-54TM-455H |  | 0.455 | 30 | 187 | 30 |  | Fixed | Roof
NJADRE1560069135 | Administratively Determined Incentive Program | Ewing Township | 8628 | 6.88 | Residential | Behind the Meter | Yes | Pro Custom Solar dba Momentum Solar | PSE&G |  | Accepted | 2025-07-10 | 2025-07-31 | 2026-07-31 | Solar Panels | HANWHA | Q.TRON BLK M-G2+430 |  | 0.43 | 3 | 237 | 22 |  | Fixed | Roof
NJADRE1560069135 | Administratively Determined Incentive Program | Ewing Township | 8628 | 6.88 | Residential | Behind the Meter | Yes | Pro Custom Solar dba Momentum Solar | PSE&G |  | Accepted | 2025-07-10 | 2025-07-31 | 2026-07-31 | Inverters | ENPHASE | IQ8HC-72-M-DOM-US | 380 |  | 16 |  |  | 0.97 |  | Outdoor
NJADRE1560069135 | Administratively Determined Incentive Program | Ewing Township | 8628 | 6.88 | Residential | Behind the Meter | Yes | Pro Custom Solar dba Momentum Solar | PSE&G |  | Accepted | 2025-07-10 | 2025-07-31 | 2026-07-31 | Solar Panels | HANWHA | Q.TRON BLK M-G2+430 |  | 0.43 | 11 | 147 | 22 |  | Fixed | Roof
NJADRE1560069135 | Administratively Determined Incentive Program | Ewing Township | 8628 | 6.88 | Residential | Behind the Meter | Yes | Pro Custom Solar dba Momentum Solar | PSE&G |  | Accepted | 2025-07-10 | 2025-07-31 | 2026-07-31 | Solar Panels | HANWHA | Q.TRON BLK M-G2+430 |  | 0.43 | 2 | 57 | 22 |  | Fixed | Roof
NJADRE1560069193 | Administratively Determined Incentive Program | HILLSIDE | 7205 | 7.225 | Residential | Behind the Meter | Yes | Power Energy Solutions, LLC | PSE&G |  | Accepted | 2025-07-10 | 2025-08-07 | 2026-08-07 | Inverters | SolarEdge | SE3800H-US | 3800 |  | 1 |  |  | 0.97 |  | Outdoor
NJADRE1560069193 | Administratively Determined Incentive Program | HILLSIDE | 7205 | 7.225 | Residential | Behind the Meter | Yes | Power Energy Solutions, LLC | PSE&G |  | Accepted | 2025-07-10 | 2025-08-07 | 2026-08-07 | Solar Panels | Trina Solar | TSM-425NE09RC.05 |  | 0.425 | 17 | 301 | 23 |  | Fixed | Roof
NJADRE1560069225 | Administratively Determined Incentive Program | BERGENFIELD | 7621 | 9.2 | Residential | Behind the Meter | No | Integrity Solar & Home Solutions, LLC | PSE&G |  | Accepted | 2025-07-10 | 2025-08-04 | 2026-08-04 | Solar Panels | SOLARIA | POWER X400 |  | 0.4 | 23 | 178 | 37 |  | Fixed | Roof
NJADRE1560069225 | Administratively Determined Incentive Program | BERGENFIELD | 7621 | 9.2 | Residential | Behind the Meter | No | Integrity Solar & Home Solutions, LLC | PSE&G |  | Accepted | 2025-07-10 | 2025-08-04 | 2026-08-04 | Meters | SolarEdge | SE RGM (revenue grade meter) |  |  | 1 |  |  |  | Yes | Outdoor
NJADRE1560069225 | Administratively Determined Incentive Program | BERGENFIELD | 7621 | 9.2 | Residential | Behind the Meter | No | Integrity Solar & Home Solutions, LLC | PSE&G |  | Accepted | 2025-07-10 | 2025-08-04 | 2026-08-04 | Inverters | SolarEdge | SE7600 | 7600 |  | 1 |  |  | 0.98 |  | Outside
NJADRE1560069241 | Administratively Determined Incentive Program | MANALAPAN TOWNSHIP | 7726 | 15.99 | Residential | Behind the Meter | Yes | Freedom Forever New Jersey, LLC | JCP&L |  | Accepted | 2025-07-10 | 2025-07-31 | 2026-07-31 | Solar Panels | Hanwha | Q.PEAK DUO BLK ML-G10.C+ 410 |  | 0.41 | 17 | 115 | 36 |  | Fixed | Roof
NJADRE1560069241 | Administratively Determined Incentive Program | MANALAPAN TOWNSHIP | 7726 | 15.99 | Residential | Behind the Meter | Yes | Freedom Forever New Jersey, LLC | JCP&L |  | Accepted | 2025-07-10 | 2025-07-31 | 2026-07-31 | Solar Panels | Hanwha | Q.PEAK DUO BLK ML-G10.C+ 410 |  | 0.41 | 16 | 295 | 36 |  | Fixed | Roof
NJADRE1560069241 | Administratively Determined Incentive Program | MANALAPAN TOWNSHIP | 7726 | 15.99 | Residential | Behind the Meter | Yes | Freedom Forever New Jersey, LLC | JCP&L |  | Accepted | 2025-07-10 | 2025-07-31 | 2026-07-31 | Inverters | Solar Edge | SE11400H-US | 11400 |  | 1 |  |  | 0.99 |  | Outside
NJADRE1560069241 | Administratively Determined Incentive Program | MANALAPAN TOWNSHIP | 7726 | 15.99 | Residential | Behind the Meter | Yes | Freedom Forever New Jersey, LLC | JCP&L |  | Accepted | 2025-07-10 | 2025-07-31 | 2026-07-31 | Solar Panels | Hanwha | Q.PEAK DUO BLK ML-G10.C+ 410 |  | 0.41 | 6 | 115 | 36 |  | Fixed | Roof
NJADRE1560069432 | Administratively Determined Incentive Program | LAWRENCE TOWNSHIP | 8648 | 17.22 | Residential | Behind the Meter | Yes | Pro Custom Solar dba Momentum Solar | PSE&G |  | Accepted | 2025-07-10 | 2025-07-31 | 2026-07-31 | Inverters | ENPHASE | IQ8HC-72-M-DOM-US | 380 |  | 42 |  |  | 0.97 |  | Outdoor
NJADRE1560069432 | Administratively Determined Incentive Program | LAWRENCE TOWNSHIP | 8648 | 17.22 | Residential | Behind the Meter | Yes | Pro Custom Solar dba Momentum Solar | PSE&G |  | Accepted | 2025-07-10 | 2025-07-31 | 2026-07-31 | Solar Panels | HANWHA | Q.PEAK DUO BLK ML-G10+410 |  | 0.41 | 3 | 342 | 21 |  | Fixed | Roof
NJADRE1560069432 | Administratively Determined Incentive Program | LAWRENCE TOWNSHIP | 8648 | 17.22 | Residential | Behind the Meter | Yes | Pro Custom Solar dba Momentum Solar | PSE&G |  | Accepted | 2025-07-10 | 2025-07-31 | 2026-07-31 | Solar Panels | HANWHA | Q.PEAK DUO BLK ML-G10+410 |  | 0.41 | 16 | 161 | 21 |  | Fixed | Roof
NJADRE1560069432 | Administratively Determined Incentive Program | LAWRENCE TOWNSHIP | 8648 | 17.22 | Residential | Behind the Meter | Yes | Pro Custom Solar dba Momentum Solar | PSE&G |  | Accepted | 2025-07-10 | 2025-07-31 | 2026-07-31 | Solar Panels | HANWHA | Q.PEAK DUO BLK ML-G10+410 |  | 0.41 | 2 | 162 | 22 |  | Fixed | Roof
NJADRE1560069432 | Administratively Determined Incentive Program | LAWRENCE TOWNSHIP | 8648 | 17.22 | Residential | Behind the Meter | Yes | Pro Custom Solar dba Momentum Solar | PSE&G |  | Accepted | 2025-07-10 | 2025-07-31 | 2026-07-31 | Solar Panels | HANWHA | Q.PEAK DUO BLK ML-G10+410 |  | 0.41 | 21 | 341 | 22 |  | Fixed | Roof
NJADRE1560069450 | Administratively Determined Incentive Program | SAYREVILLE | 8872 | 8.91 | Residential | Behind the Meter | No | Freedom Forever New Jersey, LLC | JCP&L |  | Accepted | 2025-07-10 | 2025-07-31 | 2026-07-31 | Inverters | Solar Edge | SE3800H-USRGM | 3800 |  | 2 |  |  | 0.99 |  | Outside
NJADRE1560069450 | Administratively Determined Incentive Program | SAYREVILLE | 8872 | 8.91 | Residential | Behind the Meter | No | Freedom Forever New Jersey, LLC | JCP&L |  | Accepted | 2025-07-10 | 2025-07-31 | 2026-07-31 | Solar Panels | JA Solar | JAM54S31-405/MR |  | 0.405 | 22 | 80 | 30 |  | Fixed | Roof
NJADRE1560069453 | Administratively Determined Incentive Program | Edison | 8817 | 8.6 | Residential | Behind the Meter | No | PV4U, LLC | PSE&G |  | Accepted | 2025-08-07 | 2025-08-17 | 2026-08-17 | Solar Panels | Hanwha | QCELLS Q.TRON BLK M-G2+ 430W |  | 0.43 | 20 | 234 | 17 |  | Fixed | Roof
NJADRE1560069453 | Administratively Determined Incentive Program | Edison | 8817 | 8.6 | Residential | Behind the Meter | No | PV4U, LLC | PSE&G |  | Accepted | 2025-08-07 | 2025-08-17 | 2026-08-17 | Inverters | ENPHASE | IQ8PLUS | 290 |  | 20 |  |  | 0.98 |  | Outside
NJADRE1560069468 | Administratively Determined Incentive Program | UNION TWP UNI | 7083 | 9.72 | Residential | Behind the Meter | Yes | Sunrun Installation Services, Inc. | PSE&G |  | Accepted | 2025-07-10 | 2025-07-31 | 2026-07-31 | Solar Panels | JA Solar | JAM54S31-405/MR |  | 0.405 | 3 | 130 | 18 |  | Fixed | Roof
NJADRE1560069468 | Administratively Determined Incentive Program | UNION TWP UNI | 7083 | 9.72 | Residential | Behind the Meter | Yes | Sunrun Installation Services, Inc. | PSE&G |  | Accepted | 2025-07-10 | 2025-07-31 | 2026-07-31 | Inverters | SolarEdge Technologies | SE7600H-USMN | 7600 |  | 1 |  |  | 0.99 |  | Outdoor | Next to meter
NJADRE1560069468 | Administratively Determined Incentive Program | UNION TWP UNI | 7083 | 9.72 | Residential | Behind the Meter | Yes | Sunrun Installation Services, Inc. | PSE&G |  | Accepted | 2025-07-10 | 2025-07-31 | 2026-07-31 | Solar Panels | JA Solar | JAM54S31-405/MR |  | 0.405 | 4 | 130 | 37 |  | Fixed | Roof
NJADRE1560069468 | Administratively Determined Incentive Program | UNION TWP UNI | 7083 | 9.72 | Residential | Behind the Meter | Yes | Sunrun Installation Services, Inc. | PSE&G |  | Accepted | 2025-07-10 | 2025-07-31 | 2026-07-31 | Solar Panels | JA Solar | JAM54S31-405/MR |  | 0.405 | 17 | 310 | 34 |  | Fixed | Roof
NJADRE1560069469 | Administratively Determined Incentive Program | Winslow Twp | 8081 | 15.225 | Residential | Behind the Meter | Yes | SunnyMac, LLC | AC Electric |  | Accepted | 2025-07-10 | 2025-08-01 | 2026-08-01 | Solar Panels | HANWHA | Q.TRON BLK M-G2+ |  | 0.435 | 17 | 350 | 33 |  | Fixed | Roof
NJADRE1560069469 | Administratively Determined Incentive Program | Winslow Twp | 8081 | 15.225 | Residential | Behind the Meter | Yes | SunnyMac, LLC | AC Electric |  | Accepted | 2025-07-10 | 2025-08-01 | 2026-08-01 | Solar Panels | HANWHA | Q.TRON BLK M-G2+ |  | 0.435 | 6 | 80 | 45 |  | Fixed | Roof
NJADRE1560069469 | Administratively Determined Incentive Program | Winslow Twp | 8081 | 15.225 | Residential | Behind the Meter | Yes | SunnyMac, LLC | AC Electric |  | Accepted | 2025-07-10 | 2025-08-01 | 2026-08-01 | Solar Panels | HANWHA | Q.TRON BLK M-G2+ |  | 0.435 | 12 | 170 | 33 |  | Fixed | Roof
NJADRE1560069469 | Administratively Determined Incentive Program | Winslow Twp | 8081 | 15.225 | Residential | Behind the Meter | Yes | SunnyMac, LLC | AC Electric |  | Accepted | 2025-07-10 | 2025-08-01 | 2026-08-01 | Inverters | SOLAREDGE HOME HUB | SE10000H-US | 10000 |  | 1 |  |  | 0.99 |  | Outdoor | next to meter
NJADRE1560069474 | Administratively Determined Incentive Program | Warren | 7059 | 24.94 | Residential | Behind the Meter | Yes | Pro Custom Solar dba Momentum Solar | JCP&L |  | Accepted | 2025-07-10 | 2025-08-01 | 2026-08-01 | Solar Panels | HANWHA | Q.TRON BLK M-G2+430 |  | 0.43 | 5 | 84 | 19 |  | Fixed | Roof
NJADRE1560069474 | Administratively Determined Incentive Program | Warren | 7059 | 24.94 | Residential | Behind the Meter | Yes | Pro Custom Solar dba Momentum Solar | JCP&L |  | Accepted | 2025-07-10 | 2025-08-01 | 2026-08-01 | Solar Panels | HANWHA | Q.TRON BLK M-G2+430 |  | 0.43 | 8 | 175 | 23 |  | Fixed | Roof
NJADRE1560069474 | Administratively Determined Incentive Program | Warren | 7059 | 24.94 | Residential | Behind the Meter | Yes | Pro Custom Solar dba Momentum Solar | JCP&L |  | Accepted | 2025-07-10 | 2025-08-01 | 2026-08-01 | Solar Panels | HANWHA | Q.TRON BLK M-G2+430 |  | 0.43 | 5 | 85 | 19 |  | Fixed | Roof
NJADRE1560069474 | Administratively Determined Incentive Program | Warren | 7059 | 24.94 | Residential | Behind the Meter | Yes | Pro Custom Solar dba Momentum Solar | JCP&L |  | Accepted | 2025-07-10 | 2025-08-01 | 2026-08-01 | Solar Panels | HANWHA | Q.TRON BLK M-G2+430 |  | 0.43 | 19 | 85 | 21 |  | Fixed | Roof
NJADRE1560069474 | Administratively Determined Incentive Program | Warren | 7059 | 24.94 | Residential | Behind the Meter | Yes | Pro Custom Solar dba Momentum Solar | JCP&L |  | Accepted | 2025-07-10 | 2025-08-01 | 2026-08-01 | Solar Panels | HANWHA | Q.TRON BLK M-G2+430 |  | 0.43 | 9 | 265 | 21 |  | Fixed | Roof
NJADRE1560069474 | Administratively Determined Incentive Program | Warren | 7059 | 24.94 | Residential | Behind the Meter | Yes | Pro Custom Solar dba Momentum Solar | JCP&L |  | Accepted | 2025-07-10 | 2025-08-01 | 2026-08-01 | Inverters | ENPHASE | IQ8PLUS-72-2-US | 380 |  | 58 |  |  | 0.97 |  | Outdoor
NJADRE1560069474 | Administratively Determined Incentive Program | Warren | 7059 | 24.94 | Residential | Behind the Meter | Yes | Pro Custom Solar dba Momentum Solar | JCP&L |  | Accepted | 2025-07-10 | 2025-08-01 | 2026-08-01 | Solar Panels | HANWHA | Q.TRON BLK M-G2+430 |  | 0.43 | 5 | 265 | 20 |  | Fixed | Roof
NJADRE1560069474 | Administratively Determined Incentive Program | Warren | 7059 | 24.94 | Residential | Behind the Meter | Yes | Pro Custom Solar dba Momentum Solar | JCP&L |  | Accepted | 2025-07-10 | 2025-08-01 | 2026-08-01 | Solar Panels | HANWHA | Q.TRON BLK M-G2+430 |  | 0.43 | 7 | 264 | 21 |  | Fixed | Roof
NJADRE1560069480 | Administratively Determined Incentive Program | SOMERDALE BORO | 8083 | 12.96 | Residential | Behind the Meter | Yes | Sunrun Installation Services, Inc. | PSE&G |  | Accepted | 2025-07-10 | 2025-07-31 | 2026-07-31 | Solar Panels | JA SOLAR | JAM54S31-405/MR |  | 0.405 | 13 | 227 | 44 |  | Fixed | Roof
NJADRE1560069480 | Administratively Determined Incentive Program | SOMERDALE BORO | 8083 | 12.96 | Residential | Behind the Meter | Yes | Sunrun Installation Services, Inc. | PSE&G |  | Accepted | 2025-07-10 | 2025-07-31 | 2026-07-31 | Solar Panels | JA SOLAR | JAM54S31-405/MR |  | 0.405 | 13 | 47 | 44 |  | Fixed | Roof
NJADRE1560069480 | Administratively Determined Incentive Program | SOMERDALE BORO | 8083 | 12.96 | Residential | Behind the Meter | Yes | Sunrun Installation Services, Inc. | PSE&G |  | Accepted | 2025-07-10 | 2025-07-31 | 2026-07-31 | Solar Panels | JA SOLAR | JAM54S31-405/MR |  | 0.405 | 6 | 47 | 7 |  | Fixed | Roof
NJADRE1560069480 | Administratively Determined Incentive Program | SOMERDALE BORO | 8083 | 12.96 | Residential | Behind the Meter | Yes | Sunrun Installation Services, Inc. | PSE&G |  | Accepted | 2025-07-10 | 2025-07-31 | 2026-07-31 | Inverters | SOLAREDGE TECHNOLOGIES | SE10000H-USMN | 10000 |  | 1 |  |  | 0.99 |  | Outdoor
NJADRE1560069490 | Administratively Determined Incentive Program | Woodbury | 8096 | 25.5 | Residential | Behind the Meter | Yes | Power Energy Solutions, LLC | PSE&G |  | Accepted | 2025-07-10 | 2025-08-04 | 2026-08-04 | Inverters | SolarEdge | SE5700H-US | 6 |  | 1 |  |  | 0.97 |  | Outdoor
NJADRE1560069490 | Administratively Determined Incentive Program | Woodbury | 8096 | 25.5 | Residential | Behind the Meter | Yes | Power Energy Solutions, LLC | PSE&G |  | Accepted | 2025-07-10 | 2025-08-04 | 2026-08-04 | Solar Panels | Trina Solar | TSM-425NE09RC.05 |  | 0.425 | 20 | 360 | 25 |  | Fixed | Roof
NJADRE1560069490 | Administratively Determined Incentive Program | Woodbury | 8096 | 25.5 | Residential | Behind the Meter | Yes | Power Energy Solutions, LLC | PSE&G |  | Accepted | 2025-07-10 | 2025-08-04 | 2026-08-04 | Solar Panels | Trina Solar | TSM-425NE09RC.05 |  | 0.425 | 10 | 180 | 25 |  | Fixed | Roof
NJADRE1560069490 | Administratively Determined Incentive Program | Woodbury | 8096 | 25.5 | Residential | Behind the Meter | Yes | Power Energy Solutions, LLC | PSE&G |  | Accepted | 2025-07-10 | 2025-08-04 | 2026-08-04 | Inverters | SolarEdge | SE7600H-US | 8 |  | 1 |  |  | 0.97 |  | Outdoor
NJADRE1560069490 | Administratively Determined Incentive Program | Woodbury | 8096 | 25.5 | Residential | Behind the Meter | Yes | Power Energy Solutions, LLC | PSE&G |  | Accepted | 2025-07-10 | 2025-08-04 | 2026-08-04 | Solar Panels | Trina Solar | TSM-425NE09RC.05 |  | 0.425 | 13 | 180 | 25 |  | Fixed | Roof
NJADRE1560069490 | Administratively Determined Incentive Program | Woodbury | 8096 | 25.5 | Residential | Behind the Meter | Yes | Power Energy Solutions, LLC | PSE&G |  | Accepted | 2025-07-10 | 2025-08-04 | 2026-08-04 | Solar Panels | Trina Solar | TSM-425NE09RC.05 |  | 0.425 | 17 | 180 | 25 |  | Fixed | Roof
NJADRE1560069532 | Administratively Determined Incentive Program | Long Valley | 7853 | 13.02 | Residential | Behind the Meter | No | Public Service Solar, LLC | JCP&L |  | Accepted | 2025-07-10 | 2025-07-31 | 2026-07-31 | Solar Panels | Panasonic | EVPV420HK2 |  | 0.42 | 7 | 303 | 37 |  | Fixed | Roof
NJADRE1560069532 | Administratively Determined Incentive Program | Long Valley | 7853 | 13.02 | Residential | Behind the Meter | No | Public Service Solar, LLC | JCP&L |  | Accepted | 2025-07-10 | 2025-07-31 | 2026-07-31 | Solar Panels | Panasonic | EVPV420HK2 |  | 0.42 | 4 | 213 | 37 |  | Fixed | Roof
NJADRE1560069532 | Administratively Determined Incentive Program | Long Valley | 7853 | 13.02 | Residential | Behind the Meter | No | Public Service Solar, LLC | JCP&L |  | Accepted | 2025-07-10 | 2025-07-31 | 2026-07-31 | Solar Panels | Panasonic | EVPV420HK2 |  | 0.42 | 17 | 124 | 37 |  | Fixed | Roof
NJADRE1560069532 | Administratively Determined Incentive Program | Long Valley | 7853 | 13.02 | Residential | Behind the Meter | No | Public Service Solar, LLC | JCP&L |  | Accepted | 2025-07-10 | 2025-07-31 | 2026-07-31 | Solar Panels | Panasonic | EVPV420HK2 |  | 0.42 | 3 | 303 | 37 |  | Fixed | Roof
NJADRE1560069532 | Administratively Determined Incentive Program | Long Valley | 7853 | 13.02 | Residential | Behind the Meter | No | Public Service Solar, LLC | JCP&L |  | Accepted | 2025-07-10 | 2025-07-31 | 2026-07-31 | Inverters | Enphase | iQ8HC-72-M-US | 380 |  | 31 |  |  | 0.96 |  | Outdoor | Under panels
NJADRE1560069539 | Administratively Determined Incentive Program | Carteret | 7008 | 7.38 | Residential | Behind the Meter | Yes | Pro Custom Solar dba Momentum Solar | PSE&G |  | Accepted | 2025-07-10 | 2025-08-05 | 2026-08-05 | Inverters | ENPHASE | IQ8HC-72-M-DOM-US | 380 |  | 18 |  |  | 0.97 |  | Outdoor
NJADRE1560069539 | Administratively Determined Incentive Program | Carteret | 7008 | 7.38 | Residential | Behind the Meter | Yes | Pro Custom Solar dba Momentum Solar | PSE&G |  | Accepted | 2025-07-10 | 2025-08-05 | 2026-08-05 | Solar Panels | Hanwha | q.peak duo blk-g10+410 |  | 0.41 | 9 | 305 | 11 |  | Fixed | Roof
NJADRE1560069539 | Administratively Determined Incentive Program | Carteret | 7008 | 7.38 | Residential | Behind the Meter | Yes | Pro Custom Solar dba Momentum Solar | PSE&G |  | Accepted | 2025-07-10 | 2025-08-05 | 2026-08-05 | Solar Panels | Hanwha | q.peak duo blk-g10+410 |  | 0.41 | 9 | 125 | 11 |  | Fixed | Roof
NJADRE1560069727 | Administratively Determined Incentive Program | East Orange | 7017 | 5.33 | Residential | Behind the Meter | Yes | Trinity Solar, LLC | PSE&G |  | Accepted | 2025-07-10 | 2025-07-31 | 2026-07-31 | Inverters | Solar Edge | USE5700H-US | 5760 |  | 1 |  |  | 0.97 |  | Outside
NJADRE1560069727 | Administratively Determined Incentive Program | East Orange | 7017 | 5.33 | Residential | Behind the Meter | Yes | Trinity Solar, LLC | PSE&G |  | Accepted | 2025-07-10 | 2025-07-31 | 2026-07-31 | Solar Panels | Hanwha | Q.PEAK DUO BLK ML-G10+ 410 |  | 0.41 | 13 | 113 | 32 |  | Fixed | Roof
NJADRE1560070076 | Administratively Determined Incentive Program | Hillside | 7205 | 4.1 | Residential | Behind the Meter | Yes | Pro Custom Solar dba Momentum Solar | PSE&G |  | Accepted | 2025-07-10 | 2025-08-01 | 2026-08-01 | Solar Panels | Hanwha | q.peak duo blk-g10+410 |  | 0.41 | 10 | 126 | 41 |  | Fixed | Roof
NJADRE1560070076 | Administratively Determined Incentive Program | Hillside | 7205 | 4.1 | Residential | Behind the Meter | Yes | Pro Custom Solar dba Momentum Solar | PSE&G |  | Accepted | 2025-07-10 | 2025-08-01 | 2026-08-01 | Inverters | ENPHASE | IQ8HC-72-M-DOM-US | 380 |  | 10 |  |  | 0.97 |  | Outdoor
NJADRE1560070085 | Administratively Determined Incentive Program | WILLIAMSTOWN | 8094 | 12.4 | Residential | Behind the Meter | No | Advanced Renewable Solutions, LLC | AC Electric |  | Accepted | 2025-07-10 | 2025-07-31 | 2026-07-31 | Inverters | Enphase | IQ8+ | 290 |  | 31 |  |  | 0.976 |  | Outside
NJADRE1560070085 | Administratively Determined Incentive Program | WILLIAMSTOWN | 8094 | 12.4 | Residential | Behind the Meter | No | Advanced Renewable Solutions, LLC | AC Electric |  | Accepted | 2025-07-10 | 2025-07-31 | 2026-07-31 | Solar Panels | Certainteed | CTM10400HC11 |  | 0.4 | 15 | 222 | 30 |  | Fixed | Roof
NJADRE1560070085 | Administratively Determined Incentive Program | WILLIAMSTOWN | 8094 | 12.4 | Residential | Behind the Meter | No | Advanced Renewable Solutions, LLC | AC Electric |  | Accepted | 2025-07-10 | 2025-07-31 | 2026-07-31 | Solar Panels | Certainteed | CTM10400HC11 |  | 0.4 | 12 | 222 | 7 |  | Fixed | Roof
NJADRE1560070085 | Administratively Determined Incentive Program | WILLIAMSTOWN | 8094 | 12.4 | Residential | Behind the Meter | No | Advanced Renewable Solutions, LLC | AC Electric |  | Accepted | 2025-07-10 | 2025-07-31 | 2026-07-31 | Solar Panels | Certainteed | CTM10400HC11 |  | 0.4 | 4 | 222 | 30 |  | Fixed | Roof
NJADRE1560070093 | Administratively Determined Incentive Program | Bridgeton | 8302 | 13.92 | Residential | Behind the Meter | Yes | RCL Enterprises, Inc. | AC Electric |  | Accepted | 2025-07-10 | 2025-07-31 | 2026-07-31 | Solar Panels | QTRON | BLKMG2H |  | 0.435 | 12 | 73 | 20 |  | Fixed | Roof
NJADRE1560070093 | Administratively Determined Incentive Program | Bridgeton | 8302 | 13.92 | Residential | Behind the Meter | Yes | RCL Enterprises, Inc. | AC Electric |  | Accepted | 2025-07-10 | 2025-07-31 | 2026-07-31 | Solar Panels | QTRON | BLKMG2H |  | 0.435 | 20 | 253 | 20 |  | Fixed | Roof
NJADRE1560070093 | Administratively Determined Incentive Program | Bridgeton | 8302 | 13.92 | Residential | Behind the Meter | Yes | RCL Enterprises, Inc. | AC Electric |  | Accepted | 2025-07-10 | 2025-07-31 | 2026-07-31 | Inverters | Enphase | IQ8HC | 380 |  | 32 |  |  | 0.97 |  | Outside
NJADRE1560070103 | Administratively Determined Incentive Program | Fair Lawn | 7410 | 11.61 | Residential | Behind the Meter | No | Infinity Solar Systems, LLC | PSE&G |  | Accepted | 2025-07-10 | 2025-07-31 | 2026-07-31 | Solar Panels | SEG Solar | SEG-430-BTD-BG |  | 0.43 | 10 | 251 | 23 |  | Fixed | Roof
NJADRE1560070103 | Administratively Determined Incentive Program | Fair Lawn | 7410 | 11.61 | Residential | Behind the Meter | No | Infinity Solar Systems, LLC | PSE&G |  | Accepted | 2025-07-10 | 2025-07-31 | 2026-07-31 | Solar Panels | SEG Solar | SEG-430-BTD-BG |  | 0.43 | 4 | 71 | 23 |  | Fixed | Roof
NJADRE1560070103 | Administratively Determined Incentive Program | Fair Lawn | 7410 | 11.61 | Residential | Behind the Meter | No | Infinity Solar Systems, LLC | PSE&G |  | Accepted | 2025-07-10 | 2025-07-31 | 2026-07-31 | Solar Panels | SEG Solar | SEG-430-BTD-BG |  | 0.43 | 13 | 251 | 23 |  | Fixed | Roof
NJADRE1560070103 | Administratively Determined Incentive Program | Fair Lawn | 7410 | 11.61 | Residential | Behind the Meter | No | Infinity Solar Systems, LLC | PSE&G |  | Accepted | 2025-07-10 | 2025-07-31 | 2026-07-31 | Inverters | Enphase | IQ8MC-72-M-US | 320 |  | 27 |  |  | 0.97 |  | Outdoor
NJADRE1560070109 | Administratively Determined Incentive Program | Cherry Hill | 8003 | 13.05 | Residential | Behind the Meter | Yes | EMT Renewables, LLC | PSE&G |  | Accepted | 2025-07-10 | 2025-07-31 | 2026-07-31 | Inverters | IQ8HC | IQ8+ | 290 |  | 30 |  |  | 0.98 |  | Other | UNDER EACH PANEL
NJADRE1560070109 | Administratively Determined Incentive Program | Cherry Hill | 8003 | 13.05 | Residential | Behind the Meter | Yes | EMT Renewables, LLC | PSE&G |  | Accepted | 2025-07-10 | 2025-07-31 | 2026-07-31 | Solar Panels | Q CELLS | Q TRON |  | 0.435 | 18 | 294 | 21 |  | Fixed | Roof
NJADRE1560070109 | Administratively Determined Incentive Program | Cherry Hill | 8003 | 13.05 | Residential | Behind the Meter | Yes | EMT Renewables, LLC | PSE&G |  | Accepted | 2025-07-10 | 2025-07-31 | 2026-07-31 | Solar Panels | Q CELLS | Q TRON |  | 0.435 | 12 | 204 | 21 |  | Fixed | Roof
NJADRE1560070123 | Administratively Determined Incentive Program | LAWRENCE | 8311 | 18.45 | Residential | Behind the Meter | Yes | RCL Enterprises, Inc. | AC Electric |  | Accepted | 2025-07-10 | 2025-07-31 | 2026-07-31 | Inverters | Enphase | IQ8plus | 290 |  | 45 |  |  | 0.97 |  | Outdoor
NJADRE1560070123 | Administratively Determined Incentive Program | LAWRENCE | 8311 | 18.45 | Residential | Behind the Meter | Yes | RCL Enterprises, Inc. | AC Electric |  | Accepted | 2025-07-10 | 2025-07-31 | 2026-07-31 | Solar Panels | Mission Solar | MSE410 PERC |  | 0.41 | 45 | 180 | 25 |  | Fixed | Ground
NJADRE1560070130 | Administratively Determined Incentive Program | Browns Mills | 8015 | 15.225 | Residential | Behind the Meter | Yes | EMT Renewables, LLC | JCP&L |  | Accepted | 2025-07-10 | 2025-07-31 | 2026-07-31 | Inverters | IQ8HC | IQ8+ | 290 |  | 35 |  |  | 0.98 |  | Other | UNDER EACH PANEL
NJADRE1560070130 | Administratively Determined Incentive Program | Browns Mills | 8015 | 15.225 | Residential | Behind the Meter | Yes | EMT Renewables, LLC | JCP&L |  | Accepted | 2025-07-10 | 2025-07-31 | 2026-07-31 | Solar Panels | Q CELLS | Q TRON |  | 0.435 | 17 | 210 | 20 |  | Fixed | Roof
NJADRE1560070130 | Administratively Determined Incentive Program | Browns Mills | 8015 | 15.225 | Residential | Behind the Meter | Yes | EMT Renewables, LLC | JCP&L |  | Accepted | 2025-07-10 | 2025-07-31 | 2026-07-31 | Solar Panels | Q CELLS | Q TRON |  | 0.435 | 18 | 30 | 20 |  | Fixed | Roof
NJADRE1560070141 | Administratively Determined Incentive Program | BELFORD | 7718 | 10.53 | Residential | Behind the Meter | Yes | Freedom Forever New Jersey, LLC | JCP&L |  | Accepted | 2025-07-10 | 2025-07-31 | 2026-07-31 | Inverters | Solar Edge | SE7600H-US | 7600 |  | 1 |  |  | 0.99 |  | Outdoor
NJADRE1560070141 | Administratively Determined Incentive Program | BELFORD | 7718 | 10.53 | Residential | Behind the Meter | Yes | Freedom Forever New Jersey, LLC | JCP&L |  | Accepted | 2025-07-10 | 2025-07-31 | 2026-07-31 | Solar Panels | JA Solar | JAM54S31-405/MR |  | 0.405 | 10 | 113 | 30 |  | Fixed | Roof
NJADRE1560070141 | Administratively Determined Incentive Program | BELFORD | 7718 | 10.53 | Residential | Behind the Meter | Yes | Freedom Forever New Jersey, LLC | JCP&L |  | Accepted | 2025-07-10 | 2025-07-31 | 2026-07-31 | Solar Panels | JA Solar | JAM54S31-405/MR |  | 0.405 | 8 | 203 | 36 |  | Fixed | Roof
NJADRE1560070141 | Administratively Determined Incentive Program | BELFORD | 7718 | 10.53 | Residential | Behind the Meter | Yes | Freedom Forever New Jersey, LLC | JCP&L |  | Accepted | 2025-07-10 | 2025-07-31 | 2026-07-31 | Solar Panels | JA Solar | JAM54S31-405/MR |  | 0.405 | 8 | 22 | 37 |  | Fixed | Roof
NJADRE1560070148 | Administratively Determined Incentive Program | AVENEL | 7001 | 7.65 | Residential | Behind the Meter | Yes | Power Energy Solutions, LLC | PSE&G |  | Accepted | 2025-07-10 | 2025-08-01 | 2026-08-01 | Solar Panels | Trina Solar | TSM-425NE09RC.05 |  | 0.425 | 2 | 280 | 24 |  | Fixed | Roof
NJADRE1560070148 | Administratively Determined Incentive Program | AVENEL | 7001 | 7.65 | Residential | Behind the Meter | Yes | Power Energy Solutions, LLC | PSE&G |  | Accepted | 2025-07-10 | 2025-08-01 | 2026-08-01 | Inverters | SolarEdge | SE5700H-US | 6 |  | 1 |  |  | 0.97 |  | Outdoor
NJADRE1560070148 | Administratively Determined Incentive Program | AVENEL | 7001 | 7.65 | Residential | Behind the Meter | Yes | Power Energy Solutions, LLC | PSE&G |  | Accepted | 2025-07-10 | 2025-08-01 | 2026-08-01 | Solar Panels | Trina Solar | TSM-425NE09RC.05 |  | 0.425 | 16 | 100 | 24 |  | Fixed | Roof
NJADRE1560070150 | Administratively Determined Incentive Program | Montgomery | 8502 | 7.395 | Residential | Behind the Meter | No | Skyline Solar, LLC | PSE&G |  | Accepted | 2025-07-10 | 2025-08-01 | 2026-08-01 | Solar Panels | Hanwha | Q. Tron BLK M-G2.H+ |  | 0.435 | 15 | 193 | 34 |  | Fixed | Roof
NJADRE1560070150 | Administratively Determined Incentive Program | Montgomery | 8502 | 7.395 | Residential | Behind the Meter | No | Skyline Solar, LLC | PSE&G |  | Accepted | 2025-07-10 | 2025-08-01 | 2026-08-01 | Solar Panels | Hanwha | Q. Tron BLK M-G2.H+ |  | 0.435 | 2 | 192 | 34 |  | Fixed | Roof
NJADRE1560070150 | Administratively Determined Incentive Program | Montgomery | 8502 | 7.395 | Residential | Behind the Meter | No | Skyline Solar, LLC | PSE&G |  | Accepted | 2025-07-10 | 2025-08-01 | 2026-08-01 | Inverters | Enphase | IQ8HC-72-M-DOM-US | 380 |  | 17 |  |  | 0.977 |  | Outside
NJADRE1560070153 | Administratively Determined Incentive Program | Cape May | 8204 | 13.33 | Residential | Behind the Meter | Yes | EMT Renewables, LLC | AC Electric |  | Accepted | 2025-07-10 | 2025-08-04 | 2026-08-04 | Solar Panels | SEG SOLAR | SEG 430 |  | 0.43 | 9 | 278 | 19 |  | Fixed | Roof
NJADRE1560070153 | Administratively Determined Incentive Program | Cape May | 8204 | 13.33 | Residential | Behind the Meter | Yes | EMT Renewables, LLC | AC Electric |  | Accepted | 2025-07-10 | 2025-08-04 | 2026-08-04 | Solar Panels | SEG SOLAR | SEG 430 |  | 0.43 | 6 | 8 | 19 |  | Fixed | Roof
NJADRE1560070153 | Administratively Determined Incentive Program | Cape May | 8204 | 13.33 | Residential | Behind the Meter | Yes | EMT Renewables, LLC | AC Electric |  | Accepted | 2025-07-10 | 2025-08-04 | 2026-08-04 | Inverters | ENPHASE | IQ8+ | 290 |  | 31 |  |  | 0.98 |  | Other | UNDER EACH PANEL
NJADRE1560070153 | Administratively Determined Incentive Program | Cape May | 8204 | 13.33 | Residential | Behind the Meter | Yes | EMT Renewables, LLC | AC Electric |  | Accepted | 2025-07-10 | 2025-08-04 | 2026-08-04 | Solar Panels | SEG SOLAR | SEG 430 |  | 0.43 | 10 | 98 | 19 |  | Fixed | Roof
NJADRE1560070153 | Administratively Determined Incentive Program | Cape May | 8204 | 13.33 | Residential | Behind the Meter | Yes | EMT Renewables, LLC | AC Electric |  | Accepted | 2025-07-10 | 2025-08-04 | 2026-08-04 | Solar Panels | SEG SOLAR | SEG 430 |  | 0.43 | 6 | 188 | 19 |  | Fixed | Roof
NJADRE1560070165 | Administratively Determined Incentive Program | LAKEWOOD | 8701 | 13.175 | Residential | Behind the Meter | Yes | GenSun Roofing and Solar, LLC | JCP&L |  | Accepted | 2025-07-10 | 2025-08-01 | 2026-08-01 | Meters | Solar Edge | SE10000H-US |  |  | 1 |  |  |  | Yes | Outdoor
NJADRE1560070165 | Administratively Determined Incentive Program | LAKEWOOD | 8701 | 13.175 | Residential | Behind the Meter | Yes | GenSun Roofing and Solar, LLC | JCP&L |  | Accepted | 2025-07-10 | 2025-08-01 | 2026-08-01 | Solar Panels | Jinko Solar | JKM425N-54HL4-B |  | 0.425 | 16 | 190 | 27 |  | Fixed | Roof
NJADRE1560070165 | Administratively Determined Incentive Program | LAKEWOOD | 8701 | 13.175 | Residential | Behind the Meter | Yes | GenSun Roofing and Solar, LLC | JCP&L |  | Accepted | 2025-07-10 | 2025-08-01 | 2026-08-01 | Solar Panels | Jinko Solar | JKM425N-54HL4-B |  | 0.425 | 4 | 277 | 34 |  | Fixed | Roof
NJADRE1560070165 | Administratively Determined Incentive Program | LAKEWOOD | 8701 | 13.175 | Residential | Behind the Meter | Yes | GenSun Roofing and Solar, LLC | JCP&L |  | Accepted | 2025-07-10 | 2025-08-01 | 2026-08-01 | Inverters | Solar Edge | SE10000H-US (240V) | 10000 |  | 1 |  |  | 0.9 |  | Outdoor
NJADRE1560070165 | Administratively Determined Incentive Program | LAKEWOOD | 8701 | 13.175 | Residential | Behind the Meter | Yes | GenSun Roofing and Solar, LLC | JCP&L |  | Accepted | 2025-07-10 | 2025-08-01 | 2026-08-01 | Solar Panels | Jinko Solar | JKM425N-54HL4-B |  | 0.425 | 11 | 7 | 27 |  | Fixed | Roof
NJADRE1560070166 | Administratively Determined Incentive Program | Sicklerville | 8081 | 5.33 | Residential | Behind the Meter | Yes | EMT Renewables, LLC | AC Electric |  | Accepted | 2025-07-10 | 2025-08-04 | 2026-08-04 | Inverters | ENPHASE | IQ8+ | 290 |  | 13 |  |  | 0.98 |  | Other | UNDER EACH PANEL
NJADRE1560070166 | Administratively Determined Incentive Program | Sicklerville | 8081 | 5.33 | Residential | Behind the Meter | Yes | EMT Renewables, LLC | AC Electric |  | Accepted | 2025-07-10 | 2025-08-04 | 2026-08-04 | Solar Panels | TRINA | TSM-NE09RC.05 |  | 0.41 | 10 | 239 | 28 |  | Fixed | Roof
NJADRE1560070166 | Administratively Determined Incentive Program | Sicklerville | 8081 | 5.33 | Residential | Behind the Meter | Yes | EMT Renewables, LLC | AC Electric |  | Accepted | 2025-07-10 | 2025-08-04 | 2026-08-04 | Solar Panels | TRINA | TSM-NE09RC.05 |  | 0.41 | 3 | 59 | 28 |  | Fixed | Roof
NJADRE1560070175 | Administratively Determined Incentive Program | MILLTOWN | 8850 | 8.17 | Residential | Behind the Meter | No | Brilliant Installations, Inc. | PSE&G |  | Accepted | 2025-07-10 | 2025-08-01 | 2026-08-01 | Inverters | SOLAREDGE | USE5700H-USMNBL75 | 5760 |  | 1 |  |  | 0.97 |  | Outdoor
NJADRE1560070175 | Administratively Determined Incentive Program | MILLTOWN | 8850 | 8.17 | Residential | Behind the Meter | No | Brilliant Installations, Inc. | PSE&G |  | Accepted | 2025-07-10 | 2025-08-01 | 2026-08-01 | Solar Panels | JINKO SOLAR | JKM430N-54HL4-B |  | 0.43 | 13 | 126 | 18 |  | Fixed | Roof
NJADRE1560070175 | Administratively Determined Incentive Program | MILLTOWN | 8850 | 8.17 | Residential | Behind the Meter | No | Brilliant Installations, Inc. | PSE&G |  | Accepted | 2025-07-10 | 2025-08-01 | 2026-08-01 | Solar Panels | JINKO SOLAR | JKM430N-54HL4-B |  | 0.43 | 6 | 216 | 18 |  | Fixed | Roof
NJADRE1560070180 | Administratively Determined Incentive Program | Belleville | 7109 | 15.77 | Residential | Behind the Meter | Yes | Fusion Solar Energy, LLC | PSE&G |  | Accepted | 2025-07-10 | 2025-07-31 | 2026-07-31 | Solar Panels | QCELLS | Q.PEAK DUO BLK ML-G10+_017 |  | 0.415 | 13 | 81.86 | 29 |  | Fixed | Roof
NJADRE1560070180 | Administratively Determined Incentive Program | Belleville | 7109 | 15.77 | Residential | Behind the Meter | Yes | Fusion Solar Energy, LLC | PSE&G |  | Accepted | 2025-07-10 | 2025-07-31 | 2026-07-31 | Inverters | ENPHASE | IQ8HC-72-M-DOM-US | 380 |  | 38 |  |  | 0.97 |  | Outside | Roof
NJADRE1560070180 | Administratively Determined Incentive Program | Belleville | 7109 | 15.77 | Residential | Behind the Meter | Yes | Fusion Solar Energy, LLC | PSE&G |  | Accepted | 2025-07-10 | 2025-07-31 | 2026-07-31 | Solar Panels | QCELLS | Q.PEAK DUO BLK ML-G10+_017 |  | 0.415 | 16 | 261.86 | 26 |  | Fixed | Roof
NJADRE1560070180 | Administratively Determined Incentive Program | Belleville | 7109 | 15.77 | Residential | Behind the Meter | Yes | Fusion Solar Energy, LLC | PSE&G |  | Accepted | 2025-07-10 | 2025-07-31 | 2026-07-31 | Solar Panels | QCELLS | Q.PEAK DUO BLK ML-G10+_017 |  | 0.415 | 3 | 351.87 | 27 |  | Fixed | Roof
NJADRE1560070180 | Administratively Determined Incentive Program | Belleville | 7109 | 15.77 | Residential | Behind the Meter | Yes | Fusion Solar Energy, LLC | PSE&G |  | Accepted | 2025-07-10 | 2025-07-31 | 2026-07-31 | Solar Panels | QCELLS | Q.PEAK DUO BLK ML-G10+_017 |  | 0.415 | 6 | 171.87 | 27 |  | Fixed | Roof
NJADRE1560070194 | Administratively Determined Incentive Program | NATIONAL PARK | 8063 | 13.175 | Residential | Behind the Meter | Yes | Power Energy Solutions, LLC | PSE&G |  | Accepted | 2025-07-10 | 2025-08-01 | 2026-08-01 | Solar Panels | Trina Solar | TSM-425NE09RC.05 |  | 0.425 | 15 | 316 | 32 |  | Fixed | Roof
NJADRE1560070194 | Administratively Determined Incentive Program | NATIONAL PARK | 8063 | 13.175 | Residential | Behind the Meter | Yes | Power Energy Solutions, LLC | PSE&G |  | Accepted | 2025-07-10 | 2025-08-01 | 2026-08-01 | Inverters | SolarEdge | SE7600H-US | 8 |  | 1 |  |  | 0.97 |  | Outdoor
NJADRE1560070194 | Administratively Determined Incentive Program | NATIONAL PARK | 8063 | 13.175 | Residential | Behind the Meter | Yes | Power Energy Solutions, LLC | PSE&G |  | Accepted | 2025-07-10 | 2025-08-01 | 2026-08-01 | Solar Panels | Trina Solar | TSM-425NE09RC.05 |  | 0.425 | 16 | 136 | 32 |  | Fixed | Roof
NJADRE1560070196 | Administratively Determined Incentive Program | BAYVILLE | 8721 | 6.8 | Residential | Behind the Meter | Yes | Whitman Construction, LLC | JCP&L |  | Accepted | 2025-07-10 | 2025-08-01 | 2026-08-01 | Inverters | ENPHASE | IQ8HC-72-M-DOM-US | 380 |  | 16 |  |  | 0.973 |  | Outdoor
NJADRE1560070196 | Administratively Determined Incentive Program | BAYVILLE | 8721 | 6.8 | Residential | Behind the Meter | Yes | Whitman Construction, LLC | JCP&L |  | Accepted | 2025-07-10 | 2025-08-01 | 2026-08-01 | Solar Panels | JINKO SOLAR | JKM425N-54HL4-B |  | 0.425 | 16 | 270 | 18 |  | Fixed | Roof
NJADRE1560070219 | Administratively Determined Incentive Program | Mount Laurel Township | 8054 | 7.83 | Residential | Behind the Meter | No | Sea Bright Solar, LLC | PSE&G |  | Accepted | 2025-07-10 | 2025-07-31 | 2026-07-31 | Solar Panels | QCell | Q.TRON BLK M-G2+ 435 |  | 0.435 | 18 | 199 | 28 |  | Fixed | Roof
NJADRE1560070219 | Administratively Determined Incentive Program | Mount Laurel Township | 8054 | 7.83 | Residential | Behind the Meter | No | Sea Bright Solar, LLC | PSE&G |  | Accepted | 2025-07-10 | 2025-07-31 | 2026-07-31 | Inverters | Enphase | IQ8A-72-2-US | 349 |  | 18 |  |  | 0.97 |  | Outdoor
NJADRE1560070222 | Administratively Determined Incentive Program | Newark | 7104 | 5.81 | Residential | Behind the Meter | Yes | GenSun Roofing and Solar, LLC | PSE&G |  | Accepted | 2025-07-10 | 2025-08-01 | 2026-08-01 | Solar Panels | Hanwha QCells | Q.PEAK DUO BLK ML-G10+ |  | 0.415 | 14 | 199 | 45 |  | Fixed | Roof
NJADRE1560070222 | Administratively Determined Incentive Program | Newark | 7104 | 5.81 | Residential | Behind the Meter | Yes | GenSun Roofing and Solar, LLC | PSE&G |  | Accepted | 2025-07-10 | 2025-08-01 | 2026-08-01 | Meters | Enphase | IQ8HC-72-M-DOM-US |  |  | 14 |  |  |  | Yes | Outdoor
NJADRE1560070222 | Administratively Determined Incentive Program | Newark | 7104 | 5.81 | Residential | Behind the Meter | Yes | GenSun Roofing and Solar, LLC | PSE&G |  | Accepted | 2025-07-10 | 2025-08-01 | 2026-08-01 | Inverters | Enphase | IQ8HC-72-M-DOM-US | 5320 |  | 14 |  |  | 0.9 |  | Outdoor
NJADRE1560070228 | Administratively Determined Incentive Program | Cape May Court House | 8210 | 27.52 | Residential | Behind the Meter | Yes | AllSeason Solar | AC Electric |  | Accepted | 2025-07-10 | 2025-08-04 | 2026-08-04 | Solar Panels | SEG Solar | SEG430BTD-BG |  | 0.43 | 6 | 28 | 38 |  | Fixed | Roof
NJADRE1560070228 | Administratively Determined Incentive Program | Cape May Court House | 8210 | 27.52 | Residential | Behind the Meter | Yes | AllSeason Solar | AC Electric |  | Accepted | 2025-07-10 | 2025-08-04 | 2026-08-04 | Solar Panels | SEG Solar | SEG430BTD-BG |  | 0.43 | 4 | 28 | 34 |  | Fixed | Roof
NJADRE1560070228 | Administratively Determined Incentive Program | Cape May Court House | 8210 | 27.52 | Residential | Behind the Meter | Yes | AllSeason Solar | AC Electric |  | Accepted | 2025-07-10 | 2025-08-04 | 2026-08-04 | Solar Panels | SEG Solar | SEG430BTD-BG |  | 0.43 | 6 | 208 | 38 |  | Fixed | Roof
NJADRE1560070228 | Administratively Determined Incentive Program | Cape May Court House | 8210 | 27.52 | Residential | Behind the Meter | Yes | AllSeason Solar | AC Electric |  | Accepted | 2025-07-10 | 2025-08-04 | 2026-08-04 | Solar Panels | SEG Solar | SEG430BTD-BG |  | 0.43 | 16 | 28 | 22 |  | Fixed | Roof
NJADRE1560070228 | Administratively Determined Incentive Program | Cape May Court House | 8210 | 27.52 | Residential | Behind the Meter | Yes | AllSeason Solar | AC Electric |  | Accepted | 2025-07-10 | 2025-08-04 | 2026-08-04 | Inverters | Enphase | IQ8 Plus | 290 |  | 64 |  |  | 0.97 |  | Outside
NJADRE1560070228 | Administratively Determined Incentive Program | Cape May Court House | 8210 | 27.52 | Residential | Behind the Meter | Yes | AllSeason Solar | AC Electric |  | Accepted | 2025-07-10 | 2025-08-04 | 2026-08-04 | Solar Panels | SEG Solar | SEG430BTD-BG |  | 0.43 | 9 | 298 | 38 |  | Fixed | Roof
NJADRE1560070228 | Administratively Determined Incentive Program | Cape May Court House | 8210 | 27.52 | Residential | Behind the Meter | Yes | AllSeason Solar | AC Electric |  | Accepted | 2025-07-10 | 2025-08-04 | 2026-08-04 | Solar Panels | SEG Solar | SEG430BTD-BG |  | 0.43 | 9 | 208 | 34 |  | Fixed | Roof
NJADRE1560070228 | Administratively Determined Incentive Program | Cape May Court House | 8210 | 27.52 | Residential | Behind the Meter | Yes | AllSeason Solar | AC Electric |  | Accepted | 2025-07-10 | 2025-08-04 | 2026-08-04 | Solar Panels | SEG Solar | SEG430BTD-BG |  | 0.43 | 5 | 206 | 34 |  | Fixed | Roof
NJADRE1560070228 | Administratively Determined Incentive Program | Cape May Court House | 8210 | 27.52 | Residential | Behind the Meter | Yes | AllSeason Solar | AC Electric |  | Accepted | 2025-07-10 | 2025-08-04 | 2026-08-04 | Solar Panels | SEG Solar | SEG430BTD-BG |  | 0.43 | 9 | 118 | 40 |  | Fixed | Roof
NJADRE1560070239 | Administratively Determined Incentive Program | Lakewood | 8701 | 11.07 | Residential | Behind the Meter | Yes | Pro Custom Solar dba Momentum Solar | JCP&L |  | Accepted | 2025-07-10 | 2025-07-31 | 2026-07-31 | Solar Panels | HANWHA | Q.PEAK DUO BLK ML-G10+410 |  | 0.41 | 6 | 345 | 23 |  | Fixed | Roof
NJADRE1560070239 | Administratively Determined Incentive Program | Lakewood | 8701 | 11.07 | Residential | Behind the Meter | Yes | Pro Custom Solar dba Momentum Solar | JCP&L |  | Accepted | 2025-07-10 | 2025-07-31 | 2026-07-31 | Inverters | ENPHASE | IQ8HC-72-M-DOM-US | 380 |  | 27 |  |  | 0.97 |  | Outdoor
NJADRE1560070239 | Administratively Determined Incentive Program | Lakewood | 8701 | 11.07 | Residential | Behind the Meter | Yes | Pro Custom Solar dba Momentum Solar | JCP&L |  | Accepted | 2025-07-10 | 2025-07-31 | 2026-07-31 | Solar Panels | HANWHA | Q.PEAK DUO BLK ML-G10+410 |  | 0.41 | 21 | 165 | 23 |  | Fixed | Roof
NJADRE1560070271 | Administratively Determined Incentive Program | East Orange | 7018 | 4.92 | Residential | Behind the Meter | Yes | Pro Custom Solar dba Momentum Solar | PSE&G |  | Accepted | 2025-07-10 | 2025-07-31 | 2026-07-31 | Inverters | ENPHASE | IQ8HC-72-M-DOM-US | 380 |  | 12 |  |  | 0.97 |  | Outdoor
NJADRE1560070271 | Administratively Determined Incentive Program | East Orange | 7018 | 4.92 | Residential | Behind the Meter | Yes | Pro Custom Solar dba Momentum Solar | PSE&G |  | Accepted | 2025-07-10 | 2025-07-31 | 2026-07-31 | Solar Panels | HANWHA | Q.PEAK DUO BLK ML-G10+410 |  | 0.41 | 12 | 114 | 16 |  | Fixed | Roof
NJADRE1560070748 | Administratively Determined Incentive Program | Budd Lake | 7828 | 14.175 | Residential | Behind the Meter | Yes | Sunrun Installation Services, Inc. | JCP&L |  | Accepted | 2025-07-10 | 2025-07-31 | 2026-07-31 | Solar Panels | JA Solar | JAM54S31-405/MR |  | 0.405 | 18 | 104 | 30 |  | Fixed | Roof
NJADRE1560070748 | Administratively Determined Incentive Program | Budd Lake | 7828 | 14.175 | Residential | Behind the Meter | Yes | Sunrun Installation Services, Inc. | JCP&L |  | Accepted | 2025-07-10 | 2025-07-31 | 2026-07-31 | Solar Panels | JA Solar | JAM54S31-405/MR |  | 0.405 | 17 | 284 | 30 |  | Fixed | Roof
NJADRE1560070748 | Administratively Determined Incentive Program | Budd Lake | 7828 | 14.175 | Residential | Behind the Meter | Yes | Sunrun Installation Services, Inc. | JCP&L |  | Accepted | 2025-07-10 | 2025-07-31 | 2026-07-31 | Inverters | SolarEdge Technologies | SE10000H-USMN | 10000 |  | 1 |  |  | 0.99 |  | Outdoor | Next to meter
NJADRE1560070835 | Administratively Determined Incentive Program | Belford | 7718 | 9.43 | Residential | Behind the Meter | Yes | Trinity Solar, LLC | JCP&L |  | Accepted | 2025-07-10 | 2025-07-31 | 2026-07-31 | Solar Panels | HANWHA | (Q.PEAK DUO BLK ML-G10.C+ 410) |  | 0.41 | 23 | 179 | 26 |  | Fixed | Roof
NJADRE1560070835 | Administratively Determined Incentive Program | Belford | 7718 | 9.43 | Residential | Behind the Meter | Yes | Trinity Solar, LLC | JCP&L |  | Accepted | 2025-07-10 | 2025-07-31 | 2026-07-31 | Inverters | Solar Edge | USE7600H-USMNBL75 | 7600 |  | 1 |  |  | 0.97 |  | Outdoor
NJADRE1560070860 | Administratively Determined Incentive Program | Toms River | 8757 | 2.87 | Residential | Behind the Meter | Yes | Trinity Solar, LLC | JCP&L |  | Accepted | 2025-07-10 | 2025-07-31 | 2026-07-31 | Inverters | Solar Edge | USE3800H-USMNBL75 | 3800 |  | 1 |  |  | 0.97 |  | Outdoor
NJADRE1560070860 | Administratively Determined Incentive Program | Toms River | 8757 | 2.87 | Residential | Behind the Meter | Yes | Trinity Solar, LLC | JCP&L |  | Accepted | 2025-07-10 | 2025-07-31 | 2026-07-31 | Solar Panels | HANWHA | (Q.PEAK DUO BLK ML-G10.C+ 410) |  | 0.41 | 7 | 158 | 20 |  | Fixed | Roof
NJADRE1560072078 | Administratively Determined Incentive Program | Dayton | 8810 | 275.4 | Commercial | Behind the Meter | No | Helios Solar Energy, LLC | PSE&G |  | Accepted | 2025-07-11 | 2025-08-08 | 2026-08-08 | Solar Panels | Trina Solar | TSM-425NE09RC.05 |  | 0.425 | 648 | 173 | 10 |  | Fixed | Roof
NJADRE1560072078 | Administratively Determined Incentive Program | Dayton | 8810 | 275.4 | Commercial | Behind the Meter | No | Helios Solar Energy, LLC | PSE&G |  | Accepted | 2025-07-11 | 2025-08-08 | 2026-08-08 | Inverters | Solaredge | se100k-us | 100000 |  | 2 |  |  | 0.96 |  | Outside
NJADRE1560072079 | Administratively Determined Incentive Program | South Plainfield | 7080 | 10.935 | Residential | Behind the Meter | Yes | Sunrun Installation Services, Inc. | PSE&G |  | Accepted | 2025-07-11 | 2025-07-31 | 2026-07-31 | Solar Panels | JA Solar | JAM54S31-405/MR |  | 0.405 | 15 | 267 | 24 |  | Fixed | Roof
NJADRE1560072079 | Administratively Determined Incentive Program | South Plainfield | 7080 | 10.935 | Residential | Behind the Meter | Yes | Sunrun Installation Services, Inc. | PSE&G |  | Accepted | 2025-07-11 | 2025-07-31 | 2026-07-31 | Inverters | SolarEdge Technologies | SE7600H-USMN | 7600 |  | 1 |  |  | 0.99 |  | Outdoor | Next to meter
NJADRE1560072079 | Administratively Determined Incentive Program | South Plainfield | 7080 | 10.935 | Residential | Behind the Meter | Yes | Sunrun Installation Services, Inc. | PSE&G |  | Accepted | 2025-07-11 | 2025-07-31 | 2026-07-31 | Solar Panels | JA Solar | JAM54S31-405/MR |  | 0.405 | 12 | 88 | 24 |  | Fixed | Roof
NJADRE1560072090 | Administratively Determined Incentive Program | Bayonne | 7002 | 5.16 | Residential | Behind the Meter | No | Infinity Solar Systems, LLC | PSE&G |  | Accepted | 2025-07-11 | 2025-08-05 | 2026-08-05 | Inverters | Enphase | IQ8MC-72-M-US | 320 |  | 12 |  |  | 0.97 |  | Outdoor
NJADRE1560072090 | Administratively Determined Incentive Program | Bayonne | 7002 | 5.16 | Residential | Behind the Meter | No | Infinity Solar Systems, LLC | PSE&G |  | Accepted | 2025-07-11 | 2025-08-05 | 2026-08-05 | Solar Panels | SEG Solar | SEG-430-BTD-BG |  | 0.43 | 12 | 214 | 26 |  | Fixed | Roof
NJADRE1560072099 | Administratively Determined Incentive Program | Metuchen | 8840 | 12.42 | Residential | Behind the Meter | No | Infinity Solar Systems, LLC | PSE&G |  | Accepted | 2025-07-11 | 2025-08-01 | 2026-08-01 | Solar Panels | REC Solar | REC 460AA PURE-RX |  | 0.46 | 13 | 317 | 37 |  | Fixed | Roof
NJADRE1560072099 | Administratively Determined Incentive Program | Metuchen | 8840 | 12.42 | Residential | Behind the Meter | No | Infinity Solar Systems, LLC | PSE&G |  | Accepted | 2025-07-11 | 2025-08-01 | 2026-08-01 | Solar Panels | REC Solar | REC 460AA PURE-RX |  | 0.46 | 10 | 137 | 36 |  | Fixed | Roof
NJADRE1560072099 | Administratively Determined Incentive Program | Metuchen | 8840 | 12.42 | Residential | Behind the Meter | No | Infinity Solar Systems, LLC | PSE&G |  | Accepted | 2025-07-11 | 2025-08-01 | 2026-08-01 | Solar Panels | REC Solar | REC 460AA PURE-RX |  | 0.46 | 4 | 137 | 28 |  | Fixed | Roof
NJADRE1560072099 | Administratively Determined Incentive Program | Metuchen | 8840 | 12.42 | Residential | Behind the Meter | No | Infinity Solar Systems, LLC | PSE&G |  | Accepted | 2025-07-11 | 2025-08-01 | 2026-08-01 | Inverters | Enphase | IQ8X-80-M-US | 380 |  | 27 |  |  | 0.97 |  | Outdoor
NJADRE1560072114 | Administratively Determined Incentive Program | JACKSON TOWNSHIP | 8527 | 14.79 | Residential | Behind the Meter | Yes | SunnyMac, LLC | JCP&L |  | Accepted | 2025-07-11 | 2025-08-01 | 2026-08-01 | Solar Panels | HANWHA | Q.TRON BLK M-G2.H+ |  | 0.435 | 3 | 259 | 33 |  | Fixed | Roof
NJADRE1560072114 | Administratively Determined Incentive Program | JACKSON TOWNSHIP | 8527 | 14.79 | Residential | Behind the Meter | Yes | SunnyMac, LLC | JCP&L |  | Accepted | 2025-07-11 | 2025-08-01 | 2026-08-01 | Solar Panels | HANWHA | Q.TRON BLK M-G2.H+ |  | 0.435 | 9 | 79 | 26 |  | Fixed | Roof
NJADRE1560072114 | Administratively Determined Incentive Program | JACKSON TOWNSHIP | 8527 | 14.79 | Residential | Behind the Meter | Yes | SunnyMac, LLC | JCP&L |  | Accepted | 2025-07-11 | 2025-08-01 | 2026-08-01 | Solar Panels | HANWHA | Q.TRON BLK M-G2.H+ |  | 0.435 | 15 | 169 | 27 |  | Fixed | Roof
NJADRE1560072114 | Administratively Determined Incentive Program | JACKSON TOWNSHIP | 8527 | 14.79 | Residential | Behind the Meter | Yes | SunnyMac, LLC | JCP&L |  | Accepted | 2025-07-11 | 2025-08-01 | 2026-08-01 | Solar Panels | HANWHA | Q.TRON BLK M-G2.H+ |  | 0.435 | 7 | 257 | 26 |  | Fixed | Roof
NJADRE1560072114 | Administratively Determined Incentive Program | JACKSON TOWNSHIP | 8527 | 14.79 | Residential | Behind the Meter | Yes | SunnyMac, LLC | JCP&L |  | Accepted | 2025-07-11 | 2025-08-01 | 2026-08-01 | Inverters | SOLAREDGE HOME HUB | SE10000H-US | 10000 |  | 1 |  |  | 0.99 |  | Outdoor | next to meter
NJADRE1560072117 | Administratively Determined Incentive Program | MONROE TOWNSHIP | 8831 | 17.425 | Residential | Behind the Meter | No | US Clean Energy Construction, Inc. | JCP&L |  | Accepted | 2025-07-11 | 2025-08-01 | 2026-08-01 | Solar Panels | Trina Solar | TRINA 425W |  | 0.425 | 26 | 66 | 35 |  | Fixed | Roof
NJADRE1560072117 | Administratively Determined Incentive Program | MONROE TOWNSHIP | 8831 | 17.425 | Residential | Behind the Meter | No | US Clean Energy Construction, Inc. | JCP&L |  | Accepted | 2025-07-11 | 2025-08-01 | 2026-08-01 | Solar Panels | Trina Solar | TRINA 425W |  | 0.425 | 15 | 246 | 35 |  | Fixed | Roof
NJADRE1560072117 | Administratively Determined Incentive Program | MONROE TOWNSHIP | 8831 | 17.425 | Residential | Behind the Meter | No | US Clean Energy Construction, Inc. | JCP&L |  | Accepted | 2025-07-11 | 2025-08-01 | 2026-08-01 | Meters | VISION METERING | Cat VM-2E2A1P |  |  | 1 |  |  |  | Yes | Outdoor
NJADRE1560072117 | Administratively Determined Incentive Program | MONROE TOWNSHIP | 8831 | 17.425 | Residential | Behind the Meter | No | US Clean Energy Construction, Inc. | JCP&L |  | Accepted | 2025-07-11 | 2025-08-01 | 2026-08-01 | Inverters | SMA AMERICA | SMA SBSE-11.5-50 | 11500 |  | 1 |  |  | 0.96 |  | Outdoor
NJADRE1560072126 | Administratively Determined Incentive Program | PATERSON | 7501 | 18.04 | Residential | Behind the Meter | Yes | Trinity Solar, LLC | PSE&G |  | Accepted | 2025-07-11 | 2025-08-01 | 2026-08-01 | Solar Panels | HANWHA | Q.PEAK DUO BLK ML-G10+410 |  | 0.41 | 18 | 111 | 21 |  | Fixed | Roof
NJADRE1560072126 | Administratively Determined Incentive Program | PATERSON | 7501 | 18.04 | Residential | Behind the Meter | Yes | Trinity Solar, LLC | PSE&G |  | Accepted | 2025-07-11 | 2025-08-01 | 2026-08-01 | Solar Panels | HANWHA | Q.PEAK DUO BLK ML-G10+410 |  | 0.41 | 20 | 291 | 18 |  | Fixed | Roof
NJADRE1560072126 | Administratively Determined Incentive Program | PATERSON | 7501 | 18.04 | Residential | Behind the Meter | Yes | Trinity Solar, LLC | PSE&G |  | Accepted | 2025-07-11 | 2025-08-01 | 2026-08-01 | Solar Panels | Hanwha | Q.PEAK DUO BLK ML-G10+410 |  | 0.41 | 3 | 290 | 21 |  | Fixed | Roof
NJADRE1560072126 | Administratively Determined Incentive Program | PATERSON | 7501 | 18.04 | Residential | Behind the Meter | Yes | Trinity Solar, LLC | PSE&G |  | Accepted | 2025-07-11 | 2025-08-01 | 2026-08-01 | Solar Panels | HANWHA | Q.PEAK DUO BLK ML-G10+410 |  | 0.41 | 3 | 110 | 20 |  | Fixed | Roof
NJADRE1560072126 | Administratively Determined Incentive Program | PATERSON | 7501 | 18.04 | Residential | Behind the Meter | Yes | Trinity Solar, LLC | PSE&G |  | Accepted | 2025-07-11 | 2025-08-01 | 2026-08-01 | Inverters | SOLAREDGE | SE7600H-US | 7600 |  | 2 |  |  | 0.97 |  | Outside
NJADRE1560072137 | Administratively Determined Incentive Program | STANHOPE | 7874 | 6.96 | Residential | Behind the Meter | Yes | Integrity Solar & Home Solutions, LLC | JCP&L |  | Accepted | 2025-07-11 | 2025-08-01 | 2026-08-01 | Solar Panels | Q CELLS | Q.TRON BLK M-G2H+ 435 |  | 0.435 | 4 | 352 | 20 |  | Fixed | Roof
NJADRE1560072137 | Administratively Determined Incentive Program | STANHOPE | 7874 | 6.96 | Residential | Behind the Meter | Yes | Integrity Solar & Home Solutions, LLC | JCP&L |  | Accepted | 2025-07-11 | 2025-08-01 | 2026-08-01 | Solar Panels | Q CELLS | Q.TRON BLK M-G2H+ 435 |  | 0.435 | 4 | 172 | 20 |  | Fixed | Roof
NJADRE1560072137 | Administratively Determined Incentive Program | STANHOPE | 7874 | 6.96 | Residential | Behind the Meter | Yes | Integrity Solar & Home Solutions, LLC | JCP&L |  | Accepted | 2025-07-11 | 2025-08-01 | 2026-08-01 | Solar Panels | Q CELLS | Q.TRON BLK M-G2H+ 435 |  | 0.435 | 3 | 79 | 9 |  | Fixed | Roof
NJADRE1560072137 | Administratively Determined Incentive Program | STANHOPE | 7874 | 6.96 | Residential | Behind the Meter | Yes | Integrity Solar & Home Solutions, LLC | JCP&L |  | Accepted | 2025-07-11 | 2025-08-01 | 2026-08-01 | Solar Panels | Q CELLS | Q.TRON BLK M-G2H+ 435 |  | 0.435 | 3 | 259 | 36 |  | Fixed | Roof
NJADRE1560072137 | Administratively Determined Incentive Program | STANHOPE | 7874 | 6.96 | Residential | Behind the Meter | Yes | Integrity Solar & Home Solutions, LLC | JCP&L |  | Accepted | 2025-07-11 | 2025-08-01 | 2026-08-01 | Inverters | ENPHASE | IQ8HC | 380 |  | 16 |  |  | 0.98 |  | Other | UNDER EACH PANEL
NJADRE1560072137 | Administratively Determined Incentive Program | STANHOPE | 7874 | 6.96 | Residential | Behind the Meter | Yes | Integrity Solar & Home Solutions, LLC | JCP&L |  | Accepted | 2025-07-11 | 2025-08-01 | 2026-08-01 | Solar Panels | Q CELLS | Q.TRON BLK M-G2H+ 435 |  | 0.435 | 2 | 79 | 11 |  | Fixed | Roof
NJADRE1560072144 | Administratively Determined Incentive Program | MONMOUTH JUNCTION | 8852 | 19.68 | Residential | Behind the Meter | Yes | Trinity Solar, LLC | PSE&G |  | Accepted | 2025-07-11 | 2025-08-01 | 2026-08-01 | Inverters | Solar Edge | USE11400H-USMNBL75 | 11400 |  | 1 |  |  | 0.97 |  | Outdoor
NJADRE1560072144 | Administratively Determined Incentive Program | MONMOUTH JUNCTION | 8852 | 19.68 | Residential | Behind the Meter | Yes | Trinity Solar, LLC | PSE&G |  | Accepted | 2025-07-11 | 2025-08-01 | 2026-08-01 | Inverters | Solar Edge | USE3800H-USMNBL75 | 3800 |  | 1 |  |  | 0.97 |  | Outdoor
NJADRE1560072144 | Administratively Determined Incentive Program | MONMOUTH JUNCTION | 8852 | 19.68 | Residential | Behind the Meter | Yes | Trinity Solar, LLC | PSE&G |  | Accepted | 2025-07-11 | 2025-08-01 | 2026-08-01 | Solar Panels | HANWHA | Q.PEAK DUO BLK ML-G10.C+ 410 |  | 0.41 | 24 | 310 | 14 |  | Fixed | Roof
NJADRE1560072144 | Administratively Determined Incentive Program | MONMOUTH JUNCTION | 8852 | 19.68 | Residential | Behind the Meter | Yes | Trinity Solar, LLC | PSE&G |  | Accepted | 2025-07-11 | 2025-08-01 | 2026-08-01 | Solar Panels | HANWHA | Q.PEAK DUO BLK ML-G10.C+ 410 |  | 0.41 | 24 | 130 | 14 |  | Fixed | Roof
NJADRE1560072145 | Administratively Determined Incentive Program | ELIZABETHPORT | 7206 | 5.395 | Residential | Behind the Meter | Yes | Big Wave Roofing and Solar, LLC | PSE&G |  | Accepted | 2025-07-11 | 2025-08-01 | 2026-08-01 | Solar Panels | QCELLS | Q.PEAK DUO BLK ML-G10.C+ 415W |  | 0.415 | 7 | 144 | 25 |  | Fixed | Roof
NJADRE1560072145 | Administratively Determined Incentive Program | ELIZABETHPORT | 7206 | 5.395 | Residential | Behind the Meter | Yes | Big Wave Roofing and Solar, LLC | PSE&G |  | Accepted | 2025-07-11 | 2025-08-01 | 2026-08-01 | Solar Panels | QCELLS | Q.PEAK DUO BLK ML-G10.C+ 415W |  | 0.415 | 6 | 324 | 25 |  | Fixed | Roof
NJADRE1560072145 | Administratively Determined Incentive Program | ELIZABETHPORT | 7206 | 5.395 | Residential | Behind the Meter | Yes | Big Wave Roofing and Solar, LLC | PSE&G |  | Accepted | 2025-07-11 | 2025-08-01 | 2026-08-01 | Inverters | Enphase | IQ8HC-72-M-DOM-US | 380 |  | 13 |  |  | 0.97 |  | Outside
NJADRE1560072149 | Administratively Determined Incentive Program | COLUMBUS | 8022 | 7.395 | Residential | Behind the Meter | Yes | SunnyMac, LLC | PSE&G |  | Accepted | 2025-07-11 | 2025-08-04 | 2026-08-04 | Solar Panels | HANWHA | Q.TRON BLK M-G2.H+ |  | 0.435 | 11 | 48 | 27 |  | Fixed | Roof
NJADRE1560072149 | Administratively Determined Incentive Program | COLUMBUS | 8022 | 7.395 | Residential | Behind the Meter | Yes | SunnyMac, LLC | PSE&G |  | Accepted | 2025-07-11 | 2025-08-04 | 2026-08-04 | Solar Panels | HANWHA | Q.TRON BLK M-G2.H+ |  | 0.435 | 3 | 288 | 27 |  | Fixed | Roof
NJADRE1560072149 | Administratively Determined Incentive Program | COLUMBUS | 8022 | 7.395 | Residential | Behind the Meter | Yes | SunnyMac, LLC | PSE&G |  | Accepted | 2025-07-11 | 2025-08-04 | 2026-08-04 | Solar Panels | HANWHA | Q.TRON BLK M-G2.H+ |  | 0.435 | 3 | 228 | 27 |  | Fixed | Roof
NJADRE1560072149 | Administratively Determined Incentive Program | COLUMBUS | 8022 | 7.395 | Residential | Behind the Meter | Yes | SunnyMac, LLC | PSE&G |  | Accepted | 2025-07-11 | 2025-08-04 | 2026-08-04 | Inverters | SOLAREDGE HOME HUB | SE5700H-US | 5760 |  | 1 |  |  | 0.99 |  | Outdoor | next to meter
NJADRE1560072165 | Administratively Determined Incentive Program | LAKEWOOD | 8701 | 12.285 | Residential | Behind the Meter | Yes | Kamtech Solar Solutions | JCP&L |  | Accepted | 2025-07-11 | 2025-08-01 | 2026-08-01 | Solar Panels | CANADIAN SOLAR | CS6. 1-54TM-455H |  | 0.455 | 1 | 355 | 30 |  | Fixed | Roof
NJADRE1560072165 | Administratively Determined Incentive Program | LAKEWOOD | 8701 | 12.285 | Residential | Behind the Meter | Yes | Kamtech Solar Solutions | JCP&L |  | Accepted | 2025-07-11 | 2025-08-01 | 2026-08-01 | Solar Panels | CANADIAN SOLAR | CS6. 1-54TM-455H |  | 0.455 | 5 | 355 | 30 |  | Fixed | Roof
NJADRE1560072165 | Administratively Determined Incentive Program | LAKEWOOD | 8701 | 12.285 | Residential | Behind the Meter | Yes | Kamtech Solar Solutions | JCP&L |  | Accepted | 2025-07-11 | 2025-08-01 | 2026-08-01 | Solar Panels | CANADIAN SOLAR | CS6. 1-54TM-455H |  | 0.455 | 5 | 265 | 30 |  | Fixed | Roof
NJADRE1560072165 | Administratively Determined Incentive Program | LAKEWOOD | 8701 | 12.285 | Residential | Behind the Meter | Yes | Kamtech Solar Solutions | JCP&L |  | Accepted | 2025-07-11 | 2025-08-01 | 2026-08-01 | Solar Panels | CANADIAN SOLAR | CS6. 1-54TM-455H |  | 0.455 | 13 | 175 | 30 |  | Fixed | Roof
NJADRE1560072165 | Administratively Determined Incentive Program | LAKEWOOD | 8701 | 12.285 | Residential | Behind the Meter | Yes | Kamtech Solar Solutions | JCP&L |  | Accepted | 2025-07-11 | 2025-08-01 | 2026-08-01 | Solar Panels | CANADIAN SOLAR | CS6. 1-54TM-455H |  | 0.455 | 1 | 85 | 25 |  | Fixed | Roof
NJADRE1560072165 | Administratively Determined Incentive Program | LAKEWOOD | 8701 | 12.285 | Residential | Behind the Meter | Yes | Kamtech Solar Solutions | JCP&L |  | Accepted | 2025-07-11 | 2025-08-01 | 2026-08-01 | Inverters | ENPHASE | IQ8AC-72-US | 349 |  | 27 |  |  | 0.973 |  | Outdoor | ROOFTOP
NJADRE1560072165 | Administratively Determined Incentive Program | LAKEWOOD | 8701 | 12.285 | Residential | Behind the Meter | Yes | Kamtech Solar Solutions | JCP&L |  | Accepted | 2025-07-11 | 2025-08-01 | 2026-08-01 | Solar Panels | CANADIAN SOLAR | CS6. 1-54TM-455H |  | 0.455 | 2 | 265 | 25 |  | Fixed | Roof
NJADRE1560072166 | Administratively Determined Incentive Program | BROWNS MILLS | 8015 | 13.05 | Residential | Behind the Meter | Yes | Integrity Solar & Home Solutions, LLC | JCP&L |  | Accepted | 2025-07-11 | 2025-08-01 | 2026-08-01 | Solar Panels | Q CELLS | Q.TRON BLK M-G2H+ 435 |  | 0.435 | 12 | 31 | 15 |  | Fixed | Roof
NJADRE1560072166 | Administratively Determined Incentive Program | BROWNS MILLS | 8015 | 13.05 | Residential | Behind the Meter | Yes | Integrity Solar & Home Solutions, LLC | JCP&L |  | Accepted | 2025-07-11 | 2025-08-01 | 2026-08-01 | Inverters | ENPHASE | IQ8HC | 380 |  | 30 |  |  | 0.98 |  | Other | UNDER EACH PANEL
NJADRE1560072166 | Administratively Determined Incentive Program | BROWNS MILLS | 8015 | 13.05 | Residential | Behind the Meter | Yes | Integrity Solar & Home Solutions, LLC | JCP&L |  | Accepted | 2025-07-11 | 2025-08-01 | 2026-08-01 | Solar Panels | Q CELLS | Q.TRON BLK M-G2H+ 435 |  | 0.435 | 15 | 211 | 15 |  | Fixed | Roof
NJADRE1560072166 | Administratively Determined Incentive Program | BROWNS MILLS | 8015 | 13.05 | Residential | Behind the Meter | Yes | Integrity Solar & Home Solutions, LLC | JCP&L |  | Accepted | 2025-07-11 | 2025-08-01 | 2026-08-01 | Solar Panels | ENPHASE | Q.TRON BLK M-G2H+ 435 |  | 0.435 | 3 | 210 | 20 |  | Fixed | Roof
NJADRE1560072199 | Administratively Determined Incentive Program | NORTHFIELD | 8225 | 11.48 | Residential | Behind the Meter | Yes | Pro Custom Solar dba Momentum Solar | AC Electric |  | Accepted | 2025-07-11 | 2025-08-01 | 2026-08-01 | Solar Panels | HANWHA | Q.PEAK DUO BLK ML-G10+410 |  | 0.41 | 7 | 131 | 25 |  | Fixed | Roof
NJADRE1560072199 | Administratively Determined Incentive Program | NORTHFIELD | 8225 | 11.48 | Residential | Behind the Meter | Yes | Pro Custom Solar dba Momentum Solar | AC Electric |  | Accepted | 2025-07-11 | 2025-08-01 | 2026-08-01 | Solar Panels | HANWHA | Q.PEAK DUO BLK ML-G10+410 |  | 0.41 | 2 | 131 | 26 |  | Fixed | Roof
NJADRE1560072199 | Administratively Determined Incentive Program | NORTHFIELD | 8225 | 11.48 | Residential | Behind the Meter | Yes | Pro Custom Solar dba Momentum Solar | AC Electric |  | Accepted | 2025-07-11 | 2025-08-01 | 2026-08-01 | Solar Panels | HANWHA | Q.PEAK DUO BLK ML-G10+410 |  | 0.41 | 6 | 311 | 26 |  | Fixed | Roof
NJADRE1560072199 | Administratively Determined Incentive Program | NORTHFIELD | 8225 | 11.48 | Residential | Behind the Meter | Yes | Pro Custom Solar dba Momentum Solar | AC Electric |  | Accepted | 2025-07-11 | 2025-08-01 | 2026-08-01 | Inverters | ENPHASE | IQ8HC-72-M-DOM-US | 380 |  | 28 |  |  | 0.97 |  | Outdoor
NJADRE1560072199 | Administratively Determined Incentive Program | NORTHFIELD | 8225 | 11.48 | Residential | Behind the Meter | Yes | Pro Custom Solar dba Momentum Solar | AC Electric |  | Accepted | 2025-07-11 | 2025-08-01 | 2026-08-01 | Solar Panels | HANWHA | Q.PEAK DUO BLK ML-G10+410 |  | 0.41 | 8 | 221 | 25 |  | Fixed | Roof
NJADRE1560072199 | Administratively Determined Incentive Program | NORTHFIELD | 8225 | 11.48 | Residential | Behind the Meter | Yes | Pro Custom Solar dba Momentum Solar | AC Electric |  | Accepted | 2025-07-11 | 2025-08-01 | 2026-08-01 | Solar Panels | HANWHA | Q.PEAK DUO BLK ML-G10+410 |  | 0.41 | 5 | 41 | 25 |  | Fixed | Roof
NJADRE1560072201 | Administratively Determined Incentive Program | Oxford | 7863 | 6.525 | Residential | Behind the Meter | Yes | Integrity Solar & Home Solutions, LLC | JCP&L |  | Accepted | 2025-07-11 | 2025-08-01 | 2026-08-01 | Inverters | ENPHASE | IQ8HC | 380 |  | 15 |  |  | 0.98 |  | Other | UNDER EACH PANEL
NJADRE1560072201 | Administratively Determined Incentive Program | Oxford | 7863 | 6.525 | Residential | Behind the Meter | Yes | Integrity Solar & Home Solutions, LLC | JCP&L |  | Accepted | 2025-07-11 | 2025-08-01 | 2026-08-01 | Solar Panels | Q CELLS | Q.TRON BLK M-G2H+ 435 |  | 0.435 | 10 | 138 | 30 |  | Fixed | Roof
NJADRE1560072201 | Administratively Determined Incentive Program | Oxford | 7863 | 6.525 | Residential | Behind the Meter | Yes | Integrity Solar & Home Solutions, LLC | JCP&L |  | Accepted | 2025-07-11 | 2025-08-01 | 2026-08-01 | Solar Panels | Q CELLS | Q.TRON BLK M-G2H+ 435 |  | 0.435 | 5 | 138 | 30 |  | Fixed | Roof
NJADRE1560072214 | Administratively Determined Incentive Program | LAKEWOOD | 8701 | 15.015 | Residential | Behind the Meter | Yes | Kamtech Solar Solutions | JCP&L |  | Accepted | 2025-07-11 | 2025-08-01 | 2026-08-01 | Solar Panels | CANADIAN SOLAR | CS6. 1-54TM-455H |  | 0.455 | 30 | 98 | 30 |  | Fixed | Roof
NJADRE1560072214 | Administratively Determined Incentive Program | LAKEWOOD | 8701 | 15.015 | Residential | Behind the Meter | Yes | Kamtech Solar Solutions | JCP&L |  | Accepted | 2025-07-11 | 2025-08-01 | 2026-08-01 | Inverters | ENPHASE | IQ8AC-72-US | 349 |  | 33 |  |  | 0.973 |  | Outdoor | ROOFTOP
NJADRE1560072214 | Administratively Determined Incentive Program | LAKEWOOD | 8701 | 15.015 | Residential | Behind the Meter | Yes | Kamtech Solar Solutions | JCP&L |  | Accepted | 2025-07-11 | 2025-08-01 | 2026-08-01 | Solar Panels | CANADIAN SOLAR | CS6. 1-54TM-455H |  | 0.455 | 3 | 278 | 30 |  | Fixed | Roof
NJADRE1560072229 | Administratively Determined Incentive Program | BRIDGETON | 8302 | 23.085 | Residential | Behind the Meter | Yes | Freedom Forever New Jersey, LLC | AC Electric |  | Accepted | 2025-07-11 | 2025-08-01 | 2026-08-01 | Solar Panels | JA Solar | JAM54S31-405/MR |  | 0.405 | 18 | 172 | 12 |  | Fixed | Roof
NJADRE1560072229 | Administratively Determined Incentive Program | BRIDGETON | 8302 | 23.085 | Residential | Behind the Meter | Yes | Freedom Forever New Jersey, LLC | AC Electric |  | Accepted | 2025-07-11 | 2025-08-01 | 2026-08-01 | Solar Panels | JA Solar | JAM54S31-405/MR |  | 0.405 | 7 | 352 | 25 |  | Fixed | Roof
NJADRE1560072229 | Administratively Determined Incentive Program | BRIDGETON | 8302 | 23.085 | Residential | Behind the Meter | Yes | Freedom Forever New Jersey, LLC | AC Electric |  | Accepted | 2025-07-11 | 2025-08-01 | 2026-08-01 | Inverters | Solar Edge | SE5700H-US | 5760 |  | 1 |  |  | 0.99 |  | Outside
NJADRE1560072229 | Administratively Determined Incentive Program | BRIDGETON | 8302 | 23.085 | Residential | Behind the Meter | Yes | Freedom Forever New Jersey, LLC | AC Electric |  | Accepted | 2025-07-11 | 2025-08-01 | 2026-08-01 | Solar Panels | JA Solar | JAM54S31-405/MR |  | 0.405 | 7 | 172 | 24 |  | Fixed | Roof
NJADRE1560072229 | Administratively Determined Incentive Program | BRIDGETON | 8302 | 23.085 | Residential | Behind the Meter | Yes | Freedom Forever New Jersey, LLC | AC Electric |  | Accepted | 2025-07-11 | 2025-08-01 | 2026-08-01 | Inverters | Solar Edge | SE11400H-US | 11400 |  | 1 |  |  | 0.99 |  | Outside
NJADRE1560072229 | Administratively Determined Incentive Program | BRIDGETON | 8302 | 23.085 | Residential | Behind the Meter | Yes | Freedom Forever New Jersey, LLC | AC Electric |  | Accepted | 2025-07-11 | 2025-08-01 | 2026-08-01 | Solar Panels | JA Solar | JAM54S31-405/MR |  | 0.405 | 25 | 352 | 12 |  | Fixed | Roof
NJADRE1560072233 | Administratively Determined Incentive Program | FRANKLINVILLE | 8322 | 56.1 | Residential | Behind the Meter | No | RCL Enterprises, Inc. | AC Electric |  | Accepted | 2025-07-11 | 2025-08-01 | 2026-08-01 | Solar Panels | Jinko | JKM425N |  | 0.425 | 9 | 128 | 24 |  | Fixed | Roof
NJADRE1560072233 | Administratively Determined Incentive Program | FRANKLINVILLE | 8322 | 56.1 | Residential | Behind the Meter | No | RCL Enterprises, Inc. | AC Electric |  | Accepted | 2025-07-11 | 2025-08-01 | 2026-08-01 | Solar Panels | Jinko | JKM425N |  | 0.425 | 6 | 128 | 20 |  | Fixed | Roof
NJADRE1560072233 | Administratively Determined Incentive Program | FRANKLINVILLE | 8322 | 56.1 | Residential | Behind the Meter | No | RCL Enterprises, Inc. | AC Electric |  | Accepted | 2025-07-11 | 2025-08-01 | 2026-08-01 | Solar Panels | Jinko | JKM425N |  | 0.425 | 16 | 128 | 20 |  | Fixed | Roof
NJADRE1560072233 | Administratively Determined Incentive Program | FRANKLINVILLE | 8322 | 56.1 | Residential | Behind the Meter | No | RCL Enterprises, Inc. | AC Electric |  | Accepted | 2025-07-11 | 2025-08-01 | 2026-08-01 | Solar Panels | Jinko | JKM425N |  | 0.425 | 6 | 308 | 20 |  | Fixed | Roof
NJADRE1560072233 | Administratively Determined Incentive Program | FRANKLINVILLE | 8322 | 56.1 | Residential | Behind the Meter | No | RCL Enterprises, Inc. | AC Electric |  | Accepted | 2025-07-11 | 2025-08-01 | 2026-08-01 | Solar Panels | Jinko | JKM425N |  | 0.425 | 46 | 128 | 24 |  | Fixed | Roof
NJADRE1560072233 | Administratively Determined Incentive Program | FRANKLINVILLE | 8322 | 56.1 | Residential | Behind the Meter | No | RCL Enterprises, Inc. | AC Electric |  | Accepted | 2025-07-11 | 2025-08-01 | 2026-08-01 | Inverters | Enphase | IQ8+ | 290 |  | 132 |  |  | 0.97 |  | Outside
NJADRE1560072233 | Administratively Determined Incentive Program | FRANKLINVILLE | 8322 | 56.1 | Residential | Behind the Meter | No | RCL Enterprises, Inc. | AC Electric |  | Accepted | 2025-07-11 | 2025-08-01 | 2026-08-01 | Solar Panels | Jinko | JKM425N |  | 0.425 | 2 | 308 | 24 |  | Fixed | Roof
NJADRE1560072233 | Administratively Determined Incentive Program | FRANKLINVILLE | 8322 | 56.1 | Residential | Behind the Meter | No | RCL Enterprises, Inc. | AC Electric |  | Accepted | 2025-07-11 | 2025-08-01 | 2026-08-01 | Solar Panels | Jinko | JKM425N |  | 0.425 | 16 | 308 | 20 |  | Fixed | Roof
NJADRE1560072233 | Administratively Determined Incentive Program | FRANKLINVILLE | 8322 | 56.1 | Residential | Behind the Meter | No | RCL Enterprises, Inc. | AC Electric |  | Accepted | 2025-07-11 | 2025-08-01 | 2026-08-01 | Solar Panels | Jinko | JKM425N |  | 0.425 | 10 | 128 | 24 |  | Fixed | Roof
NJADRE1560072233 | Administratively Determined Incentive Program | FRANKLINVILLE | 8322 | 56.1 | Residential | Behind the Meter | No | RCL Enterprises, Inc. | AC Electric |  | Accepted | 2025-07-11 | 2025-08-01 | 2026-08-01 | Solar Panels | Jinko | JKM425N |  | 0.425 | 21 | 308 | 24 |  | Fixed | Roof
NJADRE1560072255 | Administratively Determined Incentive Program | HIGHTSTOWN | 8520 | 5.52 | Residential | Behind the Meter | No | PlugPV, LLC | JCP&L |  | Accepted | 2025-07-11 | 2025-08-01 | 2026-08-01 | Inverters | Enphase | IQ8X-80-M-US | 380 |  | 12 |  |  | 0.97 |  | Outdoor
NJADRE1560072255 | Administratively Determined Incentive Program | HIGHTSTOWN | 8520 | 5.52 | Residential | Behind the Meter | No | PlugPV, LLC | JCP&L |  | Accepted | 2025-07-11 | 2025-08-01 | 2026-08-01 | Solar Panels | Rec Solar | REC460AA PURE-RX |  | 0.46 | 6 | 188 | 29 |  | Fixed | Roof
NJADRE1560072255 | Administratively Determined Incentive Program | HIGHTSTOWN | 8520 | 5.52 | Residential | Behind the Meter | No | PlugPV, LLC | JCP&L |  | Accepted | 2025-07-11 | 2025-08-01 | 2026-08-01 | Solar Panels | Rec Solar | REC460AA PURE-RX |  | 0.46 | 2 | 98 | 29 |  | Fixed | Roof
NJADRE1560072255 | Administratively Determined Incentive Program | HIGHTSTOWN | 8520 | 5.52 | Residential | Behind the Meter | No | PlugPV, LLC | JCP&L |  | Accepted | 2025-07-11 | 2025-08-01 | 2026-08-01 | Solar Panels | Rec Solar | REC460AA PURE-RX |  | 0.46 | 4 | 187 | 29 |  | Fixed | Roof
NJADRE1560072261 | Administratively Determined Incentive Program | HACKENSACK | 7601 | 9.72 | Residential | Behind the Meter | Yes | Sunrun Installation Services,Inc. | PSE&G |  | Accepted | 2025-07-11 | 2025-08-01 | 2026-08-01 | Inverters | SolarEdge Technologies | SE7600H-USMN | 7600 |  | 1 |  |  | 0.99 |  | Outdoor | Next to meter
NJADRE1560072261 | Administratively Determined Incentive Program | HACKENSACK | 7601 | 9.72 | Residential | Behind the Meter | Yes | Sunrun Installation Services,Inc. | PSE&G |  | Accepted | 2025-07-11 | 2025-08-01 | 2026-08-01 | Solar Panels | JA Solar | JAM54S31-405/MR |  | 0.405 | 9 | 308 | 12 |  | Fixed | Roof
NJADRE1560072261 | Administratively Determined Incentive Program | HACKENSACK | 7601 | 9.72 | Residential | Behind the Meter | Yes | Sunrun Installation Services,Inc. | PSE&G |  | Accepted | 2025-07-11 | 2025-08-01 | 2026-08-01 | Solar Panels | JA Solar | JAM54S31-405/MR |  | 0.405 | 15 | 128 | 40 |  | Fixed | Roof
NJADRE1560072264 | Administratively Determined Incentive Program | MILLVILLE | 8332 | 5.265 | Residential | Behind the Meter | Yes | Sunrun Installation Services, Inc. | AC Electric |  | Accepted | 2025-07-11 | 2025-08-01 | 2026-08-01 | Electric Storage Battery | Tesla | EXPANSION PACK 1807000-XX-Y |  |  | 1 |  |  |  | Lithium Ion |  | OUTSIDE
NJADRE1560072264 | Administratively Determined Incentive Program | MILLVILLE | 8332 | 5.265 | Residential | Behind the Meter | Yes | Sunrun Installation Services, Inc. | AC Electric |  | Accepted | 2025-07-11 | 2025-08-01 | 2026-08-01 | Inverters | SOLAREDGE TECHNOLOGIES | SE3800H-USMN | 3800 |  | 1 |  |  | 0.99 |  | Outdoor
NJADRE1560072264 | Administratively Determined Incentive Program | MILLVILLE | 8332 | 5.265 | Residential | Behind the Meter | Yes | Sunrun Installation Services, Inc. | AC Electric |  | Accepted | 2025-07-11 | 2025-08-01 | 2026-08-01 | Electric Storage Battery | Tesla | POWERWALL 3 1707000-XX-Y |  |  | 1 |  |  |  | Lithium Ion |  | OUTSIDE
NJADRE1560072264 | Administratively Determined Incentive Program | MILLVILLE | 8332 | 5.265 | Residential | Behind the Meter | Yes | Sunrun Installation Services, Inc. | AC Electric |  | Accepted | 2025-07-11 | 2025-08-01 | 2026-08-01 | Solar Panels | JA SOLAR | JAM54S31-405/MR |  | 0.405 | 13 | 86 | 31 |  | Fixed | Roof
NJADRE1560072271 | Administratively Determined Incentive Program | WEST MILFORD | 7480 | 18.275 | Residential | Behind the Meter | No | PlugPV, LLC | Orange Rockland Electric |  | Accepted | 2025-07-17 | 2025-08-14 | 2026-08-14 | Inverters | Enphase | IQ8PLUS-72-M-US | 290 |  | 43 |  |  | 0.98 |  | Outside
NJADRE1560072271 | Administratively Determined Incentive Program | WEST MILFORD | 7480 | 18.275 | Residential | Behind the Meter | No | PlugPV, LLC | Orange Rockland Electric |  | Accepted | 2025-07-17 | 2025-08-14 | 2026-08-14 | Solar Panels | Jinko Solar | JKM425N-54HL4-B |  | 0.425 | 43 | 210 | 42 |  | Fixed | Roof
NJADRE1560072272 | Administratively Determined Incentive Program | MOUNT EPHRAIM BORO | 8059 | 4.35 | Residential | Behind the Meter | Yes | Integrity Solar & Home Solutions, LLC | PSE&G |  | Accepted | 2025-07-11 | 2025-08-05 | 2026-08-05 | Solar Panels | Q CELLS | Q.TRON BLK M-G2H+ 435 |  | 0.435 | 2 | 76 | 2 |  | Fixed | Roof
NJADRE1560072272 | Administratively Determined Incentive Program | MOUNT EPHRAIM BORO | 8059 | 4.35 | Residential | Behind the Meter | Yes | Integrity Solar & Home Solutions, LLC | PSE&G |  | Accepted | 2025-07-11 | 2025-08-05 | 2026-08-05 | Solar Panels | Q CELLS | Q.TRON BLK M-G2H+ 435 |  | 0.435 | 4 | 258 | 21 |  | Fixed | Roof
NJADRE1560072272 | Administratively Determined Incentive Program | MOUNT EPHRAIM BORO | 8059 | 4.35 | Residential | Behind the Meter | Yes | Integrity Solar & Home Solutions, LLC | PSE&G |  | Accepted | 2025-07-11 | 2025-08-05 | 2026-08-05 | Solar Panels | Q CELLS | Q.TRON BLK M-G2H+ 435 |  | 0.435 | 4 | 348 | 21 |  | Fixed | Roof
NJADRE1560072272 | Administratively Determined Incentive Program | MOUNT EPHRAIM BORO | 8059 | 4.35 | Residential | Behind the Meter | Yes | Integrity Solar & Home Solutions, LLC | PSE&G |  | Accepted | 2025-07-11 | 2025-08-05 | 2026-08-05 | Inverters | ENPHASE | IQ8HC | 380 |  | 10 |  |  | 0.98 |  | Other | UNDER EACH PANEL
NJADRE1560072286 | Administratively Determined Incentive Program | MANALAPAN | 7726 | 10.32 | Residential | Behind the Meter | Yes | Posigen Developer, LLC | JCP&L |  | Accepted | 2025-07-11 | 2025-08-01 | 2026-08-01 | Inverters | SolarEdge | SE10000H-US | 10000 |  | 1 |  |  | 0.99 |  | Outside | Within ten feet of meter
NJADRE1560072286 | Administratively Determined Incentive Program | MANALAPAN | 7726 | 10.32 | Residential | Behind the Meter | Yes | Posigen Developer, LLC | JCP&L |  | Accepted | 2025-07-11 | 2025-08-01 | 2026-08-01 | Solar Panels | Jinko Eagle | G6R JKM430N-54HL4-B |  | 0.43 | 7 | 283 | 23 |  | Fixed | Roof
NJADRE1560072286 | Administratively Determined Incentive Program | MANALAPAN | 7726 | 10.32 | Residential | Behind the Meter | Yes | Posigen Developer, LLC | JCP&L |  | Accepted | 2025-07-11 | 2025-08-01 | 2026-08-01 | Solar Panels | Jinko Eagle | G6R JKM430N-54HL4-B |  | 0.43 | 17 | 103 | 23 |  | Fixed | Roof
NJADRE1560072305 | Administratively Determined Incentive Program | WESTAMPTON TOWNSHIP | 8060 | 6.96 | Residential | Behind the Meter | Yes | SunnyMac, LLC | PSE&G |  | Accepted | 2025-07-11 | 2025-08-01 | 2026-08-01 | Solar Panels | HANWHA | Q.TRON BLK M-G2.H+ |  | 0.435 | 11 | 254 | 20 |  | Fixed | Roof
NJADRE1560072305 | Administratively Determined Incentive Program | WESTAMPTON TOWNSHIP | 8060 | 6.96 | Residential | Behind the Meter | Yes | SunnyMac, LLC | PSE&G |  | Accepted | 2025-07-11 | 2025-08-01 | 2026-08-01 | Solar Panels | HANWHA | Q.TRON BLK M-G2.H+ |  | 0.435 | 5 | 74 | 20 |  | Fixed | Roof
NJADRE1560072305 | Administratively Determined Incentive Program | WESTAMPTON TOWNSHIP | 8060 | 6.96 | Residential | Behind the Meter | Yes | SunnyMac, LLC | PSE&G |  | Accepted | 2025-07-11 | 2025-08-01 | 2026-08-01 | Inverters | SOLAREDGE HOME HUB | SE5700H-US | 5760 |  | 1 |  |  | 0.99 |  | Outdoor | next to meter
NJADRE1560072311 | Administratively Determined Incentive Program | GLOUCESTER TOWNSHIP | 8029 | 6.48 | Residential | Behind the Meter | No | Freedom Forever New Jersey, LLC | PSE&G |  | Accepted | 2025-07-11 | 2025-08-01 | 2026-08-01 | Inverters | Solar Edge | SE3800H-USRGM | 3800 |  | 2 |  |  | 0.99 |  | Outdoor
NJADRE1560072311 | Administratively Determined Incentive Program | GLOUCESTER TOWNSHIP | 8029 | 6.48 | Residential | Behind the Meter | No | Freedom Forever New Jersey, LLC | PSE&G |  | Accepted | 2025-07-11 | 2025-08-01 | 2026-08-01 | Solar Panels | JA Solar | JAM54S31-405/MR |  | 0.405 | 2 | 253 | 23 |  | Fixed | Roof
NJADRE1560072311 | Administratively Determined Incentive Program | GLOUCESTER TOWNSHIP | 8029 | 6.48 | Residential | Behind the Meter | No | Freedom Forever New Jersey, LLC | PSE&G |  | Accepted | 2025-07-11 | 2025-08-01 | 2026-08-01 | Solar Panels | JA Solar | JAM54S31-405/MR |  | 0.405 | 6 | 163 | 12 |  | Fixed | Roof
NJADRE1560072311 | Administratively Determined Incentive Program | GLOUCESTER TOWNSHIP | 8029 | 6.48 | Residential | Behind the Meter | No | Freedom Forever New Jersey, LLC | PSE&G |  | Accepted | 2025-07-11 | 2025-08-01 | 2026-08-01 | Solar Panels | JA Solar | JAM54S31-405/MR |  | 0.405 | 4 | 163 | 23 |  | Fixed | Roof
NJADRE1560072311 | Administratively Determined Incentive Program | GLOUCESTER TOWNSHIP | 8029 | 6.48 | Residential | Behind the Meter | No | Freedom Forever New Jersey, LLC | PSE&G |  | Accepted | 2025-07-11 | 2025-08-01 | 2026-08-01 | Solar Panels | JA Solar | JAM54S31-405/MR |  | 0.405 | 4 | 253 | 23 |  | Fixed | Roof
NJADRE1560072318 | Administratively Determined Incentive Program | SOMERS POINT | 8244 | 7.92 | Residential | Behind the Meter | No | AllSeason Solar | AC Electric |  | Accepted | 2025-07-11 | 2025-08-01 | 2026-08-01 | Solar Panels | Certainteed | CT440HC12-08 |  | 0.44 | 3 | 26 | 16 |  | Fixed | Roof
NJADRE1560072318 | Administratively Determined Incentive Program | SOMERS POINT | 8244 | 7.92 | Residential | Behind the Meter | No | AllSeason Solar | AC Electric |  | Accepted | 2025-07-11 | 2025-08-01 | 2026-08-01 | Inverters | Enphase | IQ8M-72-2-US | 325 |  | 18 |  |  | 0.97 |  | Outside
NJADRE1560072318 | Administratively Determined Incentive Program | SOMERS POINT | 8244 | 7.92 | Residential | Behind the Meter | No | AllSeason Solar | AC Electric |  | Accepted | 2025-07-11 | 2025-08-01 | 2026-08-01 | Solar Panels | Certainteed | CT440HC12-08 |  | 0.44 | 15 | 116 | 42 |  | Fixed | Roof
NJADRE1560072320 | Administratively Determined Incentive Program | TOMS RIVER | 8757 | 7.83 | Residential | Behind the Meter | Yes | SunnyMac, LLC | JCP&L |  | Accepted | 2025-07-11 | 2025-08-01 | 2026-08-01 | Inverters | SOLAREDGE HOME HUB | SE5700H-US | 5760 |  | 1 |  |  | 0.99 |  | Outdoor | next to meter
NJADRE1560072320 | Administratively Determined Incentive Program | TOMS RIVER | 8757 | 7.83 | Residential | Behind the Meter | Yes | SunnyMac, LLC | JCP&L |  | Accepted | 2025-07-11 | 2025-08-01 | 2026-08-01 | Solar Panels | HANWHA | Q.TRON BLK M-G2.H+ |  | 0.435 | 18 | 114 | 17 |  | Fixed | Roof
NJADRE1560072322 | Administratively Determined Incentive Program | EAST ORANGE CITY | 7017 | 4.35 | Residential | Behind the Meter | Yes | Integrity Solar & Home Solutions, LLC | PSE&G |  | Accepted | 2025-07-11 | 2025-08-08 | 2026-08-08 | Inverters | ENPHASE | IQ8HC | 380 |  | 10 |  |  | 0.98 |  | Other | UNDER EACH PANEL
NJADRE1560072322 | Administratively Determined Incentive Program | EAST ORANGE CITY | 7017 | 4.35 | Residential | Behind the Meter | Yes | Integrity Solar & Home Solutions, LLC | PSE&G |  | Accepted | 2025-07-11 | 2025-08-08 | 2026-08-08 | Solar Panels | Q CELLS | Q.TRON BLK M-G2H+ 435 |  | 0.435 | 10 | 191 | 37 |  | Fixed | Roof
NJADRE1560072333 | Administratively Determined Incentive Program | Elmwood Park Boro | 7407 | 5.67 | Residential | Behind the Meter | Yes | Sunrun Installation Services, Inc. | PSE&G |  | Accepted | 2025-07-11 | 2025-08-01 | 2026-08-01 | Solar Panels | JA SOLAR | JAM54S31-405/MR |  | 0.405 | 5 | 76 | 18 |  | Fixed | Roof
NJADRE1560072333 | Administratively Determined Incentive Program | Elmwood Park Boro | 7407 | 5.67 | Residential | Behind the Meter | Yes | Sunrun Installation Services, Inc. | PSE&G |  | Accepted | 2025-07-11 | 2025-08-01 | 2026-08-01 | Solar Panels | JA SOLAR | JAM54S31-405/MR |  | 0.405 | 5 | 165 | 43 |  | Fixed | Roof
NJADRE1560072333 | Administratively Determined Incentive Program | Elmwood Park Boro | 7407 | 5.67 | Residential | Behind the Meter | Yes | Sunrun Installation Services, Inc. | PSE&G |  | Accepted | 2025-07-11 | 2025-08-01 | 2026-08-01 | Inverters | SOLAREDGE TECHNOLOGIES | SE3800H-USMN | 3800 |  | 1 |  |  | 0.99 |  | Outside
NJADRE1560072333 | Administratively Determined Incentive Program | Elmwood Park Boro | 7407 | 5.67 | Residential | Behind the Meter | Yes | Sunrun Installation Services, Inc. | PSE&G |  | Accepted | 2025-07-11 | 2025-08-01 | 2026-08-01 | Solar Panels | JA SOLAR | JAM54S31-405/MR |  | 0.405 | 2 | 345 | 45 |  | Fixed | Roof
NJADRE1560072333 | Administratively Determined Incentive Program | Elmwood Park Boro | 7407 | 5.67 | Residential | Behind the Meter | Yes | Sunrun Installation Services, Inc. | PSE&G |  | Accepted | 2025-07-11 | 2025-08-01 | 2026-08-01 | Solar Panels | JA SOLAR | JAM54S31-405/MR |  | 0.405 | 2 | 255 | 19 |  | Fixed | Roof
NJADRE1560072339 | Administratively Determined Incentive Program | WOODBRIDGE TWP | 7067 | 5.67 | Residential | Behind the Meter | Yes | Sunrun Installation Services, Inc. | PSE&G |  | Accepted | 2025-07-11 | 2025-08-01 | 2026-08-01 | Solar Panels | JA Solar | JAM54S31-405/MR |  | 0.405 | 3 | 83 | 23 |  | Fixed | Roof
NJADRE1560072339 | Administratively Determined Incentive Program | WOODBRIDGE TWP | 7067 | 5.67 | Residential | Behind the Meter | Yes | Sunrun Installation Services, Inc. | PSE&G |  | Accepted | 2025-07-11 | 2025-08-01 | 2026-08-01 | Solar Panels | JA Solar | JAM54S31-405/MR |  | 0.405 | 5 | 173 | 22 |  | Fixed | Roof
NJADRE1560072339 | Administratively Determined Incentive Program | WOODBRIDGE TWP | 7067 | 5.67 | Residential | Behind the Meter | Yes | Sunrun Installation Services, Inc. | PSE&G |  | Accepted | 2025-07-11 | 2025-08-01 | 2026-08-01 | Inverters | SolarEdge Technologies | SE5700H-USMN | 5760 |  | 1 |  |  | 0.99 |  | Outdoor | Next to meter
NJADRE1560072339 | Administratively Determined Incentive Program | WOODBRIDGE TWP | 7067 | 5.67 | Residential | Behind the Meter | Yes | Sunrun Installation Services, Inc. | PSE&G |  | Accepted | 2025-07-11 | 2025-08-01 | 2026-08-01 | Solar Panels | JA Solar | JAM54S31-405/MR |  | 0.405 | 6 | 263 | 18 |  | Fixed | Roof
NJADRE1560072343 | Administratively Determined Incentive Program | LAKEWOOD | 8701 | 11.83 | Residential | Behind the Meter | Yes | Powerlutions, LLC | JCP&L |  | Accepted | 2025-07-11 | 2025-08-01 | 2026-08-01 | Solar Panels | CANADIAN | CS6.1-54TM-455H |  | 0.455 | 5 | 273 | 28 |  | Fixed | Roof
NJADRE1560072343 | Administratively Determined Incentive Program | LAKEWOOD | 8701 | 11.83 | Residential | Behind the Meter | Yes | Powerlutions, LLC | JCP&L |  | Accepted | 2025-07-11 | 2025-08-01 | 2026-08-01 | Solar Panels | CANADIAN | CS6.1-54TM-455H |  | 0.455 | 21 | 184 | 34 |  | Fixed | Roof
NJADRE1560072343 | Administratively Determined Incentive Program | LAKEWOOD | 8701 | 11.83 | Residential | Behind the Meter | Yes | Powerlutions, LLC | JCP&L |  | Accepted | 2025-07-11 | 2025-08-01 | 2026-08-01 | Inverters | Enphase | IQ8HC-72-M-DOM-US | 380 |  | 26 |  |  | 0.98 |  | Outdoor
NJADRE1560072347 | Administratively Determined Incentive Program | Harrison Twp | 8062 | 23.32 | Residential | Behind the Meter | No | AllSeason Solar | AC Electric |  | Accepted | 2025-07-11 | 2025-08-04 | 2026-08-04 | Solar Panels | Certainteed | CT440HC12-08 |  | 0.44 | 6 | 222 | 37 |  | Fixed | Roof
NJADRE1560072347 | Administratively Determined Incentive Program | Harrison Twp | 8062 | 23.32 | Residential | Behind the Meter | No | AllSeason Solar | AC Electric |  | Accepted | 2025-07-11 | 2025-08-04 | 2026-08-04 | Inverters | Enphase | IQ8MC | 320 |  | 53 |  |  | 0.97 |  | Outside
NJADRE1560072347 | Administratively Determined Incentive Program | Harrison Twp | 8062 | 23.32 | Residential | Behind the Meter | No | AllSeason Solar | AC Electric |  | Accepted | 2025-07-11 | 2025-08-04 | 2026-08-04 | Solar Panels | Certainteed | CT440HC12-08 |  | 0.44 | 19 | 132 | 34 |  | Fixed | Roof
NJADRE1560072347 | Administratively Determined Incentive Program | Harrison Twp | 8062 | 23.32 | Residential | Behind the Meter | No | AllSeason Solar | AC Electric |  | Accepted | 2025-07-11 | 2025-08-04 | 2026-08-04 | Solar Panels | Certainteed | CT440HC12-08 |  | 0.44 | 7 | 222 | 41 |  | Fixed | Roof
NJADRE1560072347 | Administratively Determined Incentive Program | Harrison Twp | 8062 | 23.32 | Residential | Behind the Meter | No | AllSeason Solar | AC Electric |  | Accepted | 2025-07-11 | 2025-08-04 | 2026-08-04 | Solar Panels | Certainteed | CT440HC12-08 |  | 0.44 | 21 | 312 | 34 |  | Fixed | Roof
NJADRE1560072351 | Administratively Determined Incentive Program | Villas | 8251 | 4.51 | Residential | Behind the Meter | Yes | EMT Renewables, LLC | AC Electric |  | Accepted | 2025-07-11 | 2025-08-04 | 2026-08-04 | Solar Panels | MSE PERC | MSE-410 |  | 0.41 | 5 | 127 | 24 |  | Fixed | Roof
NJADRE1560072351 | Administratively Determined Incentive Program | Villas | 8251 | 4.51 | Residential | Behind the Meter | Yes | EMT Renewables, LLC | AC Electric |  | Accepted | 2025-07-11 | 2025-08-04 | 2026-08-04 | Solar Panels | MSE PERC | MSE-410 |  | 0.41 | 6 | 307 | 24 |  | Fixed | Roof
NJADRE1560072351 | Administratively Determined Incentive Program | Villas | 8251 | 4.51 | Residential | Behind the Meter | Yes | EMT Renewables, LLC | AC Electric |  | Accepted | 2025-07-11 | 2025-08-04 | 2026-08-04 | Inverters | ENPHASE | IQ8+ | 290 |  | 11 |  |  | 0.98 |  | Other | UNDER EACH PANEL
NJADRE1560072357 | Administratively Determined Incentive Program | TOMS RIVER | 8755 | 5.67 | Residential | Behind the Meter | No | Power Home Remodeling Group | JCP&L |  | Accepted | 2025-07-11 | 2025-08-01 | 2026-08-01 | Solar Panels | JA Solar | JAM54S31 405/MR |  | 0.405 | 8 | 217 | 40 |  | Fixed | Roof
NJADRE1560072357 | Administratively Determined Incentive Program | TOMS RIVER | 8755 | 5.67 | Residential | Behind the Meter | No | Power Home Remodeling Group | JCP&L |  | Accepted | 2025-07-11 | 2025-08-01 | 2026-08-01 | Solar Panels | JA Solar | JAM54S31 405/MR |  | 0.405 | 4 | 217 | 40 |  | Fixed | Roof
NJADRE1560072357 | Administratively Determined Incentive Program | TOMS RIVER | 8755 | 5.67 | Residential | Behind the Meter | No | Power Home Remodeling Group | JCP&L |  | Accepted | 2025-07-11 | 2025-08-01 | 2026-08-01 | Meters | SolarEdge | Revenue Grade Data Ansi C12.20 |  |  | 1 |  |  |  | Yes | Outdoor
NJADRE1560072357 | Administratively Determined Incentive Program | TOMS RIVER | 8755 | 5.67 | Residential | Behind the Meter | No | Power Home Remodeling Group | JCP&L |  | Accepted | 2025-07-11 | 2025-08-01 | 2026-08-01 | Inverters | SolarEdge | SE3800H-US | 3800 |  | 1 |  |  | 0.99 |  | Outside
NJADRE1560072357 | Administratively Determined Incentive Program | TOMS RIVER | 8755 | 5.67 | Residential | Behind the Meter | No | Power Home Remodeling Group | JCP&L |  | Accepted | 2025-07-11 | 2025-08-01 | 2026-08-01 | Solar Panels | JA Solar | JAM54S31 405/MR |  | 0.405 | 2 | 127 | 49 |  | Fixed | Roof
NJADRE1560072366 | Administratively Determined Incentive Program | Franklin Twp | 8873 | 6.885 | Residential | Behind the Meter | Yes | Sunrun Installation Services, Inc. | PSE&G |  | Accepted | 2025-07-11 | 2025-08-01 | 2026-08-01 | Inverters | SolarEdge Technologies | SE5700H-USMN | 5760 |  | 1 |  |  | 0.99 |  | Outdoor | Next to meter
NJADRE1560072366 | Administratively Determined Incentive Program | Franklin Twp | 8873 | 6.885 | Residential | Behind the Meter | Yes | Sunrun Installation Services, Inc. | PSE&G |  | Accepted | 2025-07-11 | 2025-08-01 | 2026-08-01 | Solar Panels | JA Solar | JAM54S31-405/MR |  | 0.405 | 17 | 244 | 18 |  | Fixed | Roof
NJADRE1560072609 | Administratively Determined Incentive Program | South Brunswick Twp | 8824 | 12.15 | Residential | Behind the Meter | Yes | Sunrun Installation Services, Inc. | PSE&G |  | Accepted | 2025-07-11 | 2025-08-01 | 2026-08-01 | Solar Panels | JA SOLAR | JAM54S31-405/MR |  | 0.405 | 7 | 200 | 22 |  | Fixed | Roof
NJADRE1560072609 | Administratively Determined Incentive Program | South Brunswick Twp | 8824 | 12.15 | Residential | Behind the Meter | Yes | Sunrun Installation Services, Inc. | PSE&G |  | Accepted | 2025-07-11 | 2025-08-01 | 2026-08-01 | Solar Panels | JA SOLAR | JAM54S31-405/MR |  | 0.405 | 5 | 110 | 22 |  | Fixed | Roof
NJADRE1560072609 | Administratively Determined Incentive Program | South Brunswick Twp | 8824 | 12.15 | Residential | Behind the Meter | Yes | Sunrun Installation Services, Inc. | PSE&G |  | Accepted | 2025-07-11 | 2025-08-01 | 2026-08-01 | Solar Panels | JA SOLAR | JAM54S31-405/MR |  | 0.405 | 2 | 290 | 29 |  | Fixed | Roof
NJADRE1560072609 | Administratively Determined Incentive Program | South Brunswick Twp | 8824 | 12.15 | Residential | Behind the Meter | Yes | Sunrun Installation Services, Inc. | PSE&G |  | Accepted | 2025-07-11 | 2025-08-01 | 2026-08-01 | Solar Panels | JA SOLAR | JAM54S31-405/MR |  | 0.405 | 2 | 110 | 29 |  | Fixed | Roof
NJADRE1560072609 | Administratively Determined Incentive Program | South Brunswick Twp | 8824 | 12.15 | Residential | Behind the Meter | Yes | Sunrun Installation Services, Inc. | PSE&G |  | Accepted | 2025-07-11 | 2025-08-01 | 2026-08-01 | Solar Panels | JA SOLAR | JAM54S31-405/MR |  | 0.405 | 9 | 20 | 22 |  | Fixed | Roof
NJADRE1560072609 | Administratively Determined Incentive Program | South Brunswick Twp | 8824 | 12.15 | Residential | Behind the Meter | Yes | Sunrun Installation Services, Inc. | PSE&G |  | Accepted | 2025-07-11 | 2025-08-01 | 2026-08-01 | Solar Panels | JA SOLAR | JAM54S31-405/MR |  | 0.405 | 5 | 290 | 22 |  | Fixed | Roof
NJADRE1560072609 | Administratively Determined Incentive Program | South Brunswick Twp | 8824 | 12.15 | Residential | Behind the Meter | Yes | Sunrun Installation Services, Inc. | PSE&G |  | Accepted | 2025-07-11 | 2025-08-01 | 2026-08-01 | Inverters | SOLAREDGE TECHNOLOGIES | SE10000H-USMN | 10000 |  | 1 |  |  | 0.99 |  | Outdoor
NJADRE1560072698 | Administratively Determined Incentive Program | Rahway | 7065 | 4.05 | Residential | Behind the Meter | Yes | Freedom Forever New Jersey, LLC | PSE&G |  | Accepted | 2025-07-11 | 2025-08-01 | 2026-08-01 | Solar Panels | JA Solar | JAM54S31-405/MR |  | 0.405 | 6 | 101 | 43 |  | Fixed | Roof
NJADRE1560072698 | Administratively Determined Incentive Program | Rahway | 7065 | 4.05 | Residential | Behind the Meter | Yes | Freedom Forever New Jersey, LLC | PSE&G |  | Accepted | 2025-07-11 | 2025-08-01 | 2026-08-01 | Inverters | Solar Edge | SE3800H-US | 3800 |  | 1 |  |  | 0.99 |  | Outdoor
NJADRE1560072698 | Administratively Determined Incentive Program | Rahway | 7065 | 4.05 | Residential | Behind the Meter | Yes | Freedom Forever New Jersey, LLC | PSE&G |  | Accepted | 2025-07-11 | 2025-08-01 | 2026-08-01 | Solar Panels | JA Solar | JAM54S31-405/MR |  | 0.405 | 4 | 101 | 43 |  | Fixed | Roof
NJADRE1560072733 | Administratively Determined Incentive Program | Cape May | 8204 | 9.02 | Residential | Behind the Meter | No | Trinity Solar, LLC | AC Electric |  | Accepted | 2025-07-11 | 2025-08-01 | 2026-08-01 | Inverters | Solar Edge | USE7600H-US | 7600 |  | 1 |  |  | 0.97 |  | Outside
NJADRE1560072733 | Administratively Determined Incentive Program | Cape May | 8204 | 9.02 | Residential | Behind the Meter | No | Trinity Solar, LLC | AC Electric |  | Accepted | 2025-07-11 | 2025-08-01 | 2026-08-01 | Solar Panels | Hanwha | Q.PEAK DUO BLK ML-G10+ 410 |  | 0.41 | 2 | 65 | 28 |  | Fixed | Roof
NJADRE1560072733 | Administratively Determined Incentive Program | Cape May | 8204 | 9.02 | Residential | Behind the Meter | No | Trinity Solar, LLC | AC Electric |  | Accepted | 2025-07-11 | 2025-08-01 | 2026-08-01 | Solar Panels | Hanwha | Q.PEAK DUO BLK ML-G10+ 410 |  | 0.41 | 20 | 245 | 28 |  | Fixed | Roof
NJADRE1560072738 | Administratively Determined Incentive Program | Newark | 7106 | 9.135 | Residential | Behind the Meter | Yes | Integrity Solar & Home Solutions, LLC | PSE&G |  | Accepted | 2025-07-11 | 2025-08-08 | 2026-08-08 | Solar Panels | Q CELLS | Q.TRON BLK M-G2H+ 435 |  | 0.435 | 10 | 305 | 25 |  | Fixed | Roof
NJADRE1560072738 | Administratively Determined Incentive Program | Newark | 7106 | 9.135 | Residential | Behind the Meter | Yes | Integrity Solar & Home Solutions, LLC | PSE&G |  | Accepted | 2025-07-11 | 2025-08-08 | 2026-08-08 | Solar Panels | Q CELLS | Q.TRON BLK M-G2H+ 435 |  | 0.435 | 11 | 125 | 25 |  | Fixed | Roof
NJADRE1560072738 | Administratively Determined Incentive Program | Newark | 7106 | 9.135 | Residential | Behind the Meter | Yes | Integrity Solar & Home Solutions, LLC | PSE&G |  | Accepted | 2025-07-11 | 2025-08-08 | 2026-08-08 | Inverters | ENPHASE | IQ8HC | 380 |  | 21 |  |  | 0.98 |  | Other | UNDER EACH PANEL
NJADRE1560072960 | Administratively Determined Incentive Program | WOODBRIDGE | 8863 | 6.885 | Residential | Behind the Meter | No | Power Home Remodeling Group | PSE&G |  | Accepted | 2025-07-11 | 2025-08-04 | 2026-08-04 | Meters | SolarEdge | Revenue Grade Data Ansi C12.20 |  |  | 1 |  |  |  | Yes | Outdoor
NJADRE1560072960 | Administratively Determined Incentive Program | WOODBRIDGE | 8863 | 6.885 | Residential | Behind the Meter | No | Power Home Remodeling Group | PSE&G |  | Accepted | 2025-07-11 | 2025-08-04 | 2026-08-04 | Solar Panels | JA Solar | JAM54S31 405/MR |  | 0.405 | 11 | 253 | 12 |  | Fixed | Roof
NJADRE1560072960 | Administratively Determined Incentive Program | WOODBRIDGE | 8863 | 6.885 | Residential | Behind the Meter | No | Power Home Remodeling Group | PSE&G |  | Accepted | 2025-07-11 | 2025-08-04 | 2026-08-04 | Inverters | SolarEdge | SE5700H-US | 5760 |  | 1 |  |  | 0.99 |  | Outside
NJADRE1560072960 | Administratively Determined Incentive Program | WOODBRIDGE | 8863 | 6.885 | Residential | Behind the Meter | No | Power Home Remodeling Group | PSE&G |  | Accepted | 2025-07-11 | 2025-08-04 | 2026-08-04 | Solar Panels | JA Solar | JAM54S31 405/MR |  | 0.405 | 6 | 73 | 22 |  | Fixed | Roof
NJADRE1560073283 | Administratively Determined Incentive Program | Pennsville | 8070 | 6.09 | Residential | Behind the Meter | Yes | Integrity Solar & Home Solutions, LLC | AC Electric |  | Accepted | 2025-07-11 | 2025-08-08 | 2026-08-08 | Solar Panels | Q CELLS | Q.TRON BLK M-G2H+ 435 |  | 0.435 | 14 | 174 | 44 |  | Fixed | Roof
NJADRE1560073283 | Administratively Determined Incentive Program | Pennsville | 8070 | 6.09 | Residential | Behind the Meter | Yes | Integrity Solar & Home Solutions, LLC | AC Electric |  | Accepted | 2025-07-11 | 2025-08-08 | 2026-08-08 | Inverters | ENPHASE | IQ8HC | 380 |  | 14 |  |  | 0.98 |  | Other | UNDER EACH PANEL
NJADRE1560073285 | Administratively Determined Incentive Program | CLAYTON | 8312 | 10.44 | Residential | Behind the Meter | Yes | SunnyMac, LLC | AC Electric |  | Accepted | 2025-07-11 | 2025-08-04 | 2026-08-04 | Inverters | SOLAREDGE HOME HUB | SE7600H-US | 7600 |  | 1 |  |  | 0.99 |  | Outdoor | next to meter
NJADRE1560073285 | Administratively Determined Incentive Program | CLAYTON | 8312 | 10.44 | Residential | Behind the Meter | Yes | SunnyMac, LLC | AC Electric |  | Accepted | 2025-07-11 | 2025-08-04 | 2026-08-04 | Solar Panels | HANWHA | Q.TRON BLK M-G2.H+ |  | 0.435 | 16 | 222 | 30 |  | Fixed | Roof
NJADRE1560073285 | Administratively Determined Incentive Program | CLAYTON | 8312 | 10.44 | Residential | Behind the Meter | Yes | SunnyMac, LLC | AC Electric |  | Accepted | 2025-07-11 | 2025-08-04 | 2026-08-04 | Solar Panels | HANWHA | Q.TRON BLK M-G2.H+ |  | 0.435 | 8 | 222 | 30 |  | Fixed | Roof
NJADRE1560073301 | Administratively Determined Incentive Program | UNION TWP UNI | 7083 | 14.175 | Residential | Behind the Meter | Yes | Sunrun Installation Services, Inc. | PSE&G |  | Accepted | 2025-07-11 | 2025-08-01 | 2026-08-01 | Solar Panels | JA Solar | JAM54S31-405/MR |  | 0.405 | 23 | 309 | 23 |  | Fixed | Roof
NJADRE1560073301 | Administratively Determined Incentive Program | UNION TWP UNI | 7083 | 14.175 | Residential | Behind the Meter | Yes | Sunrun Installation Services, Inc. | PSE&G |  | Accepted | 2025-07-11 | 2025-08-01 | 2026-08-01 | Solar Panels | JA Solar | JAM54S31-405/MR |  | 0.405 | 12 | 129 | 23 |  | Fixed | Roof
NJADRE1560073301 | Administratively Determined Incentive Program | UNION TWP UNI | 7083 | 14.175 | Residential | Behind the Meter | Yes | Sunrun Installation Services, Inc. | PSE&G |  | Accepted | 2025-07-11 | 2025-08-01 | 2026-08-01 | Inverters | SolarEdge Technologies | SE10000H-USMN | 10000 |  | 1 |  |  | 0.99 |  | Outdoor
NJADRE1560073303 | Administratively Determined Incentive Program | Newfoundland | 7435 | 17.16 | Residential | Behind the Meter | No | AllSeason Solar | JCP&L |  | Accepted | 2025-07-11 | 2025-08-01 | 2026-08-01 | Solar Panels | Certainteed | CT440HC12-08 |  | 0.44 | 33 | 137 | 19 |  | Fixed | Roof
NJADRE1560073303 | Administratively Determined Incentive Program | Newfoundland | 7435 | 17.16 | Residential | Behind the Meter | No | AllSeason Solar | JCP&L |  | Accepted | 2025-07-11 | 2025-08-01 | 2026-08-01 | Inverters | Enphase | IQ8MC | 320 |  | 39 |  |  | 0.97 |  | Outside
NJADRE1560073303 | Administratively Determined Incentive Program | Newfoundland | 7435 | 17.16 | Residential | Behind the Meter | No | AllSeason Solar | JCP&L |  | Accepted | 2025-07-11 | 2025-08-01 | 2026-08-01 | Solar Panels | Certainteed | CT440HC12-08 |  | 0.44 | 6 | 137 | 19 |  | Fixed | Roof
NJADRE1560073308 | Administratively Determined Incentive Program | PENNSVILLE TOWNSHIP | 8070 | 9.135 | Residential | Behind the Meter | Yes | SunnyMac, LLC | AC Electric |  | Accepted | 2025-07-11 | 2025-08-01 | 2026-08-01 | Solar Panels | HANWHA | Q.TRON BLK M-G2.H+ |  | 0.435 | 11 | 218 | 6 |  | Fixed | Roof
NJADRE1560073308 | Administratively Determined Incentive Program | PENNSVILLE TOWNSHIP | 8070 | 9.135 | Residential | Behind the Meter | Yes | SunnyMac, LLC | AC Electric |  | Accepted | 2025-07-11 | 2025-08-01 | 2026-08-01 | Solar Panels | HANWHA | Q.TRON BLK M-G2.H+ |  | 0.435 | 10 | 218 | 23 |  | Fixed | Roof
NJADRE1560073308 | Administratively Determined Incentive Program | PENNSVILLE TOWNSHIP | 8070 | 9.135 | Residential | Behind the Meter | Yes | SunnyMac, LLC | AC Electric |  | Accepted | 2025-07-11 | 2025-08-01 | 2026-08-01 | Inverters | SOLAREDGE HOME HUB | SE7600H-US | 7600 |  | 1 |  |  | 0.99 |  | Outdoor | next to meter
NJADRE1560073308 | Administratively Determined Incentive Program | PENNSVILLE TOWNSHIP | 8070 | 9.135 | Residential | Behind the Meter | Yes | SunnyMac, LLC | AC Electric |  | Accepted | 2025-07-11 | 2025-08-01 | 2026-08-01 | Meters | SOLAREDGE HOME HUB | SE-RGMTR-1D-240C-B |  |  | 1 |  |  |  | Yes | Outdoor
NJADRE1560073309 | Administratively Determined Incentive Program | TRENTON | 8609 | 6.15 | Residential | Behind the Meter | Yes | Pro Custom Solar dba Momentum Solar | PSE&G |  | Accepted | 2025-07-11 | 2025-08-01 | 2026-08-01 | Inverters | ENPHASE | IQ8HC-72-M-DOM-US | 380 |  | 15 |  |  | 0.97 |  | Outdoor
NJADRE1560073309 | Administratively Determined Incentive Program | TRENTON | 8609 | 6.15 | Residential | Behind the Meter | Yes | Pro Custom Solar dba Momentum Solar | PSE&G |  | Accepted | 2025-07-11 | 2025-08-01 | 2026-08-01 | Solar Panels | HANWHA | Q.PEAK DUO BLK ML-G10+410 |  | 0.41 | 8 | 240 | 18 |  | Fixed | Roof
NJADRE1560073309 | Administratively Determined Incentive Program | TRENTON | 8609 | 6.15 | Residential | Behind the Meter | Yes | Pro Custom Solar dba Momentum Solar | PSE&G |  | Accepted | 2025-07-11 | 2025-08-01 | 2026-08-01 | Solar Panels | HANWHA | Q.PEAK DUO BLK ML-G10+410 |  | 0.41 | 7 | 60 | 18 |  | Fixed | Roof
NJADRE1560073321 | Administratively Determined Incentive Program | Willingboro | 8046 | 15.05 | Residential | Behind the Meter | Yes | EMT Renewables, LLC | PSE&G |  | Accepted | 2025-07-11 | 2025-08-04 | 2026-08-04 | Solar Panels | SEG SOLAR | SEG 430 |  | 0.43 | 3 | 23 | 21 |  | Fixed | Roof
NJADRE1560073321 | Administratively Determined Incentive Program | Willingboro | 8046 | 15.05 | Residential | Behind the Meter | Yes | EMT Renewables, LLC | PSE&G |  | Accepted | 2025-07-11 | 2025-08-04 | 2026-08-04 | Solar Panels | SEG SOLAR | SEG 430 |  | 0.43 | 14 | 22 | 32 |  | Fixed | Roof
NJADRE1560073321 | Administratively Determined Incentive Program | Willingboro | 8046 | 15.05 | Residential | Behind the Meter | Yes | EMT Renewables, LLC | PSE&G |  | Accepted | 2025-07-11 | 2025-08-04 | 2026-08-04 | Solar Panels | SEG SOLAR | SEG 430 |  | 0.43 | 14 | 202 | 32 |  | Fixed | Roof
NJADRE1560073321 | Administratively Determined Incentive Program | Willingboro | 8046 | 15.05 | Residential | Behind the Meter | Yes | EMT Renewables, LLC | PSE&G |  | Accepted | 2025-07-11 | 2025-08-04 | 2026-08-04 | Solar Panels | SEG SOLAR | SEG 430 |  | 0.43 | 1 | 113 | 26 |  | Fixed | Roof
NJADRE1560073321 | Administratively Determined Incentive Program | Willingboro | 8046 | 15.05 | Residential | Behind the Meter | Yes | EMT Renewables, LLC | PSE&G |  | Accepted | 2025-07-11 | 2025-08-04 | 2026-08-04 | Inverters | ENPHASE | IQ8+ | 290 |  | 35 |  |  | 0.98 |  | Other | UNDER EACH PANEL
NJADRE1560073321 | Administratively Determined Incentive Program | Willingboro | 8046 | 15.05 | Residential | Behind the Meter | Yes | EMT Renewables, LLC | PSE&G |  | Accepted | 2025-07-11 | 2025-08-04 | 2026-08-04 | Solar Panels | SEG SOLAR | SEG 430 |  | 0.43 | 3 | 203 | 21 |  | Fixed | Roof
NJADRE1560073326 | Administratively Determined Incentive Program | PENNSVILLE TOWNSHIP | 8070 | 9.96 | Residential | Behind the Meter | Yes | RCL Enterprises, Inc. | AC Electric |  | Accepted | 2025-07-11 | 2025-08-01 | 2026-08-01 | Inverters | Enphase | IQ8HC-72-M-DOM-US | 380 |  | 24 |  |  | 0.97 |  | Outside
NJADRE1560073326 | Administratively Determined Incentive Program | PENNSVILLE TOWNSHIP | 8070 | 9.96 | Residential | Behind the Meter | Yes | RCL Enterprises, Inc. | AC Electric |  | Accepted | 2025-07-11 | 2025-08-01 | 2026-08-01 | Solar Panels | Q.PEAK | DUOBLKMLG10 |  | 0.415 | 6 | 200 | 24 |  | Fixed | Roof
NJADRE1560073326 | Administratively Determined Incentive Program | PENNSVILLE TOWNSHIP | 8070 | 9.96 | Residential | Behind the Meter | Yes | RCL Enterprises, Inc. | AC Electric |  | Accepted | 2025-07-11 | 2025-08-01 | 2026-08-01 | Solar Panels | Q.PEAK | DUOBLKMLG10 |  | 0.415 | 18 | 200 | 24 |  | Fixed | Roof
NJADRE1560073331 | Administratively Determined Incentive Program | Camden City | 8103 | 6.96 | Residential | Behind the Meter | Yes | Integrity Solar & Home Solutions, LLC | PSE&G |  | Accepted | 2025-07-11 | 2025-08-05 | 2026-08-05 | Inverters | ENPHASE | IQ8HC | 380 |  | 16 |  |  | 0.98 |  | Other | UNDER EACH PANEL
NJADRE1560073331 | Administratively Determined Incentive Program | Camden City | 8103 | 6.96 | Residential | Behind the Meter | Yes | Integrity Solar & Home Solutions, LLC | PSE&G |  | Accepted | 2025-07-11 | 2025-08-05 | 2026-08-05 | Solar Panels | Q CELLS | Q.TRON BLK M-G2H+ 435 |  | 0.435 | 16 | 219 | 2 |  | Fixed | Roof
NJADRE1560073338 | Administratively Determined Incentive Program | RIVER VALE TWP | 7675 | 14.175 | Residential | Behind the Meter | Yes | Sunrun Installation Services, Inc. | PSE&G |  | Accepted | 2025-07-11 | 2025-08-01 | 2026-08-01 | Inverters | SolarEdge Technologies | SE10000H-USMN | 10000 |  | 1 |  |  | 0.99 |  | Outdoor | Next to meter
NJADRE1560073338 | Administratively Determined Incentive Program | RIVER VALE TWP | 7675 | 14.175 | Residential | Behind the Meter | Yes | Sunrun Installation Services, Inc. | PSE&G |  | Accepted | 2025-07-11 | 2025-08-01 | 2026-08-01 | Solar Panels | JA Solar | JAM54S31-405/MR |  | 0.405 | 32 | 267 | 23 |  | Fixed | Roof
NJADRE1560073338 | Administratively Determined Incentive Program | RIVER VALE TWP | 7675 | 14.175 | Residential | Behind the Meter | Yes | Sunrun Installation Services, Inc. | PSE&G |  | Accepted | 2025-07-11 | 2025-08-01 | 2026-08-01 | Solar Panels | JA Solar | JAM54S31-405/MR |  | 0.405 | 3 | 267 | 23 |  | Fixed | Roof
NJADRE1560073339 | Administratively Determined Incentive Program | BELVIDERE | 7823 | 5.67 | Residential | Behind the Meter | No | Power Home Remodeling Group | JCP&L |  | Accepted | 2025-07-11 | 2025-08-01 | 2026-08-01 | Inverters | SolarEdge | SE3800H-US | 3800 |  | 1 |  |  | 0.99 |  | Outside
NJADRE1560073339 | Administratively Determined Incentive Program | BELVIDERE | 7823 | 5.67 | Residential | Behind the Meter | No | Power Home Remodeling Group | JCP&L |  | Accepted | 2025-07-11 | 2025-08-01 | 2026-08-01 | Solar Panels | JA Solar | JAM54S31 405/MR |  | 0.405 | 7 | 350 | 33 |  | Fixed | Roof
NJADRE1560073339 | Administratively Determined Incentive Program | BELVIDERE | 7823 | 5.67 | Residential | Behind the Meter | No | Power Home Remodeling Group | JCP&L |  | Accepted | 2025-07-11 | 2025-08-01 | 2026-08-01 | Meters | SolarEdge | Revenue Grade Data Ansi C12.20 |  |  | 1 |  |  |  | Yes | Outdoor
NJADRE1560073339 | Administratively Determined Incentive Program | BELVIDERE | 7823 | 5.67 | Residential | Behind the Meter | No | Power Home Remodeling Group | JCP&L |  | Accepted | 2025-07-11 | 2025-08-01 | 2026-08-01 | Solar Panels | JA Solar | JAM54S31 405/MR |  | 0.405 | 7 | 170 | 33 |  | Fixed | Roof
NJADRE1560073342 | Administratively Determined Incentive Program | PHILLIPSBURG | 8865 | 4.51 | Residential | Behind the Meter | Yes | Trinity Solar, LLC | JCP&L |  | Accepted | 2025-07-11 | 2025-08-01 | 2026-08-01 | Solar Panels | HANWHA 410 (Q.PEAK DUO BLK ML-G10+410) | HANWHA 410 (Q.PEAK DUO BLK ML-G10+410) |  | 0.41 | 2 | 116 | 14 |  | Fixed | Roof
NJADRE1560073342 | Administratively Determined Incentive Program | PHILLIPSBURG | 8865 | 4.51 | Residential | Behind the Meter | Yes | Trinity Solar, LLC | JCP&L |  | Accepted | 2025-07-11 | 2025-08-01 | 2026-08-01 | Inverters | SOLAREDGE | SE3800H-US | 3800 |  | 1 |  |  | 0.97 |  | Outside
NJADRE1560073342 | Administratively Determined Incentive Program | PHILLIPSBURG | 8865 | 4.51 | Residential | Behind the Meter | Yes | Trinity Solar, LLC | JCP&L |  | Accepted | 2025-07-11 | 2025-08-01 | 2026-08-01 | Solar Panels | HANWHA 410 (Q.PEAK DUO BLK ML-G10+410) | HANWHA 410 (Q.PEAK DUO BLK ML-G10+410) |  | 0.41 | 4 | 116 | 37 |  | Fixed | Roof
NJADRE1560073342 | Administratively Determined Incentive Program | PHILLIPSBURG | 8865 | 4.51 | Residential | Behind the Meter | Yes | Trinity Solar, LLC | JCP&L |  | Accepted | 2025-07-11 | 2025-08-01 | 2026-08-01 | Solar Panels | HANWHA 410 (Q.PEAK DUO BLK ML-G10+410) | HANWHA 410 (Q.PEAK DUO BLK ML-G10+410) |  | 0.41 | 3 | 296 | 36 |  | Fixed | Roof
NJADRE1560073342 | Administratively Determined Incentive Program | PHILLIPSBURG | 8865 | 4.51 | Residential | Behind the Meter | Yes | Trinity Solar, LLC | JCP&L |  | Accepted | 2025-07-11 | 2025-08-01 | 2026-08-01 | Solar Panels | HANWHA 410 (Q.PEAK DUO BLK ML-G10+410) | HANWHA 410 (Q.PEAK DUO BLK ML-G10+410) |  | 0.41 | 2 | 296 | 14 |  | Fixed | Roof
NJADRE1560073344 | Administratively Determined Incentive Program | PLAINFIELD | 7063 | 8.3 | Residential | Behind the Meter | Yes | Big Wave Roofing and Solar, LLC | PSE&G |  | Accepted | 2025-07-11 | 2025-08-01 | 2026-08-01 | Solar Panels | QCELLS | Q.PEAK DUO BLK ML-G10.C+ 415W |  | 0.415 | 13 | 37 | 35 |  | Fixed | Roof
NJADRE1560073344 | Administratively Determined Incentive Program | PLAINFIELD | 7063 | 8.3 | Residential | Behind the Meter | Yes | Big Wave Roofing and Solar, LLC | PSE&G |  | Accepted | 2025-07-11 | 2025-08-01 | 2026-08-01 | Solar Panels | QCELLS | Q.PEAK DUO BLK ML-G10.C+ 415W |  | 0.415 | 7 | 217 | 15 |  | Fixed | Roof
NJADRE1560073344 | Administratively Determined Incentive Program | PLAINFIELD | 7063 | 8.3 | Residential | Behind the Meter | Yes | Big Wave Roofing and Solar, LLC | PSE&G |  | Accepted | 2025-07-11 | 2025-08-01 | 2026-08-01 | Inverters | Enphase | IQ8HC-72-M-DOM-US | 380 |  | 20 |  |  | 0.97 |  | Outside
NJADRE1560073350 | Administratively Determined Incentive Program | Blackwood | 8012 | 17.835 | Residential | Behind the Meter | Yes | EMT Renewables, LLC | PSE&G |  | Accepted | 2025-07-11 | 2025-08-04 | 2026-08-04 | Solar Panels | Q CELLS | Q TRON |  | 0.435 | 6 | 268 | 46 |  | Fixed | Roof
NJADRE1560073350 | Administratively Determined Incentive Program | Blackwood | 8012 | 17.835 | Residential | Behind the Meter | Yes | EMT Renewables, LLC | PSE&G |  | Accepted | 2025-07-11 | 2025-08-04 | 2026-08-04 | Inverters | ENPHASE | IQ8+ | 290 |  | 41 |  |  | 0.98 |  | Other | UNDER EACH PANEL
NJADRE1560073350 | Administratively Determined Incentive Program | Blackwood | 8012 | 17.835 | Residential | Behind the Meter | Yes | EMT Renewables, LLC | PSE&G |  | Accepted | 2025-07-11 | 2025-08-04 | 2026-08-04 | Solar Panels | Q CELLS | Q TRON |  | 0.435 | 8 | 178 | 31 |  | Fixed | Roof
NJADRE1560073350 | Administratively Determined Incentive Program | Blackwood | 8012 | 17.835 | Residential | Behind the Meter | Yes | EMT Renewables, LLC | PSE&G |  | Accepted | 2025-07-11 | 2025-08-04 | 2026-08-04 | Solar Panels | Q CELLS | Q TRON |  | 0.435 | 9 | 88 | 49 |  | Fixed | Roof
NJADRE1560073350 | Administratively Determined Incentive Program | Blackwood | 8012 | 17.835 | Residential | Behind the Meter | Yes | EMT Renewables, LLC | PSE&G |  | Accepted | 2025-07-11 | 2025-08-04 | 2026-08-04 | Solar Panels | Q CELLS | Q TRON |  | 0.435 | 18 | 358 | 32 |  | Fixed | Roof
NJADRE1560073359 | Administratively Determined Incentive Program | CAMDEN CITY | 8105 | 6.09 | Residential | Behind the Meter | Yes | Integrity Solar & Home Solutions, LLC | PSE&G |  | Accepted | 2025-07-11 | 2025-08-01 | 2026-08-01 | Inverters | ENPHASE | IQ8HC | 380 |  | 14 |  |  | 0.98 |  | Other | UNDER EACH PANEL
NJADRE1560073359 | Administratively Determined Incentive Program | CAMDEN CITY | 8105 | 6.09 | Residential | Behind the Meter | Yes | Integrity Solar & Home Solutions, LLC | PSE&G |  | Accepted | 2025-07-11 | 2025-08-01 | 2026-08-01 | Solar Panels | Q CELLS | Q.TRON BLK M-G2H+ 435 |  | 0.435 | 14 | 301 | 1 |  | Fixed | Roof
NJADRE1560073368 | Administratively Determined Incentive Program | Villas | 8251 | 12.3 | Residential | Behind the Meter | Yes | EMT Renewables, LLC | AC Electric |  | Accepted | 2025-07-11 | 2025-08-04 | 2026-08-04 | Solar Panels | MSE PERC | MSE-410 |  | 0.41 | 8 | 108 | 22 |  | Fixed | Roof
NJADRE1560073368 | Administratively Determined Incentive Program | Villas | 8251 | 12.3 | Residential | Behind the Meter | Yes | EMT Renewables, LLC | AC Electric |  | Accepted | 2025-07-11 | 2025-08-04 | 2026-08-04 | Solar Panels | MSE PERC | MSE-410 |  | 0.41 | 2 | 288 | 7 |  | Fixed | Roof
NJADRE1560073368 | Administratively Determined Incentive Program | Villas | 8251 | 12.3 | Residential | Behind the Meter | Yes | EMT Renewables, LLC | AC Electric |  | Accepted | 2025-07-11 | 2025-08-04 | 2026-08-04 | Solar Panels | MSE PERC | MSE-410 |  | 0.41 | 8 | 108 | 10 |  | Fixed | Roof
NJADRE1560073368 | Administratively Determined Incentive Program | Villas | 8251 | 12.3 | Residential | Behind the Meter | Yes | EMT Renewables, LLC | AC Electric |  | Accepted | 2025-07-11 | 2025-08-04 | 2026-08-04 | Inverters | ENPHASE | IQ8+ | 290 |  | 30 |  |  | 0.98 |  | Other | UNDER EACH PANEL
NJADRE1560073368 | Administratively Determined Incentive Program | Villas | 8251 | 12.3 | Residential | Behind the Meter | Yes | EMT Renewables, LLC | AC Electric |  | Accepted | 2025-07-11 | 2025-08-04 | 2026-08-04 | Solar Panels | MSE PERC | MSE-410 |  | 0.41 | 12 | 288 | 19 |  | Fixed | Roof
NJADRE1560073374 | Administratively Determined Incentive Program | MCKEE CITY | 8234 | 8.3 | Residential | Behind the Meter | Yes | SunPurity, LLC | AC Electric |  | Accepted | 2025-07-15 | 2025-08-05 | 2026-08-05 | Solar Panels | Hanwha Q Cells | Q.PEAK DOU BLK-ML-G10+(415W) |  | 0.415 | 20 | 111 | 30 |  | Fixed | Roof
NJADRE1560073374 | Administratively Determined Incentive Program | MCKEE CITY | 8234 | 8.3 | Residential | Behind the Meter | Yes | SunPurity, LLC | AC Electric |  | Accepted | 2025-07-15 | 2025-08-05 | 2026-08-05 | Inverters | Solaredge | SE7600H-US | 7600 |  | 1 |  |  | 0.99 |  | Outdoor
NJADRE1560073380 | Administratively Determined Incentive Program | Cape May | 8204 | 11.18 | Residential | Behind the Meter | Yes | EMT Renewables, LLC | AC Electric |  | Accepted | 2025-07-11 | 2025-08-04 | 2026-08-04 | Solar Panels | SEG SOLAR | SEG 430 |  | 0.43 | 5 | 245 | 34 |  | Fixed | Roof
NJADRE1560073380 | Administratively Determined Incentive Program | Cape May | 8204 | 11.18 | Residential | Behind the Meter | Yes | EMT Renewables, LLC | AC Electric |  | Accepted | 2025-07-11 | 2025-08-04 | 2026-08-04 | Solar Panels | SEG SOLAR | SEG 430 |  | 0.43 | 9 | 335 | 34 |  | Fixed | Roof
NJADRE1560073380 | Administratively Determined Incentive Program | Cape May | 8204 | 11.18 | Residential | Behind the Meter | Yes | EMT Renewables, LLC | AC Electric |  | Accepted | 2025-07-11 | 2025-08-04 | 2026-08-04 | Inverters | ENPHASE | IQ8+ | 290 |  | 26 |  |  | 0.98 |  | Other | UNDER EACH PANEL
NJADRE1560073380 | Administratively Determined Incentive Program | Cape May | 8204 | 11.18 | Residential | Behind the Meter | Yes | EMT Renewables, LLC | AC Electric |  | Accepted | 2025-07-11 | 2025-08-04 | 2026-08-04 | Solar Panels | SEG SOLAR | SEG 430 |  | 0.43 | 5 | 65 | 34 |  | Fixed | Roof
NJADRE1560073380 | Administratively Determined Incentive Program | Cape May | 8204 | 11.18 | Residential | Behind the Meter | Yes | EMT Renewables, LLC | AC Electric |  | Accepted | 2025-07-11 | 2025-08-04 | 2026-08-04 | Solar Panels | SEG SOLAR | SEG 430 |  | 0.43 | 7 | 155 | 34 |  | Fixed | Roof
NJADRE1560073388 | Administratively Determined Incentive Program | Sicklerville | 8081 | 8.505 | Residential | Behind the Meter | Yes | Sunrun Installation Services, Inc. | AC Electric |  | Accepted | 2025-07-11 | 2025-08-01 | 2026-08-01 | Inverters | SolarEdge Technologies | SE5700H-USMN | 5760 |  | 1 |  |  | 0.99 |  | Outdoor
NJADRE1560073388 | Administratively Determined Incentive Program | Sicklerville | 8081 | 8.505 | Residential | Behind the Meter | Yes | Sunrun Installation Services, Inc. | AC Electric |  | Accepted | 2025-07-11 | 2025-08-01 | 2026-08-01 | Solar Panels | JA Solar | JAM54S31-405/MR |  | 0.405 | 8 | 249 | 40 |  | Fixed | Roof
NJADRE1560073388 | Administratively Determined Incentive Program | Sicklerville | 8081 | 8.505 | Residential | Behind the Meter | Yes | Sunrun Installation Services, Inc. | AC Electric |  | Accepted | 2025-07-11 | 2025-08-01 | 2026-08-01 | Solar Panels | JA Solar | JAM54S31-405/MR |  | 0.405 | 4 | 339 | 14 |  | Fixed | Roof
NJADRE1560073388 | Administratively Determined Incentive Program | Sicklerville | 8081 | 8.505 | Residential | Behind the Meter | Yes | Sunrun Installation Services, Inc. | AC Electric |  | Accepted | 2025-07-11 | 2025-08-01 | 2026-08-01 | Solar Panels | JA Solar | JAM54S31-405/MR |  | 0.405 | 6 | 69 | 40 |  | Fixed | Roof
NJADRE1560073388 | Administratively Determined Incentive Program | Sicklerville | 8081 | 8.505 | Residential | Behind the Meter | Yes | Sunrun Installation Services, Inc. | AC Electric |  | Accepted | 2025-07-11 | 2025-08-01 | 2026-08-01 | Solar Panels | JA Solar | JAM54S31-405/MR |  | 0.405 | 3 | 339 | 30 |  | Fixed | Roof
NJADRE1560073390 | Administratively Determined Incentive Program | Waretown | 8758 | 17.63 | Residential | Behind the Meter | Yes | EMT Renewables, LLC | JCP&L |  | Accepted | 2025-07-11 | 2025-08-04 | 2026-08-04 | Inverters | ENPHASE | IQ8+ | 290 |  | 41 |  |  | 0.98 |  | Other | UNDER EACH PANEL
NJADRE1560073390 | Administratively Determined Incentive Program | Waretown | 8758 | 17.63 | Residential | Behind the Meter | Yes | EMT Renewables, LLC | JCP&L |  | Accepted | 2025-07-11 | 2025-08-04 | 2026-08-04 | Solar Panels | SEG SOLAR | SEG 430 |  | 0.43 | 24 | 93 | 40 |  | Fixed | Roof
NJADRE1560073390 | Administratively Determined Incentive Program | Waretown | 8758 | 17.63 | Residential | Behind the Meter | Yes | EMT Renewables, LLC | JCP&L |  | Accepted | 2025-07-11 | 2025-08-04 | 2026-08-04 | Solar Panels | SEG SOLAR | SEG 430 |  | 0.43 | 2 | 93 | 39 |  | Fixed | Roof
NJADRE1560073390 | Administratively Determined Incentive Program | Waretown | 8758 | 17.63 | Residential | Behind the Meter | Yes | EMT Renewables, LLC | JCP&L |  | Accepted | 2025-07-11 | 2025-08-04 | 2026-08-04 | Solar Panels | SEG SOLAR | SEG 430 |  | 0.43 | 4 | 273 | 22 |  | Fixed | Roof
NJADRE1560073390 | Administratively Determined Incentive Program | Waretown | 8758 | 17.63 | Residential | Behind the Meter | Yes | EMT Renewables, LLC | JCP&L |  | Accepted | 2025-07-11 | 2025-08-04 | 2026-08-04 | Solar Panels | SEG SOLAR | SEG 430 |  | 0.43 | 11 | 273 | 25 |  | Fixed | Roof
NJADRE1560073398 | Administratively Determined Incentive Program | Howell | 7731 | 7.74 | Residential | Behind the Meter | Yes | EMT Renewables, LLC | JCP&L |  | Accepted | 2025-07-11 | 2025-08-04 | 2026-08-04 | Inverters | ENPHASE | IQ8+ | 290 |  | 18 |  |  | 0.98 |  | Other | UNDER EACH PANEL
NJADRE1560073398 | Administratively Determined Incentive Program | Howell | 7731 | 7.74 | Residential | Behind the Meter | Yes | EMT Renewables, LLC | JCP&L |  | Accepted | 2025-07-11 | 2025-08-04 | 2026-08-04 | Solar Panels | SEG SOLAR | SEG 430 |  | 0.43 | 10 | 259 | 22 |  | Fixed | Roof
NJADRE1560073398 | Administratively Determined Incentive Program | Howell | 7731 | 7.74 | Residential | Behind the Meter | Yes | EMT Renewables, LLC | JCP&L |  | Accepted | 2025-07-11 | 2025-08-04 | 2026-08-04 | Solar Panels | SEG SOLAR | SEG 430 |  | 0.43 | 8 | 79 | 22 |  | Fixed | Roof
NJADRE1560073407 | Administratively Determined Incentive Program | Hammonton | 8037 | 12.18 | Residential | Behind the Meter | Yes | Brilliant Installations, Inc. | AC Electric |  | Accepted | 2025-07-11 | 2025-08-06 | 2026-08-06 | Inverters | SOLAREDGE | USE10000H-USMNBL75 | 9999 |  | 1 |  |  | 0.97 |  | Outdoor
NJADRE1560073407 | Administratively Determined Incentive Program | Hammonton | 8037 | 12.18 | Residential | Behind the Meter | Yes | Brilliant Installations, Inc. | AC Electric |  | Accepted | 2025-07-11 | 2025-08-06 | 2026-08-06 | Solar Panels | HANWHA QCELLS | Q.TRON BLK M-G2.H+ 435 |  | 0.435 | 3 | 346 | 28 |  | Fixed | Roof
NJADRE1560073407 | Administratively Determined Incentive Program | Hammonton | 8037 | 12.18 | Residential | Behind the Meter | Yes | Brilliant Installations, Inc. | AC Electric |  | Accepted | 2025-07-11 | 2025-08-06 | 2026-08-06 | Solar Panels | HANWHA QCELLS | Q.TRON BLK M-G2.H+ 435 |  | 0.435 | 11 | 76 | 28 |  | Fixed | Roof
NJADRE1560073407 | Administratively Determined Incentive Program | Hammonton | 8037 | 12.18 | Residential | Behind the Meter | Yes | Brilliant Installations, Inc. | AC Electric |  | Accepted | 2025-07-11 | 2025-08-06 | 2026-08-06 | Solar Panels | HANWHA QCELLS | Q.TRON BLK M-G2.H+ 435 |  | 0.435 | 3 | 166 | 28 |  | Fixed | Roof
NJADRE1560073407 | Administratively Determined Incentive Program | Hammonton | 8037 | 12.18 | Residential | Behind the Meter | Yes | Brilliant Installations, Inc. | AC Electric |  | Accepted | 2025-07-11 | 2025-08-06 | 2026-08-06 | Solar Panels | HANWHA QCELLS | Q.TRON BLK M-G2.H+ 435 |  | 0.435 | 11 | 256 | 28 |  | Fixed | Roof
NJADRE1560073408 | Administratively Determined Incentive Program | Villas | 8251 | 6.15 | Residential | Behind the Meter | Yes | EMT Renewables, LLC | AC Electric |  | Accepted | 2025-07-11 | 2025-08-04 | 2026-08-04 | Solar Panels | MSE PERC | MSE-410 |  | 0.41 | 15 | 120 | 23 |  | Fixed | Roof
NJADRE1560073408 | Administratively Determined Incentive Program | Villas | 8251 | 6.15 | Residential | Behind the Meter | Yes | EMT Renewables, LLC | AC Electric |  | Accepted | 2025-07-11 | 2025-08-04 | 2026-08-04 | Inverters | ENPHASE | IQ8+ | 290 |  | 15 |  |  | 0.98 |  | Other | UNDER EACH PANEL
NJADRE1560073413 | Administratively Determined Incentive Program | Bayville | 8721 | 14.19 | Residential | Behind the Meter | Yes | EMT Renewables, LLC | JCP&L |  | Accepted | 2025-07-11 | 2025-08-04 | 2026-08-04 | Solar Panels | SEG SOLAR | SEG 430 |  | 0.43 | 16 | 151 | 18 |  | Fixed | Roof
NJADRE1560073413 | Administratively Determined Incentive Program | Bayville | 8721 | 14.19 | Residential | Behind the Meter | Yes | EMT Renewables, LLC | JCP&L |  | Accepted | 2025-07-11 | 2025-08-04 | 2026-08-04 | Inverters | ENPHASE | IQ8+ | 290 |  | 33 |  |  | 0.98 |  | Other | UNDER EACH PANEL
NJADRE1560073413 | Administratively Determined Incentive Program | Bayville | 8721 | 14.19 | Residential | Behind the Meter | Yes | EMT Renewables, LLC | JCP&L |  | Accepted | 2025-07-11 | 2025-08-04 | 2026-08-04 | Solar Panels | SEG SOLAR | SEG 430 |  | 0.43 | 17 | 331 | 20 |  | Fixed | Roof
NJADRE1560073425 | Administratively Determined Incentive Program | Little Egg Harbor Twp | 8087 | 18.04 | Residential | Behind the Meter | Yes | EMT Renewables, LLC | AC Electric |  | Accepted | 2025-07-11 | 2025-08-04 | 2026-08-04 | Solar Panels | MSE PERC | MSE-410 |  | 0.41 | 4 | 197 | 23 |  | Fixed | Roof
NJADRE1560073425 | Administratively Determined Incentive Program | Little Egg Harbor Twp | 8087 | 18.04 | Residential | Behind the Meter | Yes | EMT Renewables, LLC | AC Electric |  | Accepted | 2025-07-11 | 2025-08-04 | 2026-08-04 | Solar Panels | MSE PERC | MSE-410 |  | 0.41 | 13 | 16 | 25 |  | Fixed | Roof
NJADRE1560073425 | Administratively Determined Incentive Program | Little Egg Harbor Twp | 8087 | 18.04 | Residential | Behind the Meter | Yes | EMT Renewables, LLC | AC Electric |  | Accepted | 2025-07-11 | 2025-08-04 | 2026-08-04 | Solar Panels | MSE PERC | MSE-410 |  | 0.41 | 27 | 196 | 22 |  | Fixed | Roof
NJADRE1560073425 | Administratively Determined Incentive Program | Little Egg Harbor Twp | 8087 | 18.04 | Residential | Behind the Meter | Yes | EMT Renewables, LLC | AC Electric |  | Accepted | 2025-07-11 | 2025-08-04 | 2026-08-04 | Inverters | ENPHASE | IQ8+ | 290 |  | 44 |  |  | 0.98 |  | Other | UNDER EACH PANEL
NJADRE1560073441 | Administratively Determined Incentive Program | Scotch Plains | 7076 | 14.52 | Residential | Behind the Meter | No | AllSeason Solar | PSE&G |  | Accepted | 2025-07-11 | 2025-08-04 | 2026-08-04 | Inverters | Enphase | IQ8M-72-2-US | 325 |  | 33 |  |  | 0.97 |  | Outside
NJADRE1560073441 | Administratively Determined Incentive Program | Scotch Plains | 7076 | 14.52 | Residential | Behind the Meter | No | AllSeason Solar | PSE&G |  | Accepted | 2025-07-11 | 2025-08-04 | 2026-08-04 | Solar Panels | Certainteed | CT440HC12-08 |  | 0.44 | 2 | 220 | 25 |  | Fixed | Roof
NJADRE1560073441 | Administratively Determined Incentive Program | Scotch Plains | 7076 | 14.52 | Residential | Behind the Meter | No | AllSeason Solar | PSE&G |  | Accepted | 2025-07-11 | 2025-08-04 | 2026-08-04 | Solar Panels | Certainteed | CT440HC12-08 |  | 0.44 | 28 | 130 | 22 |  | Fixed | Roof
NJADRE1560073441 | Administratively Determined Incentive Program | Scotch Plains | 7076 | 14.52 | Residential | Behind the Meter | No | AllSeason Solar | PSE&G |  | Accepted | 2025-07-11 | 2025-08-04 | 2026-08-04 | Solar Panels | Certainteed | CT440HC12-08 |  | 0.44 | 3 | 220 | 25 |  | Fixed | Roof
NJADRE1560073443 | Administratively Determined Incentive Program | Sewell | 8080 | 9.43 | Residential | Behind the Meter | Yes | Trinity Solar, LLC | AC Electric |  | Accepted | 2025-07-11 | 2025-08-01 | 2026-08-01 | Solar Panels | Hanwha | Q.PEAK DUO BLK ML-G10+ 410 |  | 0.41 | 15 | 92 | 27 |  | Fixed | Roof
NJADRE1560073443 | Administratively Determined Incentive Program | Sewell | 8080 | 9.43 | Residential | Behind the Meter | Yes | Trinity Solar, LLC | AC Electric |  | Accepted | 2025-07-11 | 2025-08-01 | 2026-08-01 | Solar Panels | Hanwha | Q.PEAK DUO BLK ML-G10+ 410 |  | 0.41 | 3 | 182 | 45 |  | Fixed | Roof
NJADRE1560073443 | Administratively Determined Incentive Program | Sewell | 8080 | 9.43 | Residential | Behind the Meter | Yes | Trinity Solar, LLC | AC Electric |  | Accepted | 2025-07-11 | 2025-08-01 | 2026-08-01 | Solar Panels | Hanwha | Q.PEAK DUO BLK ML-G10+ 410 |  | 0.41 | 5 | 92 | 20 |  | Fixed | Roof
NJADRE1560073443 | Administratively Determined Incentive Program | Sewell | 8080 | 9.43 | Residential | Behind the Meter | Yes | Trinity Solar, LLC | AC Electric |  | Accepted | 2025-07-11 | 2025-08-01 | 2026-08-01 | Inverters | Solar Edge | USE7600H-US | 7600 |  | 1 |  |  | 0.97 |  | Outside
NJADRE1560073449 | Administratively Determined Incentive Program | BERKELEY TOWNSHIP | 8721 | 6.075 | Residential | Behind the Meter | No | Solar Energy World | JCP&L |  | Accepted | 2025-07-11 | 2025-08-01 | 2026-08-01 | Inverters | Enphase | IQ8+-72-M-US | 290 |  | 15 |  |  | 0.97 |  | Outside
NJADRE1560073449 | Administratively Determined Incentive Program | BERKELEY TOWNSHIP | 8721 | 6.075 | Residential | Behind the Meter | No | Solar Energy World | JCP&L |  | Accepted | 2025-07-11 | 2025-08-01 | 2026-08-01 | Solar Panels | LONGi | LR5-54HABB-400M |  | 0.405 | 15 | 225 | 23 |  | Fixed | Roof
NJADRE1560073452 | Administratively Determined Incentive Program | Salem | 8079 | 8.2 | Residential | Behind the Meter | Yes | EMT Renewables, LLC | AC Electric |  | Accepted | 2025-07-11 | 2025-08-04 | 2026-08-04 | Solar Panels | MSE PERC | MSE-410 |  | 0.41 | 8 | 287 | 33 |  | Fixed | Roof
NJADRE1560073452 | Administratively Determined Incentive Program | Salem | 8079 | 8.2 | Residential | Behind the Meter | Yes | EMT Renewables, LLC | AC Electric |  | Accepted | 2025-07-11 | 2025-08-04 | 2026-08-04 | Solar Panels | MSE PERC | MSE-410 |  | 0.41 | 5 | 107 | 33 |  | Fixed | Roof
NJADRE1560073452 | Administratively Determined Incentive Program | Salem | 8079 | 8.2 | Residential | Behind the Meter | Yes | EMT Renewables, LLC | AC Electric |  | Accepted | 2025-07-11 | 2025-08-04 | 2026-08-04 | Inverters | ENPHASE | IQ8+ | 290 |  | 20 |  |  | 0.98 |  | Other | UNDER EACH PANEL
NJADRE1560073452 | Administratively Determined Incentive Program | Salem | 8079 | 8.2 | Residential | Behind the Meter | Yes | EMT Renewables, LLC | AC Electric |  | Accepted | 2025-07-11 | 2025-08-04 | 2026-08-04 | Solar Panels | MSE PERC | MSE-410 |  | 0.41 | 6 | 197 | 17 |  | Fixed | Roof
NJADRE1560073452 | Administratively Determined Incentive Program | Salem | 8079 | 8.2 | Residential | Behind the Meter | Yes | EMT Renewables, LLC | AC Electric |  | Accepted | 2025-07-11 | 2025-08-04 | 2026-08-04 | Solar Panels | MSE PERC | MSE-410 |  | 0.41 | 1 | 288 | 18 |  | Fixed | Roof
NJADRE1560073453 | Administratively Determined Incentive Program | MIDDLETOWN TOWNSHIP | 7748 | 17.835 | Residential | Behind the Meter | Yes | SunnyMac, LLC | JCP&L |  | Accepted | 2025-07-11 | 2025-08-01 | 2026-08-01 | Solar Panels | HANWHA | Q.TRON BLK M-G2.H+ |  | 0.435 | 7 | 49 | 13 |  | Fixed | Roof
NJADRE1560073453 | Administratively Determined Incentive Program | MIDDLETOWN TOWNSHIP | 7748 | 17.835 | Residential | Behind the Meter | Yes | SunnyMac, LLC | JCP&L |  | Accepted | 2025-07-11 | 2025-08-01 | 2026-08-01 | Solar Panels | HANWHA | Q.TRON BLK M-G2.H+ |  | 0.435 | 8 | 49 | 24 |  | Fixed | Roof
NJADRE1560073453 | Administratively Determined Incentive Program | MIDDLETOWN TOWNSHIP | 7748 | 17.835 | Residential | Behind the Meter | Yes | SunnyMac, LLC | JCP&L |  | Accepted | 2025-07-11 | 2025-08-01 | 2026-08-01 | Solar Panels | HANWHA | Q.TRON BLK M-G2.H+ |  | 0.435 | 8 | 229 | 36 |  | Fixed | Roof
NJADRE1560073453 | Administratively Determined Incentive Program | MIDDLETOWN TOWNSHIP | 7748 | 17.835 | Residential | Behind the Meter | Yes | SunnyMac, LLC | JCP&L |  | Accepted | 2025-07-11 | 2025-08-01 | 2026-08-01 | Inverters | SOLAREDGE HOME HUB | SE10000H-US | 10000 |  | 1 |  |  | 0.99 |  | Outdoor | next to meter
NJADRE1560073453 | Administratively Determined Incentive Program | MIDDLETOWN TOWNSHIP | 7748 | 17.835 | Residential | Behind the Meter | Yes | SunnyMac, LLC | JCP&L |  | Accepted | 2025-07-11 | 2025-08-01 | 2026-08-01 | Solar Panels | HANWHA | Q.TRON BLK M-G2.H+ |  | 0.435 | 8 | 229 | 13 |  | Fixed | Roof
NJADRE1560073453 | Administratively Determined Incentive Program | MIDDLETOWN TOWNSHIP | 7748 | 17.835 | Residential | Behind the Meter | Yes | SunnyMac, LLC | JCP&L |  | Accepted | 2025-07-11 | 2025-08-01 | 2026-08-01 | Solar Panels | HANWHA | Q.TRON BLK M-G2.H+ |  | 0.435 | 10 | 229 | 24 |  | Fixed | Roof
NJADRE1560073453 | Administratively Determined Incentive Program | MIDDLETOWN TOWNSHIP | 7748 | 17.835 | Residential | Behind the Meter | Yes | SunnyMac, LLC | JCP&L |  | Accepted | 2025-07-11 | 2025-08-01 | 2026-08-01 | Inverters | SOLAREDGE HOME HUB | SE5700H-US | 5760 |  | 1 |  |  | 0.99 |  | Outdoor | next to meter
NJADRE1560073457 | Administratively Determined Incentive Program | MORRIS PLAINS | 7950 | 10.2 | Residential | Behind the Meter | No | Fusion Solar Energy, LLC | JCP&L |  | Accepted | 2025-07-11 | 2025-08-04 | 2026-08-04 | Solar Panels | JINKO SOLAR | JKM425N-54HL4-B |  | 0.425 | 9 | 127.21 | 39 |  | Fixed | Roof
NJADRE1560073457 | Administratively Determined Incentive Program | MORRIS PLAINS | 7950 | 10.2 | Residential | Behind the Meter | No | Fusion Solar Energy, LLC | JCP&L |  | Accepted | 2025-07-11 | 2025-08-04 | 2026-08-04 | Inverters | ENPHASE | IQ8PLUS-72-2-US | 290 |  | 24 |  |  | 0.975 |  | Outside | Roof
NJADRE1560073457 | Administratively Determined Incentive Program | MORRIS PLAINS | 7950 | 10.2 | Residential | Behind the Meter | No | Fusion Solar Energy, LLC | JCP&L |  | Accepted | 2025-07-11 | 2025-08-04 | 2026-08-04 | Solar Panels | JINKO SOLAR | JKM425N-54HL4-B |  | 0.425 | 15 | 37.18 | 39 |  | Fixed | Roof
NJADRE1560073465 | Administratively Determined Incentive Program | Millville | 8332 | 14.35 | Residential | Behind the Meter | Yes | EMT Renewables, LLC | AC Electric |  | Accepted | 2025-07-11 | 2025-08-04 | 2026-08-04 | Solar Panels | MSE PERC | MSE-410 |  | 0.41 | 13 | 284 | 7 |  | Fixed | Roof
NJADRE1560073465 | Administratively Determined Incentive Program | Millville | 8332 | 14.35 | Residential | Behind the Meter | Yes | EMT Renewables, LLC | AC Electric |  | Accepted | 2025-07-11 | 2025-08-04 | 2026-08-04 | Solar Panels | MSE PERC | MSE-410 |  | 0.41 | 14 | 104 | 40 |  | Fixed | Roof
NJADRE1560073465 | Administratively Determined Incentive Program | Millville | 8332 | 14.35 | Residential | Behind the Meter | Yes | EMT Renewables, LLC | AC Electric |  | Accepted | 2025-07-11 | 2025-08-04 | 2026-08-04 | Inverters | ENPHASE | IQ8+ | 290 |  | 33 |  |  | 0.98 |  | Other | UNDER EACH PANEL
NJADRE1560073465 | Administratively Determined Incentive Program | Millville | 8332 | 14.35 | Residential | Behind the Meter | Yes | EMT Renewables, LLC | AC Electric |  | Accepted | 2025-07-11 | 2025-08-04 | 2026-08-04 | Solar Panels | MSE PERC | MSE-410 |  | 0.41 | 5 | 103 | 20 |  | Fixed | Roof
NJADRE1560073465 | Administratively Determined Incentive Program | Millville | 8332 | 14.35 | Residential | Behind the Meter | Yes | EMT Renewables, LLC | AC Electric |  | Accepted | 2025-07-11 | 2025-08-04 | 2026-08-04 | Solar Panels | MSE PERC | MSE-410 |  | 0.41 | 3 | 283 | 20 |  | Fixed | Roof
NJADRE1560073467 | Administratively Determined Incentive Program | Toms River | 8757 | 13.05 | Residential | Behind the Meter | Yes | SunnyMac, LLC | JCP&L |  | Accepted | 2025-07-11 | 2025-08-01 | 2026-08-01 | Inverters | SOLAREDGE HOME HUB | SE10000H-US | 10000 |  | 1 |  |  | 0.99 |  | Outdoor | next to meter
NJADRE1560073467 | Administratively Determined Incentive Program | Toms River | 8757 | 13.05 | Residential | Behind the Meter | Yes | SunnyMac, LLC | JCP&L |  | Accepted | 2025-07-11 | 2025-08-01 | 2026-08-01 | Solar Panels | HANWHA | Q.TRON BLK M-G2.H+ |  | 0.435 | 6 | 80 | 18 |  | Fixed | Roof
NJADRE1560073467 | Administratively Determined Incentive Program | Toms River | 8757 | 13.05 | Residential | Behind the Meter | Yes | SunnyMac, LLC | JCP&L |  | Accepted | 2025-07-11 | 2025-08-01 | 2026-08-01 | Solar Panels | HANWHA | Q.TRON BLK M-G2.H+ |  | 0.435 | 24 | 260 | 18 |  | Fixed | Roof
NJADRE1560073472 | Administratively Determined Incentive Program | Union | 7083 | 5.74 | Residential | Behind the Meter | Yes | Sunrun Installation Services, Inc. | PSE&G |  | Accepted | 2025-07-11 | 2025-08-01 | 2026-08-01 | Solar Panels | HANWHA Q-CELLS | Q.PEAK DUO BLK ML-G10+ 410 |  | 0.41 | 9 | 254 | 20 |  | Fixed | Roof
NJADRE1560073472 | Administratively Determined Incentive Program | Union | 7083 | 5.74 | Residential | Behind the Meter | Yes | Sunrun Installation Services, Inc. | PSE&G |  | Accepted | 2025-07-11 | 2025-08-01 | 2026-08-01 | Electric Storage Battery | Tesla | POWERWALL 3 1707000-XX-Y |  |  | 1 |  |  |  | Lithium Ion |  | OUTSIDE
NJADRE1560073472 | Administratively Determined Incentive Program | Union | 7083 | 5.74 | Residential | Behind the Meter | Yes | Sunrun Installation Services, Inc. | PSE&G |  | Accepted | 2025-07-11 | 2025-08-01 | 2026-08-01 | Solar Panels | HANWHA Q-CELLS | Q.PEAK DUO BLK ML-G10+ 410 |  | 0.41 | 5 | 73 | 19 |  | Fixed | Roof
NJADRE1560073472 | Administratively Determined Incentive Program | Union | 7083 | 5.74 | Residential | Behind the Meter | Yes | Sunrun Installation Services, Inc. | PSE&G |  | Accepted | 2025-07-11 | 2025-08-01 | 2026-08-01 | Inverters | Tesla | POWERWALL 3 1707000-XX-Y | 11500 |  | 1 |  |  | 0.97 |  | Outdoor
NJADRE1560073473 | Administratively Determined Incentive Program | Sicklerville | 8081 | 17.22 | Residential | Behind the Meter | Yes | EMT Renewables, LLC | AC Electric |  | Accepted | 2025-07-11 | 2025-08-01 | 2026-08-01 | Inverters | ENPHASE | IQ8+ | 290 |  | 42 |  |  | 0.98 |  | Other | UNDER EACH PANEL
NJADRE1560073473 | Administratively Determined Incentive Program | Sicklerville | 8081 | 17.22 | Residential | Behind the Meter | Yes | EMT Renewables, LLC | AC Electric |  | Accepted | 2025-07-11 | 2025-08-01 | 2026-08-01 | Solar Panels | MSE PERC | MSE-410 |  | 0.41 | 7 | 25 | 34 |  | Fixed | Roof
NJADRE1560073473 | Administratively Determined Incentive Program | Sicklerville | 8081 | 17.22 | Residential | Behind the Meter | Yes | EMT Renewables, LLC | AC Electric |  | Accepted | 2025-07-11 | 2025-08-01 | 2026-08-01 | Solar Panels | MSE PERC | MSE-410 |  | 0.41 | 2 | 205 | 34 |  | Fixed | Roof
NJADRE1560073473 | Administratively Determined Incentive Program | Sicklerville | 8081 | 17.22 | Residential | Behind the Meter | Yes | EMT Renewables, LLC | AC Electric |  | Accepted | 2025-07-11 | 2025-08-01 | 2026-08-01 | Solar Panels | MSE PERC | MSE-410 |  | 0.41 | 17 | 205 | 34 |  | Fixed | Roof
NJADRE1560073473 | Administratively Determined Incentive Program | Sicklerville | 8081 | 17.22 | Residential | Behind the Meter | Yes | EMT Renewables, LLC | AC Electric |  | Accepted | 2025-07-11 | 2025-08-01 | 2026-08-01 | Solar Panels | MSE PERC | MSE-410 |  | 0.41 | 11 | 115 | 34 |  | Fixed | Roof
NJADRE1560073473 | Administratively Determined Incentive Program | Sicklerville | 8081 | 17.22 | Residential | Behind the Meter | Yes | EMT Renewables, LLC | AC Electric |  | Accepted | 2025-07-11 | 2025-08-01 | 2026-08-01 | Solar Panels | MSE PERC | MSE-410 |  | 0.41 | 5 | 295 | 34 |  | Fixed | Roof
NJADRE1560073474 | Administratively Determined Incentive Program | GLENDORA | 8029 | 18.705 | Residential | Behind the Meter | Yes | Integrity Solar & Home Solutions, LLC | PSE&G |  | Accepted | 2025-07-11 | 2025-07-20 | 2026-07-20 | Inverters | ENPHASE | IQ8HC | 380 |  | 43 |  |  | 0.98 |  | Other | UNDER EACH PANEL
NJADRE1560073474 | Administratively Determined Incentive Program | GLENDORA | 8029 | 18.705 | Residential | Behind the Meter | Yes | Integrity Solar & Home Solutions, LLC | PSE&G |  | Accepted | 2025-07-11 | 2025-07-20 | 2026-07-20 | Solar Panels | Q CELLS | Q.TRON BLK M-G2H+ 435 |  | 0.435 | 10 | 250 | 13 |  | Fixed | Roof
NJADRE1560073474 | Administratively Determined Incentive Program | GLENDORA | 8029 | 18.705 | Residential | Behind the Meter | Yes | Integrity Solar & Home Solutions, LLC | PSE&G |  | Accepted | 2025-07-11 | 2025-07-20 | 2026-07-20 | Solar Panels | Q CELLS | Q.TRON BLK M-G2H+ 435 |  | 0.435 | 2 | 160 | 20 |  | Fixed | Roof
NJADRE1560073474 | Administratively Determined Incentive Program | GLENDORA | 8029 | 18.705 | Residential | Behind the Meter | Yes | Integrity Solar & Home Solutions, LLC | PSE&G |  | Accepted | 2025-07-11 | 2025-07-20 | 2026-07-20 | Solar Panels | Q CELLS | Q.TRON BLK M-G2H+ 435 |  | 0.435 | 19 | 340 | 20 |  | Fixed | Roof
NJADRE1560073474 | Administratively Determined Incentive Program | GLENDORA | 8029 | 18.705 | Residential | Behind the Meter | Yes | Integrity Solar & Home Solutions, LLC | PSE&G |  | Accepted | 2025-07-11 | 2025-07-20 | 2026-07-20 | Solar Panels | Q CELLS | Q.TRON BLK M-G2H+ 435 |  | 0.435 | 12 | 70 | 13 |  | Fixed | Roof
NJADRE1560073482 | Administratively Determined Incentive Program | Glassboro | 8028 | 20.25 | Residential | Behind the Meter | No | Solar Energy World | AC Electric |  | Accepted | 2025-07-11 | 2025-08-04 | 2026-08-04 | Solar Panels | LONGi | LR5-54HPB-405M |  | 0.405 | 27 | 155 | 22 |  | Fixed | Roof
NJADRE1560073482 | Administratively Determined Incentive Program | Glassboro | 8028 | 20.25 | Residential | Behind the Meter | No | Solar Energy World | AC Electric |  | Accepted | 2025-07-11 | 2025-08-04 | 2026-08-04 | Solar Panels | LONGi | LR5-54HPB-405M |  | 0.405 | 23 | 335 | 22 |  | Fixed | Roof
NJADRE1560073482 | Administratively Determined Incentive Program | Glassboro | 8028 | 20.25 | Residential | Behind the Meter | No | Solar Energy World | AC Electric |  | Accepted | 2025-07-11 | 2025-08-04 | 2026-08-04 | Inverters | Enphase | IQ8+-72-M-US | 290 |  | 50 |  |  | 0.97 |  | Outside
NJADRE1560073491 | Administratively Determined Incentive Program | Villas | 8251 | 3.645 | Residential | Behind the Meter | Yes | Sunrun Installation Services, Inc. | AC Electric |  | Accepted | 2025-07-11 | 2025-08-01 | 2026-08-01 | Solar Panels | JA Solar | JAM54S31-405/MR |  | 0.405 | 9 | 175 | 21 |  | Fixed | Roof
NJADRE1560073491 | Administratively Determined Incentive Program | Villas | 8251 | 3.645 | Residential | Behind the Meter | Yes | Sunrun Installation Services, Inc. | AC Electric |  | Accepted | 2025-07-11 | 2025-08-01 | 2026-08-01 | Inverters | SolarEdge Technologies | SE3800H-USMN | 3800 |  | 1 |  |  | 0.99 |  | Outdoor | Next to meter
NJADRE1560073666 | Administratively Determined Incentive Program | Rutherford | 7070 | 7.83 | Residential | Behind the Meter | Yes | SunnyMac, LLC | PSE&G |  | Accepted | 2025-07-11 | 2025-08-01 | 2026-08-01 | Solar Panels | HANWHA | Q.TRON BLK M-G2.H+ |  | 0.435 | 5 | 126 | 22 |  | Fixed | Roof
NJADRE1560073666 | Administratively Determined Incentive Program | Rutherford | 7070 | 7.83 | Residential | Behind the Meter | Yes | SunnyMac, LLC | PSE&G |  | Accepted | 2025-07-11 | 2025-08-01 | 2026-08-01 | Inverters | SOLAREDGE HOME HUB | SE5700H-US | 5760 |  | 1 |  |  | 0.99 |  | Outdoor | next to meter
NJADRE1560073666 | Administratively Determined Incentive Program | Rutherford | 7070 | 7.83 | Residential | Behind the Meter | Yes | SunnyMac, LLC | PSE&G |  | Accepted | 2025-07-11 | 2025-08-01 | 2026-08-01 | Solar Panels | HANWHA | Q.TRON BLK M-G2.H+ |  | 0.435 | 3 | 37 | 23 |  | Fixed | Roof
NJADRE1560073666 | Administratively Determined Incentive Program | Rutherford | 7070 | 7.83 | Residential | Behind the Meter | Yes | SunnyMac, LLC | PSE&G |  | Accepted | 2025-07-11 | 2025-08-01 | 2026-08-01 | Solar Panels | HANWHA | Q.TRON BLK M-G2.H+ |  | 0.435 | 2 | 37 | 40 |  | Fixed | Roof
NJADRE1560073666 | Administratively Determined Incentive Program | Rutherford | 7070 | 7.83 | Residential | Behind the Meter | Yes | SunnyMac, LLC | PSE&G |  | Accepted | 2025-07-11 | 2025-08-01 | 2026-08-01 | Solar Panels | HANWHA | Q.TRON BLK M-G2.H+ |  | 0.435 | 4 | 126 | 38 |  | Fixed | Roof
NJADRE1560073666 | Administratively Determined Incentive Program | Rutherford | 7070 | 7.83 | Residential | Behind the Meter | Yes | SunnyMac, LLC | PSE&G |  | Accepted | 2025-07-11 | 2025-08-01 | 2026-08-01 | Solar Panels | HANWHA | Q.TRON BLK M-G2.H+ |  | 0.435 | 4 | 215 | 23 |  | Fixed | Roof
NJADRE1560073695 | Administratively Determined Incentive Program | Stratford | 8084 | 5.67 | Residential | Behind the Meter | Yes | Sunrun Installation Services, Inc. | AC Electric |  | Accepted | 2025-07-11 | 2025-08-03 | 2026-08-03 | Solar Panels | JA SOLAR | JAM54S31-405/MR |  | 0.405 | 4 | 142 | 24 |  | Fixed | Roof
NJADRE1560073695 | Administratively Determined Incentive Program | Stratford | 8084 | 5.67 | Residential | Behind the Meter | Yes | Sunrun Installation Services, Inc. | AC Electric |  | Accepted | 2025-07-11 | 2025-08-03 | 2026-08-03 | Solar Panels | JA SOLAR | JAM54S31-405/MR |  | 0.405 | 4 | 52 | 24 |  | Fixed | Roof
NJADRE1560073695 | Administratively Determined Incentive Program | Stratford | 8084 | 5.67 | Residential | Behind the Meter | Yes | Sunrun Installation Services, Inc. | AC Electric |  | Accepted | 2025-07-11 | 2025-08-03 | 2026-08-03 | Solar Panels | JA SOLAR | JAM54S31-405/MR |  | 0.405 | 6 | 322 | 24 |  | Fixed | Roof
NJADRE1560073695 | Administratively Determined Incentive Program | Stratford | 8084 | 5.67 | Residential | Behind the Meter | Yes | Sunrun Installation Services, Inc. | AC Electric |  | Accepted | 2025-07-11 | 2025-08-03 | 2026-08-03 | Inverters | SOLAREDGE TECHNOLOGIES | SE3800H-USMN | 3800 |  | 1 |  |  | 0.99 |  | Outdoor
NJADRE1560073710 | Administratively Determined Incentive Program | Woodbridge | 7095 | 8.61 | Residential | Behind the Meter | Yes | EMT Renewables, LLC | PSE&G |  | Accepted | 2025-07-11 | 2025-08-04 | 2026-08-04 | Solar Panels | MSE PERC | MSE-410 |  | 0.41 | 12 | 241 | 38 |  | Fixed | Roof
NJADRE1560073710 | Administratively Determined Incentive Program | Woodbridge | 7095 | 8.61 | Residential | Behind the Meter | Yes | EMT Renewables, LLC | PSE&G |  | Accepted | 2025-07-11 | 2025-08-04 | 2026-08-04 | Inverters | ENPHASE | IQ8+ | 290 |  | 21 |  |  | 0.98 |  | Other | UNDER EACH PANEL
NJADRE1560073710 | Administratively Determined Incentive Program | Woodbridge | 7095 | 8.61 | Residential | Behind the Meter | Yes | EMT Renewables, LLC | PSE&G |  | Accepted | 2025-07-11 | 2025-08-04 | 2026-08-04 | Solar Panels | MSE PERC | MSE-410 |  | 0.41 | 9 | 61 | 38 |  | Fixed | Roof
NJADRE1560073711 | Administratively Determined Incentive Program | Sewell | 8080 | 5.22 | Residential | Behind the Meter | Yes | Integrity Solar & Home Solutions, LLC | AC Electric |  | Accepted | 2025-07-11 | 2025-08-08 | 2026-08-08 | Inverters | ENPHASE | IQ8HC | 380 |  | 12 |  |  | 0.98 |  | Other | UNDER EACH PANEL
NJADRE1560073711 | Administratively Determined Incentive Program | Sewell | 8080 | 5.22 | Residential | Behind the Meter | Yes | Integrity Solar & Home Solutions, LLC | AC Electric |  | Accepted | 2025-07-11 | 2025-08-08 | 2026-08-08 | Solar Panels | Q CELLS | Q.TRON BLK M-G2H+ 435 |  | 0.435 | 9 | 126 | 19 |  | Fixed | Roof
NJADRE1560073711 | Administratively Determined Incentive Program | Sewell | 8080 | 5.22 | Residential | Behind the Meter | Yes | Integrity Solar & Home Solutions, LLC | AC Electric |  | Accepted | 2025-07-11 | 2025-08-08 | 2026-08-08 | Solar Panels | Q CELLS | Q.TRON BLK M-G2H+ 435 |  | 0.435 | 3 | 306 | 19 |  | Fixed | Roof
NJADRE1560074117 | Administratively Determined Incentive Program | Clifton | 7013 | 6.15 | Residential | Behind the Meter | Yes | EMT Renewables, LLC | PSE&G |  | Accepted | 2025-07-11 | 2025-08-04 | 2026-08-04 | Solar Panels | MSE PERC | MSE-410 |  | 0.41 | 15 | 218 | 27 |  | Fixed | Roof
NJADRE1560074117 | Administratively Determined Incentive Program | Clifton | 7013 | 6.15 | Residential | Behind the Meter | Yes | EMT Renewables, LLC | PSE&G |  | Accepted | 2025-07-11 | 2025-08-04 | 2026-08-04 | Inverters | ENPHASE | IQ8+ | 290 |  | 15 |  |  | 0.98 |  | Other | UNDER EACH PANEL
NJADRE1560074119 | Administratively Determined Incentive Program | Gibbsboro | 8026 | 15.225 | Residential | Behind the Meter | Yes | SunnyMac, LLC | AC Electric |  | Accepted | 2025-07-11 | 2025-08-01 | 2026-08-01 | Solar Panels | HANWHA | Q.TRON BLK M-G2.H+ |  | 0.435 | 17 | 228 | 19 |  | Fixed | Roof
NJADRE1560074119 | Administratively Determined Incentive Program | Gibbsboro | 8026 | 15.225 | Residential | Behind the Meter | Yes | SunnyMac, LLC | AC Electric |  | Accepted | 2025-07-11 | 2025-08-01 | 2026-08-01 | Inverters | SOLAREDGE HOME HUB | SE10000H-US | 10000 |  | 1 |  |  | 0.99 |  | Outdoor | next to meter
NJADRE1560074119 | Administratively Determined Incentive Program | Gibbsboro | 8026 | 15.225 | Residential | Behind the Meter | Yes | SunnyMac, LLC | AC Electric |  | Accepted | 2025-07-11 | 2025-08-01 | 2026-08-01 | Solar Panels | HANWHA | Q.TRON BLK M-G2.H+ |  | 0.435 | 18 | 48 | 19 |  | Fixed | Roof
NJADRE1560074122 | Administratively Determined Incentive Program | Willingboro | 8046 | 4.455 | Residential | Behind the Meter | Yes | Sunrun Installation Services, Inc. | PSE&G |  | Accepted | 2025-07-11 | 2025-08-04 | 2026-08-04 | Inverters | SOLAREDGE TECHNOLOGIES | SE3800H-USMN | 3800 |  | 1 |  |  | 0.99 |  | Outdoor
NJADRE1560074122 | Administratively Determined Incentive Program | Willingboro | 8046 | 4.455 | Residential | Behind the Meter | Yes | Sunrun Installation Services, Inc. | PSE&G |  | Accepted | 2025-07-11 | 2025-08-04 | 2026-08-04 | Solar Panels | JA SOLAR | JAM54S31-405/MR |  | 0.405 | 11 | 122 | 27 |  | Fixed | Roof
NJADRE1560074123 | Administratively Determined Incentive Program | Beachwood | 8722 | 10.125 | Residential | Behind the Meter | Yes | Sunrun Installation Services, Inc. | JCP&L |  | Accepted | 2025-07-11 | 2025-08-03 | 2026-08-03 | Solar Panels | JA Solar | JAM54S31-405/MR |  | 0.405 | 10 | 305 | 25 |  | Fixed | Roof
NJADRE1560074123 | Administratively Determined Incentive Program | Beachwood | 8722 | 10.125 | Residential | Behind the Meter | Yes | Sunrun Installation Services, Inc. | JCP&L |  | Accepted | 2025-07-11 | 2025-08-03 | 2026-08-03 | Inverters | SolarEdge Technologies | SE7600H-USMN | 7600 |  | 1 |  |  | 0.99 |  | Outdoor | Next to meter
NJADRE1560074123 | Administratively Determined Incentive Program | Beachwood | 8722 | 10.125 | Residential | Behind the Meter | Yes | Sunrun Installation Services, Inc. | JCP&L |  | Accepted | 2025-07-11 | 2025-08-03 | 2026-08-03 | Solar Panels | JA Solar | JAM54S31-405/MR |  | 0.405 | 15 | 35 | 22 |  | Fixed | Roof
NJADRE1560074129 | Administratively Determined Incentive Program | Millville | 8332 | 21.32 | Residential | Behind the Meter | Yes | EMT Renewables, LLC | AC Electric |  | Accepted | 2025-07-11 | 2025-08-04 | 2026-08-04 | Solar Panels | MSE PERC | MSE-410 |  | 0.41 | 8 | 359 | 20 |  | Fixed | Roof
NJADRE1560074129 | Administratively Determined Incentive Program | Millville | 8332 | 21.32 | Residential | Behind the Meter | Yes | EMT Renewables, LLC | AC Electric |  | Accepted | 2025-07-11 | 2025-08-04 | 2026-08-04 | Solar Panels | MSE PERC | MSE-410 |  | 0.41 | 18 | 179 | 18 |  | Fixed | Roof
NJADRE1560074129 | Administratively Determined Incentive Program | Millville | 8332 | 21.32 | Residential | Behind the Meter | Yes | EMT Renewables, LLC | AC Electric |  | Accepted | 2025-07-11 | 2025-08-04 | 2026-08-04 | Solar Panels | MSE PERC | MSE-410 |  | 0.41 | 8 | 179 | 20 |  | Fixed | Roof
NJADRE1560074129 | Administratively Determined Incentive Program | Millville | 8332 | 21.32 | Residential | Behind the Meter | Yes | EMT Renewables, LLC | AC Electric |  | Accepted | 2025-07-11 | 2025-08-04 | 2026-08-04 | Inverters | IQ8HC | IQ8+ | 290 |  | 52 |  |  | 0.98 |  | Other | UNDER EACH PANEL
NJADRE1560074129 | Administratively Determined Incentive Program | Millville | 8332 | 21.32 | Residential | Behind the Meter | Yes | EMT Renewables, LLC | AC Electric |  | Accepted | 2025-07-11 | 2025-08-04 | 2026-08-04 | Solar Panels | MSE PERC | MSE-410 |  | 0.41 | 18 | 359 | 18 |  | Fixed | Roof
NJADRE1560074137 | Administratively Determined Incentive Program | Washington Township | 8080 | 11.31 | Residential | Behind the Meter | Yes | SunnyMac, LLC | AC Electric |  | Accepted | 2025-07-11 | 2025-08-01 | 2026-08-01 | Solar Panels | HANWHA | Q.TRON BLK M-G2.H+ |  | 0.435 | 17 | 306 | 24 |  | Fixed | Roof
NJADRE1560074137 | Administratively Determined Incentive Program | Washington Township | 8080 | 11.31 | Residential | Behind the Meter | Yes | SunnyMac, LLC | AC Electric |  | Accepted | 2025-07-11 | 2025-08-01 | 2026-08-01 | Solar Panels | HANWHA | Q.TRON BLK M-G2.H+ |  | 0.435 | 2 | 126 | 34 |  | Fixed | Roof
NJADRE1560074137 | Administratively Determined Incentive Program | Washington Township | 8080 | 11.31 | Residential | Behind the Meter | Yes | SunnyMac, LLC | AC Electric |  | Accepted | 2025-07-11 | 2025-08-01 | 2026-08-01 | Solar Panels | HANWHA | Q.TRON BLK M-G2.H+ |  | 0.435 | 3 | 126 | 37 |  | Fixed | Roof
NJADRE1560074137 | Administratively Determined Incentive Program | Washington Township | 8080 | 11.31 | Residential | Behind the Meter | Yes | SunnyMac, LLC | AC Electric |  | Accepted | 2025-07-11 | 2025-08-01 | 2026-08-01 | Solar Panels | HANWHA | Q.TRON BLK M-G2.H+ |  | 0.435 | 4 | 126 | 16 |  | Fixed | Roof
NJADRE1560074137 | Administratively Determined Incentive Program | Washington Township | 8080 | 11.31 | Residential | Behind the Meter | Yes | SunnyMac, LLC | AC Electric |  | Accepted | 2025-07-11 | 2025-08-01 | 2026-08-01 | Inverters | SOLAREDGE HOME HUB | SE7600H-US | 7600 |  | 1 |  |  | 0.99 |  | Outdoor | next to meter
NJADRE1560074144 | Administratively Determined Incentive Program | Little Egg Harbor Twp | 8087 | 16.81 | Residential | Behind the Meter | Yes | EMT Renewables, LLC | AC Electric |  | Accepted | 2025-07-11 | 2025-08-04 | 2026-08-04 | Inverters | ENPHASE | IQ8+ | 290 |  | 41 |  |  | 0.98 |  | Other | UNDER EACH PANEL
NJADRE1560074144 | Administratively Determined Incentive Program | Little Egg Harbor Twp | 8087 | 16.81 | Residential | Behind the Meter | Yes | EMT Renewables, LLC | AC Electric |  | Accepted | 2025-07-11 | 2025-08-04 | 2026-08-04 | Solar Panels | MSE PERC | MSE-410 |  | 0.41 | 17 | 39 | 22 |  | Fixed | Roof
NJADRE1560074144 | Administratively Determined Incentive Program | Little Egg Harbor Twp | 8087 | 16.81 | Residential | Behind the Meter | Yes | EMT Renewables, LLC | AC Electric |  | Accepted | 2025-07-11 | 2025-08-04 | 2026-08-04 | Solar Panels | MSE PERC | MSE-410 |  | 0.41 | 9 | 129 | 21 |  | Fixed | Roof
NJADRE1560074144 | Administratively Determined Incentive Program | Little Egg Harbor Twp | 8087 | 16.81 | Residential | Behind the Meter | Yes | EMT Renewables, LLC | AC Electric |  | Accepted | 2025-07-11 | 2025-08-04 | 2026-08-04 | Solar Panels | MSE PERC | MSE-410 |  | 0.41 | 9 | 309 | 21 |  | Fixed | Roof
NJADRE1560074144 | Administratively Determined Incentive Program | Little Egg Harbor Twp | 8087 | 16.81 | Residential | Behind the Meter | Yes | EMT Renewables, LLC | AC Electric |  | Accepted | 2025-07-11 | 2025-08-04 | 2026-08-04 | Solar Panels | MSE PERC | MSE-410 |  | 0.41 | 6 | 219 | 22 |  | Fixed | Roof
NJADRE1560074150 | Administratively Determined Incentive Program | Voorhees | 8043 | 8.505 | Residential | Behind the Meter | No | Solar Energy World | AC Electric |  | Accepted | 2025-07-11 | 2025-08-01 | 2026-08-01 | Solar Panels | LONGi | LR5-54HPB-405M |  | 0.405 | 3 | 214 | 27 |  | Fixed | Roof
NJADRE1560074150 | Administratively Determined Incentive Program | Voorhees | 8043 | 8.505 | Residential | Behind the Meter | No | Solar Energy World | AC Electric |  | Accepted | 2025-07-11 | 2025-08-01 | 2026-08-01 | Inverters | Enphase | IQ8+-72-M-US | 290 |  | 21 |  |  | 0.97 |  | Outside
NJADRE1560074150 | Administratively Determined Incentive Program | Voorhees | 8043 | 8.505 | Residential | Behind the Meter | No | Solar Energy World | AC Electric |  | Accepted | 2025-07-11 | 2025-08-01 | 2026-08-01 | Solar Panels | LONGi | LR5-54HPB-405M |  | 0.405 | 18 | 213 | 27 |  | Fixed | Roof
NJADRE1560074151 | Administratively Determined Incentive Program | MANTUA | 8051 | 9.02 | Residential | Behind the Meter | Yes | Pro Custom Solar dba Momentum Solar | AC Electric |  | Accepted | 2025-07-11 | 2025-08-01 | 2026-08-01 | Inverters | ENPHASE | IQ8HC-72-M-DOM-US | 380 |  | 22 |  |  | 0.97 |  | Outdoor
NJADRE1560074151 | Administratively Determined Incentive Program | MANTUA | 8051 | 9.02 | Residential | Behind the Meter | Yes | Pro Custom Solar dba Momentum Solar | AC Electric |  | Accepted | 2025-07-11 | 2025-08-01 | 2026-08-01 | Solar Panels | HANWHA | Q.PEAK DUO BLK ML-G10+410 |  | 0.41 | 14 | 287 | 23 |  | Fixed | Roof
NJADRE1560074151 | Administratively Determined Incentive Program | MANTUA | 8051 | 9.02 | Residential | Behind the Meter | Yes | Pro Custom Solar dba Momentum Solar | AC Electric |  | Accepted | 2025-07-11 | 2025-08-01 | 2026-08-01 | Solar Panels | HANWHA | Q.PEAK DUO BLK ML-G10+410 |  | 0.41 | 4 | 287 | 23 |  | Fixed | Roof
NJADRE1560074151 | Administratively Determined Incentive Program | MANTUA | 8051 | 9.02 | Residential | Behind the Meter | Yes | Pro Custom Solar dba Momentum Solar | AC Electric |  | Accepted | 2025-07-11 | 2025-08-01 | 2026-08-01 | Solar Panels | HANWHA | Q.PEAK DUO BLK ML-G10+410 |  | 0.41 | 4 | 107 | 24 |  | Fixed | Roof
NJADRE1560074161 | Administratively Determined Incentive Program | Newark | 7105 | 250.56 | School Public K-12 | Behind the Meter | Yes | Dan Russo Electrical Contractors, LLC | PSE&G |  | Accepted | 2025-07-14 | 2025-08-15 | 2026-08-15 | Solar Panels | ZnShine Solar | ZXM7-SHLDD144-540/M |  | 0.54 | 9 | 233 | 43 |  | Single Axis | Roof | B1
NJADRE1560074161 | Administratively Determined Incentive Program | Newark | 7105 | 250.56 | School Public K-12 | Behind the Meter | Yes | Dan Russo Electrical Contractors, LLC | PSE&G |  | Accepted | 2025-07-14 | 2025-08-15 | 2026-08-15 | Inverters | SolarEdge | SE20KUS | 20000 |  | 1 |  |  | 0 |  | Outside
NJADRE1560074161 | Administratively Determined Incentive Program | Newark | 7105 | 250.56 | School Public K-12 | Behind the Meter | Yes | Dan Russo Electrical Contractors, LLC | PSE&G |  | Accepted | 2025-07-14 | 2025-08-15 | 2026-08-15 | Inverters | SolarEdge | SE100KUS | 100000 |  | 1 |  |  | 0.985 |  | Outside
NJADRE1560074161 | Administratively Determined Incentive Program | Newark | 7105 | 250.56 | School Public K-12 | Behind the Meter | Yes | Dan Russo Electrical Contractors, LLC | PSE&G |  | Accepted | 2025-07-14 | 2025-08-15 | 2026-08-15 | Solar Panels | ZnShine Solar | ZXM7-SHLDD144-540/M |  | 0.54 | 6 | 143 | 35 |  | Single Axis | Roof | B2
NJADRE1560074161 | Administratively Determined Incentive Program | Newark | 7105 | 250.56 | School Public K-12 | Behind the Meter | Yes | Dan Russo Electrical Contractors, LLC | PSE&G |  | Accepted | 2025-07-14 | 2025-08-15 | 2026-08-15 | Solar Panels | ZnShine Solar | ZXM7-SHLDD144-540/M |  | 0.54 | 29 | 143 | 30 |  | Single Axis | Roof | A2
NJADRE1560074161 | Administratively Determined Incentive Program | Newark | 7105 | 250.56 | School Public K-12 | Behind the Meter | Yes | Dan Russo Electrical Contractors, LLC | PSE&G |  | Accepted | 2025-07-14 | 2025-08-15 | 2026-08-15 | Solar Panels | ZnShine Solar | ZXM7-SHLDD144-540/M |  | 0.54 | 187 | 143 | 5 |  | Fixed | Roof
NJADRE1560074161 | Administratively Determined Incentive Program | Newark | 7105 | 250.56 | School Public K-12 | Behind the Meter | Yes | Dan Russo Electrical Contractors, LLC | PSE&G |  | Accepted | 2025-07-14 | 2025-08-15 | 2026-08-15 | Meters | Acuvim IIR | Acuvim IIR |  |  | 1 |  |  |  | Yes | Outdoor
NJADRE1560074161 | Administratively Determined Incentive Program | Newark | 7105 | 250.56 | School Public K-12 | Behind the Meter | Yes | Dan Russo Electrical Contractors, LLC | PSE&G |  | Accepted | 2025-07-14 | 2025-08-15 | 2026-08-15 | Solar Panels | ZnShine Solar | ZXM7-SHLDD144-540/M |  | 0.54 | 17 | 233 | 30 |  | Single Axis | Roof | A1
NJADRE1560074161 | Administratively Determined Incentive Program | Newark | 7105 | 250.56 | School Public K-12 | Behind the Meter | Yes | Dan Russo Electrical Contractors, LLC | PSE&G |  | Accepted | 2025-07-14 | 2025-08-15 | 2026-08-15 | Solar Panels | ZnShine Solar | ZXM7-SHLDD144-540/M |  | 0.54 | 216 | 216 | 7 |  | Fixed | Parking Lot | Carport
NJADRE1560074161 | Administratively Determined Incentive Program | Newark | 7105 | 250.56 | School Public K-12 | Behind the Meter | Yes | Dan Russo Electrical Contractors, LLC | PSE&G |  | Accepted | 2025-07-14 | 2025-08-15 | 2026-08-15 | Inverters | SMA | STP Core1 50 US | 50000 |  | 2 |  |  | 0.975 |  | Outside
NJADRE1560074178 | Administratively Determined Incentive Program | Clarksboro | 8020 | 13.365 | Residential | Behind the Meter | Yes | Sunrun Installation Services, Inc. | AC Electric |  | Accepted | 2025-07-11 | 2025-08-01 | 2026-08-01 | Inverters | SolarEdge Technologies | SE10000H-USMN | 10000 |  | 1 |  |  | 0.99 |  | Outdoor
NJADRE1560074178 | Administratively Determined Incentive Program | Clarksboro | 8020 | 13.365 | Residential | Behind the Meter | Yes | Sunrun Installation Services, Inc. | AC Electric |  | Accepted | 2025-07-11 | 2025-08-01 | 2026-08-01 | Solar Panels | JA Solar | JAM54S31-405/MR |  | 0.405 | 16 | 180 | 23 |  | Fixed | Roof
NJADRE1560074178 | Administratively Determined Incentive Program | Clarksboro | 8020 | 13.365 | Residential | Behind the Meter | Yes | Sunrun Installation Services, Inc. | AC Electric |  | Accepted | 2025-07-11 | 2025-08-01 | 2026-08-01 | Solar Panels | JA Solar | JAM54S31-405/MR |  | 0.405 | 17 | 360 | 23 |  | Fixed | Roof
NJADRE1560074179 | Administratively Determined Incentive Program | Lindenwold | 8021 | 11.48 | Residential | Behind the Meter | Yes | Mona Lee GoodLeap Resi Solar | AC Electric |  | Accepted | 2025-07-11 | 2025-08-04 | 2026-08-04 | Solar Panels | HANWHA SOLAR | Q.PEAK DUO BLK ML-G10.C+ 410W |  | 0.41 | 12 | 23 | 25 |  | Fixed | Roof
NJADRE1560074179 | Administratively Determined Incentive Program | Lindenwold | 8021 | 11.48 | Residential | Behind the Meter | Yes | Mona Lee GoodLeap Resi Solar | AC Electric |  | Accepted | 2025-07-11 | 2025-08-04 | 2026-08-04 | Inverters | SOLAREDGE | USE10000H-USMNUBL75 | 10 |  | 1 |  |  | 0.99 |  | Outdoor
NJADRE1560074179 | Administratively Determined Incentive Program | Lindenwold | 8021 | 11.48 | Residential | Behind the Meter | Yes | Mona Lee GoodLeap Resi Solar | AC Electric |  | Accepted | 2025-07-11 | 2025-08-04 | 2026-08-04 | Solar Panels | HANWHA SOLAR | Q.PEAK DUO BLK ML-G10.C+ 410W |  | 0.41 | 12 | 203 | 25 |  | Fixed | Roof
NJADRE1560074179 | Administratively Determined Incentive Program | Lindenwold | 8021 | 11.48 | Residential | Behind the Meter | Yes | Mona Lee GoodLeap Resi Solar | AC Electric |  | Accepted | 2025-07-11 | 2025-08-04 | 2026-08-04 | Solar Panels | HANWHA SOLAR | Q.PEAK DUO BLK ML-G10.C+ 410W |  | 0.41 | 4 | 10 | 23 |  | Fixed | Roof
NJADRE1560074181 | Administratively Determined Incentive Program | Denville | 7834 | 21.315 | Residential | Behind the Meter | Yes | SunnyMac, LLC | JCP&L |  | Accepted | 2025-07-11 | 2025-08-03 | 2026-08-03 | Solar Panels | HANWHA | Q.TRON BLK M-G2.H+ |  | 0.435 | 23 | 299 | 23 |  | Fixed | Roof
NJADRE1560074181 | Administratively Determined Incentive Program | Denville | 7834 | 21.315 | Residential | Behind the Meter | Yes | SunnyMac, LLC | JCP&L |  | Accepted | 2025-07-11 | 2025-08-03 | 2026-08-03 | Solar Panels | HANWHA | Q.TRON BLK M-G2.H+ |  | 0.435 | 8 | 209 | 25 |  | Fixed | Roof
NJADRE1560074181 | Administratively Determined Incentive Program | Denville | 7834 | 21.315 | Residential | Behind the Meter | Yes | SunnyMac, LLC | JCP&L |  | Accepted | 2025-07-11 | 2025-08-03 | 2026-08-03 | Inverters | SOLAREDGE HOME HUB | SE5700H-US | 5760 |  | 1 |  |  | 0.99 |  | Outdoor | next to meter
NJADRE1560074181 | Administratively Determined Incentive Program | Denville | 7834 | 21.315 | Residential | Behind the Meter | Yes | SunnyMac, LLC | JCP&L |  | Accepted | 2025-07-11 | 2025-08-03 | 2026-08-03 | Solar Panels | HANWHA | Q.TRON BLK M-G2.H+ |  | 0.435 | 5 | 119 | 17 |  | Fixed | Roof
NJADRE1560074181 | Administratively Determined Incentive Program | Denville | 7834 | 21.315 | Residential | Behind the Meter | Yes | SunnyMac, LLC | JCP&L |  | Accepted | 2025-07-11 | 2025-08-03 | 2026-08-03 | Solar Panels | HANWHA | Q.TRON BLK M-G2.H+ |  | 0.435 | 13 | 119 | 23 |  | Fixed | Roof
NJADRE1560074181 | Administratively Determined Incentive Program | Denville | 7834 | 21.315 | Residential | Behind the Meter | Yes | SunnyMac, LLC | JCP&L |  | Accepted | 2025-07-11 | 2025-08-03 | 2026-08-03 | Inverters | SOLAREDGE HOME HUB | SE10000H-US | 10000 |  | 1 |  |  | 0.99 |  | Outdoor | next to meter
NJADRE1560074196 | Administratively Determined Incentive Program | Browns Mills | 8015 | 12.71 | Residential | Behind the Meter | Yes | Define Solar, LLC | JCP&L |  | Accepted | 2025-07-11 | 2025-08-04 | 2026-08-04 | Inverters | Enphase | IQ8PLUS-72-2-US | 290 |  | 4 |  |  | 0.976 |  | Outside | Under each pv panel
NJADRE1560074196 | Administratively Determined Incentive Program | Browns Mills | 8015 | 12.71 | Residential | Behind the Meter | Yes | Define Solar, LLC | JCP&L |  | Accepted | 2025-07-11 | 2025-08-04 | 2026-08-04 | Solar Panels | Znshine | ZXM7-SH108 410W |  | 0.41 | 4 | 90 | 10 |  | Fixed | Roof
NJADRE1560074196 | Administratively Determined Incentive Program | Browns Mills | 8015 | 12.71 | Residential | Behind the Meter | Yes | Define Solar, LLC | JCP&L |  | Accepted | 2025-07-11 | 2025-08-04 | 2026-08-04 | Solar Panels | Znshine | ZXM7-SH108 410W |  | 0.41 | 11 | 270 | 29 |  | Fixed | Roof
NJADRE1560074196 | Administratively Determined Incentive Program | Browns Mills | 8015 | 12.71 | Residential | Behind the Meter | Yes | Define Solar, LLC | JCP&L |  | Accepted | 2025-07-11 | 2025-08-04 | 2026-08-04 | Inverters | Enphase | IQ8PLUS-72-2-US | 290 |  | 11 |  |  | 0.976 |  | Outside | Under each pv panel
NJADRE1560074196 | Administratively Determined Incentive Program | Browns Mills | 8015 | 12.71 | Residential | Behind the Meter | Yes | Define Solar, LLC | JCP&L |  | Accepted | 2025-07-11 | 2025-08-04 | 2026-08-04 | Solar Panels | Znshine | ZXM7-SH108 410W |  | 0.41 | 12 | 90 | 29 |  | Fixed | Roof
NJADRE1560074196 | Administratively Determined Incentive Program | Browns Mills | 8015 | 12.71 | Residential | Behind the Meter | Yes | Define Solar, LLC | JCP&L |  | Accepted | 2025-07-11 | 2025-08-04 | 2026-08-04 | Solar Panels | Znshine | ZXM7-SH108 410W |  | 0.41 | 4 | 270 | 10 |  | Fixed | Roof
NJADRE1560074196 | Administratively Determined Incentive Program | Browns Mills | 8015 | 12.71 | Residential | Behind the Meter | Yes | Define Solar, LLC | JCP&L |  | Accepted | 2025-07-11 | 2025-08-04 | 2026-08-04 | Inverters | Enphase | IQ8PLUS-72-2-US | 290 |  | 12 |  |  | 0.976 |  | Outside | Under each pv panel
NJADRE1560074196 | Administratively Determined Incentive Program | Browns Mills | 8015 | 12.71 | Residential | Behind the Meter | Yes | Define Solar, LLC | JCP&L |  | Accepted | 2025-07-11 | 2025-08-04 | 2026-08-04 | Inverters | Enphase | IQ8PLUS-72-2-US | 290 |  | 4 |  |  | 0.976 |  | Outside | Under each pv panel
NJADRE1560074197 | Administratively Determined Incentive Program | Woodbridge Twp | 7095 | 8.1 | Residential | Behind the Meter | Yes | Sunrun Installation Services, Inc. | PSE&G |  | Accepted | 2025-07-11 | 2025-08-01 | 2026-08-01 | Inverters | SOLAREDGE TECHNOLOGIES | SE5700H-USMN | 5760 |  | 1 |  |  | 0.99 |  | Outdoor
NJADRE1560074197 | Administratively Determined Incentive Program | Woodbridge Twp | 7095 | 8.1 | Residential | Behind the Meter | Yes | Sunrun Installation Services, Inc. | PSE&G |  | Accepted | 2025-07-11 | 2025-08-01 | 2026-08-01 | Solar Panels | JA SOLAR | JAM54S31-405/MR |  | 0.405 | 11 | 279 | 19 |  | Fixed | Roof
NJADRE1560074197 | Administratively Determined Incentive Program | Woodbridge Twp | 7095 | 8.1 | Residential | Behind the Meter | Yes | Sunrun Installation Services, Inc. | PSE&G |  | Accepted | 2025-07-11 | 2025-08-01 | 2026-08-01 | Solar Panels | JA SOLAR | JAM54S31-405/MR |  | 0.405 | 9 | 99 | 18 |  | Fixed | Roof
NJADRE1560074214 | Administratively Determined Incentive Program | Pennsville | 8070 | 9.43 | Residential | Behind the Meter | Yes | Define Solar, LLC | AC Electric |  | Accepted | 2025-07-11 | 2025-08-03 | 2026-08-03 | Solar Panels | Znshine | ZXM7-SH108 410W |  | 0.41 | 4 | 36 | 25 |  | Fixed | Roof
NJADRE1560074214 | Administratively Determined Incentive Program | Pennsville | 8070 | 9.43 | Residential | Behind the Meter | Yes | Define Solar, LLC | AC Electric |  | Accepted | 2025-07-11 | 2025-08-03 | 2026-08-03 | Inverters | Enphase | IQ8PLUS-72-2-US | 290 |  | 4 |  |  | 0.976 |  | Outside | Under each pv panel
NJADRE1560074214 | Administratively Determined Incentive Program | Pennsville | 8070 | 9.43 | Residential | Behind the Meter | Yes | Define Solar, LLC | AC Electric |  | Accepted | 2025-07-11 | 2025-08-03 | 2026-08-03 | Inverters | Enphase | IQ8PLUS-72-2-US | 290 |  | 5 |  |  | 0.976 |  | Outside | Under each pv panel
NJADRE1560074214 | Administratively Determined Incentive Program | Pennsville | 8070 | 9.43 | Residential | Behind the Meter | Yes | Define Solar, LLC | AC Electric |  | Accepted | 2025-07-11 | 2025-08-03 | 2026-08-03 | Inverters | Enphase | IQ8PLUS-72-2-US | 290 |  | 4 |  |  | 0.976 |  | Outside | Under each pv panel
NJADRE1560074214 | Administratively Determined Incentive Program | Pennsville | 8070 | 9.43 | Residential | Behind the Meter | Yes | Define Solar, LLC | AC Electric |  | Accepted | 2025-07-11 | 2025-08-03 | 2026-08-03 | Solar Panels | Znshine | ZXM7-SH108 410W |  | 0.41 | 6 | 126 | 21 |  | Fixed | Roof
NJADRE1560074214 | Administratively Determined Incentive Program | Pennsville | 8070 | 9.43 | Residential | Behind the Meter | Yes | Define Solar, LLC | AC Electric |  | Accepted | 2025-07-11 | 2025-08-03 | 2026-08-03 | Inverters | Enphase | IQ8PLUS-72-2-US | 290 |  | 4 |  |  | 0.976 |  | Outside | Under each pv panel
NJADRE1560074214 | Administratively Determined Incentive Program | Pennsville | 8070 | 9.43 | Residential | Behind the Meter | Yes | Define Solar, LLC | AC Electric |  | Accepted | 2025-07-11 | 2025-08-03 | 2026-08-03 | Solar Panels | Znshine | ZXM7-SH108 410W |  | 0.41 | 4 | 216 | 35 |  | Fixed | Roof
NJADRE1560074214 | Administratively Determined Incentive Program | Pennsville | 8070 | 9.43 | Residential | Behind the Meter | Yes | Define Solar, LLC | AC Electric |  | Accepted | 2025-07-11 | 2025-08-03 | 2026-08-03 | Solar Panels | Znshine | ZXM7-SH108 410W |  | 0.41 | 4 | 216 | 25 |  | Fixed | Roof
NJADRE1560074214 | Administratively Determined Incentive Program | Pennsville | 8070 | 9.43 | Residential | Behind the Meter | Yes | Define Solar, LLC | AC Electric |  | Accepted | 2025-07-11 | 2025-08-03 | 2026-08-03 | Inverters | Enphase | IQ8PLUS-72-2-US | 290 |  | 6 |  |  | 0.976 |  | Outside | Under each pv panel
NJADRE1560074214 | Administratively Determined Incentive Program | Pennsville | 8070 | 9.43 | Residential | Behind the Meter | Yes | Define Solar, LLC | AC Electric |  | Accepted | 2025-07-11 | 2025-08-03 | 2026-08-03 | Solar Panels | Znshine | ZXM7-SH108 410W |  | 0.41 | 5 | 306 | 21 |  | Fixed | Roof
NJADRE1560074223 | Administratively Determined Incentive Program | Burlington | 8016 | 6.97 | Residential | Behind the Meter | Yes | Define Solar, LLC | PSE&G |  | Accepted | 2025-07-11 | 2025-08-03 | 2026-08-03 | Solar Panels | Znshine | ZXM7-SH108 410W |  | 0.41 | 7 | 90 | 27 |  | Fixed | Roof
NJADRE1560074223 | Administratively Determined Incentive Program | Burlington | 8016 | 6.97 | Residential | Behind the Meter | Yes | Define Solar, LLC | PSE&G |  | Accepted | 2025-07-11 | 2025-08-03 | 2026-08-03 | Inverters | Enphase | IQ8PLUS-72-2-US | 290 |  | 5 |  |  | 0.976 |  | Outside | Under each pv panel
NJADRE1560074223 | Administratively Determined Incentive Program | Burlington | 8016 | 6.97 | Residential | Behind the Meter | Yes | Define Solar, LLC | PSE&G |  | Accepted | 2025-07-11 | 2025-08-03 | 2026-08-03 | Solar Panels | Znshine | ZXM7-SH108 410W |  | 0.41 | 5 | 270 | 27 |  | Fixed | Roof
NJADRE1560074223 | Administratively Determined Incentive Program | Burlington | 8016 | 6.97 | Residential | Behind the Meter | Yes | Define Solar, LLC | PSE&G |  | Accepted | 2025-07-11 | 2025-08-03 | 2026-08-03 | Solar Panels | Znshine | ZXM7-SH108 410W |  | 0.41 | 5 | 270 | 10 |  | Fixed | Roof
NJADRE1560074223 | Administratively Determined Incentive Program | Burlington | 8016 | 6.97 | Residential | Behind the Meter | Yes | Define Solar, LLC | PSE&G |  | Accepted | 2025-07-11 | 2025-08-03 | 2026-08-03 | Inverters | Enphase | IQ8PLUS-72-2-US | 290 |  | 7 |  |  | 0.976 |  | Outside | Under each pv panel
NJADRE1560074223 | Administratively Determined Incentive Program | Burlington | 8016 | 6.97 | Residential | Behind the Meter | Yes | Define Solar, LLC | PSE&G |  | Accepted | 2025-07-11 | 2025-08-03 | 2026-08-03 | Inverters | Enphase | IQ8PLUS-72-2-US | 290 |  | 5 |  |  | 0.976 |  | Outside | Under each pv panel
NJADRE1560074225 | Administratively Determined Incentive Program | Robbinsville | 8691 | 5.67 | Residential | Behind the Meter | No | Solar Energy World | PSE&G |  | Accepted | 2025-07-11 | 2025-08-04 | 2026-08-04 | Solar Panels | LONGi | LR5-54HPB-405M |  | 0.405 | 11 | 224 | 28 |  | Fixed | Roof
NJADRE1560074225 | Administratively Determined Incentive Program | Robbinsville | 8691 | 5.67 | Residential | Behind the Meter | No | Solar Energy World | PSE&G |  | Accepted | 2025-07-11 | 2025-08-04 | 2026-08-04 | Inverters | Enphase | IQ8+-72-M-US | 290 |  | 14 |  |  | 0.97 |  | Outside
NJADRE1560074225 | Administratively Determined Incentive Program | Robbinsville | 8691 | 5.67 | Residential | Behind the Meter | No | Solar Energy World | PSE&G |  | Accepted | 2025-07-11 | 2025-08-04 | 2026-08-04 | Solar Panels | LONGi | LR5-54HPB-405M |  | 0.405 | 3 | 47 | 26 |  | Fixed | Roof
NJADRE1560074268 | Administratively Determined Incentive Program | Plainfield | 7060 | 8.61 | Residential | Behind the Meter | Yes | Pro Custom Solar dba Momentum Solar | PSE&G |  | Accepted | 2025-07-11 | 2025-08-04 | 2026-08-04 | Solar Panels | 42 | q.peak duo blk-g10+410 |  | 0.41 | 9 | 42 | 27 |  | Fixed | Roof
NJADRE1560074268 | Administratively Determined Incentive Program | Plainfield | 7060 | 8.61 | Residential | Behind the Meter | Yes | Pro Custom Solar dba Momentum Solar | PSE&G |  | Accepted | 2025-07-11 | 2025-08-04 | 2026-08-04 | Solar Panels | Hanwha | q.peak duo blk-g10+410 |  | 0.41 | 12 | 221 | 27 |  | Fixed | Roof
NJADRE1560074268 | Administratively Determined Incentive Program | Plainfield | 7060 | 8.61 | Residential | Behind the Meter | Yes | Pro Custom Solar dba Momentum Solar | PSE&G |  | Accepted | 2025-07-11 | 2025-08-04 | 2026-08-04 | Inverters | ENPHASE | IQ8HC-72-M-DOM-US | 380 |  | 21 |  |  | 0.97 |  | Outdoor
NJADRE1560075366 | Administratively Determined Incentive Program | Lodi | 7644 | 3.28 | Residential | Behind the Meter | Yes | Trinity Solar, LLC | PSE&G |  | Accepted | 2025-07-11 | 2025-08-01 | 2026-08-01 | Inverters | Solar Edge | USE3800H-USMNBL75 | 3800 |  | 1 |  |  | 0.97 |  | Outdoor
NJADRE1560075366 | Administratively Determined Incentive Program | Lodi | 7644 | 3.28 | Residential | Behind the Meter | Yes | Trinity Solar, LLC | PSE&G |  | Accepted | 2025-07-11 | 2025-08-01 | 2026-08-01 | Solar Panels | HANWHA | (Q.PEAK DUO BLK ML-G10.C+ 410) |  | 0.41 | 8 | 128 | 18 |  | Fixed | Roof
NJADRE1560075373 | Administratively Determined Incentive Program | Newark | 7112 | 8.3 | Residential | Behind the Meter | Yes | Fusion Solar Energy, LLC | PSE&G |  | Accepted | 2025-07-11 | 2025-08-04 | 2026-08-04 | Inverters | ENPHASE | IQ8HC-72-M-DOM-US | 380 |  | 20 |  |  | 0.97 |  | Outside | Roof
NJADRE1560075373 | Administratively Determined Incentive Program | Newark | 7112 | 8.3 | Residential | Behind the Meter | Yes | Fusion Solar Energy, LLC | PSE&G |  | Accepted | 2025-07-11 | 2025-08-04 | 2026-08-04 | Solar Panels | Q.CELLS | Q.PEAK DUO BLK ML-G10+_017 |  | 0.415 | 20 | 300.25 | 16 |  | Fixed | Roof
NJADRE1560075375 | Administratively Determined Incentive Program | Lodi | 7644 | 4.92 | Residential | Behind the Meter | Yes | Trinity Solar, LLC | PSE&G |  | Accepted | 2025-07-11 | 2025-08-01 | 2026-08-01 | Inverters | Solar Edge | USE3800H-USMNBL75 | 3800 |  | 1 |  |  | 0.97 |  | Outdoor
NJADRE1560075375 | Administratively Determined Incentive Program | Lodi | 7644 | 4.92 | Residential | Behind the Meter | Yes | Trinity Solar, LLC | PSE&G |  | Accepted | 2025-07-11 | 2025-08-01 | 2026-08-01 | Solar Panels | HANWHA | (Q.PEAK DUO BLK ML-G10.C+ 410) |  | 0.41 | 12 | 128 | 18 |  | Fixed | Roof
NJADRE1560075377 | Administratively Determined Incentive Program | Paterson | 7513 | 5.265 | Residential | Behind the Meter | Yes | Bright Ops, Inc. | PSE&G |  | Accepted | 2025-07-11 | 2025-08-04 | 2026-08-04 | Solar Panels | Hanwha Q-Cells | Q.PEAK DUO BLK ML-G10+ 405 |  | 0.405 | 13 | 190 | 45 |  | Fixed | Roof
NJADRE1560075377 | Administratively Determined Incentive Program | Paterson | 7513 | 5.265 | Residential | Behind the Meter | Yes | Bright Ops, Inc. | PSE&G |  | Accepted | 2025-07-11 | 2025-08-04 | 2026-08-04 | Inverters | SolarEdge Technologies | SE3800H-USMN | 3800 |  | 1 |  |  | 0.98 |  | Outdoor | Outside
NJADRE1560077080 | Administratively Determined Incentive Program | Newark | 7112 | 5.395 | Residential | Behind the Meter | Yes | Fusion Solar Energy, LLC | PSE&G |  | Accepted | 2025-07-12 | 2025-08-04 | 2026-08-04 | Solar Panels | Q CELLS | Q.PEAK DUO BLK ML-G10+_017 |  | 0.415 | 13 | 120.31 | 36 |  | Fixed | Roof
NJADRE1560077080 | Administratively Determined Incentive Program | Newark | 7112 | 5.395 | Residential | Behind the Meter | Yes | Fusion Solar Energy, LLC | PSE&G |  | Accepted | 2025-07-12 | 2025-08-04 | 2026-08-04 | Inverters | ENPHASE | IQ8HC-72-M-DOM-US | 380 |  | 13 |  |  | 0.97 |  | Outside | Roof
NJADRE1560077369 | Administratively Determined Incentive Program | Paterson | 7503 | 5.33 | Residential | Behind the Meter | Yes | Trinity Solar, LLC | PSE&G |  | Accepted | 2025-07-12 | 2025-08-03 | 2026-08-03 | Solar Panels | HANWHA | (Q.PEAK DUO BLK ML-G10.C+ 410) |  | 0.41 | 13 | 258 | 28 |  | Fixed | Roof
NJADRE1560077369 | Administratively Determined Incentive Program | Paterson | 7503 | 5.33 | Residential | Behind the Meter | Yes | Trinity Solar, LLC | PSE&G |  | Accepted | 2025-07-12 | 2025-08-03 | 2026-08-03 | Inverters | Solar Edge | USE5700H-USMNBL75 | 5760 |  | 1 |  |  | 0.97 |  | Outdoor
NJADRE1560077390 | Administratively Determined Incentive Program | Northfield | 8225 | 13.53 | Residential | Behind the Meter | Yes | Trinity Solar, LLC | AC Electric |  | Accepted | 2025-07-12 | 2025-08-03 | 2026-08-03 | Inverters | Solar Edge | USE11400H-USMNBL75 | 11400 |  | 1 |  |  | 0.97 |  | Outdoor
NJADRE1560077390 | Administratively Determined Incentive Program | Northfield | 8225 | 13.53 | Residential | Behind the Meter | Yes | Trinity Solar, LLC | AC Electric |  | Accepted | 2025-07-12 | 2025-08-03 | 2026-08-03 | Solar Panels | HANWHA | (Q.PEAK DUO BLK ML-G10.C+ 410) |  | 0.41 | 13 | 204 | 12 |  | Fixed | Roof
NJADRE1560077390 | Administratively Determined Incentive Program | Northfield | 8225 | 13.53 | Residential | Behind the Meter | Yes | Trinity Solar, LLC | AC Electric |  | Accepted | 2025-07-12 | 2025-08-03 | 2026-08-03 | Solar Panels | HANWHA | (Q.PEAK DUO BLK ML-G10.C+ 410) |  | 0.41 | 7 | 114 | 37 |  | Fixed | Roof
NJADRE1560077390 | Administratively Determined Incentive Program | Northfield | 8225 | 13.53 | Residential | Behind the Meter | Yes | Trinity Solar, LLC | AC Electric |  | Accepted | 2025-07-12 | 2025-08-03 | 2026-08-03 | Solar Panels | HANWHA | (Q.PEAK DUO BLK ML-G10.C+ 410) |  | 0.41 | 13 | 114 | 27 |  | Fixed | Roof
NJADRE1560079098 | Administratively Determined Incentive Program | PISCATAWAY | 8854 | 12.8 | Residential | Behind the Meter | No | TJ Technology | PSE&G |  | Accepted | 2025-07-13 | 2025-08-04 | 2026-08-04 | Solar Panels | hanwa q cell | Q PEAK DUE 400 |  | 0.4 | 9 | 243 | 32 |  | Fixed | Roof
NJADRE1560079098 | Administratively Determined Incentive Program | PISCATAWAY | 8854 | 12.8 | Residential | Behind the Meter | No | TJ Technology | PSE&G |  | Accepted | 2025-07-13 | 2025-08-04 | 2026-08-04 | Electric Storage Battery | enphase energy | ENPHASE encharge |  |  | 3 |  |  |  | Lithium Ion |  | inside garage
NJADRE1560079098 | Administratively Determined Incentive Program | PISCATAWAY | 8854 | 12.8 | Residential | Behind the Meter | No | TJ Technology | PSE&G |  | Accepted | 2025-07-13 | 2025-08-04 | 2026-08-04 | Solar Panels | hanwa q cell | Q PEAK DUE 400 |  | 0.4 | 12 | 63 | 33 |  | Fixed | Roof
NJADRE1560079098 | Administratively Determined Incentive Program | PISCATAWAY | 8854 | 12.8 | Residential | Behind the Meter | No | TJ Technology | PSE&G |  | Accepted | 2025-07-13 | 2025-08-04 | 2026-08-04 | Meters | enphase energy | ENVOY |  |  | 1 |  |  |  | Yes | Indoor
NJADRE1560079098 | Administratively Determined Incentive Program | PISCATAWAY | 8854 | 12.8 | Residential | Behind the Meter | No | TJ Technology | PSE&G |  | Accepted | 2025-07-13 | 2025-08-04 | 2026-08-04 | Solar Panels | hanwa q cell | Q PEAK DUE 400 |  | 0.4 | 1 | 63 | 33 |  | Fixed | Roof
NJADRE1560079098 | Administratively Determined Incentive Program | PISCATAWAY | 8854 | 12.8 | Residential | Behind the Meter | No | TJ Technology | PSE&G |  | Accepted | 2025-07-13 | 2025-08-04 | 2026-08-04 | Inverters | enphase energy | IQ7 PLUS | 290 |  | 32 |  |  | 0.975 |  | Other | roof
NJADRE1560079098 | Administratively Determined Incentive Program | PISCATAWAY | 8854 | 12.8 | Residential | Behind the Meter | No | TJ Technology | PSE&G |  | Accepted | 2025-07-13 | 2025-08-04 | 2026-08-04 | Solar Panels | hanwah q cell | Q PEAK DUE 400 |  | 0.4 | 4 | 243 | 33 |  | Fixed | Roof
NJADRE1560079098 | Administratively Determined Incentive Program | PISCATAWAY | 8854 | 12.8 | Residential | Behind the Meter | No | TJ Technology | PSE&G |  | Accepted | 2025-07-13 | 2025-08-04 | 2026-08-04 | Solar Panels | hanwa q cell | Q PEAK DUE 400 |  | 0.4 | 6 | 153 | 33 |  | Fixed | Roof | 153
NJADRE1560079125 | Administratively Determined Incentive Program | PISCATAWAY | 8854 | 16 | Residential | Behind the Meter | No | TJ Technology | PSE&G |  | Accepted | 2025-07-13 | 2025-08-05 | 2026-08-05 | Solar Panels | Hanwha QCell | Q PEAK DUO 400 |  | 0.4 | 25 | 62 | 34 |  | Fixed | Roof
NJADRE1560079125 | Administratively Determined Incentive Program | PISCATAWAY | 8854 | 16 | Residential | Behind the Meter | No | TJ Technology | PSE&G |  | Accepted | 2025-07-13 | 2025-08-05 | 2026-08-05 | Solar Panels | Hanwha QCell | Q PEAK DUO 400 |  | 0.4 | 3 | 62 | 34 |  | Fixed | Roof
NJADRE1560079125 | Administratively Determined Incentive Program | PISCATAWAY | 8854 | 16 | Residential | Behind the Meter | No | TJ Technology | PSE&G |  | Accepted | 2025-07-13 | 2025-08-05 | 2026-08-05 | Solar Panels | Hanwha QCell | Q PEAK DUO 400 |  | 0.4 | 9 | 152 | 32 |  | Fixed | Roof
NJADRE1560079125 | Administratively Determined Incentive Program | PISCATAWAY | 8854 | 16 | Residential | Behind the Meter | No | TJ Technology | PSE&G |  | Accepted | 2025-07-13 | 2025-08-05 | 2026-08-05 | Electric Storage Battery | enphase energy | ENPHASE encharge |  |  | 3 |  |  |  | Lithium Ion |  | INSIDE HOUSE - BASEMENT
NJADRE1560079125 | Administratively Determined Incentive Program | PISCATAWAY | 8854 | 16 | Residential | Behind the Meter | No | TJ Technology | PSE&G |  | Accepted | 2025-07-13 | 2025-08-05 | 2026-08-05 | Inverters | enphase energy | IQ7 Plus | 290 |  | 40 |  |  | 0.975 |  | Other | ROOF
NJADRE1560079125 | Administratively Determined Incentive Program | PISCATAWAY | 8854 | 16 | Residential | Behind the Meter | No | TJ Technology | PSE&G |  | Accepted | 2025-07-13 | 2025-08-05 | 2026-08-05 | Solar Panels | Hanwha QCell | Q PEAK DUO 400 |  | 0.4 | 3 | 242 | 33 |  | Fixed | Roof
NJADRE1560079125 | Administratively Determined Incentive Program | PISCATAWAY | 8854 | 16 | Residential | Behind the Meter | No | TJ Technology | PSE&G |  | Accepted | 2025-07-13 | 2025-08-05 | 2026-08-05 | Meters | enphase energy | ENVOY |  |  | 1 |  |  |  | Yes | Outdoor
NJADRE1560079539 | Administratively Determined Incentive Program | Pleasantville | 8232 | 5.67 | Residential | Behind the Meter | Yes | Sunrun Installation Services, Inc. | AC Electric |  | Accepted | 2025-07-14 | 2025-08-03 | 2026-08-03 | Inverters | SolarEdge Technologies | SE3800H-USMN | 3800 |  | 1 |  |  | 0.99 |  | Outdoor | Next to meter
NJADRE1560079539 | Administratively Determined Incentive Program | Pleasantville | 8232 | 5.67 | Residential | Behind the Meter | Yes | Sunrun Installation Services, Inc. | AC Electric |  | Accepted | 2025-07-14 | 2025-08-03 | 2026-08-03 | Solar Panels | JA Solar | JAM54S31-405/MR |  | 0.405 | 6 | 206 | 24 |  | Fixed | Roof
NJADRE1560079539 | Administratively Determined Incentive Program | Pleasantville | 8232 | 5.67 | Residential | Behind the Meter | Yes | Sunrun Installation Services, Inc. | AC Electric |  | Accepted | 2025-07-14 | 2025-08-03 | 2026-08-03 | Solar Panels | JA Solar | JAM54S31-405/MR |  | 0.405 | 8 | 26 | 24 |  | Fixed | Roof
NJADRE1560079546 | Administratively Determined Incentive Program | LAKEWOOD | 8701 | 9.57 | Residential | Behind the Meter | Yes | GenSun Roofing and Solar, LLC | JCP&L |  | Accepted | 2025-07-14 | 2025-08-04 | 2026-08-04 | Meters | Enphase | Envoy |  |  | 1 |  |  |  | Yes | Outdoor
NJADRE1560079546 | Administratively Determined Incentive Program | LAKEWOOD | 8701 | 9.57 | Residential | Behind the Meter | Yes | GenSun Roofing and Solar, LLC | JCP&L |  | Accepted | 2025-07-14 | 2025-08-04 | 2026-08-04 | Solar Panels | Hanwha | QCell QTron BLK M-G2+ |  | 0.435 | 13 | 27 | 30 |  | Fixed | Roof
NJADRE1560079546 | Administratively Determined Incentive Program | LAKEWOOD | 8701 | 9.57 | Residential | Behind the Meter | Yes | GenSun Roofing and Solar, LLC | JCP&L |  | Accepted | 2025-07-14 | 2025-08-04 | 2026-08-04 | Inverters | Enphase | IQ8HC-72-M-DOM-US | 380 |  | 22 |  |  | 0.9 |  | Outdoor
NJADRE1560079546 | Administratively Determined Incentive Program | LAKEWOOD | 8701 | 9.57 | Residential | Behind the Meter | Yes | GenSun Roofing and Solar, LLC | JCP&L |  | Accepted | 2025-07-14 | 2025-08-04 | 2026-08-04 | Solar Panels | Hanwha | QCell QTron BLK M-G2+ |  | 0.435 | 9 | 207 | 30 |  | Fixed | Roof
NJADRE1560079548 | Administratively Determined Incentive Program | Freehold | 7728 | 8.1 | Residential | Behind the Meter | Yes | Sunrun Installation Services, Inc. | JCP&L |  | Accepted | 2025-07-14 | 2025-08-03 | 2026-08-03 | Inverters | SolarEdge Technologies | SE5700H-USMN | 5760 |  | 1 |  |  | 0.99 |  | Outdoor | Next to meter
NJADRE1560079548 | Administratively Determined Incentive Program | Freehold | 7728 | 8.1 | Residential | Behind the Meter | Yes | Sunrun Installation Services, Inc. | JCP&L |  | Accepted | 2025-07-14 | 2025-08-03 | 2026-08-03 | Solar Panels | JA Solar | JAM54S31-405/MR |  | 0.405 | 7 | 288 | 18 |  | Fixed | Roof
NJADRE1560079548 | Administratively Determined Incentive Program | Freehold | 7728 | 8.1 | Residential | Behind the Meter | Yes | Sunrun Installation Services, Inc. | JCP&L |  | Accepted | 2025-07-14 | 2025-08-03 | 2026-08-03 | Solar Panels | JA Solar | JAM54S31-405/MR |  | 0.405 | 10 | 109 | 18 |  | Fixed | Roof
NJADRE1560079548 | Administratively Determined Incentive Program | Freehold | 7728 | 8.1 | Residential | Behind the Meter | Yes | Sunrun Installation Services, Inc. | JCP&L |  | Accepted | 2025-07-14 | 2025-08-03 | 2026-08-03 | Solar Panels | JA Solar | JAM54S31-405/MR |  | 0.405 | 3 | 19 | 18 |  | Fixed | Roof
NJADRE1560079558 | Administratively Determined Incentive Program | MANVILLE | 8835 | 6.375 | Residential | Behind the Meter | Yes | Power Energy Solutions, LLC | PSE&G |  | Accepted | 2025-07-14 | 2025-08-04 | 2026-08-04 | Solar Panels | Trina Solar | TSM-425NE09RC.05 |  | 0.425 | 2 | 282 | 16 |  | Fixed | Roof
NJADRE1560079558 | Administratively Determined Incentive Program | MANVILLE | 8835 | 6.375 | Residential | Behind the Meter | Yes | Power Energy Solutions, LLC | PSE&G |  | Accepted | 2025-07-14 | 2025-08-04 | 2026-08-04 | Inverters | SolarEdge | SE3800H-US | 3800 |  | 1 |  |  | 0.97 |  | Outdoor
NJADRE1560079558 | Administratively Determined Incentive Program | MANVILLE | 8835 | 6.375 | Residential | Behind the Meter | Yes | Power Energy Solutions, LLC | PSE&G |  | Accepted | 2025-07-14 | 2025-08-04 | 2026-08-04 | Solar Panels | Trina Solar | TSM-425NE09RC.05 |  | 0.425 | 3 | 102 | 35 |  | Fixed | Roof
NJADRE1560079558 | Administratively Determined Incentive Program | MANVILLE | 8835 | 6.375 | Residential | Behind the Meter | Yes | Power Energy Solutions, LLC | PSE&G |  | Accepted | 2025-07-14 | 2025-08-04 | 2026-08-04 | Solar Panels | Trina Solar | TSM-425NE09RC.05 |  | 0.425 | 2 | 102 | 35 |  | Fixed | Roof
NJADRE1560079558 | Administratively Determined Incentive Program | MANVILLE | 8835 | 6.375 | Residential | Behind the Meter | Yes | Power Energy Solutions, LLC | PSE&G |  | Accepted | 2025-07-14 | 2025-08-04 | 2026-08-04 | Solar Panels | Trina Solar | TSM-425NE09RC.05 |  | 0.425 | 8 | 282 | 35 |  | Fixed | Roof
NJADRE1560079566 | Administratively Determined Incentive Program | Cinnaminson | 8077 | 5.265 | Residential | Behind the Meter | Yes | Sunrun Installation Services, Inc. | PSE&G |  | Accepted | 2025-07-14 | 2025-08-03 | 2026-08-03 | Solar Panels | JA Solar | JAM54S31-405/MR |  | 0.405 | 5 | 323 | 40 |  | Fixed | Roof
NJADRE1560079566 | Administratively Determined Incentive Program | Cinnaminson | 8077 | 5.265 | Residential | Behind the Meter | Yes | Sunrun Installation Services, Inc. | PSE&G |  | Accepted | 2025-07-14 | 2025-08-03 | 2026-08-03 | Solar Panels | JA Solar | JAM54S31-405/MR |  | 0.405 | 4 | 233 | 40 |  | Fixed | Roof
NJADRE1560079566 | Administratively Determined Incentive Program | Cinnaminson | 8077 | 5.265 | Residential | Behind the Meter | Yes | Sunrun Installation Services, Inc. | PSE&G |  | Accepted | 2025-07-14 | 2025-08-03 | 2026-08-03 | Inverters | SolarEdge Technologies | SE3800H-USMN | 3800 |  | 1 |  |  | 0.99 |  | Outdoor | Next to meter
NJADRE1560079566 | Administratively Determined Incentive Program | Cinnaminson | 8077 | 5.265 | Residential | Behind the Meter | Yes | Sunrun Installation Services, Inc. | PSE&G |  | Accepted | 2025-07-14 | 2025-08-03 | 2026-08-03 | Solar Panels | JA Solar | JAM54S31-405/MR |  | 0.405 | 4 | 143 | 40 |  | Fixed | Roof
NJADRE1560079571 | Administratively Determined Incentive Program | Pine Hill | 8021 | 21.315 | Residential | Behind the Meter | Yes | SunnyMac, LLC | AC Electric |  | Accepted | 2025-07-14 | 2025-08-05 | 2026-08-05 | Solar Panels | HANWHA | Q.TRON BLK M-G2.H+ |  | 0.435 | 18 | 194 | 19 |  | Fixed | Roof
NJADRE1560079571 | Administratively Determined Incentive Program | Pine Hill | 8021 | 21.315 | Residential | Behind the Meter | Yes | SunnyMac, LLC | AC Electric |  | Accepted | 2025-07-14 | 2025-08-05 | 2026-08-05 | Inverters | SOLAREDGE HOME HUB | SE7600H-US | 7600 |  | 1 |  |  | 0.99 |  | Outdoor | next to meter
NJADRE1560079571 | Administratively Determined Incentive Program | Pine Hill | 8021 | 21.315 | Residential | Behind the Meter | Yes | SunnyMac, LLC | AC Electric |  | Accepted | 2025-07-14 | 2025-08-05 | 2026-08-05 | Solar Panels | HANWHA | Q.TRON BLK M-G2.H+ |  | 0.435 | 23 | 194 | 36 |  | Fixed | Roof
NJADRE1560079571 | Administratively Determined Incentive Program | Pine Hill | 8021 | 21.315 | Residential | Behind the Meter | Yes | SunnyMac, LLC | AC Electric |  | Accepted | 2025-07-14 | 2025-08-05 | 2026-08-05 | Solar Panels | HANWHA | Q.TRON BLK M-G2.H+ |  | 0.435 | 8 | 14 | 31 |  | Fixed | Roof
NJADRE1560079573 | Administratively Determined Incentive Program | EDISON | 8837 | 15.725 | Residential | Behind the Meter | Yes | Power Energy Solutions, LLC | PSE&G |  | Accepted | 2025-07-14 | 2025-08-04 | 2026-08-04 | Inverters | SolarEdge | SE10000H-US | 10 |  | 1 |  |  | 0.97 |  | Outdoor
NJADRE1560079573 | Administratively Determined Incentive Program | EDISON | 8837 | 15.725 | Residential | Behind the Meter | Yes | Power Energy Solutions, LLC | PSE&G |  | Accepted | 2025-07-14 | 2025-08-04 | 2026-08-04 | Solar Panels | Trina Solar | TSM-425NE09RC.05 |  | 0.425 | 12 | 280 | 19 |  | Fixed | Roof
NJADRE1560079573 | Administratively Determined Incentive Program | EDISON | 8837 | 15.725 | Residential | Behind the Meter | Yes | Power Energy Solutions, LLC | PSE&G |  | Accepted | 2025-07-14 | 2025-08-04 | 2026-08-04 | Solar Panels | Trina Solar | TSM-425NE09RC.05 |  | 0.425 | 9 | 100 | 19 |  | Fixed | Roof
NJADRE1560079573 | Administratively Determined Incentive Program | EDISON | 8837 | 15.725 | Residential | Behind the Meter | Yes | Power Energy Solutions, LLC | PSE&G |  | Accepted | 2025-07-14 | 2025-08-04 | 2026-08-04 | Solar Panels | Trina Solar | TSM-425NE09RC.05 |  | 0.425 | 4 | 190 | 34 |  | Fixed | Roof
NJADRE1560079573 | Administratively Determined Incentive Program | EDISON | 8837 | 15.725 | Residential | Behind the Meter | Yes | Power Energy Solutions, LLC | PSE&G |  | Accepted | 2025-07-14 | 2025-08-04 | 2026-08-04 | Solar Panels | Trina Solar | TSM-425NE09RC.05 |  | 0.425 | 12 | 10 | 34 |  | Fixed | Roof
NJADRE1560079579 | Administratively Determined Incentive Program | New Gretna | 8224 | 12.18 | Residential | Behind the Meter | Yes | SunnyMac, LLC | AC Electric |  | Accepted | 2025-07-14 | 2025-08-03 | 2026-08-03 | Solar Panels | HANWHA | Q.TRON BLK M-G2.H+ |  | 0.435 | 6 | 108 | 20 |  | Fixed | Roof
NJADRE1560079579 | Administratively Determined Incentive Program | New Gretna | 8224 | 12.18 | Residential | Behind the Meter | Yes | SunnyMac, LLC | AC Electric |  | Accepted | 2025-07-14 | 2025-08-03 | 2026-08-03 | Solar Panels | HANWHA | Q.TRON BLK M-G2.H+ |  | 0.435 | 5 | 150 | 20 |  | Fixed | Roof
NJADRE1560079579 | Administratively Determined Incentive Program | New Gretna | 8224 | 12.18 | Residential | Behind the Meter | Yes | SunnyMac, LLC | AC Electric |  | Accepted | 2025-07-14 | 2025-08-03 | 2026-08-03 | Solar Panels | HANWHA | Q.TRON BLK M-G2.H+ |  | 0.435 | 3 | 285 | 20 |  | Fixed | Roof
NJADRE1560079579 | Administratively Determined Incentive Program | New Gretna | 8224 | 12.18 | Residential | Behind the Meter | Yes | SunnyMac, LLC | AC Electric |  | Accepted | 2025-07-14 | 2025-08-03 | 2026-08-03 | Solar Panels | HANWHA | Q.TRON BLK M-G2.H+ |  | 0.435 | 7 | 240 | 20 |  | Fixed | Roof
NJADRE1560079579 | Administratively Determined Incentive Program | New Gretna | 8224 | 12.18 | Residential | Behind the Meter | Yes | SunnyMac, LLC | AC Electric |  | Accepted | 2025-07-14 | 2025-08-03 | 2026-08-03 | Inverters | SOLAREDGE | SE10000H-US | 10000 |  | 1 |  |  | 0.99 |  | Outdoor | next to meter
NJADRE1560079579 | Administratively Determined Incentive Program | New Gretna | 8224 | 12.18 | Residential | Behind the Meter | Yes | SunnyMac, LLC | AC Electric |  | Accepted | 2025-07-14 | 2025-08-03 | 2026-08-03 | Solar Panels | HANWHA | Q.TRON BLK M-G2.H+ |  | 0.435 | 7 | 193 | 20 |  | Fixed | Roof
NJADRE1560079584 | Administratively Determined Incentive Program | Woodstown | 8098 | 13.94 | Residential | Behind the Meter | Yes | Sunrun Installation Services, Inc. | AC Electric |  | Accepted | 2025-07-14 | 2025-08-03 | 2026-08-03 | Inverters | TESLA | Powerwall 3 1707000-xx-y | 11500 |  | 1 |  |  | 0.97 |  | Outdoor | Next to meter
NJADRE1560079584 | Administratively Determined Incentive Program | Woodstown | 8098 | 13.94 | Residential | Behind the Meter | Yes | Sunrun Installation Services, Inc. | AC Electric |  | Accepted | 2025-07-14 | 2025-08-03 | 2026-08-03 | Electric Storage Battery | TESLA | Powerwall 3 1707000-xx-y |  |  | 1 |  |  |  | Lithium Ion |  | OUTSIDE
NJADRE1560079584 | Administratively Determined Incentive Program | Woodstown | 8098 | 13.94 | Residential | Behind the Meter | Yes | Sunrun Installation Services, Inc. | AC Electric |  | Accepted | 2025-07-14 | 2025-08-03 | 2026-08-03 | Solar Panels | Hanwha Q-Cells | Q.PEAK DUO BLK ML-G10.C+ 410 (MD06G100A-017) |  | 0.41 | 25 | 273 | 27 |  | Fixed | Roof
NJADRE1560079584 | Administratively Determined Incentive Program | Woodstown | 8098 | 13.94 | Residential | Behind the Meter | Yes | Sunrun Installation Services, Inc. | AC Electric |  | Accepted | 2025-07-14 | 2025-08-03 | 2026-08-03 | Solar Panels | Hanwha Q-Cells | Q.PEAK DUO BLK ML-G10.C+ 410 (MD06G100A-017) |  | 0.41 | 9 | 93 | 27 |  | Fixed | Roof
NJADRE1560079590 | Administratively Determined Incentive Program | Phillipsburg | 8865 | 11.89 | Residential | Behind the Meter | Yes | Trinity Solar, LLC | JCP&L |  | Accepted | 2025-07-14 | 2025-08-03 | 2026-08-03 | Solar Panels | Hanwha | Q.PEAK DUO BLK ML-G10+ 410 |  | 0.41 | 14 | 140 | 15 |  | Fixed | Roof
NJADRE1560079590 | Administratively Determined Incentive Program | Phillipsburg | 8865 | 11.89 | Residential | Behind the Meter | Yes | Trinity Solar, LLC | JCP&L |  | Accepted | 2025-07-14 | 2025-08-03 | 2026-08-03 | Solar Panels | Hanwha | Q.PEAK DUO BLK ML-G10+ 410 |  | 0.41 | 15 | 320 | 14 |  | Fixed | Roof
NJADRE1560079590 | Administratively Determined Incentive Program | Phillipsburg | 8865 | 11.89 | Residential | Behind the Meter | Yes | Trinity Solar, LLC | JCP&L |  | Accepted | 2025-07-14 | 2025-08-03 | 2026-08-03 | Inverters | Solar Edge | USE10000H-US | 10000 |  | 1 |  |  | 0.97 |  | Outside
NJADRE1560079598 | Administratively Determined Incentive Program | GREENWICH TOWNSHIP | 8027 | 8.7 | Residential | Behind the Meter | Yes | SunnyMac, LLC | AC Electric |  | Accepted | 2025-07-14 | 2025-08-04 | 2026-08-04 | Inverters | SOLAREDGE ENERGY HUB | SE5700H-US | 5760 |  | 1 |  |  | 0.99 |  | Outdoor | next to meter
NJADRE1560079598 | Administratively Determined Incentive Program | GREENWICH TOWNSHIP | 8027 | 8.7 | Residential | Behind the Meter | Yes | SunnyMac, LLC | AC Electric |  | Accepted | 2025-07-14 | 2025-08-04 | 2026-08-04 | Solar Panels | HANWHA | Q.TRON BLK M-G2.H+ |  | 0.435 | 14 | 91 | 21 |  | Fixed | Roof
NJADRE1560079598 | Administratively Determined Incentive Program | GREENWICH TOWNSHIP | 8027 | 8.7 | Residential | Behind the Meter | Yes | SunnyMac, LLC | AC Electric |  | Accepted | 2025-07-14 | 2025-08-04 | 2026-08-04 | Solar Panels | HANWHA | Q.TRON BLK M-G2.H+ |  | 0.435 | 6 | 271 | 21 |  | Fixed | Roof
NJADRE1560079598 | Administratively Determined Incentive Program | GREENWICH TOWNSHIP | 8027 | 8.7 | Residential | Behind the Meter | Yes | SunnyMac, LLC | AC Electric |  | Accepted | 2025-07-14 | 2025-08-04 | 2026-08-04 | Meters | SOLAREDGE HOME HUB | SE-RGMTR-1D-240C-B |  |  | 1 |  |  |  | Yes | Outdoor
NJADRE1560079600 | Administratively Determined Incentive Program | PLEASANTVILLE | 8232 | 8.17 | Residential | Behind the Meter | Yes | Sustainable Energy Systems, LLC | AC Electric |  | Accepted | 2025-07-25 | 2025-08-21 | 2026-08-21 | Solar Panels | SEG Solar | SEG-430-BTD-BG |  | 0.43 | 5 | 204 | 18 |  | Fixed | Roof
NJADRE1560079600 | Administratively Determined Incentive Program | PLEASANTVILLE | 8232 | 8.17 | Residential | Behind the Meter | Yes | Sustainable Energy Systems, LLC | AC Electric |  | Accepted | 2025-07-25 | 2025-08-21 | 2026-08-21 | Inverters | SolarEdge Technologies | SE7600H-US | 8 |  | 1 |  |  | 0.99 |  | Outside
NJADRE1560079600 | Administratively Determined Incentive Program | PLEASANTVILLE | 8232 | 8.17 | Residential | Behind the Meter | Yes | Sustainable Energy Systems, LLC | AC Electric |  | Accepted | 2025-07-25 | 2025-08-21 | 2026-08-21 | Solar Panels | SEG Solar | SEG-430-BTD-BG |  | 0.43 | 4 | 205 | 30 |  | Fixed | Roof
NJADRE1560079600 | Administratively Determined Incentive Program | PLEASANTVILLE | 8232 | 8.17 | Residential | Behind the Meter | Yes | Sustainable Energy Systems, LLC | AC Electric |  | Accepted | 2025-07-25 | 2025-08-21 | 2026-08-21 | Solar Panels | SEG Solar | SEG-430-BTD-BG |  | 0.43 | 4 | 205 | 30 |  | Fixed | Roof
NJADRE1560079600 | Administratively Determined Incentive Program | PLEASANTVILLE | 8232 | 8.17 | Residential | Behind the Meter | Yes | Sustainable Energy Systems, LLC | AC Electric |  | Accepted | 2025-07-25 | 2025-08-21 | 2026-08-21 | Solar Panels | SEG Solar | SEG-430-BTD-BG |  | 0.43 | 5 | 24 | 18 |  | Fixed | Roof
NJADRE1560079600 | Administratively Determined Incentive Program | PLEASANTVILLE | 8232 | 8.17 | Residential | Behind the Meter | Yes | Sustainable Energy Systems, LLC | AC Electric |  | Accepted | 2025-07-25 | 2025-08-21 | 2026-08-21 | Solar Panels | SEG Solar | SEG-430-BTD-BG |  | 0.43 | 1 | 115 | 34 |  | Fixed | Roof
NJADRE1560079611 | Administratively Determined Incentive Program | TEANECK | 7666 | 7.395 | Residential | Behind the Meter | Yes | SunnyMac, LLC | PSE&G |  | Accepted | 2025-07-14 | 2025-08-04 | 2026-08-04 | Inverters | SOLAREDGE HOME HUB | SE5700H-US | 5760 |  | 1 |  |  | 0.99 |  | Outdoor | next to meter
NJADRE1560079611 | Administratively Determined Incentive Program | TEANECK | 7666 | 7.395 | Residential | Behind the Meter | Yes | SunnyMac, LLC | PSE&G |  | Accepted | 2025-07-14 | 2025-08-04 | 2026-08-04 | Solar Panels | HANWHA | Q.TRON BLK M-G2.H+ |  | 0.435 | 8 | 205 | 40 |  | Fixed | Roof
NJADRE1560079611 | Administratively Determined Incentive Program | TEANECK | 7666 | 7.395 | Residential | Behind the Meter | Yes | SunnyMac, LLC | PSE&G |  | Accepted | 2025-07-14 | 2025-08-04 | 2026-08-04 | Solar Panels | HANWHA | Q.TRON BLK M-G2.H+ |  | 0.435 | 6 | 25 | 40 |  | Fixed | Roof
NJADRE1560079611 | Administratively Determined Incentive Program | TEANECK | 7666 | 7.395 | Residential | Behind the Meter | Yes | SunnyMac, LLC | PSE&G |  | Accepted | 2025-07-14 | 2025-08-04 | 2026-08-04 | Solar Panels | HANWHA | Q.TRON BLK M-G2.H+ |  | 0.435 | 3 | 205 | 40 |  | Fixed | Roof
NJADRE1560079614 | Administratively Determined Incentive Program | LONG BRANCH | 7740 | 18.275 | Residential | Behind the Meter | Yes | Whitman Construction, LLC | JCP&L |  | Accepted | 2025-07-14 | 2025-08-04 | 2026-08-04 | Solar Panels | JINKO SOLAR | JKM425N-54HL4-B |  | 0.425 | 10 | 76 | 24 |  | Fixed | Roof
NJADRE1560079614 | Administratively Determined Incentive Program | LONG BRANCH | 7740 | 18.275 | Residential | Behind the Meter | Yes | Whitman Construction, LLC | JCP&L |  | Accepted | 2025-07-14 | 2025-08-04 | 2026-08-04 | Solar Panels | JINKO SOLAR | JKM425N-54HL4-B |  | 0.425 | 25 | 256 | 24 |  | Fixed | Roof
NJADRE1560079614 | Administratively Determined Incentive Program | LONG BRANCH | 7740 | 18.275 | Residential | Behind the Meter | Yes | Whitman Construction, LLC | JCP&L |  | Accepted | 2025-07-14 | 2025-08-04 | 2026-08-04 | Solar Panels | JINKO SOLAR | JKM425N-54HL4-B |  | 0.425 | 3 | 76 | 24 |  | Fixed | Roof
NJADRE1560079614 | Administratively Determined Incentive Program | LONG BRANCH | 7740 | 18.275 | Residential | Behind the Meter | Yes | Whitman Construction, LLC | JCP&L |  | Accepted | 2025-07-14 | 2025-08-04 | 2026-08-04 | Inverters | ENPHASE | IQ8PLUS-72-2-US | 290 |  | 43 |  |  | 0.975 |  | Outdoor
NJADRE1560079614 | Administratively Determined Incentive Program | LONG BRANCH | 7740 | 18.275 | Residential | Behind the Meter | Yes | Whitman Construction, LLC | JCP&L |  | Accepted | 2025-07-14 | 2025-08-04 | 2026-08-04 | Solar Panels | JINKO SOLAR | JKM425N-54HL4-B |  | 0.425 | 5 | 256 | 25 |  | Fixed | Roof
NJADRE1560079618 | Administratively Determined Incentive Program | Elizabeth | 7201 | 13.77 | Residential | Behind the Meter | Yes | Sunrun Installation Services, Inc. | PSE&G |  | Accepted | 2025-07-14 | 2025-08-04 | 2026-08-04 | Solar Panels | JA SOLAR | JAM54S31-405/MR |  | 0.405 | 13 | 233 | 17 |  | Fixed | Roof
NJADRE1560079618 | Administratively Determined Incentive Program | Elizabeth | 7201 | 13.77 | Residential | Behind the Meter | Yes | Sunrun Installation Services, Inc. | PSE&G |  | Accepted | 2025-07-14 | 2025-08-04 | 2026-08-04 | Solar Panels | JA SOLAR | JAM54S31-405/MR |  | 0.405 | 12 | 54 | 19 |  | Fixed | Roof
NJADRE1560079618 | Administratively Determined Incentive Program | Elizabeth | 7201 | 13.77 | Residential | Behind the Meter | Yes | Sunrun Installation Services, Inc. | PSE&G |  | Accepted | 2025-07-14 | 2025-08-04 | 2026-08-04 | Solar Panels | JA SOLAR | JAM54S31-405/MR |  | 0.405 | 5 | 323 | 18 |  | Fixed | Roof
NJADRE1560079618 | Administratively Determined Incentive Program | Elizabeth | 7201 | 13.77 | Residential | Behind the Meter | Yes | Sunrun Installation Services, Inc. | PSE&G |  | Accepted | 2025-07-14 | 2025-08-04 | 2026-08-04 | Solar Panels | JA SOLAR | JAM54S31-405/MR |  | 0.405 | 4 | 144 | 18 |  | Fixed | Roof
NJADRE1560079618 | Administratively Determined Incentive Program | Elizabeth | 7201 | 13.77 | Residential | Behind the Meter | Yes | Sunrun Installation Services, Inc. | PSE&G |  | Accepted | 2025-07-14 | 2025-08-04 | 2026-08-04 | Inverters | SOLAREDGE TECHNOLOGIES | SE10000H-USMN | 10000 |  | 1 |  |  | 0.99 |  | Outside
NJADRE1560079627 | Administratively Determined Incentive Program | WHARTON | 7885 | 12.18 | Residential | Behind the Meter | Yes | Integrity Solar & Home Solutions, LLC | JCP&L |  | Accepted | 2025-07-14 | 2025-08-08 | 2026-08-08 | Solar Panels | Q CELLS | Q.TRON BLK M-G2H+ 435 |  | 0.435 | 15 | 275 | 29 |  | Fixed | Roof
NJADRE1560079627 | Administratively Determined Incentive Program | WHARTON | 7885 | 12.18 | Residential | Behind the Meter | Yes | Integrity Solar & Home Solutions, LLC | JCP&L |  | Accepted | 2025-07-14 | 2025-08-08 | 2026-08-08 | Solar Panels | Q CELLS | Q.TRON BLK M-G2H+ 435 |  | 0.435 | 3 | 95 | 29 |  | Fixed | Roof
NJADRE1560079627 | Administratively Determined Incentive Program | WHARTON | 7885 | 12.18 | Residential | Behind the Meter | Yes | Integrity Solar & Home Solutions, LLC | JCP&L |  | Accepted | 2025-07-14 | 2025-08-08 | 2026-08-08 | Solar Panels | Q CELLS | Q.TRON BLK M-G2H+ 435 |  | 0.435 | 2 | 5 | 29 |  | Fixed | Roof
NJADRE1560079627 | Administratively Determined Incentive Program | WHARTON | 7885 | 12.18 | Residential | Behind the Meter | Yes | Integrity Solar & Home Solutions, LLC | JCP&L |  | Accepted | 2025-07-14 | 2025-08-08 | 2026-08-08 | Inverters | ENPHASE | IQ8HC | 380 |  | 28 |  |  | 0.98 |  | Other | UNDER EACH PANEL
NJADRE1560079627 | Administratively Determined Incentive Program | WHARTON | 7885 | 12.18 | Residential | Behind the Meter | Yes | Integrity Solar & Home Solutions, LLC | JCP&L |  | Accepted | 2025-07-14 | 2025-08-08 | 2026-08-08 | Solar Panels | Q CELLS | Q.TRON BLK M-G2H+ 435 |  | 0.435 | 8 | 95 | 29 |  | Fixed | Roof
NJADRE1560079629 | Administratively Determined Incentive Program | CAPE MAY COURT HOUSE | 8210 | 12.555 | Residential | Behind the Meter | Yes | Solar Energy World | AC Electric |  | Accepted | 2025-07-14 | 2025-08-04 | 2026-08-04 | Inverters | Enphase | IQ8HC-72-M-DOM-US | 384 |  | 31 |  |  | 0.97 |  | Outside
NJADRE1560079629 | Administratively Determined Incentive Program | CAPE MAY COURT HOUSE | 8210 | 12.555 | Residential | Behind the Meter | Yes | Solar Energy World | AC Electric |  | Accepted | 2025-07-14 | 2025-08-04 | 2026-08-04 | Solar Panels | LONGi | LR5-54HPB-405M |  | 0.405 | 31 | 299 | 26 |  | Fixed | Roof
NJADRE1560079650 | Administratively Determined Incentive Program | SICKLERVILLE | 8081 | 8.2 | Residential | Behind the Meter | Yes | Trinity Solar, LLC | AC Electric |  | Accepted | 2025-07-14 | 2025-08-04 | 2026-08-04 | Solar Panels | HANWHA | Q.PEAK DUO BLK ML-G10+410 |  | 0.41 | 11 | 123 | 19 |  | Fixed | Roof
NJADRE1560079650 | Administratively Determined Incentive Program | SICKLERVILLE | 8081 | 8.2 | Residential | Behind the Meter | Yes | Trinity Solar, LLC | AC Electric |  | Accepted | 2025-07-14 | 2025-08-04 | 2026-08-04 | Inverters | SOLAREDGE | SE7600H-US | 7600 |  | 1 |  |  | 0.97 |  | Outside
NJADRE1560079650 | Administratively Determined Incentive Program | SICKLERVILLE | 8081 | 8.2 | Residential | Behind the Meter | Yes | Trinity Solar, LLC | AC Electric |  | Accepted | 2025-07-14 | 2025-08-04 | 2026-08-04 | Solar Panels | HANWHA | Q.PEAK DUO BLK ML-G10+410 |  | 0.41 | 9 | 303 | 19 |  | Fixed | Roof
NJADRE1560079659 | Administratively Determined Incentive Program | Montclair | 7042 | 8.91 | Residential | Behind the Meter | Yes | Sunrun Installation Services, Inc. | PSE&G |  | Accepted | 2025-07-14 | 2025-08-04 | 2026-08-04 | Solar Panels | JA SOLAR | JAM54S31-405/MR |  | 0.405 | 10 | 286 | 40 |  | Fixed | Roof
NJADRE1560079659 | Administratively Determined Incentive Program | Montclair | 7042 | 8.91 | Residential | Behind the Meter | Yes | Sunrun Installation Services, Inc. | PSE&G |  | Accepted | 2025-07-14 | 2025-08-04 | 2026-08-04 | Solar Panels | JA SOLAR | JAM54S31-405/MR |  | 0.405 | 2 | 16 | 24 |  | Fixed | Roof
NJADRE1560079659 | Administratively Determined Incentive Program | Montclair | 7042 | 8.91 | Residential | Behind the Meter | Yes | Sunrun Installation Services, Inc. | PSE&G |  | Accepted | 2025-07-14 | 2025-08-04 | 2026-08-04 | Inverters | SOLAREDGE TECHNOLOGIES | SE7600H-USMN | 7600 |  | 1 |  |  | 0.99 |  | Outside
NJADRE1560079659 | Administratively Determined Incentive Program | Montclair | 7042 | 8.91 | Residential | Behind the Meter | Yes | Sunrun Installation Services, Inc. | PSE&G |  | Accepted | 2025-07-14 | 2025-08-04 | 2026-08-04 | Solar Panels | JA SOLAR | JAM54S31-405/MR |  | 0.405 | 6 | 106 | 40 |  | Fixed | Roof
NJADRE1560079659 | Administratively Determined Incentive Program | Montclair | 7042 | 8.91 | Residential | Behind the Meter | Yes | Sunrun Installation Services, Inc. | PSE&G |  | Accepted | 2025-07-14 | 2025-08-04 | 2026-08-04 | Solar Panels | JA SOLAR | JAM54S31-405/MR |  | 0.405 | 2 | 17 | 24 |  | Fixed | Roof
NJADRE1560079659 | Administratively Determined Incentive Program | Montclair | 7042 | 8.91 | Residential | Behind the Meter | Yes | Sunrun Installation Services, Inc. | PSE&G |  | Accepted | 2025-07-14 | 2025-08-04 | 2026-08-04 | Solar Panels | JA SOLAR | JAM54S31-405/MR |  | 0.405 | 2 | 196 | 24 |  | Fixed | Roof
NJADRE1560079663 | Administratively Determined Incentive Program | SOUTH HACKENSACK | 7606 | 8.7 | Residential | Behind the Meter | Yes | SunnyMac, LLC | PSE&G |  | Accepted | 2025-07-14 | 2025-08-04 | 2026-08-04 | Solar Panels | HANWHA | Q.TRON BLK M-G2+ |  | 0.435 | 14 | 188 | 23 |  | Fixed | Roof
NJADRE1560079663 | Administratively Determined Incentive Program | SOUTH HACKENSACK | 7606 | 8.7 | Residential | Behind the Meter | Yes | SunnyMac, LLC | PSE&G |  | Accepted | 2025-07-14 | 2025-08-04 | 2026-08-04 | Solar Panels | HANWHA | Q.TRON BLK M-G2+ |  | 0.435 | 6 | 98 | 23 |  | Fixed | Roof
NJADRE1560079663 | Administratively Determined Incentive Program | SOUTH HACKENSACK | 7606 | 8.7 | Residential | Behind the Meter | Yes | SunnyMac, LLC | PSE&G |  | Accepted | 2025-07-14 | 2025-08-04 | 2026-08-04 | Inverters | SOLAREDGE ENERGY HUB | SE5700H-US | 5760 |  | 1 |  |  | 0.99 |  | Outdoor | next to meter
NJADRE1560079663 | Administratively Determined Incentive Program | SOUTH HACKENSACK | 7606 | 8.7 | Residential | Behind the Meter | Yes | SunnyMac, LLC | PSE&G |  | Accepted | 2025-07-14 | 2025-08-04 | 2026-08-04 | Meters | SOLAREDGE HOME HUB | SE-RGMTR-1D-240C-B |  |  | 1 |  |  |  | Yes | Outdoor
NJADRE1560079673 | Administratively Determined Incentive Program | SICKLERVILLE | 8081 | 8.5 | Residential | Behind the Meter | Yes | Power Energy Solutions, LLC | AC Electric |  | Accepted | 2025-07-14 | 2025-08-04 | 2026-08-04 | Solar Panels | Trina Solar | TSM-425NE09RC.05 |  | 0.425 | 13 | 128 | 22 |  | Fixed | Roof
NJADRE1560079673 | Administratively Determined Incentive Program | SICKLERVILLE | 8081 | 8.5 | Residential | Behind the Meter | Yes | Power Energy Solutions, LLC | AC Electric |  | Accepted | 2025-07-14 | 2025-08-04 | 2026-08-04 | Solar Panels | Trina Solar | TSM-425NE09RC.05 |  | 0.425 | 7 | 218 | 23 |  | Fixed | Roof
NJADRE1560079673 | Administratively Determined Incentive Program | SICKLERVILLE | 8081 | 8.5 | Residential | Behind the Meter | Yes | Power Energy Solutions, LLC | AC Electric |  | Accepted | 2025-07-14 | 2025-08-04 | 2026-08-04 | Inverters | SolarEdge | SE5700H-US | 5760 |  | 1 |  |  | 0.97 |  | Outdoor
NJADRE1560079699 | Administratively Determined Incentive Program | BELLEVILLE | 7109 | 7.38 | Residential | Behind the Meter | Yes | Pro Custom Solar dba Momentum Solar | PSE&G |  | Accepted | 2025-07-14 | 2025-08-05 | 2026-08-05 | Inverters | ENPHASE | IQ8HC-72-M-DOM-US | 380 |  | 18 |  |  | 0.97 |  | Outdoor
NJADRE1560079699 | Administratively Determined Incentive Program | BELLEVILLE | 7109 | 7.38 | Residential | Behind the Meter | Yes | Pro Custom Solar dba Momentum Solar | PSE&G |  | Accepted | 2025-07-14 | 2025-08-05 | 2026-08-05 | Solar Panels | HANWHA | q.peak duo blk-g10+410 |  | 0.41 | 4 | 21 | 29 |  | Fixed | Roof
NJADRE1560079699 | Administratively Determined Incentive Program | BELLEVILLE | 7109 | 7.38 | Residential | Behind the Meter | Yes | Pro Custom Solar dba Momentum Solar | PSE&G |  | Accepted | 2025-07-14 | 2025-08-05 | 2026-08-05 | Solar Panels | HANWHA | q.peak duo blk-g10+410 |  | 0.41 | 8 | 291 | 41 |  | Fixed | Roof
NJADRE1560079699 | Administratively Determined Incentive Program | BELLEVILLE | 7109 | 7.38 | Residential | Behind the Meter | Yes | Pro Custom Solar dba Momentum Solar | PSE&G |  | Accepted | 2025-07-14 | 2025-08-05 | 2026-08-05 | Solar Panels | HANWHA | q.peak duo blk-g10+410 |  | 0.41 | 6 | 201 | 28 |  | Fixed | Roof
NJADRE1560079701 | Administratively Determined Incentive Program | Pennsauken Twp | 8109 | 12.18 | Residential | Behind the Meter | Yes | SunnyMac, LLC | PSE&G |  | Accepted | 2025-07-14 | 2025-08-04 | 2026-08-04 | Inverters | SOLAREDGE | SE7600H-US | 7600 |  | 1 |  |  | 0.99 |  | Outdoor | next to meter
NJADRE1560079701 | Administratively Determined Incentive Program | Pennsauken Twp | 8109 | 12.18 | Residential | Behind the Meter | Yes | SunnyMac, LLC | PSE&G |  | Accepted | 2025-07-14 | 2025-08-04 | 2026-08-04 | Solar Panels | HANWHA | Q.TRON BLK M-G2.H+ |  | 0.435 | 13 | 241 | 26 |  | Fixed | Roof
NJADRE1560079701 | Administratively Determined Incentive Program | Pennsauken Twp | 8109 | 12.18 | Residential | Behind the Meter | Yes | SunnyMac, LLC | PSE&G |  | Accepted | 2025-07-14 | 2025-08-04 | 2026-08-04 | Solar Panels | HANWHA | Q.TRON BLK M-G2.H+ |  | 0.435 | 15 | 61 | 26 |  | Fixed | Roof
NJADRE1560079701 | Administratively Determined Incentive Program | Pennsauken Twp | 8109 | 12.18 | Residential | Behind the Meter | Yes | SunnyMac, LLC | PSE&G |  | Accepted | 2025-07-14 | 2025-08-04 | 2026-08-04 | Meters | SOLAREDGE | SE-RGMTR-1D-240C-C |  |  | 1 |  |  |  | Yes | Outdoor
NJADRE1560079709 | Administratively Determined Incentive Program | Westville | 8093 | 10.125 | Residential | Behind the Meter | Yes | Solar Energy World | PSE&G |  | Accepted | 2025-07-14 | 2025-08-04 | 2026-08-04 | Solar Panels | LONGi | LR5-54HPB-405M |  | 0.405 | 6 | 232 | 38 |  | Fixed | Roof
NJADRE1560079709 | Administratively Determined Incentive Program | Westville | 8093 | 10.125 | Residential | Behind the Meter | Yes | Solar Energy World | PSE&G |  | Accepted | 2025-07-14 | 2025-08-04 | 2026-08-04 | Inverters | Enphase | IQ8HC-72-M-DOM-US | 384 |  | 25 |  |  | 0.97 |  | Outside
NJADRE1560079709 | Administratively Determined Incentive Program | Westville | 8093 | 10.125 | Residential | Behind the Meter | Yes | Solar Energy World | PSE&G |  | Accepted | 2025-07-14 | 2025-08-04 | 2026-08-04 | Solar Panels | LONGi | LR5-54HPB-405M |  | 0.405 | 6 | 232 | 16 |  | Fixed | Roof
NJADRE1560079709 | Administratively Determined Incentive Program | Westville | 8093 | 10.125 | Residential | Behind the Meter | Yes | Solar Energy World | PSE&G |  | Accepted | 2025-07-14 | 2025-08-04 | 2026-08-04 | Solar Panels | LONGi | LR5-54HPB-405M |  | 0.405 | 13 | 52 | 38 |  | Fixed | Roof
NJADRE1560079710 | Administratively Determined Incentive Program | Kearny | 7032 | 3.28 | Residential | Behind the Meter | Yes | Trinity Solar, LLC | PSE&G |  | Accepted | 2025-07-14 | 2025-08-04 | 2026-08-04 | Inverters | TESLA 3.8kW (PV ONLY) | TESLA 3.8kW (PV ONLY) | 3800 |  | 1 |  |  | 0.97 |  | Outside
NJADRE1560079710 | Administratively Determined Incentive Program | Kearny | 7032 | 3.28 | Residential | Behind the Meter | Yes | Trinity Solar, LLC | PSE&G |  | Accepted | 2025-07-14 | 2025-08-04 | 2026-08-04 | Solar Panels | HANWHA 410 (Q.PEAK DUO BLK ML-G10+410) | HANWHA 410 (Q.PEAK DUO BLK ML-G10+410) |  | 0.41 | 8 | 116 | 40 |  | Fixed | Roof
NJADRE1560079717 | Administratively Determined Incentive Program | Pennsauken | 8110 | 6.885 | Residential | Behind the Meter | Yes | Sunrun Installation Services, Inc. | PSE&G |  | Accepted | 2025-07-14 | 2025-08-04 | 2026-08-04 | Inverters | SolarEdge Technologies | SE5700H-USMN | 5760 |  | 1 |  |  | 0.99 |  | Outdoor | Next to meter
NJADRE1560079717 | Administratively Determined Incentive Program | Pennsauken | 8110 | 6.885 | Residential | Behind the Meter | Yes | Sunrun Installation Services, Inc. | PSE&G |  | Accepted | 2025-07-14 | 2025-08-04 | 2026-08-04 | Solar Panels | JA Solar | JAM54S31-405/MR |  | 0.405 | 7 | 329 | 14 |  | Fixed | Roof
NJADRE1560079717 | Administratively Determined Incentive Program | Pennsauken | 8110 | 6.885 | Residential | Behind the Meter | Yes | Sunrun Installation Services, Inc. | PSE&G |  | Accepted | 2025-07-14 | 2025-08-04 | 2026-08-04 | Solar Panels | JA Solar | JAM54S31-405/MR |  | 0.405 | 10 | 150 | 40 |  | Fixed | Roof
NJADRE1560079721 | Administratively Determined Incentive Program | Mays Landing | 8330 | 16.6 | Residential | Behind the Meter | Yes | Big Wave Roofing and Solar, LLC | AC Electric |  | Accepted | 2025-07-14 | 2025-08-04 | 2026-08-04 | Solar Panels | Q cells | Q.PEAK DUO BLK ML-G10.C+415w |  | 0.415 | 21 | 291 | 20 |  | Fixed | Roof
NJADRE1560079721 | Administratively Determined Incentive Program | Mays Landing | 8330 | 16.6 | Residential | Behind the Meter | Yes | Big Wave Roofing and Solar, LLC | AC Electric |  | Accepted | 2025-07-14 | 2025-08-04 | 2026-08-04 | Inverters | Enphase | ENPHASE IQ8HC-72-M-DOM-US | 371 |  | 40 |  |  | 0.97 |  | Outdoor
NJADRE1560079721 | Administratively Determined Incentive Program | Mays Landing | 8330 | 16.6 | Residential | Behind the Meter | Yes | Big Wave Roofing and Solar, LLC | AC Electric |  | Accepted | 2025-07-14 | 2025-08-04 | 2026-08-04 | Solar Panels | Q cells | Q.PEAK DUO BLK ML-G10.C+415w |  | 0.415 | 19 | 112 | 20 |  | Fixed | Roof
NJADRE1560079725 | Administratively Determined Incentive Program | Beverly | 8010 | 13.485 | Residential | Behind the Meter | Yes | SunnyMac, LLC | PSE&G |  | Accepted | 2025-07-14 | 2025-08-04 | 2026-08-04 | Inverters | SOLAREDGE HOME HUB | SE10000H-US | 10000 |  | 1 |  |  | 0.99 |  | Outdoor | next to meter
NJADRE1560079725 | Administratively Determined Incentive Program | Beverly | 8010 | 13.485 | Residential | Behind the Meter | Yes | SunnyMac, LLC | PSE&G |  | Accepted | 2025-07-14 | 2025-08-04 | 2026-08-04 | Solar Panels | HANWHA | Q.TRON BLK M-G2.H+ |  | 0.435 | 20 | 145 | 23 |  | Fixed | Roof
NJADRE1560079725 | Administratively Determined Incentive Program | Beverly | 8010 | 13.485 | Residential | Behind the Meter | Yes | SunnyMac, LLC | PSE&G |  | Accepted | 2025-07-14 | 2025-08-04 | 2026-08-04 | Solar Panels | HANWHA | Q.TRON BLK M-G2.H+ |  | 0.435 | 11 | 325 | 23 |  | Fixed | Roof
NJADRE1560079740 | Administratively Determined Incentive Program | Berlin | 8009 | 10.44 | Residential | Behind the Meter | Yes | SunnyMac, LLC | AC Electric |  | Accepted | 2025-07-14 | 2025-08-04 | 2026-08-04 | Solar Panels | HANWHA | Q.TRON BLK M-G2.H+ |  | 0.435 | 20 | 220 | 45 |  | Fixed | Roof
NJADRE1560079740 | Administratively Determined Incentive Program | Berlin | 8009 | 10.44 | Residential | Behind the Meter | Yes | SunnyMac, LLC | AC Electric |  | Accepted | 2025-07-14 | 2025-08-04 | 2026-08-04 | Inverters | SOLAREDGE HOME HUB | SE7600H-US | 7600 |  | 1 |  |  | 0.99 |  | Outdoor | next to meter
NJADRE1560079740 | Administratively Determined Incentive Program | Berlin | 8009 | 10.44 | Residential | Behind the Meter | Yes | SunnyMac, LLC | AC Electric |  | Accepted | 2025-07-14 | 2025-08-04 | 2026-08-04 | Solar Panels | HANWHA | Q.TRON BLK M-G2.H+ |  | 0.435 | 4 | 40 | 20 |  | Fixed | Roof
NJADRE1560079740 | Administratively Determined Incentive Program | Berlin | 8009 | 10.44 | Residential | Behind the Meter | Yes | SunnyMac, LLC | AC Electric |  | Accepted | 2025-07-14 | 2025-08-04 | 2026-08-04 | Meters | SOLAREDGE HOME HUB | SE-RGMTR-1D-240C-B |  |  | 1 |  |  |  | Yes | Outdoor
NJADRE1560079757 | Administratively Determined Incentive Program | Irvington | 7111 | 7.38 | Residential | Behind the Meter | Yes | Trinity Solar, LLC | PSE&G |  | Accepted | 2025-07-14 | 2025-08-04 | 2026-08-04 | Solar Panels | HANWHA 410 (Q.PEAK DUO BLK ML-G10+410) | HANWHA 410 (Q.PEAK DUO BLK ML-G10+410) |  | 0.41 | 10 | 191 | 12 |  | Fixed | Roof
NJADRE1560079757 | Administratively Determined Incentive Program | Irvington | 7111 | 7.38 | Residential | Behind the Meter | Yes | Trinity Solar, LLC | PSE&G |  | Accepted | 2025-07-14 | 2025-08-04 | 2026-08-04 | Inverters | SOLAREDGE | SE5700H-US | 5700 |  | 1 |  |  | 0.97 |  | Outside
NJADRE1560079757 | Administratively Determined Incentive Program | Irvington | 7111 | 7.38 | Residential | Behind the Meter | Yes | Trinity Solar, LLC | PSE&G |  | Accepted | 2025-07-14 | 2025-08-04 | 2026-08-04 | Solar Panels | HANWHA 410 (Q.PEAK DUO BLK ML-G10+410) | HANWHA 410 (Q.PEAK DUO BLK ML-G10+410) |  | 0.41 | 8 | 11 | 12 |  | Fixed | Roof
NJADRE1560079758 | Administratively Determined Incentive Program | Villas | 8251 | 8.2 | Residential | Behind the Meter | Yes | Trinity Solar, LLC | AC Electric |  | Accepted | 2025-07-14 | 2025-08-04 | 2026-08-04 | Inverters | Solar Edge | USE7600H-US | 7600 |  | 1 |  |  | 0.97 |  | Outside
NJADRE1560079758 | Administratively Determined Incentive Program | Villas | 8251 | 8.2 | Residential | Behind the Meter | Yes | Trinity Solar, LLC | AC Electric |  | Accepted | 2025-07-14 | 2025-08-04 | 2026-08-04 | Solar Panels | Hanwha | Q.PEAK DUO BLK ML-G10+ 410 |  | 0.41 | 3 | 133 | 24 |  | Fixed | Roof
NJADRE1560079758 | Administratively Determined Incentive Program | Villas | 8251 | 8.2 | Residential | Behind the Meter | Yes | Trinity Solar, LLC | AC Electric |  | Accepted | 2025-07-14 | 2025-08-04 | 2026-08-04 | Solar Panels | Hanwha | Q.PEAK DUO BLK ML-G10+ 410 |  | 0.41 | 10 | 313 | 20 |  | Fixed | Roof
NJADRE1560079758 | Administratively Determined Incentive Program | Villas | 8251 | 8.2 | Residential | Behind the Meter | Yes | Trinity Solar, LLC | AC Electric |  | Accepted | 2025-07-14 | 2025-08-04 | 2026-08-04 | Solar Panels | Hanwha | Q.PEAK DUO BLK ML-G10+ 410 |  | 0.41 | 7 | 133 | 24 |  | Fixed | Roof
NJADRE1560079779 | Administratively Determined Incentive Program | Clifton | 7012 | 7.79 | Residential | Behind the Meter | Yes | Sunrun Installation Services, Inc. | PSE&G |  | Accepted | 2025-07-14 | 2025-08-04 | 2026-08-04 | Solar Panels | ELIN ENERGY | ELNSM54M-HC-410 |  | 0.41 | 4 | 216 | 23 |  | Fixed | Roof
NJADRE1560079779 | Administratively Determined Incentive Program | Clifton | 7012 | 7.79 | Residential | Behind the Meter | Yes | Sunrun Installation Services, Inc. | PSE&G |  | Accepted | 2025-07-14 | 2025-08-04 | 2026-08-04 | Solar Panels | ELIN ENERGY | ELNSM54M-HC-410 |  | 0.41 | 3 | 126 | 23 |  | Fixed | Roof
NJADRE1560079779 | Administratively Determined Incentive Program | Clifton | 7012 | 7.79 | Residential | Behind the Meter | Yes | Sunrun Installation Services, Inc. | PSE&G |  | Accepted | 2025-07-14 | 2025-08-04 | 2026-08-04 | Solar Panels | ELIN ENERGY | ELNSM54M-HC-410 |  | 0.41 | 6 | 126 | 23 |  | Fixed | Roof
NJADRE1560079779 | Administratively Determined Incentive Program | Clifton | 7012 | 7.79 | Residential | Behind the Meter | Yes | Sunrun Installation Services, Inc. | PSE&G |  | Accepted | 2025-07-14 | 2025-08-04 | 2026-08-04 | Inverters | SOLAREDGE TECHNOLOGIES | SE5700H-USMN | 5760 |  | 1 |  |  | 0.99 |  | Outdoor
NJADRE1560079779 | Administratively Determined Incentive Program | Clifton | 7012 | 7.79 | Residential | Behind the Meter | Yes | Sunrun Installation Services, Inc. | PSE&G |  | Accepted | 2025-07-14 | 2025-08-04 | 2026-08-04 | Solar Panels | ELIN ENERGY | ELNSM54M-HC-410 |  | 0.41 | 6 | 306 | 23 |  | Fixed | Roof
NJADRE1560079779 | Administratively Determined Incentive Program | Clifton | 7012 | 7.79 | Residential | Behind the Meter | Yes | Sunrun Installation Services, Inc. | PSE&G |  | Accepted | 2025-07-14 | 2025-08-04 | 2026-08-04 | Meters | SOLAREDGE TECHNOLOGIES | SE5700H-USMN |  |  | 1 |  |  |  | Yes | Outdoor
NJADRE1560079780 | Administratively Determined Incentive Program | WEST CREEK | 8092 | 13.77 | Residential | Behind the Meter | Yes | Sunrun Installation Services, Inc. | AC Electric |  | Accepted | 2025-07-14 | 2025-08-04 | 2026-08-04 | Solar Panels | JA Solar | JAM54S31-405/MR |  | 0.405 | 6 | 125 | 36 |  | Fixed | Roof
NJADRE1560079780 | Administratively Determined Incentive Program | WEST CREEK | 8092 | 13.77 | Residential | Behind the Meter | Yes | Sunrun Installation Services, Inc. | AC Electric |  | Accepted | 2025-07-14 | 2025-08-04 | 2026-08-04 | Solar Panels | JA Solar | JAM54S31-405/MR |  | 0.405 | 3 | 215 | 42 |  | Fixed | Roof
NJADRE1560079780 | Administratively Determined Incentive Program | WEST CREEK | 8092 | 13.77 | Residential | Behind the Meter | Yes | Sunrun Installation Services, Inc. | AC Electric |  | Accepted | 2025-07-14 | 2025-08-04 | 2026-08-04 | Inverters | SolarEdge Technologies | SE10000H-USMN | 10000 |  | 1 |  |  | 0.99 |  | Outdoor | Next to meter
NJADRE1560079780 | Administratively Determined Incentive Program | WEST CREEK | 8092 | 13.77 | Residential | Behind the Meter | Yes | Sunrun Installation Services, Inc. | AC Electric |  | Accepted | 2025-07-14 | 2025-08-04 | 2026-08-04 | Solar Panels | JA Solar | JAM54S31-405/MR |  | 0.405 | 9 | 215 | 42 |  | Fixed | Roof
NJADRE1560079780 | Administratively Determined Incentive Program | WEST CREEK | 8092 | 13.77 | Residential | Behind the Meter | Yes | Sunrun Installation Services, Inc. | AC Electric |  | Accepted | 2025-07-14 | 2025-08-04 | 2026-08-04 | Solar Panels | JA Solar | JAM54S31-405/MR |  | 0.405 | 3 | 125 | 41 |  | Fixed | Roof
NJADRE1560079780 | Administratively Determined Incentive Program | WEST CREEK | 8092 | 13.77 | Residential | Behind the Meter | Yes | Sunrun Installation Services, Inc. | AC Electric |  | Accepted | 2025-07-14 | 2025-08-04 | 2026-08-04 | Solar Panels | JA Solar | JAM54S31-405/MR |  | 0.405 | 10 | 305 | 38 |  | Fixed | Roof
NJADRE1560079780 | Administratively Determined Incentive Program | WEST CREEK | 8092 | 13.77 | Residential | Behind the Meter | Yes | Sunrun Installation Services, Inc. | AC Electric |  | Accepted | 2025-07-14 | 2025-08-04 | 2026-08-04 | Solar Panels | JA Solar | JAM54S31-405/MR |  | 0.405 | 3 | 125 | 35 |  | Fixed | Roof
NJADRE1560079784 | Administratively Determined Incentive Program | Evesham | 8053 | 5.22 | Residential | Behind the Meter | Yes | SunnyMac, LLC | AC Electric |  | Accepted | 2025-07-14 | 2025-08-04 | 2026-08-04 | Solar Panels | HANWHA | Q.TRON BLK M-G2.H+ |  | 0.435 | 8 | 326 | 24 |  | Fixed | Roof
NJADRE1560079784 | Administratively Determined Incentive Program | Evesham | 8053 | 5.22 | Residential | Behind the Meter | Yes | SunnyMac, LLC | AC Electric |  | Accepted | 2025-07-14 | 2025-08-04 | 2026-08-04 | Inverters | SOLAREDGE ENERGY HUB | S3800H-US | 3800 |  | 1 |  |  | 0.99 |  | Outdoor | next to meter
NJADRE1560079784 | Administratively Determined Incentive Program | Evesham | 8053 | 5.22 | Residential | Behind the Meter | Yes | SunnyMac, LLC | AC Electric |  | Accepted | 2025-07-14 | 2025-08-04 | 2026-08-04 | Solar Panels | HANWHA | Q.TRON BLK M-G2.H+ |  | 0.435 | 4 | 146 | 24 |  | Fixed | Roof
NJADRE1560079798 | Administratively Determined Incentive Program | PISCATAWAY | 8854 | 16.77 | Residential | Behind the Meter | Yes | Pro Custom Solar dba Momentum Solar | PSE&G |  | Accepted | 2025-07-14 | 2025-08-04 | 2026-08-04 | Solar Panels | HANWHA | Q.TRON BLK M-G2+430 |  | 0.43 | 17 | 330 | 37 |  | Fixed | Roof
NJADRE1560079798 | Administratively Determined Incentive Program | PISCATAWAY | 8854 | 16.77 | Residential | Behind the Meter | Yes | Pro Custom Solar dba Momentum Solar | PSE&G |  | Accepted | 2025-07-14 | 2025-08-04 | 2026-08-04 | Solar Panels | HANWHA | Q.TRON BLK M-G2+430 |  | 0.43 | 6 | 330 | 17 |  | Fixed | Roof
NJADRE1560079798 | Administratively Determined Incentive Program | PISCATAWAY | 8854 | 16.77 | Residential | Behind the Meter | Yes | Pro Custom Solar dba Momentum Solar | PSE&G |  | Accepted | 2025-07-14 | 2025-08-04 | 2026-08-04 | Inverters | ENPHASE | IQ8HC-72-M-DOM-US | 380 |  | 39 |  |  | 0.97 |  | Outdoor
NJADRE1560079798 | Administratively Determined Incentive Program | PISCATAWAY | 8854 | 16.77 | Residential | Behind the Meter | Yes | Pro Custom Solar dba Momentum Solar | PSE&G |  | Accepted | 2025-07-14 | 2025-08-04 | 2026-08-04 | Solar Panels | HANWHA | Q.TRON BLK M-G2+430 |  | 0.43 | 8 | 150 | 18 |  | Fixed | Roof
NJADRE1560079798 | Administratively Determined Incentive Program | PISCATAWAY | 8854 | 16.77 | Residential | Behind the Meter | Yes | Pro Custom Solar dba Momentum Solar | PSE&G |  | Accepted | 2025-07-14 | 2025-08-04 | 2026-08-04 | Solar Panels | HANWHA | Q.TRON BLK M-G2+430 |  | 0.43 | 8 | 150 | 37 |  | Fixed | Roof
NJADRE1560079802 | Administratively Determined Incentive Program | EWING | 8618 | 15.66 | Residential | Behind the Meter | Yes | Brilliant Installations, Inc. | PSE&G |  | Accepted | 2025-07-15 | 2025-08-05 | 2026-08-05 | Inverters | SOLAREDGE | USE11400H-USMNBL75 | 11400 |  | 1 |  |  | 0.97 |  | Outdoor
NJADRE1560079802 | Administratively Determined Incentive Program | EWING | 8618 | 15.66 | Residential | Behind the Meter | Yes | Brilliant Installations, Inc. | PSE&G |  | Accepted | 2025-07-15 | 2025-08-05 | 2026-08-05 | Solar Panels | HANWHA QCELLS | Q.TRON BLK M-G2.H+ 435 |  | 0.435 | 11 | 224 | 37 |  | Fixed | Roof
NJADRE1560079802 | Administratively Determined Incentive Program | EWING | 8618 | 15.66 | Residential | Behind the Meter | Yes | Brilliant Installations, Inc. | PSE&G |  | Accepted | 2025-07-15 | 2025-08-05 | 2026-08-05 | Solar Panels | HANWHA QCELLS | Q.TRON BLK M-G2.H+ 435 |  | 0.435 | 22 | 314 | 20 |  | Fixed | Roof
NJADRE1560079802 | Administratively Determined Incentive Program | EWING | 8618 | 15.66 | Residential | Behind the Meter | Yes | Brilliant Installations, Inc. | PSE&G |  | Accepted | 2025-07-15 | 2025-08-05 | 2026-08-05 | Solar Panels | HANWHA QCELLS | Q.TRON BLK M-G2.H+ 435 |  | 0.435 | 3 | 134 | 20 |  | Fixed | Roof
NJADRE1560079806 | Administratively Determined Incentive Program | WILLINGBORO TWP | 8046 | 2.87 | Residential | Behind the Meter | Yes | Sunrun Installation Services, Inc. | PSE&G |  | Accepted | 2025-07-14 | 2025-08-04 | 2026-08-04 | Inverters | GROWATT NEW ENERGY TECHNOLOGY CO LTD | MIN 3800TL-XH-US | 3800 |  | 1 |  |  | 0.98 |  | Outdoor
NJADRE1560079806 | Administratively Determined Incentive Program | WILLINGBORO TWP | 8046 | 2.87 | Residential | Behind the Meter | Yes | Sunrun Installation Services, Inc. | PSE&G |  | Accepted | 2025-07-14 | 2025-08-04 | 2026-08-04 | Solar Panels | HANWHA Q-CELLS | Q.PEAK DUO BLK ML-G10.C+ 410 |  | 0.41 | 7 | 71 | 24 |  | Fixed | Roof
NJADRE1560079808 | Administratively Determined Incentive Program | NEW MILFORD | 7646 | 11.04 | Residential | Behind the Meter | No | Infinity Solar Systems, LLC | PSE&G |  | Accepted | 2025-07-14 | 2025-08-04 | 2026-08-04 | Inverters | Enphase | IQ8X-80-M-US | 380 |  | 24 |  |  | 0.97 |  | Outdoor
NJADRE1560079808 | Administratively Determined Incentive Program | NEW MILFORD | 7646 | 11.04 | Residential | Behind the Meter | No | Infinity Solar Systems, LLC | PSE&G |  | Accepted | 2025-07-14 | 2025-08-04 | 2026-08-04 | Solar Panels | REC Solar | REC 460AA PURE-RX |  | 0.46 | 5 | 273 | 21 |  | Fixed | Roof
NJADRE1560079808 | Administratively Determined Incentive Program | NEW MILFORD | 7646 | 11.04 | Residential | Behind the Meter | No | Infinity Solar Systems, LLC | PSE&G |  | Accepted | 2025-07-14 | 2025-08-04 | 2026-08-04 | Solar Panels | REC Solar | REC 460AA PURE-RX |  | 0.46 | 6 | 93 | 7 |  | Fixed | Roof
NJADRE1560079808 | Administratively Determined Incentive Program | NEW MILFORD | 7646 | 11.04 | Residential | Behind the Meter | No | Infinity Solar Systems, LLC | PSE&G |  | Accepted | 2025-07-14 | 2025-08-04 | 2026-08-04 | Solar Panels | REC Solar | REC 460AA PURE-RX |  | 0.46 | 13 | 93 | 21 |  | Fixed | Roof
NJADRE1560079809 | Administratively Determined Incentive Program | POINT PLEASANT BORO | 8742 | 8.28 | Residential | Behind the Meter | No | Maier Solar Engineering dba Solar Me | JCP&L |  | Accepted | 2025-07-16 | 2025-08-08 | 2026-08-08 | Solar Panels | REC | REC460AA PURE-RX |  | 0.46 | 14 | 180 | 35 |  | Fixed | Roof
NJADRE1560079809 | Administratively Determined Incentive Program | POINT PLEASANT BORO | 8742 | 8.28 | Residential | Behind the Meter | No | Maier Solar Engineering dba Solar Me | JCP&L |  | Accepted | 2025-07-16 | 2025-08-08 | 2026-08-08 | Solar Panels | REC | REC460AA PURE-RX |  | 0.46 | 4 | 180 | 35 |  | Fixed | Roof
NJADRE1560079809 | Administratively Determined Incentive Program | POINT PLEASANT BORO | 8742 | 8.28 | Residential | Behind the Meter | No | Maier Solar Engineering dba Solar Me | JCP&L |  | Accepted | 2025-07-16 | 2025-08-08 | 2026-08-08 | Inverters | SolarEdge | SE7600H-US | 7600 |  | 18 |  |  | 0.98 |  | Outdoor | NEAR METER
NJADRE1560079814 | Administratively Determined Incentive Program | WAYNE | 7470 | 9.02 | Residential | Behind the Meter | No | Tesla Energy Operations, Inc. | PSE&G |  | Accepted | 2025-07-14 | 2025-08-04 | 2026-08-04 | Solar Panels | Hanwha | Q.PEAK DUO BLK ML-G10+/TS 410 |  | 0.41 | 11 | 359 | 23 |  | Fixed | Roof
NJADRE1560079814 | Administratively Determined Incentive Program | WAYNE | 7470 | 9.02 | Residential | Behind the Meter | No | Tesla Energy Operations, Inc. | PSE&G |  | Accepted | 2025-07-14 | 2025-08-04 | 2026-08-04 | Solar Panels | Hanwha | Q.PEAK DUO BLK ML-G10+/TS 410 |  | 0.41 | 2 | 359 | 23 |  | Fixed | Roof
NJADRE1560079814 | Administratively Determined Incentive Program | WAYNE | 7470 | 9.02 | Residential | Behind the Meter | No | Tesla Energy Operations, Inc. | PSE&G |  | Accepted | 2025-07-14 | 2025-08-04 | 2026-08-04 | Solar Panels | Hanwha | Q.PEAK DUO BLK ML-G10+/TS 410 |  | 0.41 | 9 | 180 | 23 |  | Fixed | Roof
NJADRE1560079814 | Administratively Determined Incentive Program | WAYNE | 7470 | 9.02 | Residential | Behind the Meter | No | Tesla Energy Operations, Inc. | PSE&G |  | Accepted | 2025-07-14 | 2025-08-04 | 2026-08-04 | Inverters | Tesla | 1707000-XX-Y | 11500 |  | 1 |  |  | 0.98 |  | Outdoor
NJADRE1560079814 | Administratively Determined Incentive Program | WAYNE | 7470 | 9.02 | Residential | Behind the Meter | No | Tesla Energy Operations, Inc. | PSE&G |  | Accepted | 2025-07-14 | 2025-08-04 | 2026-08-04 | Electric Storage Battery | Tesla | Tesla Powerwall 3 |  |  | 1 |  |  |  | Lithium Ion |  | OUTSIDE
NJADRE1560079818 | Administratively Determined Incentive Program | KRESSON | 8053 | 18.705 | Residential | Behind the Meter | Yes | Integrity Solar & Home Solutions, LLC | AC Electric |  | Accepted | 2025-07-14 | 2025-08-08 | 2026-08-08 | Solar Panels | Q CELLS | Q.TRON BLK M-G2H+ 435 |  | 0.435 | 13 | 190 | 35 |  | Fixed | Roof
NJADRE1560079818 | Administratively Determined Incentive Program | KRESSON | 8053 | 18.705 | Residential | Behind the Meter | Yes | Integrity Solar & Home Solutions, LLC | AC Electric |  | Accepted | 2025-07-14 | 2025-08-08 | 2026-08-08 | Solar Panels | Q CELLS | Q.TRON BLK M-G2H+ 435 |  | 0.435 | 4 | 100 | 42 |  | Fixed | Roof
NJADRE1560079818 | Administratively Determined Incentive Program | KRESSON | 8053 | 18.705 | Residential | Behind the Meter | Yes | Integrity Solar & Home Solutions, LLC | AC Electric |  | Accepted | 2025-07-14 | 2025-08-08 | 2026-08-08 | Solar Panels | Q CELLS | Q.TRON BLK M-G2H+ 435 |  | 0.435 | 6 | 10 | 35 |  | Fixed | Roof
NJADRE1560079818 | Administratively Determined Incentive Program | KRESSON | 8053 | 18.705 | Residential | Behind the Meter | Yes | Integrity Solar & Home Solutions, LLC | AC Electric |  | Accepted | 2025-07-14 | 2025-08-08 | 2026-08-08 | Solar Panels | Q CELLS | Q.TRON BLK M-G2H+ 435 |  | 0.435 | 6 | 190 | 34 |  | Fixed | Roof
NJADRE1560079818 | Administratively Determined Incentive Program | KRESSON | 8053 | 18.705 | Residential | Behind the Meter | Yes | Integrity Solar & Home Solutions, LLC | AC Electric |  | Accepted | 2025-07-14 | 2025-08-08 | 2026-08-08 | Inverters | ENPHASE | IQ8HC | 380 |  | 43 |  |  | 0.98 |  | Other | UNDER EACH PANEL
NJADRE1560079818 | Administratively Determined Incentive Program | KRESSON | 8053 | 18.705 | Residential | Behind the Meter | Yes | Integrity Solar & Home Solutions, LLC | AC Electric |  | Accepted | 2025-07-14 | 2025-08-08 | 2026-08-08 | Solar Panels | Q CELLS | Q.TRON BLK M-G2H+ 435 |  | 0.435 | 14 | 72 | 41 |  | Fixed | Roof
NJADRE1560079822 | Administratively Determined Incentive Program | EDISON TWP | 8820 | 13.2 | Residential | Behind the Meter | No | Over the Top Solar Solutions, LLC | PSE&G |  | Accepted | 2025-07-14 | 2025-08-04 | 2026-08-04 | Inverters | ENPHASE | IQ8AC-72-M-US | 349 |  | 30 |  |  | 0.97 |  | Outside
NJADRE1560079822 | Administratively Determined Incentive Program | EDISON TWP | 8820 | 13.2 | Residential | Behind the Meter | No | Over the Top Solar Solutions, LLC | PSE&G |  | Accepted | 2025-07-14 | 2025-08-04 | 2026-08-04 | Solar Panels | SILFAB SOLAR | SIL-440QD |  | 0.44 | 18 | 205 | 31 |  | Fixed | Roof
NJADRE1560079822 | Administratively Determined Incentive Program | EDISON TWP | 8820 | 13.2 | Residential | Behind the Meter | No | Over the Top Solar Solutions, LLC | PSE&G |  | Accepted | 2025-07-14 | 2025-08-04 | 2026-08-04 | Solar Panels | SILFAB SOLAR | SIL-440QD |  | 0.44 | 12 | 205 | 31 |  | Fixed | Roof
NJADRE1560079829 | Administratively Determined Incentive Program | WILLIAMSTOWN | 8094 | 17 | Residential | Behind the Meter | Yes | Power Energy Solutions, LLC | AC Electric |  | Accepted | 2025-07-14 | 2025-08-04 | 2026-08-04 | Solar Panels | Trina Solar | TSM-425NE09RC.05 |  | 0.425 | 3 | 272 | 24 |  | Fixed | Roof
NJADRE1560079829 | Administratively Determined Incentive Program | WILLIAMSTOWN | 8094 | 17 | Residential | Behind the Meter | Yes | Power Energy Solutions, LLC | AC Electric |  | Accepted | 2025-07-14 | 2025-08-04 | 2026-08-04 | Solar Panels | Trina Solar | TSM-425NE09RC.05 |  | 0.425 | 3 | 92 | 24 |  | Fixed | Roof
NJADRE1560079829 | Administratively Determined Incentive Program | WILLIAMSTOWN | 8094 | 17 | Residential | Behind the Meter | Yes | Power Energy Solutions, LLC | AC Electric |  | Accepted | 2025-07-14 | 2025-08-04 | 2026-08-04 | Inverters | SolarEdge | SE10000H-US | 10000 |  | 1 |  |  | 0.97 |  | Outdoor
NJADRE1560079829 | Administratively Determined Incentive Program | WILLIAMSTOWN | 8094 | 17 | Residential | Behind the Meter | Yes | Power Energy Solutions, LLC | AC Electric |  | Accepted | 2025-07-14 | 2025-08-04 | 2026-08-04 | Solar Panels | Trina Solar | TSM-425NE09RC.05 |  | 0.425 | 18 | 2 | 18 |  | Fixed | Roof
NJADRE1560079829 | Administratively Determined Incentive Program | WILLIAMSTOWN | 8094 | 17 | Residential | Behind the Meter | Yes | Power Energy Solutions, LLC | AC Electric |  | Accepted | 2025-07-14 | 2025-08-04 | 2026-08-04 | Solar Panels | Trina Solar | TSM-425NE09RC.05 |  | 0.425 | 16 | 182 | 18 |  | Fixed | Roof
NJADRE1560079837 | Administratively Determined Incentive Program | Bridgeton | 8302 | 5.33 | Residential | Behind the Meter | Yes | EMT Renewables, LLC | AC Electric |  | Accepted | 2025-07-14 | 2025-08-04 | 2026-08-04 | Solar Panels | MSE PERC | MSE-410 |  | 0.41 | 13 | 267 | 33 |  | Fixed | Roof
NJADRE1560079837 | Administratively Determined Incentive Program | Bridgeton | 8302 | 5.33 | Residential | Behind the Meter | Yes | EMT Renewables, LLC | AC Electric |  | Accepted | 2025-07-14 | 2025-08-04 | 2026-08-04 | Inverters | ENPHASE | IQ8+ | 290 |  | 13 |  |  | 0.98 |  | Other | UNDER EACH PANEL
NJADRE1560079840 | Administratively Determined Incentive Program | SOUTHAMPTON | 8088 | 13.95 | Residential | Behind the Meter | No | Paradise Solar and Electrical, LLC | PSE&G |  | Accepted | 2025-07-14 | 2025-08-04 | 2026-08-04 | Solar Panels | CanadianSolar | CS6.154TM-450H |  | 0.45 | 10 | 261 | 29 |  | Fixed | Roof
NJADRE1560079840 | Administratively Determined Incentive Program | SOUTHAMPTON | 8088 | 13.95 | Residential | Behind the Meter | No | Paradise Solar and Electrical, LLC | PSE&G |  | Accepted | 2025-07-14 | 2025-08-04 | 2026-08-04 | Inverters | Enphase | IQ8+ | 290 |  | 31 |  |  | 0.976 |  | Outside | under modules
NJADRE1560079840 | Administratively Determined Incentive Program | SOUTHAMPTON | 8088 | 13.95 | Residential | Behind the Meter | No | Paradise Solar and Electrical, LLC | PSE&G |  | Accepted | 2025-07-14 | 2025-08-04 | 2026-08-04 | Solar Panels | CanadianSolar | CS6.154TM-450H |  | 0.45 | 21 | 171 | 29 |  | Fixed | Roof
NJADRE1560079848 | Administratively Determined Incentive Program | LAWRENCE TWP | 8648 | 6.885 | Residential | Behind the Meter | Yes | Sunrun Installation Services, Inc. | PSE&G |  | Accepted | 2025-07-14 | 2025-08-04 | 2026-08-04 | Inverters | SOLAREDGE TECHNOLOGIES | SE5700H-USMN | 5760 |  | 1 |  |  | 0.99 |  | Outside
NJADRE1560079848 | Administratively Determined Incentive Program | LAWRENCE TWP | 8648 | 6.885 | Residential | Behind the Meter | Yes | Sunrun Installation Services, Inc. | PSE&G |  | Accepted | 2025-07-14 | 2025-08-04 | 2026-08-04 | Solar Panels | JA SOLAR | JAM54S31-405/MR |  | 0.405 | 12 | 67 | 15 |  | Fixed | Roof
NJADRE1560079848 | Administratively Determined Incentive Program | LAWRENCE TWP | 8648 | 6.885 | Residential | Behind the Meter | Yes | Sunrun Installation Services, Inc. | PSE&G |  | Accepted | 2025-07-14 | 2025-08-04 | 2026-08-04 | Solar Panels | JA SOLAR | JAM54S31-405/MR |  | 0.405 | 5 | 246 | 27 |  | Fixed | Roof
NJADRE1560079870 | Administratively Determined Incentive Program | Deal | 7723 | 65.52 | Commercial | Behind the Meter | No | Samba Energy | JCP&L |  | Accepted | 2025-08-04 | 2025-08-18 | 2026-08-18 | Inverters | Solaredge | SE17.3K-US | 17 |  | 3 |  |  | 0.98 |  | Outside
NJADRE1560079870 | Administratively Determined Incentive Program | Deal | 7723 | 65.52 | Commercial | Behind the Meter | No | Samba Energy | JCP&L |  | Accepted | 2025-08-04 | 2025-08-18 | 2026-08-18 | Solar Panels | HYUNDAI | HIS-S5850OJ-585W |  | 0.585 | 112 | 186 | 5 |  | Fixed | Roof
NJADRE1560079878 | Administratively Determined Incentive Program | HAMILTON TWP | 8610 | 7.29 | Residential | Behind the Meter | Yes | Sunrun Installation Services, Inc. | PSE&G |  | Accepted | 2025-07-16 | 2025-08-08 | 2026-08-08 | Inverters | SOLAREDGE TECHNOLOGIES | SE5700H-USMN | 5760 |  | 1 |  |  | 0.99 |  | Outdoor
NJADRE1560079878 | Administratively Determined Incentive Program | HAMILTON TWP | 8610 | 7.29 | Residential | Behind the Meter | Yes | Sunrun Installation Services, Inc. | PSE&G |  | Accepted | 2025-07-16 | 2025-08-08 | 2026-08-08 | Solar Panels | JA SOLAR | JAM54S31-405/MR |  | 0.405 | 7 | 202 | 40 |  | Fixed | Roof
NJADRE1560079878 | Administratively Determined Incentive Program | HAMILTON TWP | 8610 | 7.29 | Residential | Behind the Meter | Yes | Sunrun Installation Services, Inc. | PSE&G |  | Accepted | 2025-07-16 | 2025-08-08 | 2026-08-08 | Solar Panels | JA SOLAR | JAM54S31-405/MR |  | 0.405 | 2 | 202 | 17 |  | Fixed | Roof
NJADRE1560079878 | Administratively Determined Incentive Program | HAMILTON TWP | 8610 | 7.29 | Residential | Behind the Meter | Yes | Sunrun Installation Services, Inc. | PSE&G |  | Accepted | 2025-07-16 | 2025-08-08 | 2026-08-08 | Solar Panels | JA SOLAR | JAM54S31-405/MR |  | 0.405 | 9 | 22 | 40 |  | Fixed | Roof
NJADRE1560079881 | Administratively Determined Incentive Program | BLOOMFIELD | 7003 | 16.095 | Residential | Behind the Meter | Yes | SunnyMac, LLC | PSE&G |  | Accepted | 2025-07-14 | 2025-08-07 | 2026-08-07 | Solar Panels | HANWHA | Q.TRON BLK M-G2.H+ |  | 0.435 | 19 | 63 | 24 |  | Fixed | Roof
NJADRE1560079881 | Administratively Determined Incentive Program | BLOOMFIELD | 7003 | 16.095 | Residential | Behind the Meter | Yes | SunnyMac, LLC | PSE&G |  | Accepted | 2025-07-14 | 2025-08-07 | 2026-08-07 | Solar Panels | HANWHA | Q.TRON BLK M-G2.H+ |  | 0.435 | 18 | 243 | 24 |  | Fixed | Roof
NJADRE1560079881 | Administratively Determined Incentive Program | BLOOMFIELD | 7003 | 16.095 | Residential | Behind the Meter | Yes | SunnyMac, LLC | PSE&G |  | Accepted | 2025-07-14 | 2025-08-07 | 2026-08-07 | Inverters | SOLAREDGE HOME HUB | SE10000H-US | 10000 |  | 1 |  |  | 0.99 |  | Outdoor | next to meter
NJADRE1560079886 | Administratively Determined Incentive Program | EAST ORANGE | 7018 | 5.525 | Residential | Behind the Meter | Yes | Whitman Construction, LLC | PSE&G |  | Accepted | 2025-07-14 | 2025-08-04 | 2026-08-04 | Inverters | ENPHASE | IQ8PLUS-72-2-US | 290 |  | 13 |  |  | 0.975 |  | Outdoor
NJADRE1560079886 | Administratively Determined Incentive Program | EAST ORANGE | 7018 | 5.525 | Residential | Behind the Meter | Yes | Whitman Construction, LLC | PSE&G |  | Accepted | 2025-07-14 | 2025-08-04 | 2026-08-04 | Solar Panels | JINKO SOLAR | JKM425N-54HL4-B |  | 0.425 | 2 | 20 | 31 |  | Fixed | Roof
NJADRE1560079886 | Administratively Determined Incentive Program | EAST ORANGE | 7018 | 5.525 | Residential | Behind the Meter | Yes | Whitman Construction, LLC | PSE&G |  | Accepted | 2025-07-14 | 2025-08-04 | 2026-08-04 | Solar Panels | JINKO SOLAR | JKM425N-54HL4-B |  | 0.425 | 11 | 200 | 31 |  | Fixed | Roof
NJADRE1560079891 | Administratively Determined Incentive Program | CLIFTON | 7011 | 11.07 | Residential | Behind the Meter | Yes | Trinity Solar, LLC | PSE&G |  | Accepted | 2025-07-14 | 2025-08-04 | 2026-08-04 | Solar Panels | HANWHA | Q.PEAK DUO BLK ML-G10+410 |  | 0.41 | 5 | 77 | 40 |  | Fixed | Roof
NJADRE1560079891 | Administratively Determined Incentive Program | CLIFTON | 7011 | 11.07 | Residential | Behind the Meter | Yes | Trinity Solar, LLC | PSE&G |  | Accepted | 2025-07-14 | 2025-08-04 | 2026-08-04 | Solar Panels | HANWHA | Q.PEAK DUO BLK ML-G10+410 |  | 0.41 | 3 | 167 | 27 |  | Fixed | Roof
NJADRE1560079891 | Administratively Determined Incentive Program | CLIFTON | 7011 | 11.07 | Residential | Behind the Meter | Yes | Trinity Solar, LLC | PSE&G |  | Accepted | 2025-07-14 | 2025-08-04 | 2026-08-04 | Solar Panels | HANWHA | Q.PEAK DUO BLK ML-G10+410 |  | 0.41 | 3 | 167 | 40 |  | Fixed | Roof
NJADRE1560079891 | Administratively Determined Incentive Program | CLIFTON | 7011 | 11.07 | Residential | Behind the Meter | Yes | Trinity Solar, LLC | PSE&G |  | Accepted | 2025-07-14 | 2025-08-04 | 2026-08-04 | Solar Panels | HANWHA | Q.PEAK DUO BLK ML-G10+410 |  | 0.41 | 2 | 347 | 27 |  | Fixed | Roof
NJADRE1560079891 | Administratively Determined Incentive Program | CLIFTON | 7011 | 11.07 | Residential | Behind the Meter | Yes | Trinity Solar, LLC | PSE&G |  | Accepted | 2025-07-14 | 2025-08-04 | 2026-08-04 | Solar Panels | HANWHA | Q.PEAK DUO BLK ML-G10+410 |  | 0.41 | 3 | 77 | 27 |  | Fixed | Roof
NJADRE1560079891 | Administratively Determined Incentive Program | CLIFTON | 7011 | 11.07 | Residential | Behind the Meter | Yes | Trinity Solar, LLC | PSE&G |  | Accepted | 2025-07-14 | 2025-08-04 | 2026-08-04 | Solar Panels | HANWHA | Q.PEAK DUO BLK ML-G10+410 |  | 0.41 | 9 | 257 | 40 |  | Fixed | Roof
NJADRE1560079891 | Administratively Determined Incentive Program | CLIFTON | 7011 | 11.07 | Residential | Behind the Meter | Yes | Trinity Solar, LLC | PSE&G |  | Accepted | 2025-07-14 | 2025-08-04 | 2026-08-04 | Inverters | SOLAREDGE | SE10000H-US | 10000 |  | 1 |  |  | 0.97 |  | Outside
NJADRE1560079891 | Administratively Determined Incentive Program | CLIFTON | 7011 | 11.07 | Residential | Behind the Meter | Yes | Trinity Solar, LLC | PSE&G |  | Accepted | 2025-07-14 | 2025-08-04 | 2026-08-04 | Solar Panels | HANWHA | Q.PEAK DUO BLK ML-G10+410 |  | 0.41 | 2 | 257 | 27 |  | Fixed | Roof
NJADRE1560079898 | Administratively Determined Incentive Program | HAMMONTON | 8037 | 26.145 | Residential | Behind the Meter | Yes | SunPurity, LLC | AC Electric |  | Accepted | 2025-07-14 | 2025-08-04 | 2026-08-04 | Inverters | SolarEdge | SE11400H-US | 11400 |  | 2 |  |  | 0.99 |  | Outdoor
NJADRE1560079898 | Administratively Determined Incentive Program | HAMMONTON | 8037 | 26.145 | Residential | Behind the Meter | Yes | SunPurity, LLC | AC Electric |  | Accepted | 2025-07-14 | 2025-08-04 | 2026-08-04 | Solar Panels | Hanwha Q cells | Q.PEAK DUO BLK-ML-G10+ 415W |  | 0.415 | 15 | 222 | 25 |  | Fixed | Roof
NJADRE1560079898 | Administratively Determined Incentive Program | HAMMONTON | 8037 | 26.145 | Residential | Behind the Meter | Yes | SunPurity, LLC | AC Electric |  | Accepted | 2025-07-14 | 2025-08-04 | 2026-08-04 | Solar Panels | Hanwha Q cells | Q.PEAK DUO BLK-ML-G10+ 415W |  | 0.415 | 14 | 132 | 25 |  | Fixed | Roof
NJADRE1560079898 | Administratively Determined Incentive Program | HAMMONTON | 8037 | 26.145 | Residential | Behind the Meter | Yes | SunPurity, LLC | AC Electric |  | Accepted | 2025-07-14 | 2025-08-04 | 2026-08-04 | Solar Panels | Hanwha Q cells | Q.PEAK DUO BLK-ML-G10+ 415W |  | 0.415 | 12 | 221 | 25 |  | Fixed | Roof
NJADRE1560079898 | Administratively Determined Incentive Program | HAMMONTON | 8037 | 26.145 | Residential | Behind the Meter | Yes | SunPurity, LLC | AC Electric |  | Accepted | 2025-07-14 | 2025-08-04 | 2026-08-04 | Solar Panels | Hanwha Q cells | Q.PEAK DUO BLK-ML-G10+ 415W |  | 0.415 | 2 | 132 | 25 |  | Fixed | Roof
NJADRE1560079898 | Administratively Determined Incentive Program | HAMMONTON | 8037 | 26.145 | Residential | Behind the Meter | Yes | SunPurity, LLC | AC Electric |  | Accepted | 2025-07-14 | 2025-08-04 | 2026-08-04 | Solar Panels | Hanwha Q cells | Q.PEAK DUO BLK-ML-G10+ 415W |  | 0.415 | 10 | 312 | 25 |  | Fixed | Roof
NJADRE1560079898 | Administratively Determined Incentive Program | HAMMONTON | 8037 | 26.145 | Residential | Behind the Meter | Yes | SunPurity, LLC | AC Electric |  | Accepted | 2025-07-14 | 2025-08-04 | 2026-08-04 | Solar Panels | Hanwha Q cells | Q.PEAK DUO BLK-ML-G10+ 415W |  | 0.415 | 8 | 42 | 25 |  | Fixed | Roof
NJADRE1560079898 | Administratively Determined Incentive Program | HAMMONTON | 8037 | 26.145 | Residential | Behind the Meter | Yes | SunPurity, LLC | AC Electric |  | Accepted | 2025-07-14 | 2025-08-04 | 2026-08-04 | Solar Panels | Hanwha Q cells | Q.PEAK DUO BLK-ML-G10+ 415W |  | 0.415 | 2 | 42 | 16 |  | Fixed | Roof
NJADRE1560080202 | Administratively Determined Incentive Program | North Haledon | 7508 | 7.79 | Residential | Behind the Meter | No | Tesla Energy Operations, Inc. | PSE&G |  | Accepted | 2025-07-14 | 2025-08-04 | 2026-08-04 | Inverters | Tesla | 1707000-XX-Y | 10 |  | 1 |  |  | 0.98 |  | Outdoor
NJADRE1560080202 | Administratively Determined Incentive Program | North Haledon | 7508 | 7.79 | Residential | Behind the Meter | No | Tesla Energy Operations, Inc. | PSE&G |  | Accepted | 2025-07-14 | 2025-08-04 | 2026-08-04 | Solar Panels | Hanwha | Q.PEAK DUO BLK ML-G10+/TS 410 |  | 0.41 | 2 | 143 | 14 |  | Fixed | Roof
NJADRE1560080202 | Administratively Determined Incentive Program | North Haledon | 7508 | 7.79 | Residential | Behind the Meter | No | Tesla Energy Operations, Inc. | PSE&G |  | Accepted | 2025-07-14 | 2025-08-04 | 2026-08-04 | Solar Panels | Hanwha | Q.PEAK DUO BLK ML-G10+/TS 410 |  | 0.41 | 9 | 323 | 40 |  | Fixed | Roof
NJADRE1560080202 | Administratively Determined Incentive Program | North Haledon | 7508 | 7.79 | Residential | Behind the Meter | No | Tesla Energy Operations, Inc. | PSE&G |  | Accepted | 2025-07-14 | 2025-08-04 | 2026-08-04 | Solar Panels | Hanwha | Q.PEAK DUO BLK ML-G10+/TS 410 |  | 0.41 | 8 | 143 | 24 |  | Fixed | Roof
NJADRE1560080202 | Administratively Determined Incentive Program | North Haledon | 7508 | 7.79 | Residential | Behind the Meter | No | Tesla Energy Operations, Inc. | PSE&G |  | Accepted | 2025-07-14 | 2025-08-04 | 2026-08-04 | Electric Storage Battery | Tesla | Powerwall 3 |  |  | 2 |  |  |  | Lithium Ion |  | OUTSIDE
NJADRE1560080213 | Administratively Determined Incentive Program | Irvington | 7111 | 8.2 | Residential | Behind the Meter | Yes | Sunrun Installation Services, Inc. | PSE&G |  | Accepted | 2025-07-14 | 2025-08-04 | 2026-08-04 | Solar Panels | Hanwha Q-Cells | Q.PEAK DUO BLK ML-G10+ 410 DCA (MD06G100A-017) |  | 0.41 | 9 | 38 | 16 |  | Fixed | Roof
NJADRE1560080213 | Administratively Determined Incentive Program | Irvington | 7111 | 8.2 | Residential | Behind the Meter | Yes | Sunrun Installation Services, Inc. | PSE&G |  | Accepted | 2025-07-14 | 2025-08-04 | 2026-08-04 | Inverters | TESLA | Powerwall 3 1707000-xx-y | 11500 |  | 1 |  |  | 0.97 |  | Outdoor | Next to meter
NJADRE1560080213 | Administratively Determined Incentive Program | Irvington | 7111 | 8.2 | Residential | Behind the Meter | Yes | Sunrun Installation Services, Inc. | PSE&G |  | Accepted | 2025-07-14 | 2025-08-04 | 2026-08-04 | Solar Panels | Hanwha Q-Cells | Q.PEAK DUO BLK ML-G10+ 410 DCA (MD06G100A-017) |  | 0.41 | 11 | 38 | 20 |  | Fixed | Roof
NJADRE1560080213 | Administratively Determined Incentive Program | Irvington | 7111 | 8.2 | Residential | Behind the Meter | Yes | Sunrun Installation Services, Inc. | PSE&G |  | Accepted | 2025-07-14 | 2025-08-04 | 2026-08-04 | Electric Storage Battery | TESLA | Powerwall 3 1707000-xx-y |  |  | 1 |  |  |  | Lithium Ion |  | OUTSIDE
NJADRE1560080300 | Administratively Determined Incentive Program | PENNSVILLE TOWNSHIP | 8070 | 8.17 | Residential | Behind the Meter | Yes | EMT Renewables, LLC | AC Electric |  | Accepted | 2025-07-14 | 2025-08-04 | 2026-08-04 | Solar Panels | SEG SOLAR | SEG 430 |  | 0.43 | 19 | 218 | 28 |  | Fixed | Roof
NJADRE1560080300 | Administratively Determined Incentive Program | PENNSVILLE TOWNSHIP | 8070 | 8.17 | Residential | Behind the Meter | Yes | EMT Renewables, LLC | AC Electric |  | Accepted | 2025-07-14 | 2025-08-04 | 2026-08-04 | Inverters | Enphase | IQ8HC | 380 |  | 19 |  |  | 0.98 |  | Other | UNDER EACH PANEL
NJADRE1560080515 | Administratively Determined Incentive Program | South Hackensack | 7606 | 4.35 | Residential | Behind the Meter | Yes | SunnyMac, LLC | PSE&G |  | Accepted | 2025-07-14 | 2025-08-04 | 2026-08-04 | Solar Panels | HANWHA | Q.TRON BLK M-G2.H+ |  | 0.435 | 10 | 183 | 25 |  | Fixed | Roof
NJADRE1560080515 | Administratively Determined Incentive Program | South Hackensack | 7606 | 4.35 | Residential | Behind the Meter | Yes | SunnyMac, LLC | PSE&G |  | Accepted | 2025-07-14 | 2025-08-04 | 2026-08-04 | Inverters | SOLAREDGE HOME HUB | SE3800H-US | 3800 |  | 1 |  |  | 0.99 |  | Outdoor | next to meter
NJADRE1560080516 | Administratively Determined Incentive Program | VENTNOR CITY | 8406 | 3.69 | Residential | Behind the Meter | Yes | Pro Custom Solar dba Momentum Solar | AC Electric |  | Accepted | 2025-07-14 | 2025-08-04 | 2026-08-04 | Inverters | ENPHASE | IQ8HC-72-M-DOM-US | 380 |  | 9 |  |  | 0.97 |  | Outdoor
NJADRE1560080516 | Administratively Determined Incentive Program | VENTNOR CITY | 8406 | 3.69 | Residential | Behind the Meter | Yes | Pro Custom Solar dba Momentum Solar | AC Electric |  | Accepted | 2025-07-14 | 2025-08-04 | 2026-08-04 | Solar Panels | HANWHA | Q.PEAK DUO BLK ML-G10+410 |  | 0.41 | 9 | 148 | 4 |  | Fixed | Roof
NJADRE1560080532 | Administratively Determined Incentive Program | Turnersville | 8012 | 13.77 | Residential | Behind the Meter | Yes | Sunrun Installation Services, Inc. | AC Electric |  | Accepted | 2025-07-18 | 2025-08-11 | 2026-08-11 | Inverters | SOLAREDGE TECHNOLOGIES | SE10000H-USMN | 10000 |  | 1 |  |  | 0.99 |  | Outdoor
NJADRE1560080532 | Administratively Determined Incentive Program | Turnersville | 8012 | 13.77 | Residential | Behind the Meter | Yes | Sunrun Installation Services, Inc. | AC Electric |  | Accepted | 2025-07-18 | 2025-08-11 | 2026-08-11 | Solar Panels | JA SOLAR | JAM54S31-405/MR |  | 0.405 | 3 | 305 | 34 |  | Fixed | Roof
NJADRE1560080532 | Administratively Determined Incentive Program | Turnersville | 8012 | 13.77 | Residential | Behind the Meter | Yes | Sunrun Installation Services, Inc. | AC Electric |  | Accepted | 2025-07-18 | 2025-08-11 | 2026-08-11 | Solar Panels | JA SOLAR | JAM54S31-405/MR |  | 0.405 | 6 | 305 | 34 |  | Fixed | Roof
NJADRE1560080532 | Administratively Determined Incentive Program | Turnersville | 8012 | 13.77 | Residential | Behind the Meter | Yes | Sunrun Installation Services, Inc. | AC Electric |  | Accepted | 2025-07-18 | 2025-08-11 | 2026-08-11 | Solar Panels | JA SOLAR | JAM54S31-405/MR |  | 0.405 | 7 | 125 | 34 |  | Fixed | Roof
NJADRE1560080532 | Administratively Determined Incentive Program | Turnersville | 8012 | 13.77 | Residential | Behind the Meter | Yes | Sunrun Installation Services, Inc. | AC Electric |  | Accepted | 2025-07-18 | 2025-08-11 | 2026-08-11 | Solar Panels | JA SOLAR | JAM54S31-405/MR |  | 0.405 | 9 | 305 | 34 |  | Fixed | Roof
NJADRE1560080532 | Administratively Determined Incentive Program | Turnersville | 8012 | 13.77 | Residential | Behind the Meter | Yes | Sunrun Installation Services, Inc. | AC Electric |  | Accepted | 2025-07-18 | 2025-08-11 | 2026-08-11 | Solar Panels | JA SOLAR | JAM54S31-405/MR |  | 0.405 | 9 | 125 | 34 |  | Fixed | Roof
NJADRE1560080536 | Administratively Determined Incentive Program | STOCKTON | 8559 | 16.53 | Residential | Behind the Meter | No | Integrity Solar & Home Solutions, LLC | JCP&L |  | Accepted | 2025-07-14 | 2025-08-04 | 2026-08-04 | Solar Panels | Q CELLS | Q.TRON BLK M-G2H+ 435 |  | 0.435 | 22 | 181 | 35 |  | Fixed | Roof
NJADRE1560080536 | Administratively Determined Incentive Program | STOCKTON | 8559 | 16.53 | Residential | Behind the Meter | No | Integrity Solar & Home Solutions, LLC | JCP&L |  | Accepted | 2025-07-14 | 2025-08-04 | 2026-08-04 | Inverters | ENPHASE | IQ8HC | 380 |  | 38 |  |  | 0.98 |  | Other | UNDER EACH PANEL
NJADRE1560080536 | Administratively Determined Incentive Program | STOCKTON | 8559 | 16.53 | Residential | Behind the Meter | No | Integrity Solar & Home Solutions, LLC | JCP&L |  | Accepted | 2025-07-14 | 2025-08-04 | 2026-08-04 | Solar Panels | Q CELLS | Q.TRON BLK M-G2H+ 435 |  | 0.435 | 16 | 271 | 35 |  | Fixed | Roof
NJADRE1560080548 | Administratively Determined Incentive Program | Ridgefield Park Village | 7660 | 7.395 | Residential | Behind the Meter | Yes | Integrity Solar & Home Solutions, LLC | PSE&G |  | Accepted | 2025-07-14 | 2025-08-08 | 2026-08-08 | Solar Panels | Q CELLS | Q.TRON BLK M-G2H+ 435 |  | 0.435 | 8 | 190 | 34 |  | Fixed | Roof
NJADRE1560080548 | Administratively Determined Incentive Program | Ridgefield Park Village | 7660 | 7.395 | Residential | Behind the Meter | Yes | Integrity Solar & Home Solutions, LLC | PSE&G |  | Accepted | 2025-07-14 | 2025-08-08 | 2026-08-08 | Inverters | ENPHASE | IQ8HC | 380 |  | 17 |  |  | 0.98 |  | Other | UNDER EACH PANEL
NJADRE1560080548 | Administratively Determined Incentive Program | Ridgefield Park Village | 7660 | 7.395 | Residential | Behind the Meter | Yes | Integrity Solar & Home Solutions, LLC | PSE&G |  | Accepted | 2025-07-14 | 2025-08-08 | 2026-08-08 | Solar Panels | Q CELLS | Q.TRON BLK M-G2H+ 435 |  | 0.435 | 9 | 10 | 34 |  | Fixed | Roof
NJADRE1560080549 | Administratively Determined Incentive Program | Piscataway | 8854 | 4.1 | Residential | Behind the Meter | No | Tesla Energy Operations, Inc. | PSE&G |  | Accepted | 2025-07-14 | 2025-08-04 | 2026-08-04 | Inverters | Tesla | 1707000-XX-Y | 12 |  | 1 |  |  | 0.98 |  | Outdoor
NJADRE1560080549 | Administratively Determined Incentive Program | Piscataway | 8854 | 4.1 | Residential | Behind the Meter | No | Tesla Energy Operations, Inc. | PSE&G |  | Accepted | 2025-07-14 | 2025-08-04 | 2026-08-04 | Electric Storage Battery | Tesla | Powerwall 3 |  |  | 1 |  |  |  | Lithium Ion |  | OUTSIDE
NJADRE1560080549 | Administratively Determined Incentive Program | Piscataway | 8854 | 4.1 | Residential | Behind the Meter | No | Tesla Energy Operations, Inc. | PSE&G |  | Accepted | 2025-07-14 | 2025-08-04 | 2026-08-04 | Solar Panels | Hanwha | Q.PEAK DUO BLK ML-G10+/TS 410 |  | 0.41 | 8 | 205 | 28 |  | Fixed | Roof
NJADRE1560080549 | Administratively Determined Incentive Program | Piscataway | 8854 | 4.1 | Residential | Behind the Meter | No | Tesla Energy Operations, Inc. | PSE&G |  | Accepted | 2025-07-14 | 2025-08-04 | 2026-08-04 | Solar Panels | Hanwha | Q.PEAK DUO BLK ML-G10+/TS 410 |  | 0.41 | 2 | 205 | 28 |  | Fixed | Roof
NJADRE1560080552 | Administratively Determined Incentive Program | NEPTUNE | 7753 | 12.18 | Residential | Behind the Meter | Yes | SunnyMac, LLC | JCP&L |  | Accepted | 2025-07-14 | 2025-08-04 | 2026-08-04 | Solar Panels | HANWHA | Q.TRON BLK M-G2.H+ |  | 0.435 | 11 | 241 | 25 |  | Fixed | Roof
NJADRE1560080552 | Administratively Determined Incentive Program | NEPTUNE | 7753 | 12.18 | Residential | Behind the Meter | Yes | SunnyMac, LLC | JCP&L |  | Accepted | 2025-07-14 | 2025-08-04 | 2026-08-04 | Inverters | SOLAREDGE HOME HUB | SE10000H-US | 10000 |  | 1 |  |  | 0.99 |  | Outdoor | next to meter
NJADRE1560080552 | Administratively Determined Incentive Program | NEPTUNE | 7753 | 12.18 | Residential | Behind the Meter | Yes | SunnyMac, LLC | JCP&L |  | Accepted | 2025-07-14 | 2025-08-04 | 2026-08-04 | Solar Panels | HANWHA | Q.TRON BLK M-G2.H+ |  | 0.435 | 11 | 61 | 25 |  | Fixed | Roof
NJADRE1560080552 | Administratively Determined Incentive Program | NEPTUNE | 7753 | 12.18 | Residential | Behind the Meter | Yes | SunnyMac, LLC | JCP&L |  | Accepted | 2025-07-14 | 2025-08-04 | 2026-08-04 | Solar Panels | HANWHA | Q.TRON BLK M-G2.H+ |  | 0.435 | 6 | 241 | 25 |  | Fixed | Roof
NJADRE1560080562 | Administratively Determined Incentive Program | CLAYTON | 8312 | 6.525 | Residential | Behind the Meter | Yes | Velocity Energy & Home Solutions, Inc. | AC Electric |  | Accepted | 2025-07-14 | 2025-08-04 | 2026-08-04 | Solar Panels | QCELLS | QTron BLK M-G2.H+ |  | 0.435 | 3 | 79 | 21 |  | Fixed | Roof
NJADRE1560080562 | Administratively Determined Incentive Program | CLAYTON | 8312 | 6.525 | Residential | Behind the Meter | Yes | Velocity Energy & Home Solutions, Inc. | AC Electric |  | Accepted | 2025-07-14 | 2025-08-04 | 2026-08-04 | Inverters | enphase | iq8hc | 380 |  | 15 |  |  | 0.99 |  | Outside | behind panels
NJADRE1560080562 | Administratively Determined Incentive Program | CLAYTON | 8312 | 6.525 | Residential | Behind the Meter | Yes | Velocity Energy & Home Solutions, Inc. | AC Electric |  | Accepted | 2025-07-14 | 2025-08-04 | 2026-08-04 | Solar Panels | QCELLS | QTron BLK M-G2.H+ |  | 0.435 | 3 | 79 | 32 |  | Fixed | Roof
NJADRE1560080562 | Administratively Determined Incentive Program | CLAYTON | 8312 | 6.525 | Residential | Behind the Meter | Yes | Velocity Energy & Home Solutions, Inc. | AC Electric |  | Accepted | 2025-07-14 | 2025-08-04 | 2026-08-04 | Solar Panels | QCELLS | QTron BLK M-G2.H+ |  | 0.435 | 9 | 259 | 32 |  | Fixed | Roof
NJADRE1560080567 | Administratively Determined Incentive Program | Evesham | 8053 | 5.59 | Residential | Behind the Meter | Yes | Infinity Solar Systems, LLC | PSE&G |  | Accepted | 2025-07-14 | 2025-08-12 | 2026-08-12 | Solar Panels | SEG Solar | SEG-430-BTD-BG |  | 0.43 | 13 | 205 | 19 |  | Fixed | Roof
NJADRE1560080567 | Administratively Determined Incentive Program | Evesham | 8053 | 5.59 | Residential | Behind the Meter | Yes | Infinity Solar Systems, LLC | PSE&G |  | Accepted | 2025-07-14 | 2025-08-12 | 2026-08-12 | Inverters | Enphase | IQ8MC-72-M-US | 320 |  | 13 |  |  | 0.97 |  | Outdoor
NJADRE1560080571 | Administratively Determined Incentive Program | Jackson | 8527 | 25.315 | Residential | Behind the Meter | Yes | SunPurity, LLC | JCP&L |  | Accepted | 2025-07-14 | 2025-08-05 | 2026-08-05 | Solar Panels | Hanwha Q cells | Q.PEAK DUO BLK-ML-G10+ 415W |  | 0.415 | 9 | 212 | 34 |  | Fixed | Roof
NJADRE1560080571 | Administratively Determined Incentive Program | Jackson | 8527 | 25.315 | Residential | Behind the Meter | Yes | SunPurity, LLC | JCP&L |  | Accepted | 2025-07-14 | 2025-08-05 | 2026-08-05 | Inverters | SolarEdge | SE7600H-US | 7600 |  | 1 |  |  | 0.99 |  | Outdoor
NJADRE1560080571 | Administratively Determined Incentive Program | Jackson | 8527 | 25.315 | Residential | Behind the Meter | Yes | SunPurity, LLC | JCP&L |  | Accepted | 2025-07-14 | 2025-08-05 | 2026-08-05 | Solar Panels | Hanwha Q cells | Q.PEAK DUO BLK-ML-G10+ 415W |  | 0.415 | 41 | 212 | 34 |  | Fixed | Roof
NJADRE1560080571 | Administratively Determined Incentive Program | Jackson | 8527 | 25.315 | Residential | Behind the Meter | Yes | SunPurity, LLC | JCP&L |  | Accepted | 2025-07-14 | 2025-08-05 | 2026-08-05 | Inverters | SolarEdge | SE10000H-US | 10000 |  | 1 |  |  | 0.99 |  | Outdoor
NJADRE1560080571 | Administratively Determined Incentive Program | Jackson | 8527 | 25.315 | Residential | Behind the Meter | Yes | SunPurity, LLC | JCP&L |  | Accepted | 2025-07-14 | 2025-08-05 | 2026-08-05 | Solar Panels | Hanwha Q cells | Q.PEAK DUO BLK-ML-G10+ 415W |  | 0.415 | 11 | 212 | 44 |  | Fixed | Roof
NJADRE1560080574 | Administratively Determined Incentive Program | WALL TWP | 7719 | 11.05 | Residential | Behind the Meter | Yes | Whitman Construction, LLC | JCP&L |  | Accepted | 2025-07-14 | 2025-08-04 | 2026-08-04 | Solar Panels | JINKO SOLAR | JKM425N-54HL4-B |  | 0.425 | 10 | 220 | 23 |  | Fixed | Roof
NJADRE1560080574 | Administratively Determined Incentive Program | WALL TWP | 7719 | 11.05 | Residential | Behind the Meter | Yes | Whitman Construction, LLC | JCP&L |  | Accepted | 2025-07-14 | 2025-08-04 | 2026-08-04 | Inverters | ENPHASE | IQ8HC | 380 |  | 26 |  |  | 0.975 |  | Outdoor
NJADRE1560080574 | Administratively Determined Incentive Program | WALL TWP | 7719 | 11.05 | Residential | Behind the Meter | Yes | Whitman Construction, LLC | JCP&L |  | Accepted | 2025-07-14 | 2025-08-04 | 2026-08-04 | Solar Panels | JINKO SOLAR | JKM425N-54HL4-B |  | 0.425 | 3 | 130 | 23 |  | Fixed | Roof
NJADRE1560080574 | Administratively Determined Incentive Program | WALL TWP | 7719 | 11.05 | Residential | Behind the Meter | Yes | Whitman Construction, LLC | JCP&L |  | Accepted | 2025-07-14 | 2025-08-04 | 2026-08-04 | Solar Panels | JINKO SOLAR | JKM425N-54HL4-B |  | 0.425 | 10 | 220 | 23 |  | Fixed | Roof
NJADRE1560080574 | Administratively Determined Incentive Program | WALL TWP | 7719 | 11.05 | Residential | Behind the Meter | Yes | Whitman Construction, LLC | JCP&L |  | Accepted | 2025-07-14 | 2025-08-04 | 2026-08-04 | Solar Panels | JINKO SOLAR | JKM425N-54HL4-B |  | 0.425 | 3 | 220 | 23 |  | Fixed | Roof
NJADRE1560080577 | Administratively Determined Incentive Program | ELIZABETH | 7202 | 22.62 | Residential | Behind the Meter | Yes | Velocity Energy & Home Solutions, Inc. | PSE&G |  | Accepted | 2025-07-14 | 2025-08-04 | 2026-08-04 | Solar Panels | QCELLS | QTron BLK M-G2.H+ |  | 0.435 | 32 | 312 | 23 |  | Fixed | Roof
NJADRE1560080577 | Administratively Determined Incentive Program | ELIZABETH | 7202 | 22.62 | Residential | Behind the Meter | Yes | Velocity Energy & Home Solutions, Inc. | PSE&G |  | Accepted | 2025-07-14 | 2025-08-04 | 2026-08-04 | Solar Panels | QCELLS | QTron BLK M-G2.H+ |  | 0.435 | 20 | 132 | 23 |  | Fixed | Roof
NJADRE1560080577 | Administratively Determined Incentive Program | ELIZABETH | 7202 | 22.62 | Residential | Behind the Meter | Yes | Velocity Energy & Home Solutions, Inc. | PSE&G |  | Accepted | 2025-07-14 | 2025-08-04 | 2026-08-04 | Inverters | enphase | iq8hc | 380 |  | 52 |  |  | 0.99 |  | Outside | behind panels
NJADRE1560080586 | Administratively Determined Incentive Program | Whiting | 8759 | 7.79 | Residential | Behind the Meter | Yes | Trinity Solar, LLC | JCP&L |  | Accepted | 2025-07-14 | 2025-08-04 | 2026-08-04 | Inverters | SOLAREDGE | SE6000H-US | 6000 |  | 1 |  |  | 0.97 |  | Outside
NJADRE1560080586 | Administratively Determined Incentive Program | Whiting | 8759 | 7.79 | Residential | Behind the Meter | Yes | Trinity Solar, LLC | JCP&L |  | Accepted | 2025-07-14 | 2025-08-04 | 2026-08-04 | Solar Panels | HANWHA 410 (Q.PEAK DUO BLK ML-G10+410) | HANWHA 410 (Q.PEAK DUO BLK ML-G10+410) |  | 0.41 | 19 | 192 | 17 |  | Fixed | Roof
NJADRE1560080589 | Administratively Determined Incentive Program | Villas | 8251 | 4.455 | Residential | Behind the Meter | No | Solar Energy World | AC Electric |  | Accepted | 2025-07-14 | 2025-08-04 | 2026-08-04 | Solar Panels | LONGi | LR5-54HPB-405M |  | 0.405 | 11 | 120 | 28 |  | Fixed | Roof
NJADRE1560080589 | Administratively Determined Incentive Program | Villas | 8251 | 4.455 | Residential | Behind the Meter | No | Solar Energy World | AC Electric |  | Accepted | 2025-07-14 | 2025-08-04 | 2026-08-04 | Inverters | Enphase | IQ8HC-72-M-DOM-US | 290 |  | 11 |  |  | 0.97 |  | Outside
NJADRE1560080593 | Administratively Determined Incentive Program | East Orange | 7017 | 9.43 | Residential | Behind the Meter | Yes | Trinity Solar, LLC | PSE&G |  | Accepted | 2025-07-14 | 2025-08-04 | 2026-08-04 | Solar Panels | Hanwha | Q.PEAK DUO BLK ML-G10+ 410 |  | 0.41 | 6 | 125 | 30 |  | Fixed | Roof
NJADRE1560080593 | Administratively Determined Incentive Program | East Orange | 7017 | 9.43 | Residential | Behind the Meter | Yes | Trinity Solar, LLC | PSE&G |  | Accepted | 2025-07-14 | 2025-08-04 | 2026-08-04 | Solar Panels | Hanwha | Q.PEAK DUO BLK ML-G10+ 410 |  | 0.41 | 5 | 35 | 21 |  | Fixed | Roof
NJADRE1560080593 | Administratively Determined Incentive Program | East Orange | 7017 | 9.43 | Residential | Behind the Meter | Yes | Trinity Solar, LLC | PSE&G |  | Accepted | 2025-07-14 | 2025-08-04 | 2026-08-04 | Solar Panels | Hanwha | Q.PEAK DUO BLK ML-G10+ 410 |  | 0.41 | 6 | 305 | 30 |  | Fixed | Roof
NJADRE1560080593 | Administratively Determined Incentive Program | East Orange | 7017 | 9.43 | Residential | Behind the Meter | Yes | Trinity Solar, LLC | PSE&G |  | Accepted | 2025-07-14 | 2025-08-04 | 2026-08-04 | Inverters | Solar Edge | USE7600H-US | 7600 |  | 1 |  |  | 0.97 |  | Outside
NJADRE1560080593 | Administratively Determined Incentive Program | East Orange | 7017 | 9.43 | Residential | Behind the Meter | Yes | Trinity Solar, LLC | PSE&G |  | Accepted | 2025-07-14 | 2025-08-04 | 2026-08-04 | Solar Panels | Hanwha | Q.PEAK DUO BLK ML-G10+ 410 |  | 0.41 | 6 | 215 | 21 |  | Fixed | Roof
NJADRE1560080594 | Administratively Determined Incentive Program | Hillside | 7205 | 4.15 | Residential | Behind the Meter | Yes | Big Wave Roofing and Solar, LLC | PSE&G |  | Accepted | 2025-07-14 | 2025-08-04 | 2026-08-04 | Solar Panels | QCELLS | Q.PEAK DUO BLK ML-G10.C+ 415W |  | 0.415 | 2 | 354 | 35 |  | Fixed | Roof
NJADRE1560080594 | Administratively Determined Incentive Program | Hillside | 7205 | 4.15 | Residential | Behind the Meter | Yes | Big Wave Roofing and Solar, LLC | PSE&G |  | Accepted | 2025-07-14 | 2025-08-04 | 2026-08-04 | Inverters | Enphase | IQ8HC-72-M-DOM-US | 380 |  | 10 |  |  | 0.97 |  | Outside
NJADRE1560080594 | Administratively Determined Incentive Program | Hillside | 7205 | 4.15 | Residential | Behind the Meter | Yes | Big Wave Roofing and Solar, LLC | PSE&G |  | Accepted | 2025-07-14 | 2025-08-04 | 2026-08-04 | Solar Panels | QCELLS | Q.PEAK DUO BLK ML-G10.C+ 415W |  | 0.415 | 8 | 174 | 35 |  | Fixed | Roof
NJADRE1560080599 | Administratively Determined Incentive Program | Elizabeth | 7206 | 6.09 | Residential | Behind the Meter | Yes | Velocity Energy & Home Solutions, Inc. | PSE&G |  | Accepted | 2025-07-14 | 2025-08-04 | 2026-08-04 | Solar Panels | qtron | 435w |  | 0.435 | 14 | 144 | 24 |  | Fixed | Roof
NJADRE1560080599 | Administratively Determined Incentive Program | Elizabeth | 7206 | 6.09 | Residential | Behind the Meter | Yes | Velocity Energy & Home Solutions, Inc. | PSE&G |  | Accepted | 2025-07-14 | 2025-08-04 | 2026-08-04 | Inverters | enphase | iq8hc | 380 |  | 14 |  |  | 0.99 |  | Outside | behind panels
NJADRE1560080622 | Administratively Determined Incentive Program | Galloway | 8205 | 16.15 | Residential | Behind the Meter | Yes | Power Energy Solutions, LLC | AC Electric |  | Accepted | 2025-07-14 | 2025-08-05 | 2026-08-05 | Solar Panels | Trina Solar | TSM-425NE09RC.05 |  | 0.425 | 21 | 222 | 22 |  | Fixed | Roof
NJADRE1560080622 | Administratively Determined Incentive Program | Galloway | 8205 | 16.15 | Residential | Behind the Meter | Yes | Power Energy Solutions, LLC | AC Electric |  | Accepted | 2025-07-14 | 2025-08-05 | 2026-08-05 | Inverters | SolarEdge | SE10000H-US | 10 |  | 1 |  |  | 0.97 |  | Outdoor
NJADRE1560080622 | Administratively Determined Incentive Program | Galloway | 8205 | 16.15 | Residential | Behind the Meter | Yes | Power Energy Solutions, LLC | AC Electric |  | Accepted | 2025-07-14 | 2025-08-05 | 2026-08-05 | Solar Panels | Trina Solar | TSM-425NE09RC.05 |  | 0.425 | 17 | 42 | 22 |  | Fixed | Roof
NJADRE1560080624 | Administratively Determined Incentive Program | West Orange | 7052 | 3.825 | Residential | Behind the Meter | Yes | Fusion Solar Energy, LLC | PSE&G |  | Accepted | 2025-07-16 | 2025-08-11 | 2026-08-11 | Solar Panels | TRINA SOLAR | TSM-NE09RC.05 |  | 0.425 | 9 | 291.32 | 29 |  | Fixed | Roof
NJADRE1560080624 | Administratively Determined Incentive Program | West Orange | 7052 | 3.825 | Residential | Behind the Meter | Yes | Fusion Solar Energy, LLC | PSE&G |  | Accepted | 2025-07-16 | 2025-08-11 | 2026-08-11 | Inverters | ENPHASE | IQ8HC-72-M-DOM-US | 380 |  | 9 |  |  | 0.97 |  | Outside | Roof
NJADRE1560080627 | Administratively Determined Incentive Program | Gloucester Twp | 8012 | 8.505 | Residential | Behind the Meter | Yes | Sunrun Installation Services, Inc. | PSE&G |  | Accepted | 2025-07-14 | 2025-08-04 | 2026-08-04 | Inverters | SOLAREDGE TECHNOLOGIES | SE5700H-USMN | 5760 |  | 1 |  |  | 0.99 |  | Outdoor
NJADRE1560080627 | Administratively Determined Incentive Program | Gloucester Twp | 8012 | 8.505 | Residential | Behind the Meter | Yes | Sunrun Installation Services, Inc. | PSE&G |  | Accepted | 2025-07-14 | 2025-08-04 | 2026-08-04 | Solar Panels | JA SOLAR | JAM54S31-405/MR |  | 0.405 | 7 | 265 | 24 |  | Fixed | Roof
NJADRE1560080627 | Administratively Determined Incentive Program | Gloucester Twp | 8012 | 8.505 | Residential | Behind the Meter | Yes | Sunrun Installation Services, Inc. | PSE&G |  | Accepted | 2025-07-14 | 2025-08-04 | 2026-08-04 | Solar Panels | JA SOLAR | JAM54S31-405/MR |  | 0.405 | 14 | 85 | 24 |  | Fixed | Roof
NJADRE1560080645 | Administratively Determined Incentive Program | Wayne | 7470 | 4.05 | Residential | Behind the Meter | Yes | Sunrun Installation Services, Inc. | PSE&G |  | Accepted | 2025-07-14 | 2025-08-04 | 2026-08-04 | Solar Panels | JA Solar | JAM54S31-405/MR |  | 0.405 | 3 | 213 | 20 |  | Fixed | Roof
NJADRE1560080645 | Administratively Determined Incentive Program | Wayne | 7470 | 4.05 | Residential | Behind the Meter | Yes | Sunrun Installation Services, Inc. | PSE&G |  | Accepted | 2025-07-14 | 2025-08-04 | 2026-08-04 | Solar Panels | JA Solar | JAM54S31-405/MR |  | 0.405 | 7 | 214 | 20 |  | Fixed | Roof
NJADRE1560080645 | Administratively Determined Incentive Program | Wayne | 7470 | 4.05 | Residential | Behind the Meter | Yes | Sunrun Installation Services, Inc. | PSE&G |  | Accepted | 2025-07-14 | 2025-08-04 | 2026-08-04 | Inverters | SolarEdge Technologies | SE3800H-USMN | 3800 |  | 1 |  |  | 0.99 |  | Outdoor | Next to meter
NJADRE1560080647 | Administratively Determined Incentive Program | NORTHFIELD | 8225 | 10.005 | Residential | Behind the Meter | Yes | Velocity Energy & Home Solutions, Inc. | AC Electric |  | Accepted | 2025-07-14 | 2025-08-04 | 2026-08-04 | Solar Panels | qtron | 435w |  | 0.435 | 18 | 223 | 37 |  | Fixed | Roof
NJADRE1560080647 | Administratively Determined Incentive Program | NORTHFIELD | 8225 | 10.005 | Residential | Behind the Meter | Yes | Velocity Energy & Home Solutions, Inc. | AC Electric |  | Accepted | 2025-07-14 | 2025-08-04 | 2026-08-04 | Solar Panels | qtron | 435w |  | 0.435 | 5 | 223 | 20 |  | Fixed | Roof
NJADRE1560080647 | Administratively Determined Incentive Program | NORTHFIELD | 8225 | 10.005 | Residential | Behind the Meter | Yes | Velocity Energy & Home Solutions, Inc. | AC Electric |  | Accepted | 2025-07-14 | 2025-08-04 | 2026-08-04 | Inverters | enphase | iq8plus | 290 |  | 23 |  |  | 0.99 |  | Outside | behind panels
NJADRE1560080656 | Administratively Determined Incentive Program | MILLVILLE | 8332 | 25.11 | Residential | Behind the Meter | Yes | Define Solar, LLC | AC Electric |  | Accepted | 2025-07-14 | 2025-08-04 | 2026-08-04 | Solar Panels | Znshine | ZXM7-SH108 405W |  | 0.405 | 4 | 181 | 20 |  | Fixed | Roof
NJADRE1560080656 | Administratively Determined Incentive Program | MILLVILLE | 8332 | 25.11 | Residential | Behind the Meter | Yes | Define Solar, LLC | AC Electric |  | Accepted | 2025-07-14 | 2025-08-04 | 2026-08-04 | Solar Panels | Znshine | ZXM7-SH108 405W |  | 0.405 | 8 | 271 | 20 |  | Fixed | Roof
NJADRE1560080656 | Administratively Determined Incentive Program | MILLVILLE | 8332 | 25.11 | Residential | Behind the Meter | Yes | Define Solar, LLC | AC Electric |  | Accepted | 2025-07-14 | 2025-08-04 | 2026-08-04 | Solar Panels | Znshine | ZXM7-SH108 405W |  | 0.405 | 4 | 271 | 20 |  | Fixed | Roof
NJADRE1560080656 | Administratively Determined Incentive Program | MILLVILLE | 8332 | 25.11 | Residential | Behind the Meter | Yes | Define Solar, LLC | AC Electric |  | Accepted | 2025-07-14 | 2025-08-04 | 2026-08-04 | Inverters | Enphase | IQ8PLUS-72-2-US | 290 |  | 24 |  |  | 0.976 |  | Outside | Under each pv panel
NJADRE1560080656 | Administratively Determined Incentive Program | MILLVILLE | 8332 | 25.11 | Residential | Behind the Meter | Yes | Define Solar, LLC | AC Electric |  | Accepted | 2025-07-14 | 2025-08-04 | 2026-08-04 | Inverters | Enphase | IQ8PLUS-72-2-US | 290 |  | 6 |  |  | 0.976 |  | Outside | Under each pv panel
NJADRE1560080656 | Administratively Determined Incentive Program | MILLVILLE | 8332 | 25.11 | Residential | Behind the Meter | Yes | Define Solar, LLC | AC Electric |  | Accepted | 2025-07-14 | 2025-08-04 | 2026-08-04 | Inverters | Enphase | IQ8PLUS-72-2-US | 290 |  | 8 |  |  | 0.976 |  | Outside | Under each pv panel
NJADRE1560080656 | Administratively Determined Incentive Program | MILLVILLE | 8332 | 25.11 | Residential | Behind the Meter | Yes | Define Solar, LLC | AC Electric |  | Accepted | 2025-07-14 | 2025-08-04 | 2026-08-04 | Inverters | Enphase | IQ8PLUS-72-2-US | 290 |  | 10 |  |  | 0.976 |  | Outside | Under each pv panel
NJADRE1560080656 | Administratively Determined Incentive Program | MILLVILLE | 8332 | 25.11 | Residential | Behind the Meter | Yes | Define Solar, LLC | AC Electric |  | Accepted | 2025-07-14 | 2025-08-04 | 2026-08-04 | Inverters | Enphase | IQ8PLUS-72-2-US | 290 |  | 6 |  |  | 0.976 |  | Outside | Under each pv panel
NJADRE1560080656 | Administratively Determined Incentive Program | MILLVILLE | 8332 | 25.11 | Residential | Behind the Meter | Yes | Define Solar, LLC | AC Electric |  | Accepted | 2025-07-14 | 2025-08-04 | 2026-08-04 | Inverters | Enphase | IQ8PLUS-72-2-US | 290 |  | 4 |  |  | 0.976 |  | Outside | Under each pv panel
NJADRE1560080656 | Administratively Determined Incentive Program | MILLVILLE | 8332 | 25.11 | Residential | Behind the Meter | Yes | Define Solar, LLC | AC Electric |  | Accepted | 2025-07-14 | 2025-08-04 | 2026-08-04 | Solar Panels | Znshine | ZXM7-SH108 405W |  | 0.405 | 24 | 91 | 21 |  | Fixed | Roof
NJADRE1560080656 | Administratively Determined Incentive Program | MILLVILLE | 8332 | 25.11 | Residential | Behind the Meter | Yes | Define Solar, LLC | AC Electric |  | Accepted | 2025-07-14 | 2025-08-04 | 2026-08-04 | Solar Panels | Znshine | ZXM7-SH108 405W |  | 0.405 | 10 | 271 | 21 |  | Fixed | Roof
NJADRE1560080656 | Administratively Determined Incentive Program | MILLVILLE | 8332 | 25.11 | Residential | Behind the Meter | Yes | Define Solar, LLC | AC Electric |  | Accepted | 2025-07-14 | 2025-08-04 | 2026-08-04 | Solar Panels | Znshine | ZXM7-SH108 405W |  | 0.405 | 6 | 181 | 21 |  | Fixed | Roof
NJADRE1560080656 | Administratively Determined Incentive Program | MILLVILLE | 8332 | 25.11 | Residential | Behind the Meter | Yes | Define Solar, LLC | AC Electric |  | Accepted | 2025-07-14 | 2025-08-04 | 2026-08-04 | Inverters | Enphase | IQ8PLUS-72-2-US | 290 |  | 4 |  |  | 0.976 |  | Outside | Under each pv panel
NJADRE1560080656 | Administratively Determined Incentive Program | MILLVILLE | 8332 | 25.11 | Residential | Behind the Meter | Yes | Define Solar, LLC | AC Electric |  | Accepted | 2025-07-14 | 2025-08-04 | 2026-08-04 | Solar Panels | Znshine | ZXM7-SH108 405W |  | 0.405 | 6 | 1 | 21 |  | Fixed | Roof
NJADRE1560080662 | Administratively Determined Incentive Program | WOODLAND PARK | 7424 | 10.625 | Residential | Behind the Meter | Yes | Whitman Construction, LLC | PSE&G |  | Accepted | 2025-07-14 | 2025-08-06 | 2026-08-06 | Solar Panels | JINKO SOLAR | JKM425N-54HL4-B |  | 0.425 | 9 | 208 | 29 |  | Fixed | Roof
NJADRE1560080662 | Administratively Determined Incentive Program | WOODLAND PARK | 7424 | 10.625 | Residential | Behind the Meter | Yes | Whitman Construction, LLC | PSE&G |  | Accepted | 2025-07-14 | 2025-08-06 | 2026-08-06 | Inverters | ENPHASE | IQ8HC-72-M-DOM-US | 380 |  | 25 |  |  | 0.973 |  | Outdoor
NJADRE1560080662 | Administratively Determined Incentive Program | WOODLAND PARK | 7424 | 10.625 | Residential | Behind the Meter | Yes | Whitman Construction, LLC | PSE&G |  | Accepted | 2025-07-14 | 2025-08-06 | 2026-08-06 | Solar Panels | JINKO SOLAR | JKM425N-54HL4-B |  | 0.425 | 8 | 118 | 32 |  | Fixed | Roof
NJADRE1560080662 | Administratively Determined Incentive Program | WOODLAND PARK | 7424 | 10.625 | Residential | Behind the Meter | Yes | Whitman Construction, LLC | PSE&G |  | Accepted | 2025-07-14 | 2025-08-06 | 2026-08-06 | Solar Panels | JINKO SOLAR | JKM425N-54HL4-B |  | 0.425 | 8 | 28 | 29 |  | Fixed | Roof
NJADRE1560080675 | Administratively Determined Incentive Program | Franklin Twp | 8873 | 10.25 | Residential | Behind the Meter | Yes | Sunrun Installation Services, Inc. | PSE&G |  | Accepted | 2025-07-14 | 2025-08-04 | 2026-08-04 | Inverters | Tesla | Powerwall 3 1707000-xx-y | 11500 |  | 1 |  |  | 0.97 |  | Outdoor
NJADRE1560080675 | Administratively Determined Incentive Program | Franklin Twp | 8873 | 10.25 | Residential | Behind the Meter | Yes | Sunrun Installation Services, Inc. | PSE&G |  | Accepted | 2025-07-14 | 2025-08-04 | 2026-08-04 | Electric Storage Battery | Tesla | Powerwall 3 1707000-xx-y |  |  | 1 |  |  |  | Lithium Ion |  | OUTSIDE
NJADRE1560080675 | Administratively Determined Incentive Program | Franklin Twp | 8873 | 10.25 | Residential | Behind the Meter | Yes | Sunrun Installation Services, Inc. | PSE&G |  | Accepted | 2025-07-14 | 2025-08-04 | 2026-08-04 | Solar Panels | Hanwha Q Cells | Q.PEAK DUO BLK ML-G10+ 410 DCA |  | 0.41 | 11 | 197 | 27 |  | Fixed | Roof
NJADRE1560080675 | Administratively Determined Incentive Program | Franklin Twp | 8873 | 10.25 | Residential | Behind the Meter | Yes | Sunrun Installation Services, Inc. | PSE&G |  | Accepted | 2025-07-14 | 2025-08-04 | 2026-08-04 | Solar Panels | Hanwha Q Cells | Q.PEAK DUO BLK ML-G10+ 410 DCA |  | 0.41 | 14 | 17 | 27 |  | Fixed | Roof
NJADRE1560080685 | Administratively Determined Incentive Program | Little Falls Twp | 7424 | 7.79 | Residential | Behind the Meter | No | Tesla Energy Operations, Inc. | PSE&G |  | Accepted | 2025-07-14 | 2025-08-04 | 2026-08-04 | Solar Panels | Hanwha | Q.PEAK DUO BLK ML-G10+/TS 410 |  | 0.41 | 6 | 260 | 27 |  | Fixed | Roof
NJADRE1560080685 | Administratively Determined Incentive Program | Little Falls Twp | 7424 | 7.79 | Residential | Behind the Meter | No | Tesla Energy Operations, Inc. | PSE&G |  | Accepted | 2025-07-14 | 2025-08-04 | 2026-08-04 | Solar Panels | Hanwha | Q.PEAK DUO BLK ML-G10+/TS 410 |  | 0.41 | 4 | 260 | 27 |  | Fixed | Roof
NJADRE1560080685 | Administratively Determined Incentive Program | Little Falls Twp | 7424 | 7.79 | Residential | Behind the Meter | No | Tesla Energy Operations, Inc. | PSE&G |  | Accepted | 2025-07-14 | 2025-08-04 | 2026-08-04 | Solar Panels | Hanwha | Q.PEAK DUO BLK ML-G10+/TS 410 |  | 0.41 | 4 | 80 | 27 |  | Fixed | Roof
NJADRE1560080685 | Administratively Determined Incentive Program | Little Falls Twp | 7424 | 7.79 | Residential | Behind the Meter | No | Tesla Energy Operations, Inc. | PSE&G |  | Accepted | 2025-07-14 | 2025-08-04 | 2026-08-04 | Solar Panels | Hanwha | Q.PEAK DUO BLK ML-G10+/TS 410 |  | 0.41 | 5 | 80 | 27 |  | Fixed | Roof
NJADRE1560080685 | Administratively Determined Incentive Program | Little Falls Twp | 7424 | 7.79 | Residential | Behind the Meter | No | Tesla Energy Operations, Inc. | PSE&G |  | Accepted | 2025-07-14 | 2025-08-04 | 2026-08-04 | Inverters | Tesla | 1707000-XX-Y | 12 |  | 1 |  |  | 0.98 |  | Outdoor
NJADRE1560080685 | Administratively Determined Incentive Program | Little Falls Twp | 7424 | 7.79 | Residential | Behind the Meter | No | Tesla Energy Operations, Inc. | PSE&G |  | Accepted | 2025-07-14 | 2025-08-04 | 2026-08-04 | Electric Storage Battery | Tesla | Powerwall 3 |  |  | 1 |  |  |  | Lithium Ion |  | OUTSIDE
NJADRE1560080688 | Administratively Determined Incentive Program | Livingston | 7039 | 9.03 | Residential | Behind the Meter | No | Pro Custom Solar dba Momentum Solar | PSE&G |  | Accepted | 2025-07-14 | 2025-08-04 | 2026-08-04 | Solar Panels | HANWHA | Q.TRON BLK M-G2+430 |  | 0.43 | 7 | 149 | 36 |  | Fixed | Roof
NJADRE1560080688 | Administratively Determined Incentive Program | Livingston | 7039 | 9.03 | Residential | Behind the Meter | No | Pro Custom Solar dba Momentum Solar | PSE&G |  | Accepted | 2025-07-14 | 2025-08-04 | 2026-08-04 | Solar Panels | Hanwha | Q.TRON BLK M-G2+430 |  | 0.43 | 3 | 329 | 36 |  | Fixed | Roof
NJADRE1560080688 | Administratively Determined Incentive Program | Livingston | 7039 | 9.03 | Residential | Behind the Meter | No | Pro Custom Solar dba Momentum Solar | PSE&G |  | Accepted | 2025-07-14 | 2025-08-04 | 2026-08-04 | Solar Panels | Hanwha | Q.TRON BLK M-G2+430 |  | 0.43 | 3 | 239 | 37 |  | Fixed | Roof
NJADRE1560080688 | Administratively Determined Incentive Program | Livingston | 7039 | 9.03 | Residential | Behind the Meter | No | Pro Custom Solar dba Momentum Solar | PSE&G |  | Accepted | 2025-07-14 | 2025-08-04 | 2026-08-04 | Solar Panels | Hanwha | Q.TRON BLK M-G2+430 |  | 0.43 | 4 | 59 | 3 |  | Fixed | Roof
NJADRE1560080688 | Administratively Determined Incentive Program | Livingston | 7039 | 9.03 | Residential | Behind the Meter | No | Pro Custom Solar dba Momentum Solar | PSE&G |  | Accepted | 2025-07-14 | 2025-08-04 | 2026-08-04 | Electric Storage Battery | ENPHASE | IQ BATTERY 5P |  |  | 2 |  |  |  | Lithium Ion |  | OUTSIDE
NJADRE1560080688 | Administratively Determined Incentive Program | Livingston | 7039 | 9.03 | Residential | Behind the Meter | No | Pro Custom Solar dba Momentum Solar | PSE&G |  | Accepted | 2025-07-14 | 2025-08-04 | 2026-08-04 | Inverters | ENPHASE | IQ8PLUS-72-2-US | 380 |  | 21 |  |  | 0.97 |  | Outdoor
NJADRE1560080688 | Administratively Determined Incentive Program | Livingston | 7039 | 9.03 | Residential | Behind the Meter | No | Pro Custom Solar dba Momentum Solar | PSE&G |  | Accepted | 2025-07-14 | 2025-08-04 | 2026-08-04 | Solar Panels | 0.43 | Q.TRON BLK M-G2+430 |  | 0.43 | 4 | 239 | 37 |  | Fixed | Roof
NJADRE1560080700 | Administratively Determined Incentive Program | Bloomfield | 7003 | 11.48 | Residential | Behind the Meter | Yes | Define Solar, LLC | PSE&G |  | Accepted | 2025-07-14 | 2025-08-04 | 2026-08-04 | Inverters | Enphase | IQ8PLUS-72-2-US | 290 |  | 18 |  |  | 0.976 |  | Outside | Under each pv panel
NJADRE1560080700 | Administratively Determined Incentive Program | Bloomfield | 7003 | 11.48 | Residential | Behind the Meter | Yes | Define Solar, LLC | PSE&G |  | Accepted | 2025-07-14 | 2025-08-04 | 2026-08-04 | Solar Panels | Znshine | ZXM7-SH108 410W |  | 0.41 | 10 | 42 | 29 |  | Fixed | Roof
NJADRE1560080700 | Administratively Determined Incentive Program | Bloomfield | 7003 | 11.48 | Residential | Behind the Meter | Yes | Define Solar, LLC | PSE&G |  | Accepted | 2025-07-14 | 2025-08-04 | 2026-08-04 | Solar Panels | Znshine | ZXM7-SH108 410W |  | 0.41 | 18 | 222 | 29 |  | Fixed | Roof
NJADRE1560080700 | Administratively Determined Incentive Program | Bloomfield | 7003 | 11.48 | Residential | Behind the Meter | Yes | Define Solar, LLC | PSE&G |  | Accepted | 2025-07-14 | 2025-08-04 | 2026-08-04 | Inverters | Enphase | IQ8PLUS-72-2-US | 290 |  | 10 |  |  | 0.976 |  | Outside | Under each pv panel
NJADRE1560080714 | Administratively Determined Incentive Program | PENNS GROVE | 8069 | 8.1 | Residential | Behind the Meter | Yes | Solar Energy World | AC Electric |  | Accepted | 2025-07-14 | 2025-08-04 | 2026-08-04 | Solar Panels | LONGi | LR5-54HPB-405M |  | 0.405 | 7 | 293 | 43 |  | Fixed | Roof
NJADRE1560080714 | Administratively Determined Incentive Program | PENNS GROVE | 8069 | 8.1 | Residential | Behind the Meter | Yes | Solar Energy World | AC Electric |  | Accepted | 2025-07-14 | 2025-08-04 | 2026-08-04 | Solar Panels | LONGi | LR5-54HPB-405M |  | 0.405 | 4 | 113 | 23 |  | Fixed | Roof
NJADRE1560080714 | Administratively Determined Incentive Program | PENNS GROVE | 8069 | 8.1 | Residential | Behind the Meter | Yes | Solar Energy World | AC Electric |  | Accepted | 2025-07-14 | 2025-08-04 | 2026-08-04 | Inverters | Enphase | IQ8HC-72-M-DOM-US | 380 |  | 20 |  |  | 0.97 |  | Outside
NJADRE1560080714 | Administratively Determined Incentive Program | PENNS GROVE | 8069 | 8.1 | Residential | Behind the Meter | Yes | Solar Energy World | AC Electric |  | Accepted | 2025-07-14 | 2025-08-04 | 2026-08-04 | Solar Panels | LONGi | LR5-54HPB-405M |  | 0.405 | 4 | 113 | 44 |  | Fixed | Roof
NJADRE1560080714 | Administratively Determined Incentive Program | PENNS GROVE | 8069 | 8.1 | Residential | Behind the Meter | Yes | Solar Energy World | AC Electric |  | Accepted | 2025-07-14 | 2025-08-04 | 2026-08-04 | Solar Panels | LONGi | LR5-54HPB-405M |  | 0.405 | 5 | 113 | 44 |  | Fixed | Roof
NJADRE1560080748 | Administratively Determined Incentive Program | Woodbury | 8096 | 10.005 | Residential | Behind the Meter | Yes | Skyline Solar, LLC | PSE&G |  | Accepted | 2025-07-14 | 2025-08-04 | 2026-08-04 | Solar Panels | Hanwha | Q. Tron BLK M-G2.H+ |  | 0.435 | 4 | 24 | 12 |  | Fixed | Roof
NJADRE1560080748 | Administratively Determined Incentive Program | Woodbury | 8096 | 10.005 | Residential | Behind the Meter | Yes | Skyline Solar, LLC | PSE&G |  | Accepted | 2025-07-14 | 2025-08-04 | 2026-08-04 | Solar Panels | Hanwha | Q. Tron BLK M-G2.H+ |  | 0.435 | 7 | 204 | 27 |  | Fixed | Roof
NJADRE1560080748 | Administratively Determined Incentive Program | Woodbury | 8096 | 10.005 | Residential | Behind the Meter | Yes | Skyline Solar, LLC | PSE&G |  | Accepted | 2025-07-14 | 2025-08-04 | 2026-08-04 | Solar Panels | Hanwha | Q. Tron BLK M-G2.H+ |  | 0.435 | 12 | 114 | 26 |  | Fixed | Roof
NJADRE1560080748 | Administratively Determined Incentive Program | Woodbury | 8096 | 10.005 | Residential | Behind the Meter | Yes | Skyline Solar, LLC | PSE&G |  | Accepted | 2025-07-14 | 2025-08-04 | 2026-08-04 | Inverters | Enphase | IQ8HC-72-M-DOM-US | 380 |  | 23 |  |  | 0.977 |  | Outside
NJADRE1560080756 | Administratively Determined Incentive Program | Greenwich | 8323 | 5.33 | Residential | Behind the Meter | Yes | Define Solar, LLC | AC Electric |  | Accepted | 2025-07-14 | 2025-08-04 | 2026-08-04 | Solar Panels | Znshine | ZXM7-SH108 410W |  | 0.41 | 9 | 241 | 23 |  | Fixed | Roof
NJADRE1560080756 | Administratively Determined Incentive Program | Greenwich | 8323 | 5.33 | Residential | Behind the Meter | Yes | Define Solar, LLC | AC Electric |  | Accepted | 2025-07-14 | 2025-08-04 | 2026-08-04 | Solar Panels | Znshine | ZXM7-SH108 410W |  | 0.41 | 4 | 241 | 43 |  | Fixed | Roof
NJADRE1560080756 | Administratively Determined Incentive Program | Greenwich | 8323 | 5.33 | Residential | Behind the Meter | Yes | Define Solar, LLC | AC Electric |  | Accepted | 2025-07-14 | 2025-08-04 | 2026-08-04 | Inverters | Enphase | IQ8PLUS-72-2-US | 290 |  | 9 |  |  | 0.976 |  | Outside | Under each pv panel
NJADRE1560080756 | Administratively Determined Incentive Program | Greenwich | 8323 | 5.33 | Residential | Behind the Meter | Yes | Define Solar, LLC | AC Electric |  | Accepted | 2025-07-14 | 2025-08-04 | 2026-08-04 | Inverters | Enphase | IQ8PLUS-72-2-US | 290 |  | 4 |  |  | 0.976 |  | Outside | Under each pv panel
NJADRE1560080768 | Administratively Determined Incentive Program | NEWARK CITY | 7106 | 6.09 | Residential | Behind the Meter | Yes | Integrity Solar & Home Solutions, LLC | PSE&G |  | Accepted | 2025-07-14 | 2025-08-05 | 2026-08-05 | Solar Panels | Q CELLS | Q.TRON BLK M-G2H+ 435 |  | 0.435 | 8 | 125 | 21 |  | Fixed | Roof
NJADRE1560080768 | Administratively Determined Incentive Program | NEWARK CITY | 7106 | 6.09 | Residential | Behind the Meter | Yes | Integrity Solar & Home Solutions, LLC | PSE&G |  | Accepted | 2025-07-14 | 2025-08-05 | 2026-08-05 | Solar Panels | Q CELLS | Q.TRON BLK M-G2H+ 435 |  | 0.435 | 6 | 305 | 22 |  | Fixed | Roof
NJADRE1560080768 | Administratively Determined Incentive Program | NEWARK CITY | 7106 | 6.09 | Residential | Behind the Meter | Yes | Integrity Solar & Home Solutions, LLC | PSE&G |  | Accepted | 2025-07-14 | 2025-08-05 | 2026-08-05 | Inverters | ENPHASE | IQ8HC | 380 |  | 14 |  |  | 0.98 |  | Other | UNDER EACH PANEL
NJADRE1560080773 | Administratively Determined Incentive Program | Clayton | 8312 | 7.79 | Residential | Behind the Meter | Yes | Define Solar, LLC | AC Electric |  | Accepted | 2025-07-14 | 2025-08-04 | 2026-08-04 | Solar Panels | Znshine | ZXM7-SH108 410W |  | 0.41 | 19 | 168 | 20 |  | Fixed | Roof
NJADRE1560080773 | Administratively Determined Incentive Program | Clayton | 8312 | 7.79 | Residential | Behind the Meter | Yes | Define Solar, LLC | AC Electric |  | Accepted | 2025-07-14 | 2025-08-04 | 2026-08-04 | Inverters | Enphase | IQ8PLUS-72-2-US | 290 |  | 19 |  |  | 0.976 |  | Outside | Under each pv panel
NJADRE1560080782 | Administratively Determined Incentive Program | Rockaway | 7866 | 6.97 | Residential | Behind the Meter | Yes | Trinity Solar, LLC | JCP&L |  | Accepted | 2025-07-14 | 2025-08-04 | 2026-08-04 | Solar Panels | HANWHA 410 (Q.PEAK DUO BLK ML-G10+410) | HANWHA 410 (Q.PEAK DUO BLK ML-G10+410) |  | 0.41 | 7 | 286 | 21 |  | Fixed | Roof
NJADRE1560080782 | Administratively Determined Incentive Program | Rockaway | 7866 | 6.97 | Residential | Behind the Meter | Yes | Trinity Solar, LLC | JCP&L |  | Accepted | 2025-07-14 | 2025-08-04 | 2026-08-04 | Solar Panels | HANWHA 410 (Q.PEAK DUO BLK ML-G10+410) | HANWHA 410 (Q.PEAK DUO BLK ML-G10+410) |  | 0.41 | 10 | 106 | 23 |  | Fixed | Roof
NJADRE1560080782 | Administratively Determined Incentive Program | Rockaway | 7866 | 6.97 | Residential | Behind the Meter | Yes | Trinity Solar, LLC | JCP&L |  | Accepted | 2025-07-14 | 2025-08-04 | 2026-08-04 | Inverters | SOLAREDGE | SE5700H-US | 5700 |  | 1 |  |  | 0.97 |  | Outside
NJADRE1560080786 | Administratively Determined Incentive Program | ATCO | 8004 | 5.1 | Residential | Behind the Meter | No | Power Energy Solutions, LLC | AC Electric |  | Accepted | 2025-07-14 | 2025-09-03 | 2026-09-03 | Solar Panels | Trina Solar | TSM-425NE09RC.05 |  | 0.425 | 12 | 221 | 30 |  | Fixed | Ground
NJADRE1560080786 | Administratively Determined Incentive Program | ATCO | 8004 | 5.1 | Residential | Behind the Meter | No | Power Energy Solutions, LLC | AC Electric |  | Accepted | 2025-07-14 | 2025-09-03 | 2026-09-03 | Inverters | SolarEdge | SE3800H-US | 3800 |  | 1 |  |  | 0.97 |  | Outdoor
NJADRE1560080788 | Administratively Determined Incentive Program | Atlantic City | 8401 | 4.1 | Residential | Behind the Meter | Yes | Trinity Solar, LLC | AC Electric |  | Accepted | 2025-07-15 | 2025-08-05 | 2026-08-05 | Solar Panels | Hanwha | Q.PEAK DUO BLK ML-G10+ 410 |  | 0.41 | 7 | 64 | 24 |  | Fixed | Roof
NJADRE1560080788 | Administratively Determined Incentive Program | Atlantic City | 8401 | 4.1 | Residential | Behind the Meter | Yes | Trinity Solar, LLC | AC Electric |  | Accepted | 2025-07-15 | 2025-08-05 | 2026-08-05 | Inverters | Solar Edge | USE3800H-US | 3800 |  | 1 |  |  | 0.97 |  | Outside
NJADRE1560080788 | Administratively Determined Incentive Program | Atlantic City | 8401 | 4.1 | Residential | Behind the Meter | Yes | Trinity Solar, LLC | AC Electric |  | Accepted | 2025-07-15 | 2025-08-05 | 2026-08-05 | Solar Panels | Hanwha | Q.PEAK DUO BLK ML-G10+ 410 |  | 0.41 | 3 | 64 | 25 |  | Fixed | Roof
NJADRE1560080936 | Administratively Determined Incentive Program | NEWTON | 7860 | 4.675 | Residential | Behind the Meter | Yes | Power Energy Solutions, LLC | JCP&L |  | Accepted | 2025-07-14 | 2025-08-04 | 2026-08-04 | Solar Panels | Trina Solar | TSM-425NE09RC.05 |  | 0.425 | 11 | 195 | 23 |  | Fixed | Roof
NJADRE1560080936 | Administratively Determined Incentive Program | NEWTON | 7860 | 4.675 | Residential | Behind the Meter | Yes | Power Energy Solutions, LLC | JCP&L |  | Accepted | 2025-07-14 | 2025-08-04 | 2026-08-04 | Inverters | SolarEdge | SE3800H-US | 4 |  | 1 |  |  | 0.97 |  | Outdoor
NJADRE1560081021 | Administratively Determined Incentive Program | LAKEWOOD | 8701 | 15.225 | Residential | Behind the Meter | No | Green Revolution Solar | JCP&L |  | Accepted | 2025-07-14 | 2025-08-05 | 2026-08-05 | Inverters | Tigo | TSI11.4K-US | 11400 |  | 1 |  |  | 0.95 |  | Outside
NJADRE1560081021 | Administratively Determined Incentive Program | LAKEWOOD | 8701 | 15.225 | Residential | Behind the Meter | No | Green Revolution Solar | JCP&L |  | Accepted | 2025-07-14 | 2025-08-05 | 2026-08-05 | Solar Panels | VSun | VSUN435N-108BMH-BB |  | 0.435 | 35 | 175 | 30 |  | Fixed | Roof
NJADRE1560081023 | Administratively Determined Incentive Program | WHITING | 8759 | 18.63 | Residential | Behind the Meter | Yes | Solar Energy World | JCP&L |  | Accepted | 2025-07-14 | 2025-08-05 | 2026-08-05 | Solar Panels | LONGi | LR5-54HPB-405M |  | 0.405 | 15 | 232 | 45 |  | Fixed | Roof
NJADRE1560081023 | Administratively Determined Incentive Program | WHITING | 8759 | 18.63 | Residential | Behind the Meter | Yes | Solar Energy World | JCP&L |  | Accepted | 2025-07-14 | 2025-08-05 | 2026-08-05 | Solar Panels | LONGi | LR5-54HPB-405M |  | 0.405 | 31 | 142 | 44 |  | Fixed | Roof
NJADRE1560081023 | Administratively Determined Incentive Program | WHITING | 8759 | 18.63 | Residential | Behind the Meter | Yes | Solar Energy World | JCP&L |  | Accepted | 2025-07-14 | 2025-08-05 | 2026-08-05 | Inverters | Enphase | IQ8HC-72-M-DOM-US | 290 |  | 46 |  |  | 0.97 |  | Outside
NJADRE1560081556 | Administratively Determined Incentive Program | CHERRY HILL TOWNSHIP | 8002 | 10.875 | Residential | Behind the Meter | Yes | SunnyMac, LLC | PSE&G |  | Accepted | 2025-07-14 | 2025-08-04 | 2026-08-04 | Solar Panels | HANWHA | Q.TRON BLK M-G2.H+ |  | 0.435 | 4 | 46 | 28 |  | Fixed | Roof
NJADRE1560081556 | Administratively Determined Incentive Program | CHERRY HILL TOWNSHIP | 8002 | 10.875 | Residential | Behind the Meter | Yes | SunnyMac, LLC | PSE&G |  | Accepted | 2025-07-14 | 2025-08-04 | 2026-08-04 | Inverters | SOLAREDGE HOME HUB | SE7600H-US | 7600 |  | 1 |  |  | 0.99 |  | Outdoor | next to meter
NJADRE1560081556 | Administratively Determined Incentive Program | CHERRY HILL TOWNSHIP | 8002 | 10.875 | Residential | Behind the Meter | Yes | SunnyMac, LLC | PSE&G |  | Accepted | 2025-07-14 | 2025-08-04 | 2026-08-04 | Solar Panels | HANWHA | Q.TRON BLK M-G2.H+ |  | 0.435 | 15 | 226 | 28 |  | Fixed | Roof
NJADRE1560081556 | Administratively Determined Incentive Program | CHERRY HILL TOWNSHIP | 8002 | 10.875 | Residential | Behind the Meter | Yes | SunnyMac, LLC | PSE&G |  | Accepted | 2025-07-14 | 2025-08-04 | 2026-08-04 | Solar Panels | HANWHA | Q.TRON BLK M-G2.H+ |  | 0.435 | 6 | 226 | 28 |  | Fixed | Roof
NJADRE1560081691 | Administratively Determined Incentive Program | BAYVILLE | 8721 | 6.48 | Residential | Behind the Meter | Yes | Sunrun Installation Services, Inc. | JCP&L |  | Accepted | 2025-07-14 | 2025-08-04 | 2026-08-04 | Solar Panels | JA Solar | JAM54S31-405/MR |  | 0.405 | 14 | 57 | 23 |  | Fixed | Roof
NJADRE1560081691 | Administratively Determined Incentive Program | BAYVILLE | 8721 | 6.48 | Residential | Behind the Meter | Yes | Sunrun Installation Services, Inc. | JCP&L |  | Accepted | 2025-07-14 | 2025-08-04 | 2026-08-04 | Inverters | SolarEdge Technologies | SE5700H-USMN | 5760 |  | 1 |  |  | 0.99 |  | Outdoor | Next to meter
NJADRE1560081691 | Administratively Determined Incentive Program | BAYVILLE | 8721 | 6.48 | Residential | Behind the Meter | Yes | Sunrun Installation Services, Inc. | JCP&L |  | Accepted | 2025-07-14 | 2025-08-04 | 2026-08-04 | Solar Panels | JA Solar | JAM54S31-405/MR |  | 0.405 | 2 | 326 | 23 |  | Fixed | Roof
NJADRE1560082012 | Administratively Determined Incentive Program | FAIRLAWN | 7410 | 9.66 | Residential | Behind the Meter | No | Harvest Power, LLC | PSE&G |  | Accepted | 2025-07-20 | 2025-08-12 | 2026-08-12 | Meters | Enphase | Combiner Box |  |  | 1 |  |  |  | Yes | Outdoor
NJADRE1560082012 | Administratively Determined Incentive Program | FAIRLAWN | 7410 | 9.66 | Residential | Behind the Meter | No | Harvest Power, LLC | PSE&G |  | Accepted | 2025-07-20 | 2025-08-12 | 2026-08-12 | Solar Panels | REC | REC460AA |  | 0.46 | 5 | 250 | 30 |  | Fixed | Roof
NJADRE1560082012 | Administratively Determined Incentive Program | FAIRLAWN | 7410 | 9.66 | Residential | Behind the Meter | No | Harvest Power, LLC | PSE&G |  | Accepted | 2025-07-20 | 2025-08-12 | 2026-08-12 | Solar Panels | REC | REC460AA |  | 0.46 | 4 | 250 | 20 |  | Fixed | Roof
NJADRE1560082012 | Administratively Determined Incentive Program | FAIRLAWN | 7410 | 9.66 | Residential | Behind the Meter | No | Harvest Power, LLC | PSE&G |  | Accepted | 2025-07-20 | 2025-08-12 | 2026-08-12 | Inverters | Enphase | IQ7X-96-2-US | 315 |  | 21 |  |  | 0.975 |  | Other | Microinverter
NJADRE1560082012 | Administratively Determined Incentive Program | FAIRLAWN | 7410 | 9.66 | Residential | Behind the Meter | No | Harvest Power, LLC | PSE&G |  | Accepted | 2025-07-20 | 2025-08-12 | 2026-08-12 | Solar Panels | REC | REC460AA |  | 0.46 | 7 | 70 | 10 |  | Fixed | Roof
NJADRE1560082012 | Administratively Determined Incentive Program | FAIRLAWN | 7410 | 9.66 | Residential | Behind the Meter | No | Harvest Power, LLC | PSE&G |  | Accepted | 2025-07-20 | 2025-08-12 | 2026-08-12 | Solar Panels | REC | REC460AA |  | 0.46 | 5 | 160 | 20 |  | Fixed | Roof
NJADRE1560082036 | Administratively Determined Incentive Program | OLD BRIDGE | 8857 | 12.035 | Residential | Behind the Meter | No | Solar Energy World | JCP&L |  | Accepted | 2025-07-14 | 2025-08-05 | 2026-08-05 | Solar Panels | HANWHA | Q.PEAK DUOBLK ML-G10+-415W |  | 0.415 | 13 | 66 | 27 |  | Fixed | Roof
NJADRE1560082036 | Administratively Determined Incentive Program | OLD BRIDGE | 8857 | 12.035 | Residential | Behind the Meter | No | Solar Energy World | JCP&L |  | Accepted | 2025-07-14 | 2025-08-05 | 2026-08-05 | Solar Panels | HANWHA | Q.PEAK DUOBLK ML-G10+-415W |  | 0.415 | 16 | 246 | 27 |  | Fixed | Roof
NJADRE1560082036 | Administratively Determined Incentive Program | OLD BRIDGE | 8857 | 12.035 | Residential | Behind the Meter | No | Solar Energy World | JCP&L |  | Accepted | 2025-07-14 | 2025-08-05 | 2026-08-05 | Inverters | Enphase | IQ8MC-72-M-US | 320 |  | 29 |  |  | 0.97 |  | Outside
NJADRE1560082037 | Administratively Determined Incentive Program | BRIDGEWATER TWP | 8807 | 6.09 | Residential | Behind the Meter | Yes | Integrity Solar & Home Solutions, LLC | PSE&G |  | Accepted | 2025-07-14 | 2025-08-08 | 2026-08-08 | Inverters | ENPHASE | IQ8HC | 380 |  | 14 |  |  | 0.98 |  | Other | UNDER EACH PANEL
NJADRE1560082037 | Administratively Determined Incentive Program | BRIDGEWATER TWP | 8807 | 6.09 | Residential | Behind the Meter | Yes | Integrity Solar & Home Solutions, LLC | PSE&G |  | Accepted | 2025-07-14 | 2025-08-08 | 2026-08-08 | Solar Panels | Q CELLS | Q.TRON BLK M-G2H+ 435 |  | 0.435 | 2 | 189 | 18 |  | Fixed | Roof
NJADRE1560082037 | Administratively Determined Incentive Program | BRIDGEWATER TWP | 8807 | 6.09 | Residential | Behind the Meter | Yes | Integrity Solar & Home Solutions, LLC | PSE&G |  | Accepted | 2025-07-14 | 2025-08-08 | 2026-08-08 | Solar Panels | Q CELLS | Q.TRON BLK M-G2H+ 435 |  | 0.435 | 2 | 9 | 18 |  | Fixed | Roof
NJADRE1560082037 | Administratively Determined Incentive Program | BRIDGEWATER TWP | 8807 | 6.09 | Residential | Behind the Meter | Yes | Integrity Solar & Home Solutions, LLC | PSE&G |  | Accepted | 2025-07-14 | 2025-08-08 | 2026-08-08 | Solar Panels | Q CELLS | Q.TRON BLK M-G2H+ 435 |  | 0.435 | 4 | 189 | 11 |  | Fixed | Roof
NJADRE1560082037 | Administratively Determined Incentive Program | BRIDGEWATER TWP | 8807 | 6.09 | Residential | Behind the Meter | Yes | Integrity Solar & Home Solutions, LLC | PSE&G |  | Accepted | 2025-07-14 | 2025-08-08 | 2026-08-08 | Solar Panels | Q CELLS | Q.TRON BLK M-G2H+ 435 |  | 0.435 | 6 | 99 | 34 |  | Fixed | Roof
NJADRE1560082065 | Administratively Determined Incentive Program | Parsippany | 7054 | 6.525 | Residential | Behind the Meter | Yes | SunnyMac, LLC | JCP&L |  | Accepted | 2025-07-14 | 2025-08-04 | 2026-08-04 | Solar Panels | HANWHA | Q.TRON BLK M-G2+ |  | 0.435 | 15 | 270 | 23 |  | Fixed | Roof
NJADRE1560082065 | Administratively Determined Incentive Program | Parsippany | 7054 | 6.525 | Residential | Behind the Meter | Yes | SunnyMac, LLC | JCP&L |  | Accepted | 2025-07-14 | 2025-08-04 | 2026-08-04 | Inverters | SOLAREDGE ENERGY HUB | SE5700H-US | 5760 |  | 1 |  |  | 0.99 |  | Outdoor | next to meter
NJADRE1560082072 | Administratively Determined Incentive Program | Lumberton Twp | 8048 | 12.71 | Residential | Behind the Meter | No | Tesla Energy Operations, Inc. | PSE&G |  | Accepted | 2025-07-14 | 2025-08-04 | 2026-08-04 | Solar Panels | Hanwha | Q.PEAK DUO BLK ML-G10+/TS 410 |  | 0.41 | 2 | 191 | 23 |  | Fixed | Roof
NJADRE1560082072 | Administratively Determined Incentive Program | Lumberton Twp | 8048 | 12.71 | Residential | Behind the Meter | No | Tesla Energy Operations, Inc. | PSE&G |  | Accepted | 2025-07-14 | 2025-08-04 | 2026-08-04 | Electric Storage Battery | Tesla | Powerwall 3 |  |  | 2 |  |  |  | Lithium Ion |  | OUTSIDE
NJADRE1560082072 | Administratively Determined Incentive Program | Lumberton Twp | 8048 | 12.71 | Residential | Behind the Meter | No | Tesla Energy Operations, Inc. | PSE&G |  | Accepted | 2025-07-14 | 2025-08-04 | 2026-08-04 | Inverters | Hanwha | 1707000-XX-Y | 10 |  | 1 |  |  | 0.98 |  | Outdoor
NJADRE1560082072 | Administratively Determined Incentive Program | Lumberton Twp | 8048 | 12.71 | Residential | Behind the Meter | No | Tesla Energy Operations, Inc. | PSE&G |  | Accepted | 2025-07-14 | 2025-08-04 | 2026-08-04 | Solar Panels | Hanwha | Q.PEAK DUO BLK ML-G10+/TS 410 |  | 0.41 | 25 | 191 | 33 |  | Fixed | Roof
NJADRE1560082072 | Administratively Determined Incentive Program | Lumberton Twp | 8048 | 12.71 | Residential | Behind the Meter | No | Tesla Energy Operations, Inc. | PSE&G |  | Accepted | 2025-07-14 | 2025-08-04 | 2026-08-04 | Solar Panels | Hanwha | Q.PEAK DUO BLK ML-G10+/TS 410 |  | 0.41 | 4 | 102 | 42 |  | Fixed | Roof
NJADRE1560082074 | Administratively Determined Incentive Program | Mount Laurel Twp | 8054 | 9.315 | Residential | Behind the Meter | No | Solar Energy World | PSE&G |  | Accepted | 2025-07-14 | 2025-08-04 | 2026-08-04 | Solar Panels | LONGi | LR5-54HPB-405M |  | 0.405 | 5 | 280 | 30 |  | Fixed | Roof
NJADRE1560082074 | Administratively Determined Incentive Program | Mount Laurel Twp | 8054 | 9.315 | Residential | Behind the Meter | No | Solar Energy World | PSE&G |  | Accepted | 2025-07-14 | 2025-08-04 | 2026-08-04 | Solar Panels | LONGi | LR5-54HPB-405M |  | 0.405 | 15 | 100 | 30 |  | Fixed | Roof
NJADRE1560082074 | Administratively Determined Incentive Program | Mount Laurel Twp | 8054 | 9.315 | Residential | Behind the Meter | No | Solar Energy World | PSE&G |  | Accepted | 2025-07-14 | 2025-08-04 | 2026-08-04 | Inverters | Enphase | IQ8+-72-M-US | 290 |  | 23 |  |  | 0.97 |  | Outside
NJADRE1560082074 | Administratively Determined Incentive Program | Mount Laurel Twp | 8054 | 9.315 | Residential | Behind the Meter | No | Solar Energy World | PSE&G |  | Accepted | 2025-07-14 | 2025-08-04 | 2026-08-04 | Solar Panels | LONGi | LR5-54HPB-405M |  | 0.405 | 3 | 100 | 30 |  | Fixed | Roof
NJADRE1560082080 | Administratively Determined Incentive Program | SOUTH BOUND BROOK | 8880 | 14.62 | Residential | Behind the Meter | No | Green Power Energy, LLC | PSE&G |  | Accepted | 2025-07-14 | 2025-08-06 | 2026-08-06 | Solar Panels | SEG Solar | SEG-430-BTD-BG |  | 0.43 | 8 | 277 | 9 |  | Fixed | Roof
NJADRE1560082080 | Administratively Determined Incentive Program | SOUTH BOUND BROOK | 8880 | 14.62 | Residential | Behind the Meter | No | Green Power Energy, LLC | PSE&G |  | Accepted | 2025-07-14 | 2025-08-06 | 2026-08-06 | Solar Panels | SEG Solar | SEG-430-BTD-BG |  | 0.43 | 8 | 277 | 27 |  | Fixed | Roof
NJADRE1560082080 | Administratively Determined Incentive Program | SOUTH BOUND BROOK | 8880 | 14.62 | Residential | Behind the Meter | No | Green Power Energy, LLC | PSE&G |  | Accepted | 2025-07-14 | 2025-08-06 | 2026-08-06 | Solar Panels | SEG Solar | SEG-430-BTD-BG |  | 0.43 | 9 | 97 | 14 |  | Fixed | Roof
NJADRE1560082080 | Administratively Determined Incentive Program | SOUTH BOUND BROOK | 8880 | 14.62 | Residential | Behind the Meter | No | Green Power Energy, LLC | PSE&G |  | Accepted | 2025-07-14 | 2025-08-06 | 2026-08-06 | Solar Panels | SEG Solar | SEG-430-BTD-BG |  | 0.43 | 3 | 277 | 14 |  | Fixed | Roof
NJADRE1560082080 | Administratively Determined Incentive Program | SOUTH BOUND BROOK | 8880 | 14.62 | Residential | Behind the Meter | No | Green Power Energy, LLC | PSE&G |  | Accepted | 2025-07-14 | 2025-08-06 | 2026-08-06 | Inverters | Enphase Energy | IQ8PLUS-72-2-US [240V] | 290 |  | 34 |  |  | 0.98 |  | Outside | Roof
NJADRE1560082080 | Administratively Determined Incentive Program | SOUTH BOUND BROOK | 8880 | 14.62 | Residential | Behind the Meter | No | Green Power Energy, LLC | PSE&G |  | Accepted | 2025-07-14 | 2025-08-06 | 2026-08-06 | Solar Panels | SEG Solar | SEG-430-BTD-BG |  | 0.43 | 6 | 277 | 16 |  | Fixed | Roof
NJADRE1560082105 | Administratively Determined Incentive Program | Hillsborough | 8844 | 17 | Residential | Behind the Meter | Yes | Power Energy Solutions, LLC | PSE&G |  | Accepted | 2025-07-14 | 2025-08-05 | 2026-08-05 | Inverters | SolarEdge | SE10000H-US | 10 |  | 1 |  |  | 0.97 |  | Outdoor
NJADRE1560082105 | Administratively Determined Incentive Program | Hillsborough | 8844 | 17 | Residential | Behind the Meter | Yes | Power Energy Solutions, LLC | PSE&G |  | Accepted | 2025-07-14 | 2025-08-05 | 2026-08-05 | Solar Panels | Trina Solar | TSM-425NE09RC.05 |  | 0.425 | 21 | 196 | 18 |  | Fixed | Roof
NJADRE1560082105 | Administratively Determined Incentive Program | Hillsborough | 8844 | 17 | Residential | Behind the Meter | Yes | Power Energy Solutions, LLC | PSE&G |  | Accepted | 2025-07-14 | 2025-08-05 | 2026-08-05 | Solar Panels | Trina Solar | TSM-425NE09RC.05 |  | 0.425 | 19 | 16 | 18 |  | Fixed | Roof
NJADRE1560082108 | Administratively Determined Incentive Program | Franklinville | 8322 | 8.19 | Residential | Behind the Meter | Yes | Panel Masters of NJ, LLC | AC Electric |  | Accepted | 2025-07-15 | 2025-08-06 | 2026-08-06 | Inverters | ENPHASE | IQ8M-72-2-US | 325 |  | 18 |  |  | 0.978 |  | Outdoor
NJADRE1560082108 | Administratively Determined Incentive Program | Franklinville | 8322 | 8.19 | Residential | Behind the Meter | Yes | Panel Masters of NJ, LLC | AC Electric |  | Accepted | 2025-07-15 | 2025-08-06 | 2026-08-06 | Solar Panels | Canadian Solar | cs6.1-54TM-455w |  | 0.455 | 18 | 176 | 20 |  | Fixed | Roof
NJADRE1560082124 | Administratively Determined Incentive Program | Keyport | 7735 | 6.56 | Residential | Behind the Meter | Yes | Pro Custom Solar dba Momentum Solar | JCP&L |  | Accepted | 2025-07-14 | 2025-08-04 | 2026-08-04 | Solar Panels | HANWHA | Q.PEAK DUO BLK ML-G10+410 |  | 0.41 | 7 | 338 | 23 |  | Fixed | Roof
NJADRE1560082124 | Administratively Determined Incentive Program | Keyport | 7735 | 6.56 | Residential | Behind the Meter | Yes | Pro Custom Solar dba Momentum Solar | JCP&L |  | Accepted | 2025-07-14 | 2025-08-04 | 2026-08-04 | Inverters | ENPHASE | IQ8HC-72-M-DOM-US | 380 |  | 16 |  |  | 0.97 |  | Outdoor
NJADRE1560082124 | Administratively Determined Incentive Program | Keyport | 7735 | 6.56 | Residential | Behind the Meter | Yes | Pro Custom Solar dba Momentum Solar | JCP&L |  | Accepted | 2025-07-14 | 2025-08-04 | 2026-08-04 | Solar Panels | HANWHA | Q.PEAK DUO BLK ML-G10+410 |  | 0.41 | 9 | 158 | 22 |  | Fixed | Roof
NJADRE1560082129 | Administratively Determined Incentive Program | Southampton Twp | 8088 | 22.62 | Residential | Behind the Meter | Yes | Integrity Solar & Home Solutions, LLC | PSE&G |  | Accepted | 2025-07-14 | 2025-08-08 | 2026-08-08 | Inverters | ENPHASE | IQ8HC | 380 |  | 52 |  |  | 0.98 |  | Other | UNDER EACH PANEL
NJADRE1560082129 | Administratively Determined Incentive Program | Southampton Twp | 8088 | 22.62 | Residential | Behind the Meter | Yes | Integrity Solar & Home Solutions, LLC | PSE&G |  | Accepted | 2025-07-14 | 2025-08-08 | 2026-08-08 | Solar Panels | Q CELLS | Q.TRON BLK M-G2H+ 435 |  | 0.435 | 19 | 358 | 20 |  | Fixed | Roof
NJADRE1560082129 | Administratively Determined Incentive Program | Southampton Twp | 8088 | 22.62 | Residential | Behind the Meter | Yes | Integrity Solar & Home Solutions, LLC | PSE&G |  | Accepted | 2025-07-14 | 2025-08-08 | 2026-08-08 | Solar Panels | Q CELLS | Q.TRON BLK M-G2H+ 435 |  | 0.435 | 2 | 268 | 18 |  | Fixed | Roof
NJADRE1560082129 | Administratively Determined Incentive Program | Southampton Twp | 8088 | 22.62 | Residential | Behind the Meter | Yes | Integrity Solar & Home Solutions, LLC | PSE&G |  | Accepted | 2025-07-14 | 2025-08-08 | 2026-08-08 | Solar Panels | Q CELLS | Q.TRON BLK M-G2H+ 435 |  | 0.435 | 19 | 178 | 20 |  | Fixed | Roof
NJADRE1560082129 | Administratively Determined Incentive Program | Southampton Twp | 8088 | 22.62 | Residential | Behind the Meter | Yes | Integrity Solar & Home Solutions, LLC | PSE&G |  | Accepted | 2025-07-14 | 2025-08-08 | 2026-08-08 | Solar Panels | Q CELLS | Q.TRON BLK M-G2H+ 435 |  | 0.435 | 12 | 88 | 18 |  | Fixed | Roof
NJADRE1560082132 | Administratively Determined Incentive Program | Parsippany-Troy Hills | 7054 | 10.25 | Residential | Behind the Meter | No | Tesla Energy Operations, Inc. | JCP&L |  | Accepted | 2025-07-14 | 2025-08-04 | 2026-08-04 | Inverters | Tesla | 1538000-XX-Y | 7600 |  | 1 |  |  | 0.98 |  | Outdoor
NJADRE1560082132 | Administratively Determined Incentive Program | Parsippany-Troy Hills | 7054 | 10.25 | Residential | Behind the Meter | No | Tesla Energy Operations, Inc. | JCP&L |  | Accepted | 2025-07-14 | 2025-08-04 | 2026-08-04 | Solar Panels | Hanwha | Q.PEAK DUO BLK ML-G10+/TS 410 |  | 0.41 | 12 | 306 | 23 |  | Fixed | Roof
NJADRE1560082132 | Administratively Determined Incentive Program | Parsippany-Troy Hills | 7054 | 10.25 | Residential | Behind the Meter | No | Tesla Energy Operations, Inc. | JCP&L |  | Accepted | 2025-07-14 | 2025-08-04 | 2026-08-04 | Solar Panels | Hanwha | Q.PEAK DUO BLK ML-G10+/TS 410 |  | 0.41 | 13 | 306 | 23 |  | Fixed | Roof
NJADRE1560082154 | Administratively Determined Incentive Program | Toms River | 8755 | 25.5 | Residential | Behind the Meter | Yes | SunPurity, LLC | JCP&L |  | Accepted | 2025-07-14 | 2025-08-05 | 2026-08-05 | Solar Panels | Jinko | JKM425N-54HL4-B (425W) |  | 0.425 | 15 | 276 | 37 |  | Fixed | Roof
NJADRE1560082154 | Administratively Determined Incentive Program | Toms River | 8755 | 25.5 | Residential | Behind the Meter | Yes | SunPurity, LLC | JCP&L |  | Accepted | 2025-07-14 | 2025-08-05 | 2026-08-05 | Inverters | SolarEdge | SE10000H-US | 20000 |  | 2 |  |  | 0.99 |  | Outdoor
NJADRE1560082154 | Administratively Determined Incentive Program | Toms River | 8755 | 25.5 | Residential | Behind the Meter | Yes | SunPurity, LLC | JCP&L |  | Accepted | 2025-07-14 | 2025-08-05 | 2026-08-05 | Solar Panels | Jinko | JKM425N-54HL4-B (425W) |  | 0.425 | 21 | 186 | 37 |  | Fixed | Roof
NJADRE1560082154 | Administratively Determined Incentive Program | Toms River | 8755 | 25.5 | Residential | Behind the Meter | Yes | SunPurity, LLC | JCP&L |  | Accepted | 2025-07-14 | 2025-08-05 | 2026-08-05 | Solar Panels | Jinko | JKM425N-54HL4-B (425W) |  | 0.425 | 11 | 6 | 16 |  | Fixed | Roof
NJADRE1560082154 | Administratively Determined Incentive Program | Toms River | 8755 | 25.5 | Residential | Behind the Meter | Yes | SunPurity, LLC | JCP&L |  | Accepted | 2025-07-14 | 2025-08-05 | 2026-08-05 | Solar Panels | Jinko | JKM425N-54HL4-B (425W) |  | 0.425 | 4 | 186 | 37 |  | Fixed | Roof
NJADRE1560082154 | Administratively Determined Incentive Program | Toms River | 8755 | 25.5 | Residential | Behind the Meter | Yes | SunPurity, LLC | JCP&L |  | Accepted | 2025-07-14 | 2025-08-05 | 2026-08-05 | Solar Panels | Jinko | JKM425N-54HL4-B (425W) |  | 0.425 | 5 | 186 | 37 |  | Fixed | Roof
NJADRE1560082154 | Administratively Determined Incentive Program | Toms River | 8755 | 25.5 | Residential | Behind the Meter | Yes | SunPurity, LLC | JCP&L |  | Accepted | 2025-07-14 | 2025-08-05 | 2026-08-05 | Solar Panels | Jinko | JKM425N-54HL4-B (425W) |  | 0.425 | 4 | 186 | 37 |  | Fixed | Roof
NJADRE1560082159 | Administratively Determined Incentive Program | Red Bank | 7701 | 6.885 | Residential | Behind the Meter | Yes | Sunrun Installation Services, Inc. | JCP&L |  | Accepted | 2025-07-14 | 2025-08-04 | 2026-08-04 | Inverters | SolarEdge Technologies | SE5700H-USMN | 5760 |  | 1 |  |  | 0.99 |  | Outdoor | Next to meter
NJADRE1560082159 | Administratively Determined Incentive Program | Red Bank | 7701 | 6.885 | Residential | Behind the Meter | Yes | Sunrun Installation Services, Inc. | JCP&L |  | Accepted | 2025-07-14 | 2025-08-04 | 2026-08-04 | Solar Panels | JA Solar | JAM54S31-405/MR |  | 0.405 | 17 | 263 | 31 |  | Fixed | Roof
NJADRE1560082164 | Administratively Determined Incentive Program | NEPTUNE | 7753 | 6.48 | Residential | Behind the Meter | Yes | Sunrun Installation Services, Inc. | JCP&L |  | Accepted | 2025-07-14 | 2025-08-05 | 2026-08-05 | Solar Panels | JA Solar | JAM54S31-405/MR |  | 0.405 | 16 | 152 | 34 |  | Fixed | Roof
NJADRE1560082164 | Administratively Determined Incentive Program | NEPTUNE | 7753 | 6.48 | Residential | Behind the Meter | Yes | Sunrun Installation Services, Inc. | JCP&L |  | Accepted | 2025-07-14 | 2025-08-05 | 2026-08-05 | Inverters | SolarEdge Technologies | SE5700H-USMN | 5760 |  | 1 |  |  | 0.99 |  | Outdoor
NJADRE1560082170 | Administratively Determined Incentive Program | TOMS RIVER | 8757 | 2.46 | Residential | Behind the Meter | Yes | Pro Custom Solar dba Momentum Solar | JCP&L |  | Accepted | 2025-07-14 | 2025-08-05 | 2026-08-05 | Inverters | ENPHASE | IQ8HC-72-M-DOM-US | 380 |  | 6 |  |  | 0.97 |  | Outdoor
NJADRE1560082170 | Administratively Determined Incentive Program | TOMS RIVER | 8757 | 2.46 | Residential | Behind the Meter | Yes | Pro Custom Solar dba Momentum Solar | JCP&L |  | Accepted | 2025-07-14 | 2025-08-05 | 2026-08-05 | Solar Panels | HANWHA | Q.PEAK DUO BLK ML-G10+410 |  | 0.41 | 6 | 231 | 23 |  | Fixed | Roof
NJADRE1560082201 | Administratively Determined Incentive Program | Bridgewater | 8807 | 23.78 | Residential | Behind the Meter | Yes | Pro Custom Solar dba Momentum Solar | PSE&G |  | Accepted | 2025-07-15 | 2025-08-06 | 2026-08-06 | Inverters | ENPHASE | IQ8HC-72-M-DOM-US | 380 |  | 58 |  |  | 0.97 |  | Outdoor
NJADRE1560082201 | Administratively Determined Incentive Program | Bridgewater | 8807 | 23.78 | Residential | Behind the Meter | Yes | Pro Custom Solar dba Momentum Solar | PSE&G |  | Accepted | 2025-07-15 | 2025-08-06 | 2026-08-06 | Solar Panels | Hanwha | q.peak duo blk-g10+410 |  | 0.41 | 16 | 91 | 30 |  | Fixed | Roof
NJADRE1560082201 | Administratively Determined Incentive Program | Bridgewater | 8807 | 23.78 | Residential | Behind the Meter | Yes | Pro Custom Solar dba Momentum Solar | PSE&G |  | Accepted | 2025-07-15 | 2025-08-06 | 2026-08-06 | Solar Panels | Hanwha | q.peak duo blk-g10+410 |  | 0.41 | 11 | 271 | 36 |  | Fixed | Roof
NJADRE1560082201 | Administratively Determined Incentive Program | Bridgewater | 8807 | 23.78 | Residential | Behind the Meter | Yes | Pro Custom Solar dba Momentum Solar | PSE&G |  | Accepted | 2025-07-15 | 2025-08-06 | 2026-08-06 | Solar Panels | Hanwha | q.peak duo blk-g10+410 |  | 0.41 | 16 | 271 | 30 |  | Fixed | Roof
NJADRE1560082201 | Administratively Determined Incentive Program | Bridgewater | 8807 | 23.78 | Residential | Behind the Meter | Yes | Pro Custom Solar dba Momentum Solar | PSE&G |  | Accepted | 2025-07-15 | 2025-08-06 | 2026-08-06 | Solar Panels | HANWHA | q.peak duo blk-g10+410 |  | 0.41 | 15 | 91 | 36 |  | Fixed | Roof
NJADRE1560084162 | Administratively Determined Incentive Program | TURNERSVILLE | 8012 | 18.04 | Residential | Behind the Meter | No | TJ Technology | AC Electric |  | Accepted | 2025-07-14 | 2025-08-05 | 2026-08-05 | Solar Panels | axitech | AXITECH410 |  | 0.41 | 6 | 353 | 35 |  | Fixed | Roof
NJADRE1560084162 | Administratively Determined Incentive Program | TURNERSVILLE | 8012 | 18.04 | Residential | Behind the Meter | No | TJ Technology | AC Electric |  | Accepted | 2025-07-14 | 2025-08-05 | 2026-08-05 | Solar Panels | axitech | AXITECH410 |  | 0.41 | 38 | 173 | 35 |  | Fixed | Roof
NJADRE1560084162 | Administratively Determined Incentive Program | TURNERSVILLE | 8012 | 18.04 | Residential | Behind the Meter | No | TJ Technology | AC Electric |  | Accepted | 2025-07-14 | 2025-08-05 | 2026-08-05 | Inverters | enphase energy | IQ8 PLUS | 290 |  | 44 |  |  | 0.96 |  | Outdoor | roof
NJADRE1560084165 | Administratively Determined Incentive Program | Vineland | 8360 | 11.48 | Residential | Behind the Meter | Yes | Trinity Solar, LLC | AC Electric |  | Accepted | 2025-07-14 | 2025-08-06 | 2026-08-06 | Solar Panels | HANWHA 410 (Q.PEAK DUO BLK ML-G10+ 410) | HANWHA 410 (Q.PEAK DUO BLK ML-G10+ 410) |  | 0.41 | 20 | 187 | 27 |  | Fixed | Roof
NJADRE1560084165 | Administratively Determined Incentive Program | Vineland | 8360 | 11.48 | Residential | Behind the Meter | Yes | Trinity Solar, LLC | AC Electric |  | Accepted | 2025-07-14 | 2025-08-06 | 2026-08-06 | Solar Panels | HANWHA 410 (Q.PEAK DUO BLK ML-G10+ 410) | HANWHA 410 (Q.PEAK DUO BLK ML-G10+ 410) |  | 0.41 | 8 | 7 | 27 |  | Fixed | Roof
NJADRE1560084165 | Administratively Determined Incentive Program | Vineland | 8360 | 11.48 | Residential | Behind the Meter | Yes | Trinity Solar, LLC | AC Electric |  | Accepted | 2025-07-14 | 2025-08-06 | 2026-08-06 | Inverters | SOLAREDGE | SE10000H-US | 10000 |  | 1 |  |  | 0.97 |  | Outside
NJADRE1560084168 | Administratively Determined Incentive Program | Marlboro | 7746 | 7.395 | Residential | Behind the Meter | No | Venture Home Solar, LLC | JCP&L |  | Accepted | 2025-07-14 | 2025-08-05 | 2026-08-05 | Inverters | Tesla Solar | 1707000-xx-y | 330 |  | 1 |  |  | 0.9697 |  | Outside
NJADRE1560084168 | Administratively Determined Incentive Program | Marlboro | 7746 | 7.395 | Residential | Behind the Meter | No | Venture Home Solar, LLC | JCP&L |  | Accepted | 2025-07-14 | 2025-08-05 | 2026-08-05 | Solar Panels | Hanwha | Q.TRON BLK M-G2.H+ 435 |  | 0.435 | 17 | 181 | 31 |  | Fixed | Roof
NJADRE1560084171 | Administratively Determined Incentive Program | TURNERSVILLE | 8012 | 21.32 | Residential | Behind the Meter | No | TJ Technology | AC Electric |  | Accepted | 2025-07-14 | 2025-08-05 | 2026-08-05 | Solar Panels | axitech | AXITECH410 |  | 0.41 | 7 | 307 | 40 |  | Fixed | Roof
NJADRE1560084171 | Administratively Determined Incentive Program | TURNERSVILLE | 8012 | 21.32 | Residential | Behind the Meter | No | TJ Technology | AC Electric |  | Accepted | 2025-07-14 | 2025-08-05 | 2026-08-05 | Solar Panels | axitech | AXITECH410 |  | 0.41 | 4 | 37 | 40 |  | Fixed | Roof
NJADRE1560084171 | Administratively Determined Incentive Program | TURNERSVILLE | 8012 | 21.32 | Residential | Behind the Meter | No | TJ Technology | AC Electric |  | Accepted | 2025-07-14 | 2025-08-05 | 2026-08-05 | Solar Panels | axitech | AXITECH410 |  | 0.41 | 18 | 217 | 40 |  | Fixed | Roof
NJADRE1560084171 | Administratively Determined Incentive Program | TURNERSVILLE | 8012 | 21.32 | Residential | Behind the Meter | No | TJ Technology | AC Electric |  | Accepted | 2025-07-14 | 2025-08-05 | 2026-08-05 | Solar Panels | axitech | AXITECH410 |  | 0.41 | 14 | 127 | 40 |  | Fixed | Roof
NJADRE1560084171 | Administratively Determined Incentive Program | TURNERSVILLE | 8012 | 21.32 | Residential | Behind the Meter | No | TJ Technology | AC Electric |  | Accepted | 2025-07-14 | 2025-08-05 | 2026-08-05 | Inverters | enphase energy | IQ8 PLUS | 290 |  | 52 |  |  | 0.96 |  | Outdoor | ROOF
NJADRE1560084171 | Administratively Determined Incentive Program | TURNERSVILLE | 8012 | 21.32 | Residential | Behind the Meter | No | TJ Technology | AC Electric |  | Accepted | 2025-07-14 | 2025-08-05 | 2026-08-05 | Solar Panels | axitech | AXITECH410 |  | 0.41 | 9 | 217 | 40 |  | Fixed | Roof
NJADRE1560084175 | Administratively Determined Incentive Program | Paterson | 7514 | 11.89 | Residential | Behind the Meter | Yes | Trinity Solar, LLC | PSE&G |  | Accepted | 2025-07-14 | 2025-08-04 | 2026-08-04 | Inverters | SOLAREDGE | SE10000H-US | 10000 |  | 1 |  |  | 0.97 |  | Outside
NJADRE1560084175 | Administratively Determined Incentive Program | Paterson | 7514 | 11.89 | Residential | Behind the Meter | Yes | Trinity Solar, LLC | PSE&G |  | Accepted | 2025-07-14 | 2025-08-04 | 2026-08-04 | Solar Panels | HANWHA 410 (Q.PEAK DUO BLK ML-G10+ 410) | HANWHA 410 (Q.PEAK DUO BLK ML-G10+ 410) |  | 0.41 | 10 | 103 | 30 |  | Fixed | Roof
NJADRE1560084175 | Administratively Determined Incentive Program | Paterson | 7514 | 11.89 | Residential | Behind the Meter | Yes | Trinity Solar, LLC | PSE&G |  | Accepted | 2025-07-14 | 2025-08-04 | 2026-08-04 | Solar Panels | HANWHA 410 (Q.PEAK DUO BLK ML-G10+ 410) | HANWHA 410 (Q.PEAK DUO BLK ML-G10+ 410) |  | 0.41 | 14 | 283 | 30 |  | Fixed | Roof
NJADRE1560084175 | Administratively Determined Incentive Program | Paterson | 7514 | 11.89 | Residential | Behind the Meter | Yes | Trinity Solar, LLC | PSE&G |  | Accepted | 2025-07-14 | 2025-08-04 | 2026-08-04 | Solar Panels | HANWHA 410 (Q.PEAK DUO BLK ML-G10+ 410) | HANWHA 410 (Q.PEAK DUO BLK ML-G10+ 410) |  | 0.41 | 5 | 193 | 37 |  | Fixed | Roof
NJADRE1560084177 | Administratively Determined Incentive Program | COLTS NECK | 7722 | 12.18 | Residential | Behind the Meter | No | Venture Home Solar, LLC | JCP&L |  | Accepted | 2025-07-14 | 2025-08-12 | 2026-08-12 | Inverters | EnPhase | IQ8MC-72-M-US (240V) | 330 |  | 28 |  |  | 0.974 |  | Outside
NJADRE1560084177 | Administratively Determined Incentive Program | COLTS NECK | 7722 | 12.18 | Residential | Behind the Meter | No | Venture Home Solar, LLC | JCP&L |  | Accepted | 2025-07-14 | 2025-08-12 | 2026-08-12 | Solar Panels | Hanwha | Q.TRON BLK M-G2.H+ 435 |  | 0.435 | 13 | 217 | 23 |  | Fixed | Roof
NJADRE1560084177 | Administratively Determined Incentive Program | COLTS NECK | 7722 | 12.18 | Residential | Behind the Meter | No | Venture Home Solar, LLC | JCP&L |  | Accepted | 2025-07-14 | 2025-08-12 | 2026-08-12 | Solar Panels | Hanwha | Q.TRON BLK M-G2.H+ 435 |  | 0.435 | 10 | 216 | 23 |  | Fixed | Roof
NJADRE1560084177 | Administratively Determined Incentive Program | COLTS NECK | 7722 | 12.18 | Residential | Behind the Meter | No | Venture Home Solar, LLC | JCP&L |  | Accepted | 2025-07-14 | 2025-08-12 | 2026-08-12 | Solar Panels | Hanwha | Q.TRON BLK M-G2.H+ 435 |  | 0.435 | 5 | 37 | 23 |  | Fixed | Roof
NJADRE1560084408 | Administratively Determined Incentive Program | Monmouth Junction | 8852 | 10.005 | Residential | Behind the Meter | No | Venture Home Solar, LLC | PSE&G |  | Accepted | 2025-07-14 | 2025-08-19 | 2026-08-19 | Solar Panels | Hanwha | Q.TRON BLK M-G2.H+ 435 |  | 0.435 | 6 | 217 | 34 |  | Fixed | Roof
NJADRE1560084408 | Administratively Determined Incentive Program | Monmouth Junction | 8852 | 10.005 | Residential | Behind the Meter | No | Venture Home Solar, LLC | PSE&G |  | Accepted | 2025-07-14 | 2025-08-19 | 2026-08-19 | Solar Panels | Hanwha | Q.TRON BLK M-G2.H+ 435 |  | 0.435 | 6 | 217 | 33 |  | Fixed | Roof
NJADRE1560084408 | Administratively Determined Incentive Program | Monmouth Junction | 8852 | 10.005 | Residential | Behind the Meter | No | Venture Home Solar, LLC | PSE&G |  | Accepted | 2025-07-14 | 2025-08-19 | 2026-08-19 | Inverters | Enphase Energy Inc. | IQ8MC-72-M-US | 330 |  | 23 |  |  | 0.9697 |  | Outside
NJADRE1560084408 | Administratively Determined Incentive Program | Monmouth Junction | 8852 | 10.005 | Residential | Behind the Meter | No | Venture Home Solar, LLC | PSE&G |  | Accepted | 2025-07-14 | 2025-08-19 | 2026-08-19 | Solar Panels | Hanwha | Q.TRON BLK M-G2.H+ 435 |  | 0.435 | 11 | 127 | 34 |  | Fixed | Roof
NJADRE1560084409 | Administratively Determined Incentive Program | EDISON | 8837 | 6.15 | Residential | Behind the Meter | Yes | Trinity Solar, LLC | PSE&G |  | Accepted | 2025-07-14 | 2025-08-05 | 2026-08-05 | Inverters | SOLAREDGE | SE5700H-US | 5760 |  | 1 |  |  | 0.97 |  | Outside
NJADRE1560084409 | Administratively Determined Incentive Program | EDISON | 8837 | 6.15 | Residential | Behind the Meter | Yes | Trinity Solar, LLC | PSE&G |  | Accepted | 2025-07-14 | 2025-08-05 | 2026-08-05 | Solar Panels | HANWHA | Q.PEAK DUO BLK ML-G10+ 410 |  | 0.41 | 10 | 287 | 10 |  | Fixed | Roof
NJADRE1560084409 | Administratively Determined Incentive Program | EDISON | 8837 | 6.15 | Residential | Behind the Meter | Yes | Trinity Solar, LLC | PSE&G |  | Accepted | 2025-07-14 | 2025-08-05 | 2026-08-05 | Solar Panels | HANWHA | Q.PEAK DUO BLK ML-G10+ 410 |  | 0.41 | 5 | 107 | 41 |  | Fixed | Roof
NJADRE1560084411 | Administratively Determined Incentive Program | PARSIPPANY | 7054 | 4.92 | Residential | Behind the Meter | Yes | Trinity Solar, LLC | JCP&L |  | Accepted | 2025-07-14 | 2025-08-05 | 2026-08-05 | Inverters | SOLAREDGE | SE3800H-US | 3800 |  | 1 |  |  | 0.97 |  | Outside
NJADRE1560084411 | Administratively Determined Incentive Program | PARSIPPANY | 7054 | 4.92 | Residential | Behind the Meter | Yes | Trinity Solar, LLC | JCP&L |  | Accepted | 2025-07-14 | 2025-08-05 | 2026-08-05 | Solar Panels | HANWHA | Q.PEAK DUO BLK ML-G10+ 410 |  | 0.41 | 12 | 84 | 24 |  | Fixed | Roof
NJADRE1560084416 | Administratively Determined Incentive Program | RIDGEFIELD PARK | 7660 | 3.69 | Residential | Behind the Meter | Yes | Trinity Solar, LLC | PSE&G |  | Accepted | 2025-07-14 | 2025-08-05 | 2026-08-05 | Solar Panels | HANWHA | Q.PEAK DUO BLK ML-G10+ 410 |  | 0.41 | 5 | 116 | 40 |  | Fixed | Roof
NJADRE1560084416 | Administratively Determined Incentive Program | RIDGEFIELD PARK | 7660 | 3.69 | Residential | Behind the Meter | Yes | Trinity Solar, LLC | PSE&G |  | Accepted | 2025-07-14 | 2025-08-05 | 2026-08-05 | Inverters | SOLAREDGE | SE3800H-US | 3800 |  | 1 |  |  | 0.97 |  | Outside
NJADRE1560084416 | Administratively Determined Incentive Program | RIDGEFIELD PARK | 7660 | 3.69 | Residential | Behind the Meter | Yes | Trinity Solar, LLC | PSE&G |  | Accepted | 2025-07-14 | 2025-08-05 | 2026-08-05 | Solar Panels | HANWHA | Q.PEAK DUO BLK ML-G10+ 410 |  | 0.41 | 4 | 206 | 43 |  | Fixed | Roof
NJADRE1560084419 | Administratively Determined Incentive Program | FAR HILLS | 7931 | 18.705 | Residential | Behind the Meter | No | Venture Home Solar, LLC | JCP&L |  | Accepted | 2025-07-14 | 2025-08-12 | 2026-08-12 | Inverters | Tesla Solar | 1538000-XX-Y | 330 |  | 2 |  |  | 0.9697 |  | Outside
NJADRE1560084419 | Administratively Determined Incentive Program | FAR HILLS | 7931 | 18.705 | Residential | Behind the Meter | No | Venture Home Solar, LLC | JCP&L |  | Accepted | 2025-07-14 | 2025-08-12 | 2026-08-12 | Solar Panels | Hanwha | Q.TRON BLK M-G2+ 435 |  | 0.435 | 5 | 136 | 40 |  | Fixed | Roof
NJADRE1560084419 | Administratively Determined Incentive Program | FAR HILLS | 7931 | 18.705 | Residential | Behind the Meter | No | Venture Home Solar, LLC | JCP&L |  | Accepted | 2025-07-14 | 2025-08-12 | 2026-08-12 | Solar Panels | Hanwha | Q.TRON BLK M-G2+ 435 |  | 0.435 | 10 | 226 | 30 |  | Fixed | Roof
NJADRE1560084419 | Administratively Determined Incentive Program | FAR HILLS | 7931 | 18.705 | Residential | Behind the Meter | No | Venture Home Solar, LLC | JCP&L |  | Accepted | 2025-07-14 | 2025-08-12 | 2026-08-12 | Solar Panels | Hanwha | Q.TRON BLK M-G2+ 435 |  | 0.435 | 5 | 226 | 30 |  | Fixed | Roof
NJADRE1560084419 | Administratively Determined Incentive Program | FAR HILLS | 7931 | 18.705 | Residential | Behind the Meter | No | Venture Home Solar, LLC | JCP&L |  | Accepted | 2025-07-14 | 2025-08-12 | 2026-08-12 | Solar Panels | Hanwha | Q.TRON BLK M-G2+ 435 |  | 0.435 | 2 | 316 | 40 |  | Fixed | Roof
NJADRE1560084419 | Administratively Determined Incentive Program | FAR HILLS | 7931 | 18.705 | Residential | Behind the Meter | No | Venture Home Solar, LLC | JCP&L |  | Accepted | 2025-07-14 | 2025-08-12 | 2026-08-12 | Solar Panels | Hanwha | Q.TRON BLK M-G2+ 435 |  | 0.435 | 5 | 136 | 40 |  | Fixed | Roof
NJADRE1560084419 | Administratively Determined Incentive Program | FAR HILLS | 7931 | 18.705 | Residential | Behind the Meter | No | Venture Home Solar, LLC | JCP&L |  | Accepted | 2025-07-14 | 2025-08-12 | 2026-08-12 | Solar Panels | Hanwha | Q.TRON BLK M-G2+ 435 |  | 0.435 | 16 | 136 | 40 |  | Fixed | Roof
NJADRE1560085664 | Administratively Determined Incentive Program | SWEDESBORO | 8085 | 13.92 | Residential | Behind the Meter | Yes | RCL Enterprises, Inc. | AC Electric |  | Accepted | 2025-07-15 | 2025-08-06 | 2026-08-06 | Inverters | Enphase | IQ8HC | 380 |  | 32 |  |  | 0.97 |  | Outside
NJADRE1560085664 | Administratively Determined Incentive Program | SWEDESBORO | 8085 | 13.92 | Residential | Behind the Meter | Yes | RCL Enterprises, Inc. | AC Electric |  | Accepted | 2025-07-15 | 2025-08-06 | 2026-08-06 | Solar Panels | QTRON | BLKMG2+ |  | 0.435 | 6 | 235 | 32 |  | Fixed | Roof
NJADRE1560085664 | Administratively Determined Incentive Program | SWEDESBORO | 8085 | 13.92 | Residential | Behind the Meter | Yes | RCL Enterprises, Inc. | AC Electric |  | Accepted | 2025-07-15 | 2025-08-06 | 2026-08-06 | Solar Panels | QTRON | BLKMG2+ |  | 0.435 | 2 | 145 | 40 |  | Fixed | Roof
NJADRE1560085664 | Administratively Determined Incentive Program | SWEDESBORO | 8085 | 13.92 | Residential | Behind the Meter | Yes | RCL Enterprises, Inc. | AC Electric |  | Accepted | 2025-07-15 | 2025-08-06 | 2026-08-06 | Solar Panels | QTRON | BLKMG2+ |  | 0.435 | 18 | 235 | 32 |  | Fixed | Roof
NJADRE1560085664 | Administratively Determined Incentive Program | SWEDESBORO | 8085 | 13.92 | Residential | Behind the Meter | Yes | RCL Enterprises, Inc. | AC Electric |  | Accepted | 2025-07-15 | 2025-08-06 | 2026-08-06 | Solar Panels | QTRON | BLKMG2+ |  | 0.435 | 6 | 55 | 32 |  | Fixed | Roof
NJADRE1560085665 | Administratively Determined Incentive Program | CAPE MAY COURT HOUSE | 8210 | 16.53 | Residential | Behind the Meter | Yes | RCL Enterprises, Inc. | AC Electric |  | Accepted | 2025-07-15 | 2025-08-05 | 2026-08-05 | Solar Panels | QTRON | BLKMG2+ |  | 0.435 | 11 | 138 | 42 |  | Fixed | Roof
NJADRE1560085665 | Administratively Determined Incentive Program | CAPE MAY COURT HOUSE | 8210 | 16.53 | Residential | Behind the Meter | Yes | RCL Enterprises, Inc. | AC Electric |  | Accepted | 2025-07-15 | 2025-08-05 | 2026-08-05 | Solar Panels | QTRON | BLKMG2+ |  | 0.435 | 27 | 228 | 40 |  | Fixed | Roof
NJADRE1560085665 | Administratively Determined Incentive Program | CAPE MAY COURT HOUSE | 8210 | 16.53 | Residential | Behind the Meter | Yes | RCL Enterprises, Inc. | AC Electric |  | Accepted | 2025-07-15 | 2025-08-05 | 2026-08-05 | Inverters | Enphase | IQ8HC | 380 |  | 38 |  |  | 0.97 |  | Outside
NJADRE1560085676 | Administratively Determined Incentive Program | BRIDGEWATER TWP | 8807 | 6.885 | Residential | Behind the Meter | Yes | Sunrun Installation Services, Inc. | PSE&G |  | Accepted | 2025-07-15 | 2025-08-05 | 2026-08-05 | Solar Panels | JA Solar | JAM54S31-405/MR |  | 0.405 | 17 | 173 | 40 |  | Fixed | Roof
NJADRE1560085676 | Administratively Determined Incentive Program | BRIDGEWATER TWP | 8807 | 6.885 | Residential | Behind the Meter | Yes | Sunrun Installation Services, Inc. | PSE&G |  | Accepted | 2025-07-15 | 2025-08-05 | 2026-08-05 | Inverters | SolarEdge Technologies | SE5700H-USMN | 5760 |  | 1 |  |  | 0.99 |  | Outdoor | Next to meter
NJADRE1560085678 | Administratively Determined Incentive Program | ATCO | 8004 | 26.35 | Residential | Behind the Meter | No | Power Energy Solutions, LLC | AC Electric |  | Accepted | 2025-07-15 | 2025-08-05 | 2026-08-05 | Solar Panels | Trina Solar | TSM-425NE09RC.05 |  | 0.425 | 36 | 221 | 30 |  | Fixed | Roof
NJADRE1560085678 | Administratively Determined Incentive Program | ATCO | 8004 | 26.35 | Residential | Behind the Meter | No | Power Energy Solutions, LLC | AC Electric |  | Accepted | 2025-07-15 | 2025-08-05 | 2026-08-05 | Inverters | SolarEdge | SE7600H-US | 7600 |  | 1 |  |  | 0.97 |  | Outdoor
NJADRE1560085678 | Administratively Determined Incentive Program | ATCO | 8004 | 26.35 | Residential | Behind the Meter | No | Power Energy Solutions, LLC | AC Electric |  | Accepted | 2025-07-15 | 2025-08-05 | 2026-08-05 | Inverters | SolarEdge | SE5700H-US | 5760 |  | 1 |  |  | 0.97 |  | Outdoor
NJADRE1560085678 | Administratively Determined Incentive Program | ATCO | 8004 | 26.35 | Residential | Behind the Meter | No | Power Energy Solutions, LLC | AC Electric |  | Accepted | 2025-07-15 | 2025-08-05 | 2026-08-05 | Solar Panels | Trina Solar | TSM-425NE09RC.05 |  | 0.425 | 26 | 221 | 30 |  | Fixed | Roof
NJADRE1560085685 | Administratively Determined Incentive Program | BRIDGEWATER TWP | 8807 | 7.38 | Residential | Behind the Meter | Yes | Sunrun Installation Services, Inc. | PSE&G |  | Accepted | 2025-07-15 | 2025-08-05 | 2026-08-05 | Solar Panels | Hanwha Q-Cells | Q.PEAK DUO BLK ML-G10+ 410 DCA (MD06G100A-017) |  | 0.41 | 12 | 226 | 23 |  | Fixed | Roof
NJADRE1560085685 | Administratively Determined Incentive Program | BRIDGEWATER TWP | 8807 | 7.38 | Residential | Behind the Meter | Yes | Sunrun Installation Services, Inc. | PSE&G |  | Accepted | 2025-07-15 | 2025-08-05 | 2026-08-05 | Inverters | TESLA | Powerwall 3 1707000-xx-y | 11500 |  | 1 |  |  | 0.97 |  | Outdoor | Next to meter
NJADRE1560085685 | Administratively Determined Incentive Program | BRIDGEWATER TWP | 8807 | 7.38 | Residential | Behind the Meter | Yes | Sunrun Installation Services, Inc. | PSE&G |  | Accepted | 2025-07-15 | 2025-08-05 | 2026-08-05 | Solar Panels | Hanwha Q-Cells | Q.PEAK DUO BLK ML-G10+ 410 DCA (MD06G100A-017) |  | 0.41 | 6 | 226 | 23 |  | Fixed | Roof
NJADRE1560085685 | Administratively Determined Incentive Program | BRIDGEWATER TWP | 8807 | 7.38 | Residential | Behind the Meter | Yes | Sunrun Installation Services, Inc. | PSE&G |  | Accepted | 2025-07-15 | 2025-08-05 | 2026-08-05 | Electric Storage Battery | TESLA | Powerwall 3 1707000-xx-y |  |  | 1 |  |  |  | Lithium Ion |  | OUTSIDE
NJADRE1560085694 | Administratively Determined Incentive Program | Union | 7083 | 6.48 | Residential | Behind the Meter | Yes | Sunrun Installation Services, Inc. | PSE&G |  | Accepted | 2025-07-15 | 2025-08-05 | 2026-08-05 | Inverters | SolarEdge Technologies | SE5700H-USMN | 5760 |  | 1 |  |  | 0.99 |  | Outdoor | Next to meter
NJADRE1560085694 | Administratively Determined Incentive Program | Union | 7083 | 6.48 | Residential | Behind the Meter | Yes | Sunrun Installation Services, Inc. | PSE&G |  | Accepted | 2025-07-15 | 2025-08-05 | 2026-08-05 | Solar Panels | JA Solar | JAM54S31-405/MR |  | 0.405 | 7 | 6 | 33 |  | Fixed | Roof
NJADRE1560085694 | Administratively Determined Incentive Program | Union | 7083 | 6.48 | Residential | Behind the Meter | Yes | Sunrun Installation Services, Inc. | PSE&G |  | Accepted | 2025-07-15 | 2025-08-05 | 2026-08-05 | Solar Panels | JA Solar | JAM54S31-405/MR |  | 0.405 | 9 | 186 | 33 |  | Fixed | Roof
NJADRE1560085708 | Administratively Determined Incentive Program | Erial | 8081 | 16.2 | Residential | Behind the Meter | Yes | Sunrun Installation Services, Inc. | AC Electric |  | Accepted | 2025-07-15 | 2025-08-05 | 2026-08-05 | Solar Panels | JA Solar | JAM54S31-405/MR |  | 0.405 | 21 | 104 | 26 |  | Fixed | Roof
NJADRE1560085708 | Administratively Determined Incentive Program | Erial | 8081 | 16.2 | Residential | Behind the Meter | Yes | Sunrun Installation Services, Inc. | AC Electric |  | Accepted | 2025-07-15 | 2025-08-05 | 2026-08-05 | Inverters | SolarEdge Technologies | SE3800H-USMN | 3800 |  | 1 |  |  | 0.99 |  | Outdoor | Next to meter
NJADRE1560085708 | Administratively Determined Incentive Program | Erial | 8081 | 16.2 | Residential | Behind the Meter | Yes | Sunrun Installation Services, Inc. | AC Electric |  | Accepted | 2025-07-15 | 2025-08-05 | 2026-08-05 | Inverters | SolarEdge Technologies | SE7600H-USMN | 7600 |  | 1 |  |  | 0.99 |  | Outdoor | Next to meter
NJADRE1560085708 | Administratively Determined Incentive Program | Erial | 8081 | 16.2 | Residential | Behind the Meter | Yes | Sunrun Installation Services, Inc. | AC Electric |  | Accepted | 2025-07-15 | 2025-08-05 | 2026-08-05 | Solar Panels | JA Solar | JAM54S31-405/MR |  | 0.405 | 19 | 284 | 26 |  | Fixed | Roof
NJADRE1560085719 | Administratively Determined Incentive Program | Absecon | 8201 | 14.45 | Residential | Behind the Meter | Yes | Whitman Construction, LLC | AC Electric |  | Accepted | 2025-07-15 | 2025-08-05 | 2026-08-05 | Inverters | ENPHASE | IQ8PLUS-72-2-US | 290 |  | 34 |  |  | 0.975 |  | Outdoor
NJADRE1560085719 | Administratively Determined Incentive Program | Absecon | 8201 | 14.45 | Residential | Behind the Meter | Yes | Whitman Construction, LLC | AC Electric |  | Accepted | 2025-07-15 | 2025-08-05 | 2026-08-05 | Solar Panels | JINKO SOLAR | JKM425N-54HL4-B |  | 0.425 | 14 | 247 | 33 |  | Fixed | Roof
NJADRE1560085719 | Administratively Determined Incentive Program | Absecon | 8201 | 14.45 | Residential | Behind the Meter | Yes | Whitman Construction, LLC | AC Electric |  | Accepted | 2025-07-15 | 2025-08-05 | 2026-08-05 | Solar Panels | JINKO SOLAR | JKM425N-54HL4-B |  | 0.425 | 6 | 67 | 33 |  | Fixed | Roof
NJADRE1560085719 | Administratively Determined Incentive Program | Absecon | 8201 | 14.45 | Residential | Behind the Meter | Yes | Whitman Construction, LLC | AC Electric |  | Accepted | 2025-07-15 | 2025-08-05 | 2026-08-05 | Solar Panels | JINKO SOLAR | JKM425N-54HL4-B |  | 0.425 | 14 | 247 | 13 |  | Fixed | Roof
NJADRE1560085731 | Administratively Determined Incentive Program | Freehold | 7728 | 9.84 | Residential | Behind the Meter | Yes | Sunrun Installation Services, Inc. | JCP&L |  | Accepted | 2025-07-15 | 2025-08-05 | 2026-08-05 | Solar Panels | Hanwha Q-Cells | Q.PEAK DUO BLK ML-G10+ 410 DCA (MD06G100A-017) |  | 0.41 | 4 | 96 | 20 |  | Fixed | Roof
NJADRE1560085731 | Administratively Determined Incentive Program | Freehold | 7728 | 9.84 | Residential | Behind the Meter | Yes | Sunrun Installation Services, Inc. | JCP&L |  | Accepted | 2025-07-15 | 2025-08-05 | 2026-08-05 | Electric Storage Battery | TESLA | Powerwall 3 1707000-xx-y |  |  | 1 |  |  |  | Lithium Ion |  | OUTSIDE
NJADRE1560085731 | Administratively Determined Incentive Program | Freehold | 7728 | 9.84 | Residential | Behind the Meter | Yes | Sunrun Installation Services, Inc. | JCP&L |  | Accepted | 2025-07-15 | 2025-08-05 | 2026-08-05 | Solar Panels | Hanwha Q-Cells | Q.PEAK DUO BLK ML-G10+ 410 DCA (MD06G100A-017) |  | 0.41 | 8 | 96 | 20 |  | Fixed | Roof
NJADRE1560085731 | Administratively Determined Incentive Program | Freehold | 7728 | 9.84 | Residential | Behind the Meter | Yes | Sunrun Installation Services, Inc. | JCP&L |  | Accepted | 2025-07-15 | 2025-08-05 | 2026-08-05 | Solar Panels | Hanwha Q-Cells | Q.PEAK DUO BLK ML-G10+ 410 DCA (MD06G100A-017) |  | 0.41 | 12 | 96 | 20 |  | Fixed | Roof
NJADRE1560085731 | Administratively Determined Incentive Program | Freehold | 7728 | 9.84 | Residential | Behind the Meter | Yes | Sunrun Installation Services, Inc. | JCP&L |  | Accepted | 2025-07-15 | 2025-08-05 | 2026-08-05 | Inverters | TESLA | Powerwall 3 1707000-xx-y | 11500 |  | 1 |  |  | 0.97 |  | Outdoor | Next to meter
NJADRE1560085742 | Administratively Determined Incentive Program | SICKLERVILLE | 8081 | 11.9 | Residential | Behind the Meter | Yes | Power Energy Solutions, LLC | AC Electric |  | Accepted | 2025-07-15 | 2025-08-05 | 2026-08-05 | Inverters | SolarEdge | SE7600H-US | 8 |  | 1 |  |  | 0.97 |  | Outdoor
NJADRE1560085742 | Administratively Determined Incentive Program | SICKLERVILLE | 8081 | 11.9 | Residential | Behind the Meter | Yes | Power Energy Solutions, LLC | AC Electric |  | Accepted | 2025-07-15 | 2025-08-05 | 2026-08-05 | Solar Panels | Trina Solar | TSM-425NE09RC.05 |  | 0.425 | 8 | 15 | 31 |  | Fixed | Roof
NJADRE1560085742 | Administratively Determined Incentive Program | SICKLERVILLE | 8081 | 11.9 | Residential | Behind the Meter | Yes | Power Energy Solutions, LLC | AC Electric |  | Accepted | 2025-07-15 | 2025-08-05 | 2026-08-05 | Solar Panels | Trina Solar | TSM-425NE09RC.05 |  | 0.425 | 11 | 285 | 32 |  | Fixed | Roof
NJADRE1560085742 | Administratively Determined Incentive Program | SICKLERVILLE | 8081 | 11.9 | Residential | Behind the Meter | Yes | Power Energy Solutions, LLC | AC Electric |  | Accepted | 2025-07-15 | 2025-08-05 | 2026-08-05 | Solar Panels | Trina Solar | TSM-425NE09RC.05 |  | 0.425 | 9 | 195 | 31 |  | Fixed | Roof
NJADRE1560085752 | Administratively Determined Incentive Program | BRIDGETON | 8302 | 13.05 | Residential | Behind the Meter | Yes | SunnyMac, LLC | AC Electric |  | Accepted | 2025-07-15 | 2025-08-15 | 2026-08-15 | Inverters | SOLAREDGE HOME HUB | SE10000H-US | 10000 |  | 1 |  |  | 0.99 |  | Outdoor | next to meter
NJADRE1560085752 | Administratively Determined Incentive Program | BRIDGETON | 8302 | 13.05 | Residential | Behind the Meter | Yes | SunnyMac, LLC | AC Electric |  | Accepted | 2025-07-15 | 2025-08-15 | 2026-08-15 | Solar Panels | HANWHA | Q.TRON BLK M-G2.H+ |  | 0.435 | 12 | 244 | 30 |  | Fixed | Roof
NJADRE1560085752 | Administratively Determined Incentive Program | BRIDGETON | 8302 | 13.05 | Residential | Behind the Meter | Yes | SunnyMac, LLC | AC Electric |  | Accepted | 2025-07-15 | 2025-08-15 | 2026-08-15 | Solar Panels | HANWHA | Q.TRON BLK M-G2.H+ |  | 0.435 | 11 | 244 | 6 |  | Fixed | Roof
NJADRE1560085752 | Administratively Determined Incentive Program | BRIDGETON | 8302 | 13.05 | Residential | Behind the Meter | Yes | SunnyMac, LLC | AC Electric |  | Accepted | 2025-07-15 | 2025-08-15 | 2026-08-15 | Solar Panels | HANWHA | Q.TRON BLK M-G2.H+ |  | 0.435 | 7 | 154 | 35 |  | Fixed | Roof
NJADRE1560085752 | Administratively Determined Incentive Program | BRIDGETON | 8302 | 13.05 | Residential | Behind the Meter | Yes | SunnyMac, LLC | AC Electric |  | Accepted | 2025-07-15 | 2025-08-15 | 2026-08-15 | Meters | SOLAREDGE HOME HUB | SE-RGMTR-1D-240C-B |  |  | 1 |  |  |  | Yes | Outdoor
NJADRE1560085760 | Administratively Determined Incentive Program | BERLIN | 8009 | 8.7 | Residential | Behind the Meter | Yes | SunnyMac, LLC | AC Electric |  | Accepted | 2025-07-15 | 2025-08-05 | 2026-08-05 | Inverters | SOLAREDGE HOME HUB | SE5700H-US | 5760 |  | 1 |  |  | 0.99 |  | Outdoor | next to meter
NJADRE1560085760 | Administratively Determined Incentive Program | BERLIN | 8009 | 8.7 | Residential | Behind the Meter | Yes | SunnyMac, LLC | AC Electric |  | Accepted | 2025-07-15 | 2025-08-05 | 2026-08-05 | Solar Panels | HANWHA | Q.TRON BLK M-G2.H+ |  | 0.435 | 20 | 221 | 36 |  | Fixed | Roof
NJADRE1560085767 | Administratively Determined Incentive Program | Dumont | 7628 | 6.56 | Residential | Behind the Meter | No | Tesla Energy Operations, Inc. | PSE&G |  | Accepted | 2025-07-15 | 2025-08-05 | 2026-08-05 | Solar Panels | Hanwha | Q.PEAK DUO BLK ML-G10+/TS 410 |  | 0.41 | 16 | 182 | 45 |  | Fixed | Roof
NJADRE1560085767 | Administratively Determined Incentive Program | Dumont | 7628 | 6.56 | Residential | Behind the Meter | No | Tesla Energy Operations, Inc. | PSE&G |  | Accepted | 2025-07-15 | 2025-08-05 | 2026-08-05 | Inverters | Tesla | 5.7 kW Tesla Inc 1538000-XX-Y | 5700 |  | 1 |  |  | 0.98 |  | Outdoor
NJADRE1560085772 | Administratively Determined Incentive Program | Hamilton | 8330 | 7.47 | Residential | Behind the Meter | Yes | Big Wave Roofing and Solar, LLC | AC Electric |  | Accepted | 2025-07-15 | 2025-08-05 | 2026-08-05 | Solar Panels | QCELLS | Q.PEAK DUO BLK ML-G10.C+ 415W |  | 0.415 | 11 | 239 | 34 |  | Fixed | Roof
NJADRE1560085772 | Administratively Determined Incentive Program | Hamilton | 8330 | 7.47 | Residential | Behind the Meter | Yes | Big Wave Roofing and Solar, LLC | AC Electric |  | Accepted | 2025-07-15 | 2025-08-05 | 2026-08-05 | Inverters | Enphase | IQ8HC-72-M-DOM-US | 380 |  | 18 |  |  | 0.97 |  | Outside
NJADRE1560085772 | Administratively Determined Incentive Program | Hamilton | 8330 | 7.47 | Residential | Behind the Meter | Yes | Big Wave Roofing and Solar, LLC | AC Electric |  | Accepted | 2025-07-15 | 2025-08-05 | 2026-08-05 | Solar Panels | QCELLS | Q.PEAK DUO BLK ML-G10.C+ 415W |  | 0.415 | 7 | 149 | 34 |  | Fixed | Roof
NJADRE1560085775 | Administratively Determined Incentive Program | Bridgeton | 8302 | 15.225 | Residential | Behind the Meter | Yes | SunnyMac, LLC | AC Electric |  | Accepted | 2025-07-15 | 2025-08-05 | 2026-08-05 | Solar Panels | HANWHA | Q.TRON BLK M-G2.H+ |  | 0.435 | 18 | 193 | 23 |  | Fixed | Roof
NJADRE1560085775 | Administratively Determined Incentive Program | Bridgeton | 8302 | 15.225 | Residential | Behind the Meter | Yes | SunnyMac, LLC | AC Electric |  | Accepted | 2025-07-15 | 2025-08-05 | 2026-08-05 | Inverters | SOLAREDGE HOME HUB | SE10000H-US | 10000 |  | 1 |  |  | 0.99 |  | Outdoor | next to meter
NJADRE1560085775 | Administratively Determined Incentive Program | Bridgeton | 8302 | 15.225 | Residential | Behind the Meter | Yes | SunnyMac, LLC | AC Electric |  | Accepted | 2025-07-15 | 2025-08-05 | 2026-08-05 | Solar Panels | HANWHA | Q.TRON BLK M-G2.H+ |  | 0.435 | 17 | 13 | 23 |  | Fixed | Roof
NJADRE1560085797 | Administratively Determined Incentive Program | OCEAN VIEW | 8230 | 20.655 | Residential | Behind the Meter | Yes | Sunrun Installation Services, Inc. | AC Electric |  | Accepted | 2025-07-15 | 2025-08-05 | 2026-08-05 | Inverters | SOLAREDGE TECHNOLOGIES | SE10000H-USMN | 10000 |  | 1 |  |  | 0.99 |  | Outside
NJADRE1560085797 | Administratively Determined Incentive Program | OCEAN VIEW | 8230 | 20.655 | Residential | Behind the Meter | Yes | Sunrun Installation Services, Inc. | AC Electric |  | Accepted | 2025-07-15 | 2025-08-05 | 2026-08-05 | Inverters | SOLAREDGE TECHNOLOGIES | SE3800H-USMN | 3800 |  | 1 |  |  | 0.99 |  | Outside
NJADRE1560085797 | Administratively Determined Incentive Program | OCEAN VIEW | 8230 | 20.655 | Residential | Behind the Meter | Yes | Sunrun Installation Services, Inc. | AC Electric |  | Accepted | 2025-07-15 | 2025-08-05 | 2026-08-05 | Solar Panels | JA SOLAR | JAM54S31-405/MR |  | 0.405 | 15 | 44 | 49 |  | Fixed | Roof
NJADRE1560085797 | Administratively Determined Incentive Program | OCEAN VIEW | 8230 | 20.655 | Residential | Behind the Meter | Yes | Sunrun Installation Services, Inc. | AC Electric |  | Accepted | 2025-07-15 | 2025-08-05 | 2026-08-05 | Solar Panels | JA SOLAR | JAM54S31-405/MR |  | 0.405 | 12 | 172 | 32 |  | Fixed | Roof
NJADRE1560085797 | Administratively Determined Incentive Program | OCEAN VIEW | 8230 | 20.655 | Residential | Behind the Meter | Yes | Sunrun Installation Services, Inc. | AC Electric |  | Accepted | 2025-07-15 | 2025-08-05 | 2026-08-05 | Solar Panels | JA SOLAR | JAM54S31-405/MR |  | 0.405 | 7 | 263 | 33 |  | Fixed | Roof
NJADRE1560085797 | Administratively Determined Incentive Program | OCEAN VIEW | 8230 | 20.655 | Residential | Behind the Meter | Yes | Sunrun Installation Services, Inc. | AC Electric |  | Accepted | 2025-07-15 | 2025-08-05 | 2026-08-05 | Solar Panels | JA SOLAR | JAM54S31-405/MR |  | 0.405 | 9 | 224 | 49 |  | Fixed | Roof
NJADRE1560085797 | Administratively Determined Incentive Program | OCEAN VIEW | 8230 | 20.655 | Residential | Behind the Meter | Yes | Sunrun Installation Services, Inc. | AC Electric |  | Accepted | 2025-07-15 | 2025-08-05 | 2026-08-05 | Solar Panels | JA SOLAR | JAM54S31-405/MR |  | 0.405 | 8 | 84 | 33 |  | Fixed | Roof
NJADRE1560085799 | Administratively Determined Incentive Program | CAPE MAY COURT HOUSE | 8210 | 5.525 | Residential | Behind the Meter | Yes | Power Energy Solutions, LLC | AC Electric |  | Accepted | 2025-07-15 | 2025-08-06 | 2026-08-06 | Inverters | Enphase | IQ8PLUS-72-2-US | 4 |  | 13 |  |  | 0.97 |  | Outdoor
NJADRE1560085799 | Administratively Determined Incentive Program | CAPE MAY COURT HOUSE | 8210 | 5.525 | Residential | Behind the Meter | Yes | Power Energy Solutions, LLC | AC Electric |  | Accepted | 2025-07-15 | 2025-08-06 | 2026-08-06 | Solar Panels | Trina Solar | TSM-425NE09RC.05 |  | 0.425 | 13 | 227 | 27 |  | Fixed | Roof
NJADRE1560085804 | Administratively Determined Incentive Program | GLOUCESTER CITY | 8030 | 10.125 | Residential | Behind the Meter | Yes | Sunrun Installation Services, Inc. | PSE&G |  | Accepted | 2025-07-15 | 2025-08-05 | 2026-08-05 | Solar Panels | JA SOLAR | JAM54S31-405/MR |  | 0.405 | 8 | 218 | 34 |  | Fixed | Roof
NJADRE1560085804 | Administratively Determined Incentive Program | GLOUCESTER CITY | 8030 | 10.125 | Residential | Behind the Meter | Yes | Sunrun Installation Services, Inc. | PSE&G |  | Accepted | 2025-07-15 | 2025-08-05 | 2026-08-05 | Solar Panels | JA SOLAR | JAM54S31-405/MR |  | 0.405 | 2 | 38 | 14 |  | Fixed | Roof
NJADRE1560085804 | Administratively Determined Incentive Program | GLOUCESTER CITY | 8030 | 10.125 | Residential | Behind the Meter | Yes | Sunrun Installation Services, Inc. | PSE&G |  | Accepted | 2025-07-15 | 2025-08-05 | 2026-08-05 | Solar Panels | JA SOLAR | JAM54S31-405/MR |  | 0.405 | 6 | 218 | 33 |  | Fixed | Roof
NJADRE1560085804 | Administratively Determined Incentive Program | GLOUCESTER CITY | 8030 | 10.125 | Residential | Behind the Meter | Yes | Sunrun Installation Services, Inc. | PSE&G |  | Accepted | 2025-07-15 | 2025-08-05 | 2026-08-05 | Inverters | SOLAREDGE TECHNOLOGIES | SE7600H-USMN | 7600 |  | 1 |  |  | 0.99 |  | Outdoor
NJADRE1560085804 | Administratively Determined Incentive Program | GLOUCESTER CITY | 8030 | 10.125 | Residential | Behind the Meter | Yes | Sunrun Installation Services, Inc. | PSE&G |  | Accepted | 2025-07-15 | 2025-08-05 | 2026-08-05 | Solar Panels | JA SOLAR | JAM54S31-405/MR |  | 0.405 | 2 | 218 | 14 |  | Fixed | Roof
NJADRE1560085804 | Administratively Determined Incentive Program | GLOUCESTER CITY | 8030 | 10.125 | Residential | Behind the Meter | Yes | Sunrun Installation Services, Inc. | PSE&G |  | Accepted | 2025-07-15 | 2025-08-05 | 2026-08-05 | Solar Panels | JA SOLAR | JAM54S31-405/MR |  | 0.405 | 7 | 38 | 34 |  | Fixed | Roof
NJADRE1560085810 | Administratively Determined Incentive Program | LAKEWOOD | 8701 | 13.65 | Residential | Behind the Meter | No | Kamtech Solar Solutions | JCP&L |  | Accepted | 2025-07-15 | 2025-08-05 | 2026-08-05 | Inverters | ENPHASE | IQ8AC-72-US | 349 |  | 30 |  |  | 0.973 |  | Outdoor | ROOFTOP
NJADRE1560085810 | Administratively Determined Incentive Program | LAKEWOOD | 8701 | 13.65 | Residential | Behind the Meter | No | Kamtech Solar Solutions | JCP&L |  | Accepted | 2025-07-15 | 2025-08-05 | 2026-08-05 | Solar Panels | CANADIAN SOLAR | CS6. 1-54TM-455H |  | 0.455 | 24 | 187 | 29 |  | Fixed | Roof
NJADRE1560085810 | Administratively Determined Incentive Program | LAKEWOOD | 8701 | 13.65 | Residential | Behind the Meter | No | Kamtech Solar Solutions | JCP&L |  | Accepted | 2025-07-15 | 2025-08-05 | 2026-08-05 | Solar Panels | CANADIAN SOLAR | CS6. 1-54TM-455H |  | 0.455 | 6 | 97 | 31 |  | Fixed | Roof
NJADRE1560085811 | Administratively Determined Incentive Program | Englewood | 7631 | 3.48 | Residential | Behind the Meter | Yes | SunnyMac, LLC | PSE&G |  | Accepted | 2025-07-15 | 2025-08-05 | 2026-08-05 | Inverters | SOLAREDGE HOME HUB | SE3800H-US | 3800 |  | 1 |  |  | 0.99 |  | Outdoor | next to meter
NJADRE1560085811 | Administratively Determined Incentive Program | Englewood | 7631 | 3.48 | Residential | Behind the Meter | Yes | SunnyMac, LLC | PSE&G |  | Accepted | 2025-07-15 | 2025-08-05 | 2026-08-05 | Solar Panels | HANWHA | Q.TRON BLK M-G2+ 435W |  | 0.435 | 8 | 104 | 26 |  | Fixed | Roof
NJADRE1560085814 | Administratively Determined Incentive Program | WALL TOWNSHIP | 7719 | 20.5 | Residential | Behind the Meter | Yes | Trinity Solar, LLC | JCP&L |  | Accepted | 2025-07-15 | 2025-08-05 | 2026-08-05 | Inverters | Solar Edge | SE7600H-USMNUBL15 | 7600 |  | 2 |  |  | 0.97 |  | Outdoor
NJADRE1560085814 | Administratively Determined Incentive Program | WALL TOWNSHIP | 7719 | 20.5 | Residential | Behind the Meter | Yes | Trinity Solar, LLC | JCP&L |  | Accepted | 2025-07-15 | 2025-08-05 | 2026-08-05 | Solar Panels | HANWHA | Q.PEAK DUO BLK ML-G10+ 410 |  | 0.41 | 50 | 188 | 30 |  | Fixed | Ground
NJADRE1560085829 | Administratively Determined Incentive Program | BRIDGETON | 8302 | 8.265 | Residential | Behind the Meter | Yes | SunnyMac, LLC | AC Electric |  | Accepted | 2025-07-15 | 2025-08-05 | 2026-08-05 | Solar Panels | HANWHA | Q.TRON BLK M-G2.H+ |  | 0.435 | 10 | 279 | 37 |  | Fixed | Roof
NJADRE1560085829 | Administratively Determined Incentive Program | BRIDGETON | 8302 | 8.265 | Residential | Behind the Meter | Yes | SunnyMac, LLC | AC Electric |  | Accepted | 2025-07-15 | 2025-08-05 | 2026-08-05 | Solar Panels | HANWHA | Q.TRON BLK M-G2.H+ |  | 0.435 | 9 | 99 | 12 |  | Fixed | Roof
NJADRE1560085829 | Administratively Determined Incentive Program | BRIDGETON | 8302 | 8.265 | Residential | Behind the Meter | Yes | SunnyMac, LLC | AC Electric |  | Accepted | 2025-07-15 | 2025-08-05 | 2026-08-05 | Inverters | SOLAREDGE HOME HUB | SE5700H-US | 5760 |  | 1 |  |  | 0.99 |  | Outdoor | next to meter
NJADRE1560085829 | Administratively Determined Incentive Program | BRIDGETON | 8302 | 8.265 | Residential | Behind the Meter | Yes | SunnyMac, LLC | AC Electric |  | Accepted | 2025-07-15 | 2025-08-05 | 2026-08-05 | Meters | SOLAREDGE HOME HUB | SE-RGMTR-1D-240C-B |  |  | 1 |  |  |  | Yes | Outdoor
NJADRE1560085833 | Administratively Determined Incentive Program | WESTFIELD | 7090 | 13.12 | Residential | Behind the Meter | No | Tesla Energy Operations, Inc. | PSE&G |  | Accepted | 2025-07-15 | 2025-08-05 | 2026-08-05 | Solar Panels | Hanwha | Q.PEAK DUO BLK ML-G10+/TS 410 |  | 0.41 | 2 | 218 | 40 |  | Fixed | Roof
NJADRE1560085833 | Administratively Determined Incentive Program | WESTFIELD | 7090 | 13.12 | Residential | Behind the Meter | No | Tesla Energy Operations, Inc. | PSE&G |  | Accepted | 2025-07-15 | 2025-08-05 | 2026-08-05 | Electric Storage Battery | Tesla | Powerwall 3 |  |  | 1 |  |  |  | Lithium Ion |  | OUTSIDE
NJADRE1560085833 | Administratively Determined Incentive Program | WESTFIELD | 7090 | 13.12 | Residential | Behind the Meter | No | Tesla Energy Operations, Inc. | PSE&G |  | Accepted | 2025-07-15 | 2025-08-05 | 2026-08-05 | Solar Panels | Hanwha | Q.PEAK DUO BLK ML-G10+/TS 410 |  | 0.41 | 8 | 128 | 34 |  | Fixed | Roof
NJADRE1560085833 | Administratively Determined Incentive Program | WESTFIELD | 7090 | 13.12 | Residential | Behind the Meter | No | Tesla Energy Operations, Inc. | PSE&G |  | Accepted | 2025-07-15 | 2025-08-05 | 2026-08-05 | Solar Panels | Hanwha | Q.PEAK DUO BLK ML-G10+/TS 410 |  | 0.41 | 6 | 128 | 34 |  | Fixed | Roof
NJADRE1560085833 | Administratively Determined Incentive Program | WESTFIELD | 7090 | 13.12 | Residential | Behind the Meter | No | Tesla Energy Operations, Inc. | PSE&G |  | Accepted | 2025-07-15 | 2025-08-05 | 2026-08-05 | Inverters | Tesla | 1707000-XX-Y 11.5 kW | 11500 |  | 1 |  |  | 0.98 |  | Outdoor
NJADRE1560085833 | Administratively Determined Incentive Program | WESTFIELD | 7090 | 13.12 | Residential | Behind the Meter | No | Tesla Energy Operations, Inc. | PSE&G |  | Accepted | 2025-07-15 | 2025-08-05 | 2026-08-05 | Solar Panels | Hanwha | Q.PEAK DUO BLK ML-G10+/TS 410 |  | 0.41 | 12 | 308 | 34 |  | Fixed | Roof
NJADRE1560085833 | Administratively Determined Incentive Program | WESTFIELD | 7090 | 13.12 | Residential | Behind the Meter | No | Tesla Energy Operations, Inc. | PSE&G |  | Accepted | 2025-07-15 | 2025-08-05 | 2026-08-05 | Solar Panels | Hanwha | Q.PEAK DUO BLK ML-G10+/TS 410 |  | 0.41 | 4 | 308 | 30 |  | Fixed | Roof
NJADRE1560085836 | Administratively Determined Incentive Program | Piscataway Twp | 8854 | 10.66 | Residential | Behind the Meter | Yes | Sunrun Installation Services, Inc. | PSE&G |  | Accepted | 2025-07-15 | 2025-08-05 | 2026-08-05 | Inverters | SOLAREDGE TECHNOLOGIES | SE7600H-USMN | 7600 |  | 1 |  |  | 0.99 |  | Outside
NJADRE1560085836 | Administratively Determined Incentive Program | Piscataway Twp | 8854 | 10.66 | Residential | Behind the Meter | Yes | Sunrun Installation Services, Inc. | PSE&G |  | Accepted | 2025-07-15 | 2025-08-05 | 2026-08-05 | Solar Panels | ELIN ENERGY | ELNSM54M-HC-410 |  | 0.41 | 6 | 12 | 18 |  | Fixed | Roof
NJADRE1560085836 | Administratively Determined Incentive Program | Piscataway Twp | 8854 | 10.66 | Residential | Behind the Meter | Yes | Sunrun Installation Services, Inc. | PSE&G |  | Accepted | 2025-07-15 | 2025-08-05 | 2026-08-05 | Solar Panels | ELIN ENERGY | ELNSM54M-HC-410 |  | 0.41 | 3 | 100 | 23 |  | Fixed | Roof
NJADRE1560085836 | Administratively Determined Incentive Program | Piscataway Twp | 8854 | 10.66 | Residential | Behind the Meter | Yes | Sunrun Installation Services, Inc. | PSE&G |  | Accepted | 2025-07-15 | 2025-08-05 | 2026-08-05 | Solar Panels | ELIN ENERGY | ELNSM54M-HC-410 |  | 0.41 | 8 | 192 | 20 |  | Fixed | Roof
NJADRE1560085836 | Administratively Determined Incentive Program | Piscataway Twp | 8854 | 10.66 | Residential | Behind the Meter | Yes | Sunrun Installation Services, Inc. | PSE&G |  | Accepted | 2025-07-15 | 2025-08-05 | 2026-08-05 | Solar Panels | ELIN ENERGY | ELNSM54M-HC-410 |  | 0.41 | 9 | 280 | 23 |  | Fixed | Roof
NJADRE1560085836 | Administratively Determined Incentive Program | Piscataway Twp | 8854 | 10.66 | Residential | Behind the Meter | Yes | Sunrun Installation Services, Inc. | PSE&G |  | Accepted | 2025-07-15 | 2025-08-05 | 2026-08-05 | Meters | SOLAREDGE TECHNOLOGIES | SE7600H-USMN |  |  | 1 |  |  |  | Yes | Outdoor
NJADRE1560085838 | Administratively Determined Incentive Program | Westville | 8093 | 6.96 | Residential | Behind the Meter | Yes | EMT Renewables, LLC | PSE&G |  | Accepted | 2025-07-15 | 2025-08-05 | 2026-08-05 | Solar Panels | Q CELLS | Q TRON |  | 0.435 | 4 | 22 | 16 |  | Fixed | Roof
NJADRE1560085838 | Administratively Determined Incentive Program | Westville | 8093 | 6.96 | Residential | Behind the Meter | Yes | EMT Renewables, LLC | PSE&G |  | Accepted | 2025-07-15 | 2025-08-05 | 2026-08-05 | Solar Panels | Q CELLS | Q TRON |  | 0.435 | 7 | 202 | 39 |  | Fixed | Roof
NJADRE1560085838 | Administratively Determined Incentive Program | Westville | 8093 | 6.96 | Residential | Behind the Meter | Yes | EMT Renewables, LLC | PSE&G |  | Accepted | 2025-07-15 | 2025-08-05 | 2026-08-05 | Inverters | IQ8HC | IQ8+ | 290 |  | 16 |  |  | 0.98 |  | Other | UNDER EACH PANEL
NJADRE1560085838 | Administratively Determined Incentive Program | Westville | 8093 | 6.96 | Residential | Behind the Meter | Yes | EMT Renewables, LLC | PSE&G |  | Accepted | 2025-07-15 | 2025-08-05 | 2026-08-05 | Solar Panels | Q CELLS | Q TRON |  | 0.435 | 5 | 22 | 12 |  | Fixed | Roof
NJADRE1560085852 | Administratively Determined Incentive Program | MILLSTONE TWP | 8535 | 16.965 | Residential | Behind the Meter | Yes | Integrity Solar & Home Solutions, LLC | JCP&L |  | Accepted | 2025-07-15 | 2025-08-05 | 2026-08-05 | Inverters | ENPHASE | IQ8HC | 380 |  | 39 |  |  | 0.98 |  | Other | UNDER EACH PANEL
NJADRE1560085852 | Administratively Determined Incentive Program | MILLSTONE TWP | 8535 | 16.965 | Residential | Behind the Meter | Yes | Integrity Solar & Home Solutions, LLC | JCP&L |  | Accepted | 2025-07-15 | 2025-08-05 | 2026-08-05 | Solar Panels | Q CELLS | Q.TRON BLK M-G2H+ 435 |  | 0.435 | 4 | 169 | 28 |  | Fixed | Roof
NJADRE1560085852 | Administratively Determined Incentive Program | MILLSTONE TWP | 8535 | 16.965 | Residential | Behind the Meter | Yes | Integrity Solar & Home Solutions, LLC | JCP&L |  | Accepted | 2025-07-15 | 2025-08-05 | 2026-08-05 | Solar Panels | Q CELLS | Q.TRON BLK M-G2H+ 435 |  | 0.435 | 3 | 260 | 27 |  | Fixed | Roof
NJADRE1560085852 | Administratively Determined Incentive Program | MILLSTONE TWP | 8535 | 16.965 | Residential | Behind the Meter | Yes | Integrity Solar & Home Solutions, LLC | JCP&L |  | Accepted | 2025-07-15 | 2025-08-05 | 2026-08-05 | Solar Panels | Q CELLS | Q.TRON BLK M-G2H+ 435 |  | 0.435 | 12 | 258 | 10 |  | Fixed | Roof
NJADRE1560085852 | Administratively Determined Incentive Program | MILLSTONE TWP | 8535 | 16.965 | Residential | Behind the Meter | Yes | Integrity Solar & Home Solutions, LLC | JCP&L |  | Accepted | 2025-07-15 | 2025-08-05 | 2026-08-05 | Solar Panels | Q CELLS | Q.TRON BLK M-G2H+ 435 |  | 0.435 | 12 | 259 | 24 |  | Fixed | Roof
NJADRE1560085852 | Administratively Determined Incentive Program | MILLSTONE TWP | 8535 | 16.965 | Residential | Behind the Meter | Yes | Integrity Solar & Home Solutions, LLC | JCP&L |  | Accepted | 2025-07-15 | 2025-08-05 | 2026-08-05 | Solar Panels | Q CELLS | Q.TRON BLK M-G2H+ 435 |  | 0.435 | 4 | 349 | 28 |  | Fixed | Roof
NJADRE1560085852 | Administratively Determined Incentive Program | MILLSTONE TWP | 8535 | 16.965 | Residential | Behind the Meter | Yes | Integrity Solar & Home Solutions, LLC | JCP&L |  | Accepted | 2025-07-15 | 2025-08-05 | 2026-08-05 | Solar Panels | Q CELLS | Q.TRON BLK M-G2H+ 435 |  | 0.435 | 4 | 350 | 30 |  | Fixed | Roof
NJADRE1560085873 | Administratively Determined Incentive Program | JACKSON | 8527 | 18.2 | Residential | Behind the Meter | Yes | Kamtech Solar Solutions | JCP&L |  | Accepted | 2025-07-15 | 2025-08-05 | 2026-08-05 | Solar Panels | CANADIAN SOLAR | CS6. 1-54TM-455H |  | 0.455 | 3 | 147 | 35 |  | Fixed | Roof
NJADRE1560085873 | Administratively Determined Incentive Program | JACKSON | 8527 | 18.2 | Residential | Behind the Meter | Yes | Kamtech Solar Solutions | JCP&L |  | Accepted | 2025-07-15 | 2025-08-05 | 2026-08-05 | Solar Panels | CANADIAN SOLAR | CS6. 1-54TM-455H |  | 0.455 | 10 | 147 | 40 |  | Fixed | Roof
NJADRE1560085873 | Administratively Determined Incentive Program | JACKSON | 8527 | 18.2 | Residential | Behind the Meter | Yes | Kamtech Solar Solutions | JCP&L |  | Accepted | 2025-07-15 | 2025-08-05 | 2026-08-05 | Solar Panels | CANADIAN SOLAR | CS6. 1-54TM-455H |  | 0.455 | 11 | 237 | 35 |  | Fixed | Roof
NJADRE1560085873 | Administratively Determined Incentive Program | JACKSON | 8527 | 18.2 | Residential | Behind the Meter | Yes | Kamtech Solar Solutions | JCP&L |  | Accepted | 2025-07-15 | 2025-08-05 | 2026-08-05 | Inverters | ENPHASE | IQ8AC-72-US | 349 |  | 40 |  |  | 0.973 |  | Outdoor | ROOFTOP
NJADRE1560085873 | Administratively Determined Incentive Program | JACKSON | 8527 | 18.2 | Residential | Behind the Meter | Yes | Kamtech Solar Solutions | JCP&L |  | Accepted | 2025-07-15 | 2025-08-05 | 2026-08-05 | Solar Panels | CANADIAN SOLAR | CS6. 1-54TM-455H |  | 0.455 | 8 | 237 | 35 |  | Fixed | Roof
NJADRE1560085873 | Administratively Determined Incentive Program | JACKSON | 8527 | 18.2 | Residential | Behind the Meter | Yes | Kamtech Solar Solutions | JCP&L |  | Accepted | 2025-07-15 | 2025-08-05 | 2026-08-05 | Solar Panels | CANADIAN SOLAR | CS6. 1-54TM-455H |  | 0.455 | 6 | 147 | 35 |  | Fixed | Roof
NJADRE1560085873 | Administratively Determined Incentive Program | JACKSON | 8527 | 18.2 | Residential | Behind the Meter | Yes | Kamtech Solar Solutions | JCP&L |  | Accepted | 2025-07-15 | 2025-08-05 | 2026-08-05 | Solar Panels | CANADIAN SOLAR | CS6. 1-54TM-455H |  | 0.455 | 2 | 237 | 35 |  | Fixed | Roof
NJADRE1560085881 | Administratively Determined Incentive Program | BRICK | 8723 | 6.48 | Residential | Behind the Meter | No | Power Home Remodeling Group | JCP&L |  | Accepted | 2025-07-15 | 2025-08-05 | 2026-08-05 | Meters | SolarEdge | Revenue Grade Data Ansi C12.20 |  |  | 1 |  |  |  | Yes | Outdoor
NJADRE1560085881 | Administratively Determined Incentive Program | BRICK | 8723 | 6.48 | Residential | Behind the Meter | No | Power Home Remodeling Group | JCP&L |  | Accepted | 2025-07-15 | 2025-08-05 | 2026-08-05 | Solar Panels | JA Solar | JAM54S31 405/MR |  | 0.405 | 11 | 210 | 22 |  | Fixed | Roof
NJADRE1560085881 | Administratively Determined Incentive Program | BRICK | 8723 | 6.48 | Residential | Behind the Meter | No | Power Home Remodeling Group | JCP&L |  | Accepted | 2025-07-15 | 2025-08-05 | 2026-08-05 | Solar Panels | JA Solar | JAM54S31 405/MR |  | 0.405 | 5 | 120 | 23 |  | Fixed | Roof
NJADRE1560085881 | Administratively Determined Incentive Program | BRICK | 8723 | 6.48 | Residential | Behind the Meter | No | Power Home Remodeling Group | JCP&L |  | Accepted | 2025-07-15 | 2025-08-05 | 2026-08-05 | Inverters | SolarEdge | SE5700H-US | 5760 |  | 1 |  |  | 0.99 |  | Outdoor
NJADRE1560085902 | Administratively Determined Incentive Program | LITTLE EGG HARBOR TWP | 8087 | 4.1 | Residential | Behind the Meter | Yes | Trinity Solar, LLC | AC Electric |  | Accepted | 2025-07-15 | 2025-08-05 | 2026-08-05 | Inverters | Solar Edge | USE3800H-US | 3800 |  | 1 |  |  | 0.97 |  | Outside
NJADRE1560085902 | Administratively Determined Incentive Program | LITTLE EGG HARBOR TWP | 8087 | 4.1 | Residential | Behind the Meter | Yes | Trinity Solar, LLC | AC Electric |  | Accepted | 2025-07-15 | 2025-08-05 | 2026-08-05 | Solar Panels | Hanwha | Q.PEAK DUO BLK ML-G10+ 410 |  | 0.41 | 10 | 147 | 25 |  | Fixed | Roof
NJADRE1560085904 | Administratively Determined Incentive Program | EGG HARBOR TWP | 8234 | 8.17 | Residential | Behind the Meter | No | Velocity Energy & Home Solutions, Inc. | AC Electric |  | Accepted | 2025-07-15 | 2025-08-08 | 2026-08-08 | Solar Panels | SEG | 430W |  | 0.43 | 6 | 37 | 35 |  | Fixed | Roof
NJADRE1560085904 | Administratively Determined Incentive Program | EGG HARBOR TWP | 8234 | 8.17 | Residential | Behind the Meter | No | Velocity Energy & Home Solutions, Inc. | AC Electric |  | Accepted | 2025-07-15 | 2025-08-08 | 2026-08-08 | Solar Panels | SEG | 430W |  | 0.43 | 10 | 217 | 35 |  | Fixed | Roof
NJADRE1560085904 | Administratively Determined Incentive Program | EGG HARBOR TWP | 8234 | 8.17 | Residential | Behind the Meter | No | Velocity Energy & Home Solutions, Inc. | AC Electric |  | Accepted | 2025-07-15 | 2025-08-08 | 2026-08-08 | Solar Panels | SEG | 430W |  | 0.43 | 3 | 37 | 35 |  | Fixed | Roof
NJADRE1560085904 | Administratively Determined Incentive Program | EGG HARBOR TWP | 8234 | 8.17 | Residential | Behind the Meter | No | Velocity Energy & Home Solutions, Inc. | AC Electric |  | Accepted | 2025-07-15 | 2025-08-08 | 2026-08-08 | Inverters | ENPHASE | IQ8PLUS | 290 |  | 19 |  |  | 0.99 |  | Outside | BEHIND PANELS
NJADRE1560085915 | Administratively Determined Incentive Program | MARLBORO | 7746 | 15.58 | Residential | Behind the Meter | Yes | Trinity Solar, LLC | JCP&L |  | Accepted | 2025-07-15 | 2025-08-05 | 2026-08-05 | Inverters | Solar Edge | USE7600H-USMNBL75 | 7600 |  | 1 |  |  | 0.97 |  | Outdoor
NJADRE1560085915 | Administratively Determined Incentive Program | MARLBORO | 7746 | 15.58 | Residential | Behind the Meter | Yes | Trinity Solar, LLC | JCP&L |  | Accepted | 2025-07-15 | 2025-08-05 | 2026-08-05 | Inverters | Solar Edge | USE5700H-USMNBL75 | 5760 |  | 1 |  |  | 0.97 |  | Outdoor
NJADRE1560085915 | Administratively Determined Incentive Program | MARLBORO | 7746 | 15.58 | Residential | Behind the Meter | Yes | Trinity Solar, LLC | JCP&L |  | Accepted | 2025-07-15 | 2025-08-05 | 2026-08-05 | Solar Panels | HANWHA | (Q.PEAK DUO BLK ML-G10.C+ 410) |  | 0.41 | 3 | 179 | 20 |  | Fixed | Roof
NJADRE1560085915 | Administratively Determined Incentive Program | MARLBORO | 7746 | 15.58 | Residential | Behind the Meter | Yes | Trinity Solar, LLC | JCP&L |  | Accepted | 2025-07-15 | 2025-08-05 | 2026-08-05 | Solar Panels | HANWHA | (Q.PEAK DUO BLK ML-G10.C+ 410) |  | 0.41 | 5 | 269 | 28 |  | Fixed | Roof
NJADRE1560085915 | Administratively Determined Incentive Program | MARLBORO | 7746 | 15.58 | Residential | Behind the Meter | Yes | Trinity Solar, LLC | JCP&L |  | Accepted | 2025-07-15 | 2025-08-05 | 2026-08-05 | Solar Panels | HANWHA | (Q.PEAK DUO BLK ML-G10.C+ 410) |  | 0.41 | 16 | 179 | 27 |  | Fixed | Roof
NJADRE1560085915 | Administratively Determined Incentive Program | MARLBORO | 7746 | 15.58 | Residential | Behind the Meter | Yes | Trinity Solar, LLC | JCP&L |  | Accepted | 2025-07-15 | 2025-08-05 | 2026-08-05 | Solar Panels | HANWHA | (Q.PEAK DUO BLK ML-G10.C+ 410) |  | 0.41 | 7 | 359 | 27 |  | Fixed | Roof
NJADRE1560085915 | Administratively Determined Incentive Program | MARLBORO | 7746 | 15.58 | Residential | Behind the Meter | Yes | Trinity Solar, LLC | JCP&L |  | Accepted | 2025-07-15 | 2025-08-05 | 2026-08-05 | Solar Panels | HANWHA | (Q.PEAK DUO BLK ML-G10.C+ 410) |  | 0.41 | 7 | 89 | 28 |  | Fixed | Roof
NJADRE1560085917 | Administratively Determined Incentive Program | Columbia | 7832 | 16.4 | Residential | Behind the Meter | No | Green House Solar | JCP&L |  | Accepted | 2025-07-16 | 2025-08-13 | 2026-08-13 | Solar Panels | Mission | Misson 410 |  | 0.41 | 15 | 86 | 25 |  | Fixed | Roof
NJADRE1560085917 | Administratively Determined Incentive Program | Columbia | 7832 | 16.4 | Residential | Behind the Meter | No | Green House Solar | JCP&L |  | Accepted | 2025-07-16 | 2025-08-13 | 2026-08-13 | Solar Panels | Mission | Misson 410 |  | 0.41 | 5 | 266 | 15 |  | Fixed | Roof
NJADRE1560085917 | Administratively Determined Incentive Program | Columbia | 7832 | 16.4 | Residential | Behind the Meter | No | Green House Solar | JCP&L |  | Accepted | 2025-07-16 | 2025-08-13 | 2026-08-13 | Inverters | SOLAREDGE | SE 11400 HUB | 285000 |  | 1 |  |  | 0.99 |  | Indoor
NJADRE1560085917 | Administratively Determined Incentive Program | Columbia | 7832 | 16.4 | Residential | Behind the Meter | No | Green House Solar | JCP&L |  | Accepted | 2025-07-16 | 2025-08-13 | 2026-08-13 | Electric Storage Battery | Franklinwh 15kwh | Franklinwh 15kwh |  |  | 1 |  |  |  | Lithium Ion |  | GARAGE
NJADRE1560085917 | Administratively Determined Incentive Program | Columbia | 7832 | 16.4 | Residential | Behind the Meter | No | Green House Solar | JCP&L |  | Accepted | 2025-07-16 | 2025-08-13 | 2026-08-13 | Solar Panels | Mission | Misson 410 |  | 0.41 | 20 | 266 | 25 |  | Fixed | Roof
NJADRE1560085924 | Administratively Determined Incentive Program | WESTAMPTON | 8060 | 10.2 | Residential | Behind the Meter | Yes | Whitman Construction, LLC | PSE&G |  | Accepted | 2025-07-15 | 2025-08-05 | 2026-08-05 | Solar Panels | JINKO SOLAR | JKM425N-54HL4-B |  | 0.425 | 2 | 199 | 27 |  | Fixed | Roof
NJADRE1560085924 | Administratively Determined Incentive Program | WESTAMPTON | 8060 | 10.2 | Residential | Behind the Meter | Yes | Whitman Construction, LLC | PSE&G |  | Accepted | 2025-07-15 | 2025-08-05 | 2026-08-05 | Inverters | ENPHASE | IQ8PLUS-72-2-US | 290 |  | 24 |  |  | 0.975 |  | Outdoor
NJADRE1560085924 | Administratively Determined Incentive Program | WESTAMPTON | 8060 | 10.2 | Residential | Behind the Meter | Yes | Whitman Construction, LLC | PSE&G |  | Accepted | 2025-07-15 | 2025-08-05 | 2026-08-05 | Solar Panels | JINKO SOLAR | JKM425N-54HL4-B |  | 0.425 | 13 | 109 | 27 |  | Fixed | Roof
NJADRE1560085924 | Administratively Determined Incentive Program | WESTAMPTON | 8060 | 10.2 | Residential | Behind the Meter | Yes | Whitman Construction, LLC | PSE&G |  | Accepted | 2025-07-15 | 2025-08-05 | 2026-08-05 | Solar Panels | JINKO SOLAR | JKM425N-54HL4-B |  | 0.425 | 9 | 289 | 27 |  | Fixed | Roof
NJADRE1560085928 | Administratively Determined Incentive Program | BERLIN TOWNSHIP | 8091 | 14.19 | Residential | Behind the Meter | No | Brilliant Installations, Inc. | AC Electric |  | Accepted | 2025-07-15 | 2025-08-06 | 2026-08-06 | Solar Panels | JINKO SOLAR | JKM430N-54HL4-B |  | 0.43 | 6 | 187 | 20 |  | Fixed | Roof
NJADRE1560085928 | Administratively Determined Incentive Program | BERLIN TOWNSHIP | 8091 | 14.19 | Residential | Behind the Meter | No | Brilliant Installations, Inc. | AC Electric |  | Accepted | 2025-07-15 | 2025-08-06 | 2026-08-06 | Solar Panels | JINKO SOLAR | JKM430N-54HL4-B |  | 0.43 | 8 | 97 | 22 |  | Fixed | Roof
NJADRE1560085928 | Administratively Determined Incentive Program | BERLIN TOWNSHIP | 8091 | 14.19 | Residential | Behind the Meter | No | Brilliant Installations, Inc. | AC Electric |  | Accepted | 2025-07-15 | 2025-08-06 | 2026-08-06 | Solar Panels | JINKO SOLAR | JKM430N-54HL4-B |  | 0.43 | 8 | 187 | 14 |  | Fixed | Roof
NJADRE1560085928 | Administratively Determined Incentive Program | BERLIN TOWNSHIP | 8091 | 14.19 | Residential | Behind the Meter | No | Brilliant Installations, Inc. | AC Electric |  | Accepted | 2025-07-15 | 2025-08-06 | 2026-08-06 | Solar Panels | JINKO SOLAR | JKM430N-54HL4-B |  | 0.43 | 3 | 7 | 17 |  | Fixed | Roof
NJADRE1560085928 | Administratively Determined Incentive Program | BERLIN TOWNSHIP | 8091 | 14.19 | Residential | Behind the Meter | No | Brilliant Installations, Inc. | AC Electric |  | Accepted | 2025-07-15 | 2025-08-06 | 2026-08-06 | Inverters | SOLAREDGE | USE10000H-USMNBL75 | 10000 |  | 1 |  |  | 0.97 |  | Outdoor
NJADRE1560085928 | Administratively Determined Incentive Program | BERLIN TOWNSHIP | 8091 | 14.19 | Residential | Behind the Meter | No | Brilliant Installations, Inc. | AC Electric |  | Accepted | 2025-07-15 | 2025-08-06 | 2026-08-06 | Solar Panels | JINKO SOLAR | JKM430N-54HL4-B |  | 0.43 | 8 | 7 | 20 |  | Fixed | Roof
NJADRE1560085939 | Administratively Determined Incentive Program | MONTGOMERY TWP | 8502 | 9.315 | Residential | Behind the Meter | No | Sunrun Installation Services, Inc. | PSE&G |  | Accepted | 2025-07-15 | 2025-08-05 | 2026-08-05 | Solar Panels | JA SOLAR | JAM54S31-405/MR |  | 0.405 | 18 | 221 | 27 |  | Fixed | Roof
NJADRE1560085939 | Administratively Determined Incentive Program | MONTGOMERY TWP | 8502 | 9.315 | Residential | Behind the Meter | No | Sunrun Installation Services, Inc. | PSE&G |  | Accepted | 2025-07-15 | 2025-08-05 | 2026-08-05 | Solar Panels | JA SOLAR | JAM54S31-405/MR |  | 0.405 | 5 | 221 | 27 |  | Fixed | Roof
NJADRE1560085939 | Administratively Determined Incentive Program | MONTGOMERY TWP | 8502 | 9.315 | Residential | Behind the Meter | No | Sunrun Installation Services, Inc. | PSE&G |  | Accepted | 2025-07-15 | 2025-08-05 | 2026-08-05 | Inverters | SOLAREDGE TECHNOLOGIES | SE7600H-USMN | 7600 |  | 1 |  |  | 0.99 |  | Outdoor
NJADRE1560085958 | Administratively Determined Incentive Program | Blackwood | 8012 | 5.1 | Residential | Behind the Meter | Yes | Power Energy Solutions, LLC | AC Electric |  | Accepted | 2025-07-15 | 2025-08-06 | 2026-08-06 | Solar Panels | Trina Solar | TSM-425NE09RC.05 |  | 0.425 | 3 | 207 | 9 |  | Fixed | Roof
NJADRE1560085958 | Administratively Determined Incentive Program | Blackwood | 8012 | 5.1 | Residential | Behind the Meter | Yes | Power Energy Solutions, LLC | AC Electric |  | Accepted | 2025-07-15 | 2025-08-06 | 2026-08-06 | Inverters | SolarEdge | SE3800H-US | 4 |  | 1 |  |  | 0.97 |  | Outdoor
NJADRE1560085958 | Administratively Determined Incentive Program | Blackwood | 8012 | 5.1 | Residential | Behind the Meter | Yes | Power Energy Solutions, LLC | AC Electric |  | Accepted | 2025-07-15 | 2025-08-06 | 2026-08-06 | Solar Panels | Trina Solar | TSM-425NE09RC.05 |  | 0.425 | 7 | 207 | 28 |  | Fixed | Roof
NJADRE1560085958 | Administratively Determined Incentive Program | Blackwood | 8012 | 5.1 | Residential | Behind the Meter | Yes | Power Energy Solutions, LLC | AC Electric |  | Accepted | 2025-07-15 | 2025-08-06 | 2026-08-06 | Solar Panels | Trina Solar | TSM-425NE09RC.05 |  | 0.425 | 2 | 207 | 21 |  | Fixed | Roof
NJADRE1560085963 | Administratively Determined Incentive Program | CAPE MAY COURT HOUSE | 8210 | 10.25 | Residential | Behind the Meter | Yes | Trinity Solar, LLC | AC Electric |  | Accepted | 2025-07-15 | 2025-08-05 | 2026-08-05 | Solar Panels | HANWHA 410 (Q.PEAK DUO BLK ML-G10+410) | HANWHA 410 (Q.PEAK DUO BLK ML-G10+410) |  | 0.41 | 25 | 180 | 30 |  | Fixed | Roof
NJADRE1560085963 | Administratively Determined Incentive Program | CAPE MAY COURT HOUSE | 8210 | 10.25 | Residential | Behind the Meter | Yes | Trinity Solar, LLC | AC Electric |  | Accepted | 2025-07-15 | 2025-08-05 | 2026-08-05 | Inverters | SOLAREDGE | SE7600H-US | 7600 |  | 1 |  |  | 0.97 |  | Outside
NJADRE1560085971 | Administratively Determined Incentive Program | LAKEWOOD | 8701 | 15.015 | Residential | Behind the Meter | Yes | Kamtech Solar Solutions | JCP&L |  | Accepted | 2025-07-15 | 2025-08-05 | 2026-08-05 | Inverters | ENPHASE | IQ8AC-72-US | 349 |  | 33 |  |  | 0.973 |  | Outdoor | ROOFTOP
NJADRE1560085971 | Administratively Determined Incentive Program | LAKEWOOD | 8701 | 15.015 | Residential | Behind the Meter | Yes | Kamtech Solar Solutions | JCP&L |  | Accepted | 2025-07-15 | 2025-08-05 | 2026-08-05 | Solar Panels | CANADIAN SOLAR | CS6. 1-54TM-455H |  | 0.455 | 17 | 98 | 23 |  | Fixed | Roof
NJADRE1560085971 | Administratively Determined Incentive Program | LAKEWOOD | 8701 | 15.015 | Residential | Behind the Meter | Yes | Kamtech Solar Solutions | JCP&L |  | Accepted | 2025-07-15 | 2025-08-05 | 2026-08-05 | Solar Panels | CANADIAN SOLAR | CS6. 1-54TM-455H |  | 0.455 | 16 | 278 | 23 |  | Fixed | Roof
NJADRE1560085978 | Administratively Determined Incentive Program | MAPLEWOOD | 7040 | 8.2 | Residential | Behind the Meter | Yes | Trinity Solar, LLC | PSE&G |  | Accepted | 2025-07-15 | 2025-08-05 | 2026-08-05 | Solar Panels | Hanwha | Q.PEAK DUO BLK ML-G10+ 410 |  | 0.41 | 8 | 112 | 31 |  | Fixed | Roof
NJADRE1560085978 | Administratively Determined Incentive Program | MAPLEWOOD | 7040 | 8.2 | Residential | Behind the Meter | Yes | Trinity Solar, LLC | PSE&G |  | Accepted | 2025-07-15 | 2025-08-05 | 2026-08-05 | Inverters | Solar Edge | USE7600H-US | 7600 |  | 1 |  |  | 0.97 |  | Outside
NJADRE1560085978 | Administratively Determined Incentive Program | MAPLEWOOD | 7040 | 8.2 | Residential | Behind the Meter | Yes | Trinity Solar, LLC | PSE&G |  | Accepted | 2025-07-15 | 2025-08-05 | 2026-08-05 | Solar Panels | Hanwha | Q.PEAK DUO BLK ML-G10+ 410 |  | 0.41 | 8 | 112 | 31 |  | Fixed | Roof
NJADRE1560085978 | Administratively Determined Incentive Program | MAPLEWOOD | 7040 | 8.2 | Residential | Behind the Meter | Yes | Trinity Solar, LLC | PSE&G |  | Accepted | 2025-07-15 | 2025-08-05 | 2026-08-05 | Solar Panels | Hanwha | Q.PEAK DUO BLK ML-G10+ 410 |  | 0.41 | 4 | 292 | 31 |  | Fixed | Roof
NJADRE1560085984 | Administratively Determined Incentive Program | WESTAMPTON | 8060 | 7.395 | Residential | Behind the Meter | Yes | SunnyMac, LLC | PSE&G |  | Accepted | 2025-07-15 | 2025-08-05 | 2026-08-05 | Solar Panels | HANWHA | Q.TRON BLK M-G2.H+ |  | 0.435 | 4 | 199 | 27 |  | Fixed | Roof
NJADRE1560085984 | Administratively Determined Incentive Program | WESTAMPTON | 8060 | 7.395 | Residential | Behind the Meter | Yes | SunnyMac, LLC | PSE&G |  | Accepted | 2025-07-15 | 2025-08-05 | 2026-08-05 | Solar Panels | HANWHA | Q.TRON BLK M-G2.H+ |  | 0.435 | 10 | 19 | 27 |  | Fixed | Roof
NJADRE1560085984 | Administratively Determined Incentive Program | WESTAMPTON | 8060 | 7.395 | Residential | Behind the Meter | Yes | SunnyMac, LLC | PSE&G |  | Accepted | 2025-07-15 | 2025-08-05 | 2026-08-05 | Solar Panels | HANWHA | Q.TRON BLK M-G2.H+ |  | 0.435 | 3 | 199 | 27 |  | Fixed | Roof
NJADRE1560085984 | Administratively Determined Incentive Program | WESTAMPTON | 8060 | 7.395 | Residential | Behind the Meter | Yes | SunnyMac, LLC | PSE&G |  | Accepted | 2025-07-15 | 2025-08-05 | 2026-08-05 | Inverters | SOLAREDGE HOME HUB | SE5700H-US | 5760 |  | 1 |  |  | 0.99 |  | Outdoor | next to meter
NJADRE1560086010 | Administratively Determined Incentive Program | HAWTHORNE | 7506 | 5.67 | Residential | Behind the Meter | No | Power Home Remodeling Group | PSE&G |  | Accepted | 2025-07-15 | 2025-08-05 | 2026-08-05 | Solar Panels | JA Solar | JAM54S31 405/MR |  | 0.405 | 12 | 262 | 37 |  | Fixed | Roof
NJADRE1560086010 | Administratively Determined Incentive Program | HAWTHORNE | 7506 | 5.67 | Residential | Behind the Meter | No | Power Home Remodeling Group | PSE&G |  | Accepted | 2025-07-15 | 2025-08-05 | 2026-08-05 | Solar Panels | JA Solar | JAM54S31 405/MR |  | 0.405 | 2 | 82 | 37 |  | Fixed | Roof
NJADRE1560086010 | Administratively Determined Incentive Program | HAWTHORNE | 7506 | 5.67 | Residential | Behind the Meter | No | Power Home Remodeling Group | PSE&G |  | Accepted | 2025-07-15 | 2025-08-05 | 2026-08-05 | Inverters | SolarEdge | SE3800H-US | 3800 |  | 1 |  |  | 0.99 |  | Outdoor
NJADRE1560086010 | Administratively Determined Incentive Program | HAWTHORNE | 7506 | 5.67 | Residential | Behind the Meter | No | Power Home Remodeling Group | PSE&G |  | Accepted | 2025-07-15 | 2025-08-05 | 2026-08-05 | Meters | SolarEdge | Revenue Grade Data Ansi C12.20 |  |  | 1 |  |  |  | Yes | Outdoor
NJADRE1560086018 | Administratively Determined Incentive Program | Turnersville | 8012 | 17.22 | Residential | Behind the Meter | No | Tesla Energy Operations, Inc. | AC Electric |  | Accepted | 2025-07-15 | 2025-08-05 | 2026-08-05 | Solar Panels | Hanwha | Q.PEAK DUO BLK ML-G10+/TS 410 |  | 0.41 | 16 | 336 | 38 |  | Fixed | Roof
NJADRE1560086018 | Administratively Determined Incentive Program | Turnersville | 8012 | 17.22 | Residential | Behind the Meter | No | Tesla Energy Operations, Inc. | AC Electric |  | Accepted | 2025-07-15 | 2025-08-05 | 2026-08-05 | Solar Panels | Hanwha | Q.PEAK DUO BLK ML-G10+/TS 410 |  | 0.41 | 5 | 246 | 34 |  | Fixed | Roof
NJADRE1560086018 | Administratively Determined Incentive Program | Turnersville | 8012 | 17.22 | Residential | Behind the Meter | No | Tesla Energy Operations, Inc. | AC Electric |  | Accepted | 2025-07-15 | 2025-08-05 | 2026-08-05 | Solar Panels | Hanwha | Q.PEAK DUO BLK ML-G10+/TS 410 |  | 0.41 | 3 | 156 | 34 |  | Fixed | Roof
NJADRE1560086018 | Administratively Determined Incentive Program | Turnersville | 8012 | 17.22 | Residential | Behind the Meter | No | Tesla Energy Operations, Inc. | AC Electric |  | Accepted | 2025-07-15 | 2025-08-05 | 2026-08-05 | Electric Storage Battery | Tesla | Powerwall 3 |  |  | 1 |  |  |  | Lithium Ion |  | OUTSIDE
NJADRE1560086018 | Administratively Determined Incentive Program | Turnersville | 8012 | 17.22 | Residential | Behind the Meter | No | Tesla Energy Operations, Inc. | AC Electric |  | Accepted | 2025-07-15 | 2025-08-05 | 2026-08-05 | Solar Panels | Hanwha | Q.PEAK DUO BLK ML-G10+/TS 410 |  | 0.41 | 4 | 66 | 34 |  | Fixed | Roof
NJADRE1560086018 | Administratively Determined Incentive Program | Turnersville | 8012 | 17.22 | Residential | Behind the Meter | No | Tesla Energy Operations, Inc. | AC Electric |  | Accepted | 2025-07-15 | 2025-08-05 | 2026-08-05 | Solar Panels | Hanwha | Q.PEAK DUO BLK ML-G10+/TS 410 |  | 0.41 | 9 | 246 | 34 |  | Fixed | Roof
NJADRE1560086018 | Administratively Determined Incentive Program | Turnersville | 8012 | 17.22 | Residential | Behind the Meter | No | Tesla Energy Operations, Inc. | AC Electric |  | Accepted | 2025-07-15 | 2025-08-05 | 2026-08-05 | Solar Panels | Hanwha | Q.PEAK DUO BLK ML-G10+/TS 410 |  | 0.41 | 5 | 66 | 34 |  | Fixed | Roof
NJADRE1560086018 | Administratively Determined Incentive Program | Turnersville | 8012 | 17.22 | Residential | Behind the Meter | No | Tesla Energy Operations, Inc. | AC Electric |  | Accepted | 2025-07-15 | 2025-08-05 | 2026-08-05 | Inverters | Tesla | 1707000-XX-Y 11.5 kW | 11500 |  | 1 |  |  | 0.98 |  | Outdoor
NJADRE1560086024 | Administratively Determined Incentive Program | CAPE MAY COURT HOUSE | 8210 | 7.79 | Residential | Behind the Meter | Yes | Trinity Solar, LLC | AC Electric |  | Accepted | 2025-07-15 | 2025-08-05 | 2026-08-05 | Inverters | Solar Edge | USE7600H-USMNBL75 | 7600 |  | 1 |  |  | 0.97 |  | Outdoor
NJADRE1560086024 | Administratively Determined Incentive Program | CAPE MAY COURT HOUSE | 8210 | 7.79 | Residential | Behind the Meter | Yes | Trinity Solar, LLC | AC Electric |  | Accepted | 2025-07-15 | 2025-08-05 | 2026-08-05 | Solar Panels | HANWHA | (Q.PEAK DUO BLK ML-G10.C+ 410) |  | 0.41 | 10 | 26 | 23 |  | Fixed | Roof
NJADRE1560086024 | Administratively Determined Incentive Program | CAPE MAY COURT HOUSE | 8210 | 7.79 | Residential | Behind the Meter | Yes | Trinity Solar, LLC | AC Electric |  | Accepted | 2025-07-15 | 2025-08-05 | 2026-08-05 | Solar Panels | HANWHA | (Q.PEAK DUO BLK ML-G10.C+ 410) |  | 0.41 | 9 | 115 | 34 |  | Fixed | Roof
NJADRE1560086029 | Administratively Determined Incentive Program | Gloucester Twp | 8081 | 9.57 | Residential | Behind the Meter | No | SunnyMac, LLC | AC Electric |  | Accepted | 2025-07-15 | 2025-08-05 | 2026-08-05 | Solar Panels | HANWHA | Q.TRON BLK M-G2.H+ |  | 0.435 | 4 | 149 | 23 |  | Fixed | Roof
NJADRE1560086029 | Administratively Determined Incentive Program | Gloucester Twp | 8081 | 9.57 | Residential | Behind the Meter | No | SunnyMac, LLC | AC Electric |  | Accepted | 2025-07-15 | 2025-08-05 | 2026-08-05 | Solar Panels | HANWHA | Q.TRON BLK M-G2.H+ |  | 0.435 | 18 | 149 | 21 |  | Fixed | Roof
NJADRE1560086029 | Administratively Determined Incentive Program | Gloucester Twp | 8081 | 9.57 | Residential | Behind the Meter | No | SunnyMac, LLC | AC Electric |  | Accepted | 2025-07-15 | 2025-08-05 | 2026-08-05 | Inverters | SOLAREDGE HOME HUB | SE7600H-US | 7600 |  | 1 |  |  | 0.99 |  | Outdoor | next to meter
NJADRE1560086031 | Administratively Determined Incentive Program | Lakewood | 8701 | 22.08 | Residential | Behind the Meter | Yes | Kamtech Solar Solutions | JCP&L |  | Accepted | 2025-07-15 | 2025-08-05 | 2026-08-05 | Solar Panels | REC | REC 460 AA PURE RX |  | 0.46 | 21 | 187 | 32 |  | Fixed | Roof
NJADRE1560086031 | Administratively Determined Incentive Program | Lakewood | 8701 | 22.08 | Residential | Behind the Meter | Yes | Kamtech Solar Solutions | JCP&L |  | Accepted | 2025-07-15 | 2025-08-05 | 2026-08-05 | Solar Panels | REC | REC 460 AA PURE RX |  | 0.46 | 2 | 277 | 32 |  | Fixed | Roof
NJADRE1560086031 | Administratively Determined Incentive Program | Lakewood | 8701 | 22.08 | Residential | Behind the Meter | Yes | Kamtech Solar Solutions | JCP&L |  | Accepted | 2025-07-15 | 2025-08-05 | 2026-08-05 | Solar Panels | REC | REC 460 AA PURE RX |  | 0.46 | 3 | 97 | 32 |  | Fixed | Roof
NJADRE1560086031 | Administratively Determined Incentive Program | Lakewood | 8701 | 22.08 | Residential | Behind the Meter | Yes | Kamtech Solar Solutions | JCP&L |  | Accepted | 2025-07-15 | 2025-08-05 | 2026-08-05 | Solar Panels | REC | REC 460 AA PURE RX |  | 0.46 | 22 | 7 | 32 |  | Fixed | Roof
NJADRE1560086031 | Administratively Determined Incentive Program | Lakewood | 8701 | 22.08 | Residential | Behind the Meter | Yes | Kamtech Solar Solutions | JCP&L |  | Accepted | 2025-07-15 | 2025-08-05 | 2026-08-05 | Inverters | ENPHASE | IQ8X-80-M-US | 380 |  | 48 |  |  | 0.973 |  | Outdoor | ROOFTOP
NJADRE1560086036 | Administratively Determined Incentive Program | Elmwood Park Boro | 7407 | 6.96 | Residential | Behind the Meter | Yes | Integrity Solar & Home Solutions, LLC | PSE&G |  | Accepted | 2025-07-15 | 2025-08-05 | 2026-08-05 | Solar Panels | Q CELLS | Q.TRON BLK M-G2H+ 435 |  | 0.435 | 11 | 161 | 18 |  | Fixed | Roof
NJADRE1560086036 | Administratively Determined Incentive Program | Elmwood Park Boro | 7407 | 6.96 | Residential | Behind the Meter | Yes | Integrity Solar & Home Solutions, LLC | PSE&G |  | Accepted | 2025-07-15 | 2025-08-05 | 2026-08-05 | Inverters | ENPHASE | IQ8HC | 380 |  | 16 |  |  | 0.98 |  | Other | UNDER EACH PANEL
NJADRE1560086036 | Administratively Determined Incentive Program | Elmwood Park Boro | 7407 | 6.96 | Residential | Behind the Meter | Yes | Integrity Solar & Home Solutions, LLC | PSE&G |  | Accepted | 2025-07-15 | 2025-08-05 | 2026-08-05 | Solar Panels | Q CELLS | Q.TRON BLK M-G2H+ 435 |  | 0.435 | 5 | 341 | 18 |  | Fixed | Roof
NJADRE1560086055 | Administratively Determined Incentive Program | East Orange | 7018 | 8.5 | Residential | Behind the Meter | Yes | Power Energy Solutions, LLC | PSE&G |  | Accepted | 2025-07-15 | 2025-08-06 | 2026-08-06 | Solar Panels | Trina Solar | TSM-425NE09RC.05 |  | 0.425 | 9 | 109 | 42 |  | Fixed | Roof
NJADRE1560086055 | Administratively Determined Incentive Program | East Orange | 7018 | 8.5 | Residential | Behind the Meter | Yes | Power Energy Solutions, LLC | PSE&G |  | Accepted | 2025-07-15 | 2025-08-06 | 2026-08-06 | Solar Panels | Trina Solar | TSM-425NE09RC.05 |  | 0.425 | 11 | 289 | 42 |  | Fixed | Roof
NJADRE1560086055 | Administratively Determined Incentive Program | East Orange | 7018 | 8.5 | Residential | Behind the Meter | Yes | Power Energy Solutions, LLC | PSE&G |  | Accepted | 2025-07-15 | 2025-08-06 | 2026-08-06 | Inverters | SolarEdge | SE5700H-US | 6 |  | 1 |  |  | 0.97 |  | Outdoor
NJADRE1560086058 | Administratively Determined Incentive Program | TOMS RIVER | 8757 | 6.64 | Residential | Behind the Meter | Yes | SunPurity, LLC | JCP&L |  | Accepted | 2025-07-16 | 2025-08-14 | 2026-08-14 | Solar Panels | Hanwha Q cells | Q.PEAK DUO BLK-ML-G10+ 415W |  | 0.415 | 3 | 246 | 22 |  | Fixed | Roof
NJADRE1560086058 | Administratively Determined Incentive Program | TOMS RIVER | 8757 | 6.64 | Residential | Behind the Meter | Yes | SunPurity, LLC | JCP&L |  | Accepted | 2025-07-16 | 2025-08-14 | 2026-08-14 | Inverters | SolarEdge | SE5700H-US | 5700 |  | 1 |  |  | 0.99 |  | Outdoor
NJADRE1560086058 | Administratively Determined Incentive Program | TOMS RIVER | 8757 | 6.64 | Residential | Behind the Meter | Yes | SunPurity, LLC | JCP&L |  | Accepted | 2025-07-16 | 2025-08-14 | 2026-08-14 | Solar Panels | Hanwha Q cells | Q.PEAK DUO BLK-ML-G10+ 415W |  | 0.415 | 9 | 156 | 24 |  | Fixed | Roof
NJADRE1560086058 | Administratively Determined Incentive Program | TOMS RIVER | 8757 | 6.64 | Residential | Behind the Meter | Yes | SunPurity, LLC | JCP&L |  | Accepted | 2025-07-16 | 2025-08-14 | 2026-08-14 | Solar Panels | Hanwha Q cells | Q.PEAK DUO BLK-ML-G10+ 415W |  | 0.415 | 4 | 246 | 22 |  | Fixed | Roof
NJADRE1560086062 | Administratively Determined Incentive Program | SOUTH BOUND BROOK | 8880 | 5.655 | Residential | Behind the Meter | Yes | SunnyMac, LLC | PSE&G |  | Accepted | 2025-07-15 | 2025-08-05 | 2026-08-05 | Solar Panels | HANWHA | Q.TRON BLK M-G2.H+ |  | 0.435 | 11 | 150 | 30 |  | Fixed | Roof
NJADRE1560086062 | Administratively Determined Incentive Program | SOUTH BOUND BROOK | 8880 | 5.655 | Residential | Behind the Meter | Yes | SunnyMac, LLC | PSE&G |  | Accepted | 2025-07-15 | 2025-08-05 | 2026-08-05 | Inverters | SOLAREDGE HOME HUB | SE5700H-US | 5760 |  | 1 |  |  | 0.99 |  | Outdoor | next to meter
NJADRE1560086062 | Administratively Determined Incentive Program | SOUTH BOUND BROOK | 8880 | 5.655 | Residential | Behind the Meter | Yes | SunnyMac, LLC | PSE&G |  | Accepted | 2025-07-15 | 2025-08-05 | 2026-08-05 | Solar Panels | HANWHA | Q.TRON BLK M-G2.H+ |  | 0.435 | 2 | 330 | 30 |  | Fixed | Roof
NJADRE1560086062 | Administratively Determined Incentive Program | SOUTH BOUND BROOK | 8880 | 5.655 | Residential | Behind the Meter | Yes | SunnyMac, LLC | PSE&G |  | Accepted | 2025-07-15 | 2025-08-05 | 2026-08-05 | Meters | SOLAREDGE HOME HUB | SE-RGMTR-1D-240C-B |  |  | 1 |  |  |  | Yes | Outdoor
NJADRE1560087429 | Administratively Determined Incentive Program | Trenton | 8610 | 6.96 | Residential | Behind the Meter | Yes | SunnyMac, LLC | PSE&G |  | Accepted | 2025-07-15 | 2025-08-05 | 2026-08-05 | Solar Panels | HANWHA | QTRON BLK M-G2+ |  | 0.435 | 6 | 208 | 40 |  | Fixed | Roof
NJADRE1560087429 | Administratively Determined Incentive Program | Trenton | 8610 | 6.96 | Residential | Behind the Meter | Yes | SunnyMac, LLC | PSE&G |  | Accepted | 2025-07-15 | 2025-08-05 | 2026-08-05 | Solar Panels | HANWHA | QTRON BLK M-G2+ |  | 0.435 | 3 | 208 | 10 |  | Fixed | Roof
NJADRE1560087429 | Administratively Determined Incentive Program | Trenton | 8610 | 6.96 | Residential | Behind the Meter | Yes | SunnyMac, LLC | PSE&G |  | Accepted | 2025-07-15 | 2025-08-05 | 2026-08-05 | Inverters | SOLAREDGE HOME HUB | SE5700H-US | 5760 |  | 1 |  |  | 0.99 |  | Outdoor | next to meter
NJADRE1560087429 | Administratively Determined Incentive Program | Trenton | 8610 | 6.96 | Residential | Behind the Meter | Yes | SunnyMac, LLC | PSE&G |  | Accepted | 2025-07-15 | 2025-08-05 | 2026-08-05 | Solar Panels | HANWHA | QTRON BLK M-G2+ |  | 0.435 | 7 | 28 | 40 |  | Fixed | Roof
NJADRE1560091708 | Administratively Determined Incentive Program | NEWARK | 7106 | 15.91 | Residential | Behind the Meter | Yes | Pro Custom Solar dba Momentum Solar | PSE&G |  | Accepted | 2025-07-15 | 2025-08-05 | 2026-08-05 | Solar Panels | Hanwha | Q.TRON BLK M-G2+430 |  | 0.43 | 10 | 205 | 22 |  | Fixed | Roof
NJADRE1560091708 | Administratively Determined Incentive Program | NEWARK | 7106 | 15.91 | Residential | Behind the Meter | Yes | Pro Custom Solar dba Momentum Solar | PSE&G |  | Accepted | 2025-07-15 | 2025-08-05 | 2026-08-05 | Inverters | ENPHASE | IQ8HC-72-M-DOM-US | 380 |  | 37 |  |  | 0.97 |  | Outdoor
NJADRE1560091708 | Administratively Determined Incentive Program | NEWARK | 7106 | 15.91 | Residential | Behind the Meter | Yes | Pro Custom Solar dba Momentum Solar | PSE&G |  | Accepted | 2025-07-15 | 2025-08-05 | 2026-08-05 | Solar Panels | HANWHA | Q.TRON BLK M-G2+430 |  | 0.43 | 15 | 116 | 28 |  | Fixed | Roof
NJADRE1560091708 | Administratively Determined Incentive Program | NEWARK | 7106 | 15.91 | Residential | Behind the Meter | Yes | Pro Custom Solar dba Momentum Solar | PSE&G |  | Accepted | 2025-07-15 | 2025-08-05 | 2026-08-05 | Solar Panels | HANWHA | Q.TRON BLK M-G2+430 |  | 0.43 | 3 | 296 | 31 |  | Fixed | Roof
NJADRE1560091708 | Administratively Determined Incentive Program | NEWARK | 7106 | 15.91 | Residential | Behind the Meter | Yes | Pro Custom Solar dba Momentum Solar | PSE&G |  | Accepted | 2025-07-15 | 2025-08-05 | 2026-08-05 | Solar Panels | Hanwha | Q.TRON BLK M-G2+430 |  | 0.43 | 9 | 26 | 21 |  | Fixed | Roof
NJADRE1560091811 | Administratively Determined Incentive Program | EDISON | 8820 | 26.56 | Residential | Behind the Meter | No | Opal Energy Group, LLC | PSE&G |  | Accepted | 2025-07-15 | 2025-08-05 | 2026-08-05 | Inverters | SOLAREDGE | SOLAREDGE SE10000H-US [240V] | 10000 |  | 2 |  |  | 0.992 |  | Outside
NJADRE1560091811 | Administratively Determined Incentive Program | EDISON | 8820 | 26.56 | Residential | Behind the Meter | No | Opal Energy Group, LLC | PSE&G |  | Accepted | 2025-07-15 | 2025-08-05 | 2026-08-05 | Solar Panels | QCELLS | Q.PEAK DUO ML-G10.a |  | 0.415 | 15 | 240 | 25 |  | Fixed | Roof
NJADRE1560091811 | Administratively Determined Incentive Program | EDISON | 8820 | 26.56 | Residential | Behind the Meter | No | Opal Energy Group, LLC | PSE&G |  | Accepted | 2025-07-15 | 2025-08-05 | 2026-08-05 | Solar Panels | QCELLS | Q.PEAK DUO ML-G10.a 415 |  | 0.415 | 28 | 150 | 25 |  | Fixed | Roof
NJADRE1560091811 | Administratively Determined Incentive Program | EDISON | 8820 | 26.56 | Residential | Behind the Meter | No | Opal Energy Group, LLC | PSE&G |  | Accepted | 2025-07-15 | 2025-08-05 | 2026-08-05 | Solar Panels | QCELLS | Q.PEAK DUO ML-G10.a 415 |  | 0.415 | 21 | 60 | 25 |  | Fixed | Roof
NJADRE1560092201 | Administratively Determined Incentive Program | WHITING | 8759 | 14.355 | Residential | Behind the Meter | Yes | SunnyMac, LLC | JCP&L |  | Accepted | 2025-07-15 | 2025-08-06 | 2026-08-06 | Solar Panels | HANWHA | Q.TRON BLK M-G2+ |  | 0.435 | 16 | 201 | 16 |  | Fixed | Roof
NJADRE1560092201 | Administratively Determined Incentive Program | WHITING | 8759 | 14.355 | Residential | Behind the Meter | Yes | SunnyMac, LLC | JCP&L |  | Accepted | 2025-07-15 | 2025-08-06 | 2026-08-06 | Solar Panels | HANWHA | Q.TRON BLK M-G2+ |  | 0.435 | 8 | 21 | 16 |  | Fixed | Roof
NJADRE1560092201 | Administratively Determined Incentive Program | WHITING | 8759 | 14.355 | Residential | Behind the Meter | Yes | SunnyMac, LLC | JCP&L |  | Accepted | 2025-07-15 | 2025-08-06 | 2026-08-06 | Inverters | SOLAREDGE | SE10000H-US | 10000 |  | 1 |  |  | 0.99 |  | Outdoor | next to meter
NJADRE1560092201 | Administratively Determined Incentive Program | WHITING | 8759 | 14.355 | Residential | Behind the Meter | Yes | SunnyMac, LLC | JCP&L |  | Accepted | 2025-07-15 | 2025-08-06 | 2026-08-06 | Solar Panels | HANWHA | Q.TRON BLK M-G2+ |  | 0.435 | 9 | 21 | 16 |  | Fixed | Roof
NJADRE1560092201 | Administratively Determined Incentive Program | WHITING | 8759 | 14.355 | Residential | Behind the Meter | Yes | SunnyMac, LLC | JCP&L |  | Accepted | 2025-07-15 | 2025-08-06 | 2026-08-06 | Meters | SOLAREDGE | SE-RGMTR-1D-240C-C |  |  | 1 |  |  |  | Yes | Outdoor
NJADRE1560092454 | Administratively Determined Incentive Program | BELLEVILLE | 7109 | 3.44 | Residential | Behind the Meter | No | Powur, PBC | PSE&G |  | Accepted | 2025-07-15 | 2025-08-05 | 2026-08-05 | Inverters | Enphase | IQ8AC-72-M-US | 349 |  | 8 |  |  | 0.97 |  | Outside
NJADRE1560092454 | Administratively Determined Incentive Program | BELLEVILLE | 7109 | 3.44 | Residential | Behind the Meter | No | Powur, PBC | PSE&G |  | Accepted | 2025-07-15 | 2025-08-05 | 2026-08-05 | Solar Panels | Hanwha Q-Cells | Q.TRON BLK M-G2+430 |  | 0.43 | 8 | 99 | 23 |  | Fixed | Roof
NJADRE1560092884 | Administratively Determined Incentive Program | PLEASANTVILLE | 8232 | 6.97 | Residential | Behind the Meter | Yes | Trinity Solar, LLC | AC Electric |  | Accepted | 2025-07-15 | 2025-08-06 | 2026-08-06 | Inverters | SOLAREDGE | SE5700H-U | 5700 |  | 1 |  |  | 0.97 |  | Outside
NJADRE1560092884 | Administratively Determined Incentive Program | PLEASANTVILLE | 8232 | 6.97 | Residential | Behind the Meter | Yes | Trinity Solar, LLC | AC Electric |  | Accepted | 2025-07-15 | 2025-08-06 | 2026-08-06 | Solar Panels | HANWHA 410 (Q.PEAK DUO BLK ML-G10+410) | HANWHA 410 (Q.PEAK DUO BLK ML-G10+410) |  | 0.41 | 17 | 87 | 27 |  | Fixed | Roof
NJADRE1560093883 | Administratively Determined Incentive Program | WEST PATERSON BORO | 7424 | 4.05 | Residential | Behind the Meter | Yes | Sunrun Installation Services, Inc. | PSE&G |  | Accepted | 2025-07-15 | 2025-08-12 | 2026-08-12 | Solar Panels | JA Solar | JAM54S31-405/MR |  | 0.405 | 10 | 132 | 39 |  | Fixed | Roof
NJADRE1560093883 | Administratively Determined Incentive Program | WEST PATERSON BORO | 7424 | 4.05 | Residential | Behind the Meter | Yes | Sunrun Installation Services, Inc. | PSE&G |  | Accepted | 2025-07-15 | 2025-08-12 | 2026-08-12 | Inverters | SolarEdge Technologies | SE3800H-USMN | 3800 |  | 1 |  |  | 0.99 |  | Outdoor
NJADRE1560094245 | Administratively Determined Incentive Program | PASSAIC | 7055 | 5.74 | Residential | Behind the Meter | Yes | Trinity Solar, LLC | PSE&G |  | Accepted | 2025-07-15 | 2025-08-05 | 2026-08-05 | Solar Panels | Hanwha | Q.PEAK DUO BLK ML-G10+ 410 |  | 0.41 | 6 | 72 | 37 |  | Fixed | Roof
NJADRE1560094245 | Administratively Determined Incentive Program | PASSAIC | 7055 | 5.74 | Residential | Behind the Meter | Yes | Trinity Solar, LLC | PSE&G |  | Accepted | 2025-07-15 | 2025-08-05 | 2026-08-05 | Inverters | Solar Edge | USE5700H-US | 5760 |  | 1 |  |  | 0.97 |  | Outside
NJADRE1560094245 | Administratively Determined Incentive Program | PASSAIC | 7055 | 5.74 | Residential | Behind the Meter | Yes | Trinity Solar, LLC | PSE&G |  | Accepted | 2025-07-15 | 2025-08-05 | 2026-08-05 | Solar Panels | Hanwha | Q.PEAK DUO BLK ML-G10+ 410 |  | 0.41 | 8 | 252 | 37 |  | Fixed | Roof
NJADRE1560094634 | Administratively Determined Incentive Program | TOMS RIVER | 8757 | 5.1 | Residential | Behind the Meter | Yes | Solar Mite Solutions, LLC | JCP&L |  | Accepted | 2025-07-15 | 2025-08-05 | 2026-08-05 | Inverters | Enphase | IQ8PLUS-72-M-US | 290 |  | 12 |  |  | 0.98 |  | Outside
NJADRE1560094634 | Administratively Determined Incentive Program | TOMS RIVER | 8757 | 5.1 | Residential | Behind the Meter | Yes | Solar Mite Solutions, LLC | JCP&L |  | Accepted | 2025-07-15 | 2025-08-05 | 2026-08-05 | Solar Panels | Jinko | JKM425N |  | 0.425 | 12 | 94 | 20 |  | Fixed | Roof
NJADRE1560095178 | Administratively Determined Incentive Program | MONMOUTH JUNCTION | 8852 | 6.97 | Residential | Behind the Meter | Yes | Define Solar, LLC | PSE&G |  | Accepted | 2025-07-15 | 2025-08-05 | 2026-08-05 | Inverters | Enphase | IQ8PLUS-72-2-US | 290 |  | 17 |  |  | 0.976 |  | Outside | Under each pv panel
NJADRE1560095178 | Administratively Determined Incentive Program | MONMOUTH JUNCTION | 8852 | 6.97 | Residential | Behind the Meter | Yes | Define Solar, LLC | PSE&G |  | Accepted | 2025-07-15 | 2025-08-05 | 2026-08-05 | Solar Panels | Znshine | ZXM7-SH108 410W |  | 0.41 | 17 | 241 | 36 |  | Fixed | Roof
NJADRE1560096275 | Administratively Determined Incentive Program | HACKETTSTOWN | 7840 | 17 | Residential | Behind the Meter | Yes | Whitman Construction, LLC | JCP&L |  | Accepted | 2025-07-15 | 2025-08-05 | 2026-08-05 | Inverters | ENPHASE | IQ8PLUS-72-2-US | 290 |  | 40 |  |  | 0.975 |  | Outdoor
NJADRE1560096275 | Administratively Determined Incentive Program | HACKETTSTOWN | 7840 | 17 | Residential | Behind the Meter | Yes | Whitman Construction, LLC | JCP&L |  | Accepted | 2025-07-15 | 2025-08-05 | 2026-08-05 | Solar Panels | JINKO SOLAR | JKM425N-54HL4-B |  | 0.425 | 4 | 224 | 30 |  | Fixed | Roof
NJADRE1560096275 | Administratively Determined Incentive Program | HACKETTSTOWN | 7840 | 17 | Residential | Behind the Meter | Yes | Whitman Construction, LLC | JCP&L |  | Accepted | 2025-07-15 | 2025-08-05 | 2026-08-05 | Solar Panels | JINKO SOLAR | JKM425N-54HL4-B |  | 0.425 | 20 | 135 | 40 |  | Fixed | Roof
NJADRE1560096275 | Administratively Determined Incentive Program | HACKETTSTOWN | 7840 | 17 | Residential | Behind the Meter | Yes | Whitman Construction, LLC | JCP&L |  | Accepted | 2025-07-15 | 2025-08-05 | 2026-08-05 | Solar Panels | JINKO SOLAR | JKM425N-54HL4-B |  | 0.425 | 8 | 224 | 30 |  | Fixed | Roof
NJADRE1560096275 | Administratively Determined Incentive Program | HACKETTSTOWN | 7840 | 17 | Residential | Behind the Meter | Yes | Whitman Construction, LLC | JCP&L |  | Accepted | 2025-07-15 | 2025-08-05 | 2026-08-05 | Solar Panels | JINKO SOLAR | JKM425N-54HL4-B |  | 0.425 | 8 | 134 | 26 |  | Fixed | Roof
NJADRE1560096563 | Administratively Determined Incentive Program | PISCATAWAY | 8854 | 7.79 | Residential | Behind the Meter | No | Pro Custom Solar dba Momentum Solar | PSE&G |  | Accepted | 2025-07-15 | 2025-08-06 | 2026-08-06 | Solar Panels | Hanwha | q.peak duo blk ml-g10+410 |  | 0.41 | 11 | 354 | 40 |  | Fixed | Roof
NJADRE1560096563 | Administratively Determined Incentive Program | PISCATAWAY | 8854 | 7.79 | Residential | Behind the Meter | No | Pro Custom Solar dba Momentum Solar | PSE&G |  | Accepted | 2025-07-15 | 2025-08-06 | 2026-08-06 | Solar Panels | Hanwha | q.peak duo blk-g10+410 |  | 0.41 | 8 | 174 | 40 |  | Fixed | Roof
NJADRE1560096563 | Administratively Determined Incentive Program | PISCATAWAY | 8854 | 7.79 | Residential | Behind the Meter | No | Pro Custom Solar dba Momentum Solar | PSE&G |  | Accepted | 2025-07-15 | 2025-08-06 | 2026-08-06 | Inverters | ENPHASE | IQ8PLUS-72-2-US | 380 |  | 19 |  |  | 0.97 |  | Outdoor
NJADRE1560096594 | Administratively Determined Incentive Program | VENTNOR CITY | 8406 | 6.15 | Residential | Behind the Meter | Yes | Define Solar, LLC | AC Electric |  | Accepted | 2025-07-15 | 2025-08-06 | 2026-08-06 | Solar Panels | Znshine | ZXM7-SH108 410W |  | 0.41 | 3 | 238 | 32 |  | Fixed | Roof
NJADRE1560096594 | Administratively Determined Incentive Program | VENTNOR CITY | 8406 | 6.15 | Residential | Behind the Meter | Yes | Define Solar, LLC | AC Electric |  | Accepted | 2025-07-15 | 2025-08-06 | 2026-08-06 | Inverters | Enphase | IQ8PLUS-72-2-US | 290 |  | 7 |  |  | 0.976 |  | Outside | Under each pv panel
NJADRE1560096594 | Administratively Determined Incentive Program | VENTNOR CITY | 8406 | 6.15 | Residential | Behind the Meter | Yes | Define Solar, LLC | AC Electric |  | Accepted | 2025-07-15 | 2025-08-06 | 2026-08-06 | Inverters | Enphase | IQ8PLUS-72-2-US | 290 |  | 5 |  |  | 0.976 |  | Outside | Under each pv panel
NJADRE1560096594 | Administratively Determined Incentive Program | VENTNOR CITY | 8406 | 6.15 | Residential | Behind the Meter | Yes | Define Solar, LLC | AC Electric |  | Accepted | 2025-07-15 | 2025-08-06 | 2026-08-06 | Inverters | Enphase | IQ8PLUS-72-2-US | 290 |  | 3 |  |  | 0.976 |  | Outside | Under each pv panel
NJADRE1560096594 | Administratively Determined Incentive Program | VENTNOR CITY | 8406 | 6.15 | Residential | Behind the Meter | Yes | Define Solar, LLC | AC Electric |  | Accepted | 2025-07-15 | 2025-08-06 | 2026-08-06 | Solar Panels | Znshine | ZXM7-SH108 410W |  | 0.41 | 5 | 58 | 35 |  | Fixed | Roof
NJADRE1560096594 | Administratively Determined Incentive Program | VENTNOR CITY | 8406 | 6.15 | Residential | Behind the Meter | Yes | Define Solar, LLC | AC Electric |  | Accepted | 2025-07-15 | 2025-08-06 | 2026-08-06 | Solar Panels | Znshine | ZXM7-SH108 410W |  | 0.41 | 7 | 238 | 35 |  | Fixed | Roof
NJADRE1560096602 | Administratively Determined Incentive Program | Lumberton | 8048 | 5.1 | Residential | Behind the Meter | Yes | Power Energy Solutions, LLC | PSE&G |  | Accepted | 2025-07-15 | 2025-08-06 | 2026-08-06 | Inverters | SolarEdge | SE3800H-US | 4 |  | 1 |  |  | 0.97 |  | Outdoor
NJADRE1560096602 | Administratively Determined Incentive Program | Lumberton | 8048 | 5.1 | Residential | Behind the Meter | Yes | Power Energy Solutions, LLC | PSE&G |  | Accepted | 2025-07-15 | 2025-08-06 | 2026-08-06 | Solar Panels | Trina Solar | TSM-425NE09RC.05 |  | 0.425 | 4 | 22 | 27 |  | Fixed | Roof
NJADRE1560096602 | Administratively Determined Incentive Program | Lumberton | 8048 | 5.1 | Residential | Behind the Meter | Yes | Power Energy Solutions, LLC | PSE&G |  | Accepted | 2025-07-15 | 2025-08-06 | 2026-08-06 | Solar Panels | Trina Solar | TSM-425NE09RC.05 |  | 0.425 | 8 | 202 | 27 |  | Fixed | Roof
NJADRE1560096635 | Administratively Determined Incentive Program | Jersey City | 7306 | 342.72 | School Public K-12 | Behind the Meter | Yes | Solar Landscape, LLC | PSE&G |  | Accepted | 2025-07-15 | 2025-08-12 | 2026-08-12 | Inverters | Solar Edge | SE50KUS | 50000 |  | 6 |  |  | 0.97 |  | Outdoor
NJADRE1560096635 | Administratively Determined Incentive Program | Jersey City | 7306 | 342.72 | School Public K-12 | Behind the Meter | Yes | Solar Landscape, LLC | PSE&G |  | Accepted | 2025-07-15 | 2025-08-12 | 2026-08-12 | Solar Panels | Canadian Solar | BiHiKu5 480 |  | 0.48 | 714 | 223 | 5 |  | Fixed | Roof
NJADRE1560096642 | Administratively Determined Incentive Program | Cherry Hill | 8003 | 19.68 | Residential | Behind the Meter | Yes | Define Solar, LLC | PSE&G |  | Accepted | 2025-07-15 | 2025-08-12 | 2026-08-12 | Solar Panels | Znshine | ZXM7-SH108 410W |  | 0.41 | 5 | 32 | 10 |  | Fixed | Roof
NJADRE1560096642 | Administratively Determined Incentive Program | Cherry Hill | 8003 | 19.68 | Residential | Behind the Meter | Yes | Define Solar, LLC | PSE&G |  | Accepted | 2025-07-15 | 2025-08-12 | 2026-08-12 | Solar Panels | Znshine | ZXM7-SH108 410W |  | 0.41 | 10 | 32 | 31 |  | Fixed | Roof
NJADRE1560096642 | Administratively Determined Incentive Program | Cherry Hill | 8003 | 19.68 | Residential | Behind the Meter | Yes | Define Solar, LLC | PSE&G |  | Accepted | 2025-07-15 | 2025-08-12 | 2026-08-12 | Solar Panels | Znshine | ZXM7-SH108 410W |  | 0.41 | 11 | 122 | 42 |  | Fixed | Roof
NJADRE1560096642 | Administratively Determined Incentive Program | Cherry Hill | 8003 | 19.68 | Residential | Behind the Meter | Yes | Define Solar, LLC | PSE&G |  | Accepted | 2025-07-15 | 2025-08-12 | 2026-08-12 | Inverters | Enphase | IQ8PLUS-72-2-US | 290 |  | 2 |  |  | 0.976 |  | Outside | Under each pv panel
NJADRE1560096642 | Administratively Determined Incentive Program | Cherry Hill | 8003 | 19.68 | Residential | Behind the Meter | Yes | Define Solar, LLC | PSE&G |  | Accepted | 2025-07-15 | 2025-08-12 | 2026-08-12 | Inverters | Enphase | IQ8PLUS-72-2-US | 290 |  | 20 |  |  | 0.976 |  | Outside | Under each pv panel
NJADRE1560096642 | Administratively Determined Incentive Program | Cherry Hill | 8003 | 19.68 | Residential | Behind the Meter | Yes | Define Solar, LLC | PSE&G |  | Accepted | 2025-07-15 | 2025-08-12 | 2026-08-12 | Inverters | Enphase | IQ8PLUS-72-2-US | 290 |  | 10 |  |  | 0.976 |  | Outside | Under each pv panel
NJADRE1560096642 | Administratively Determined Incentive Program | Cherry Hill | 8003 | 19.68 | Residential | Behind the Meter | Yes | Define Solar, LLC | PSE&G |  | Accepted | 2025-07-15 | 2025-08-12 | 2026-08-12 | Solar Panels | Znshine | ZXM7-SH108 410W |  | 0.41 | 20 | 212 | 31 |  | Fixed | Roof
NJADRE1560096642 | Administratively Determined Incentive Program | Cherry Hill | 8003 | 19.68 | Residential | Behind the Meter | Yes | Define Solar, LLC | PSE&G |  | Accepted | 2025-07-15 | 2025-08-12 | 2026-08-12 | Solar Panels | Znshine | ZXM7-SH108 410W |  | 0.41 | 2 | 302 | 33 |  | Fixed | Roof
NJADRE1560096642 | Administratively Determined Incentive Program | Cherry Hill | 8003 | 19.68 | Residential | Behind the Meter | Yes | Define Solar, LLC | PSE&G |  | Accepted | 2025-07-15 | 2025-08-12 | 2026-08-12 | Inverters | Enphase | IQ8PLUS-72-2-US | 290 |  | 11 |  |  | 0.976 |  | Outside | Under each pv panel
NJADRE1560096642 | Administratively Determined Incentive Program | Cherry Hill | 8003 | 19.68 | Residential | Behind the Meter | Yes | Define Solar, LLC | PSE&G |  | Accepted | 2025-07-15 | 2025-08-12 | 2026-08-12 | Inverters | Enphase | IQ8PLUS-72-2-US | 290 |  | 5 |  |  | 0.976 |  | Outside | Under each pv panel
NJADRE1560096648 | Administratively Determined Incentive Program | Jackson | 8527 | 15.47 | Residential | Behind the Meter | No | Powerlutions, LLC | JCP&L |  | Accepted | 2025-07-15 | 2025-08-05 | 2026-08-05 | Solar Panels | CANADIAN | CS6.1-54TM-455H |  | 0.455 | 13 | 269 | 27 |  | Fixed | Roof
NJADRE1560096648 | Administratively Determined Incentive Program | Jackson | 8527 | 15.47 | Residential | Behind the Meter | No | Powerlutions, LLC | JCP&L |  | Accepted | 2025-07-15 | 2025-08-05 | 2026-08-05 | Solar Panels | CANADIAN | CS6.1-54TM-455H |  | 0.455 | 13 | 89 | 27 |  | Fixed | Roof
NJADRE1560096648 | Administratively Determined Incentive Program | Jackson | 8527 | 15.47 | Residential | Behind the Meter | No | Powerlutions, LLC | JCP&L |  | Accepted | 2025-07-15 | 2025-08-05 | 2026-08-05 | Solar Panels | CANADIAN | CS6.1-54TM-455H |  | 0.455 | 5 | 269 | 27 |  | Fixed | Roof
NJADRE1560096648 | Administratively Determined Incentive Program | Jackson | 8527 | 15.47 | Residential | Behind the Meter | No | Powerlutions, LLC | JCP&L |  | Accepted | 2025-07-15 | 2025-08-05 | 2026-08-05 | Solar Panels | CANADIAN | CS6.1-54TM-455H |  | 0.455 | 3 | 88 | 27 |  | Fixed | Roof
NJADRE1560096648 | Administratively Determined Incentive Program | Jackson | 8527 | 15.47 | Residential | Behind the Meter | No | Powerlutions, LLC | JCP&L |  | Accepted | 2025-07-15 | 2025-08-05 | 2026-08-05 | Inverters | Enphase | IQ8MC-72-M-US | 320 |  | 34 |  |  | 0.98 |  | Outdoor
NJADRE1560096671 | Administratively Determined Incentive Program | Elmer | 8318 | 8.2 | Residential | Behind the Meter | No | Define Solar, LLC | AC Electric |  | Accepted | 2025-07-15 | 2025-08-06 | 2026-08-06 | Inverters | Enphase | IQ8PLUS-72-2-US | 290 |  | 20 |  |  | 0.976 |  | Outside | Under each pv panel
NJADRE1560096671 | Administratively Determined Incentive Program | Elmer | 8318 | 8.2 | Residential | Behind the Meter | No | Define Solar, LLC | AC Electric |  | Accepted | 2025-07-15 | 2025-08-06 | 2026-08-06 | Solar Panels | Znshine | ZXM7-SH108 410W |  | 0.41 | 20 | 218 | 80 |  | Fixed | Roof
NJADRE1560096677 | Administratively Determined Incentive Program | Woodbury Heights | 8097 | 10.32 | Residential | Behind the Meter | Yes | PosiGen Developer, LLC | PSE&G |  | Accepted | 2025-07-15 | 2025-08-06 | 2026-08-06 | Solar Panels | JINKO EAGLE | G6RJKM430N-54HL4-B |  | 0.43 | 2 | 183 | 18 |  | Fixed | Roof
NJADRE1560096677 | Administratively Determined Incentive Program | Woodbury Heights | 8097 | 10.32 | Residential | Behind the Meter | Yes | PosiGen Developer, LLC | PSE&G |  | Accepted | 2025-07-15 | 2025-08-06 | 2026-08-06 | Inverters | SOLAREDGE | SE10000H-US | 10000 |  | 1 |  |  | 0.99 |  | Outside | Within ten feet of meter
NJADRE1560096677 | Administratively Determined Incentive Program | Woodbury Heights | 8097 | 10.32 | Residential | Behind the Meter | Yes | PosiGen Developer, LLC | PSE&G |  | Accepted | 2025-07-15 | 2025-08-06 | 2026-08-06 | Solar Panels | JINKO EAGLE | G6RJKM430N-54HL4-B |  | 0.43 | 5 | 3 | 18 |  | Fixed | Roof
NJADRE1560096677 | Administratively Determined Incentive Program | Woodbury Heights | 8097 | 10.32 | Residential | Behind the Meter | Yes | PosiGen Developer, LLC | PSE&G |  | Accepted | 2025-07-15 | 2025-08-06 | 2026-08-06 | Solar Panels | JINKO EAGLE | G6RJKM430N-54HL4-B |  | 0.43 | 5 | 273 | 18 |  | Fixed | Roof
NJADRE1560096677 | Administratively Determined Incentive Program | Woodbury Heights | 8097 | 10.32 | Residential | Behind the Meter | Yes | PosiGen Developer, LLC | PSE&G |  | Accepted | 2025-07-15 | 2025-08-06 | 2026-08-06 | Solar Panels | JINKO EAGLE | G6RJKM430N-54HL4-B |  | 0.43 | 8 | 183 | 18 |  | Fixed | Roof
NJADRE1560096677 | Administratively Determined Incentive Program | Woodbury Heights | 8097 | 10.32 | Residential | Behind the Meter | Yes | PosiGen Developer, LLC | PSE&G |  | Accepted | 2025-07-15 | 2025-08-06 | 2026-08-06 | Solar Panels | JINKO EAGLE | G6RJKM430N-54HL4-B |  | 0.43 | 4 | 93 | 18 |  | Fixed | Roof
NJADRE1560096693 | Administratively Determined Incentive Program | Pleasantville | 8232 | 9.03 | Residential | Behind the Meter | Yes | EMT Renewables, LLC | AC Electric |  | Accepted | 2025-07-15 | 2025-08-07 | 2026-08-07 | Solar Panels | SEG SOLAR | SEG 430 |  | 0.43 | 10 | 115 | 35 |  | Fixed | Roof
NJADRE1560096693 | Administratively Determined Incentive Program | Pleasantville | 8232 | 9.03 | Residential | Behind the Meter | Yes | EMT Renewables, LLC | AC Electric |  | Accepted | 2025-07-15 | 2025-08-07 | 2026-08-07 | Inverters | ENPHASE | IQ8+ | 290 |  | 21 |  |  | 0.98 |  | Other | UNDER EACH PANEL
NJADRE1560096693 | Administratively Determined Incentive Program | Pleasantville | 8232 | 9.03 | Residential | Behind the Meter | Yes | EMT Renewables, LLC | AC Electric |  | Accepted | 2025-07-15 | 2025-08-07 | 2026-08-07 | Solar Panels | SEG SOLAR | SEG 430 |  | 0.43 | 11 | 295 | 35 |  | Fixed | Roof
NJADRE1560096702 | Administratively Determined Incentive Program | Haddon Township | 8107 | 14.875 | Residential | Behind the Meter | Yes | Whitman Construction, LLC | PSE&G |  | Accepted | 2025-07-15 | 2025-08-06 | 2026-08-06 | Solar Panels | JINKO SOLAR | JKM425N-54HL4-B |  | 0.425 | 8 | 155 | 6 |  | Fixed | Roof
NJADRE1560096702 | Administratively Determined Incentive Program | Haddon Township | 8107 | 14.875 | Residential | Behind the Meter | Yes | Whitman Construction, LLC | PSE&G |  | Accepted | 2025-07-15 | 2025-08-06 | 2026-08-06 | Inverters | ENPHASE | IQ8PLUS-72-2-US | 290 |  | 35 |  |  | 0.975 |  | Outdoor
NJADRE1560096702 | Administratively Determined Incentive Program | Haddon Township | 8107 | 14.875 | Residential | Behind the Meter | Yes | Whitman Construction, LLC | PSE&G |  | Accepted | 2025-07-15 | 2025-08-06 | 2026-08-06 | Solar Panels | JINKO SOLAR | JKM425N-54HL4-B |  | 0.425 | 2 | 155 | 11 |  | Fixed | Roof
NJADRE1560096702 | Administratively Determined Incentive Program | Haddon Township | 8107 | 14.875 | Residential | Behind the Meter | Yes | Whitman Construction, LLC | PSE&G |  | Accepted | 2025-07-15 | 2025-08-06 | 2026-08-06 | Solar Panels | JINKO SOLAR | JKM425N-54HL4-B |  | 0.425 | 25 | 155 | 44 |  | Fixed | Roof
NJADRE1560096703 | Administratively Determined Incentive Program | Maplewood | 7040 | 31.27 | Commercial | Behind the Meter | No | Opal Energy Group, LLC | PSE&G |  | Accepted | 2025-07-17 | 2025-08-11 | 2026-08-11 | Inverters | SOLAREDGE | SE6000H-US [240V] | 12000 |  | 2 |  |  | 0.992 |  | Outside
NJADRE1560096703 | Administratively Determined Incentive Program | Maplewood | 7040 | 31.27 | Commercial | Behind the Meter | No | Opal Energy Group, LLC | PSE&G |  | Accepted | 2025-07-17 | 2025-08-11 | 2026-08-11 | Inverters | SOLAREDGE | SE11400H-US [240V] | 11400 |  | 1 |  |  | 0.992 |  | Outside
NJADRE1560096703 | Administratively Determined Incentive Program | Maplewood | 7040 | 31.27 | Commercial | Behind the Meter | No | Opal Energy Group, LLC | PSE&G |  | Accepted | 2025-07-17 | 2025-08-11 | 2026-08-11 | Solar Panels | QCELLS | Q.PEAK DUO XL-G11.3 / BFG 590 |  | 0.59 | 53 | 170 | 5 |  | Fixed | Roof
NJADRE1560096717 | Administratively Determined Incentive Program | Cape May Court House | 8210 | 6.97 | Residential | Behind the Meter | Yes | EMT Renewables, LLC | AC Electric |  | Accepted | 2025-07-15 | 2025-08-06 | 2026-08-06 | Inverters | ENPHASE | IQ8+ | 290 |  | 17 |  |  | 0.98 |  | Other | UNDER EACH PANEL
NJADRE1560096717 | Administratively Determined Incentive Program | Cape May Court House | 8210 | 6.97 | Residential | Behind the Meter | Yes | EMT Renewables, LLC | AC Electric |  | Accepted | 2025-07-15 | 2025-08-06 | 2026-08-06 | Solar Panels | MSE PERC | MSE-410 |  | 0.41 | 7 | 201 | 19 |  | Fixed | Roof
NJADRE1560096717 | Administratively Determined Incentive Program | Cape May Court House | 8210 | 6.97 | Residential | Behind the Meter | Yes | EMT Renewables, LLC | AC Electric |  | Accepted | 2025-07-15 | 2025-08-06 | 2026-08-06 | Solar Panels | MSE PERC | MSE-410 |  | 0.41 | 10 | 21 | 19 |  | Fixed | Roof
NJADRE1560096727 | Administratively Determined Incentive Program | Cedar Brook | 8018 | 10.005 | Residential | Behind the Meter | Yes | SunnyMac, LLC | AC Electric |  | Accepted | 2025-07-15 | 2025-08-06 | 2026-08-06 | Inverters | SOLAREDGE HOME HUB | SE7600H-US | 7600 |  | 1 |  |  | 0.99 |  | Outdoor | next to meter
NJADRE1560096727 | Administratively Determined Incentive Program | Cedar Brook | 8018 | 10.005 | Residential | Behind the Meter | Yes | SunnyMac, LLC | AC Electric |  | Accepted | 2025-07-15 | 2025-08-06 | 2026-08-06 | Solar Panels | HANWHA | Q.TRON BLK M-G2.H+ |  | 0.435 | 6 | 63 | 25 |  | Fixed | Roof
NJADRE1560096727 | Administratively Determined Incentive Program | Cedar Brook | 8018 | 10.005 | Residential | Behind the Meter | Yes | SunnyMac, LLC | AC Electric |  | Accepted | 2025-07-15 | 2025-08-06 | 2026-08-06 | Solar Panels | HANWHA | Q.TRON BLK M-G2.H+ |  | 0.435 | 2 | 153 | 35 |  | Fixed | Roof
NJADRE1560096727 | Administratively Determined Incentive Program | Cedar Brook | 8018 | 10.005 | Residential | Behind the Meter | Yes | SunnyMac, LLC | AC Electric |  | Accepted | 2025-07-15 | 2025-08-06 | 2026-08-06 | Solar Panels | HANWHA | Q.TRON BLK M-G2.H+ |  | 0.435 | 15 | 243 | 25 |  | Fixed | Roof
NJADRE1560096730 | Administratively Determined Incentive Program | VILLAS | 8251 | 11.07 | Residential | Behind the Meter | Yes | EMT Renewables, LLC | AC Electric |  | Accepted | 2025-07-15 | 2025-08-06 | 2026-08-06 | Inverters | ENPHASE | IQ8+ | 290 |  | 27 |  |  | 0.98 |  | Other | UNDER EACH PANEL
NJADRE1560096730 | Administratively Determined Incentive Program | VILLAS | 8251 | 11.07 | Residential | Behind the Meter | Yes | EMT Renewables, LLC | AC Electric |  | Accepted | 2025-07-15 | 2025-08-06 | 2026-08-06 | Solar Panels | MSE PERC | MSE-410 |  | 0.41 | 4 | 207 | 32 |  | Fixed | Roof
NJADRE1560096730 | Administratively Determined Incentive Program | VILLAS | 8251 | 11.07 | Residential | Behind the Meter | Yes | EMT Renewables, LLC | AC Electric |  | Accepted | 2025-07-15 | 2025-08-06 | 2026-08-06 | Solar Panels | MSE PERC | MSE-410 |  | 0.41 | 3 | 119 | 31 |  | Fixed | Roof
NJADRE1560096730 | Administratively Determined Incentive Program | VILLAS | 8251 | 11.07 | Residential | Behind the Meter | Yes | EMT Renewables, LLC | AC Electric |  | Accepted | 2025-07-15 | 2025-08-06 | 2026-08-06 | Solar Panels | MSE PERC | MSE-410 |  | 0.41 | 20 | 207 | 7 |  | Fixed | Roof
NJADRE1560096743 | Administratively Determined Incentive Program | Cape May | 8204 | 12.71 | Residential | Behind the Meter | Yes | Trinity Solar, LLC | AC Electric |  | Accepted | 2025-07-15 | 2025-08-06 | 2026-08-06 | Solar Panels | Hanwha | Q.PEAK DUO BLK ML-G10+ 410 |  | 0.41 | 6 | 44 | 23 |  | Fixed | Roof
NJADRE1560096743 | Administratively Determined Incentive Program | Cape May | 8204 | 12.71 | Residential | Behind the Meter | Yes | Trinity Solar, LLC | AC Electric |  | Accepted | 2025-07-15 | 2025-08-06 | 2026-08-06 | Solar Panels | Hanwha | Q.PEAK DUO BLK ML-G10+ 410 |  | 0.41 | 8 | 224 | 23 |  | Fixed | Roof
NJADRE1560096743 | Administratively Determined Incentive Program | Cape May | 8204 | 12.71 | Residential | Behind the Meter | Yes | Trinity Solar, LLC | AC Electric |  | Accepted | 2025-07-15 | 2025-08-06 | 2026-08-06 | Solar Panels | Hanwha | Q.PEAK DUO BLK ML-G10+ 410 |  | 0.41 | 9 | 224 | 23 |  | Fixed | Roof
NJADRE1560096743 | Administratively Determined Incentive Program | Cape May | 8204 | 12.71 | Residential | Behind the Meter | Yes | Trinity Solar, LLC | AC Electric |  | Accepted | 2025-07-15 | 2025-08-06 | 2026-08-06 | Solar Panels | Hanwha | Q.PEAK DUO BLK ML-G10+ 410 |  | 0.41 | 8 | 44 | 23 |  | Fixed | Roof
NJADRE1560096743 | Administratively Determined Incentive Program | Cape May | 8204 | 12.71 | Residential | Behind the Meter | Yes | Trinity Solar, LLC | AC Electric |  | Accepted | 2025-07-15 | 2025-08-06 | 2026-08-06 | Inverters | Solar Edge | USE10000H-US | 10000 |  | 1 |  |  | 0.97 |  | Outside
NJADRE1560096750 | Administratively Determined Incentive Program | Browns Mills | 8015 | 14.76 | Residential | Behind the Meter | Yes | EMT Renewables, LLC | JCP&L |  | Accepted | 2025-07-15 | 2025-08-06 | 2026-08-06 | Inverters | ENPHASE | IQ8+ | 290 |  | 36 |  |  | 0.98 |  | Other | UNDER EACH PANEL
NJADRE1560096750 | Administratively Determined Incentive Program | Browns Mills | 8015 | 14.76 | Residential | Behind the Meter | Yes | EMT Renewables, LLC | JCP&L |  | Accepted | 2025-07-15 | 2025-08-06 | 2026-08-06 | Solar Panels | MSE PERC | MSE-410 |  | 0.41 | 6 | 110 | 16 |  | Fixed | Roof
NJADRE1560096750 | Administratively Determined Incentive Program | Browns Mills | 8015 | 14.76 | Residential | Behind the Meter | Yes | EMT Renewables, LLC | JCP&L |  | Accepted | 2025-07-15 | 2025-08-06 | 2026-08-06 | Solar Panels | MSE PERC | MSE-410 |  | 0.41 | 30 | 290 | 16 |  | Fixed | Roof
NJADRE1560096755 | Administratively Determined Incentive Program | Sicklerville | 8081 | 14.025 | Residential | Behind the Meter | Yes | Power Energy Solutions, LLC | AC Electric |  | Accepted | 2025-07-15 | 2025-08-06 | 2026-08-06 | Inverters | SolarEdge | SE7600H-US | 8 |  | 1 |  |  | 0.97 |  | Outdoor
NJADRE1560096755 | Administratively Determined Incentive Program | Sicklerville | 8081 | 14.025 | Residential | Behind the Meter | Yes | Power Energy Solutions, LLC | AC Electric |  | Accepted | 2025-07-15 | 2025-08-06 | 2026-08-06 | Solar Panels | Trina Solar | TSM-425NE09RC.05 |  | 0.425 | 23 | 172 | 23 |  | Fixed | Roof
NJADRE1560096755 | Administratively Determined Incentive Program | Sicklerville | 8081 | 14.025 | Residential | Behind the Meter | Yes | Power Energy Solutions, LLC | AC Electric |  | Accepted | 2025-07-15 | 2025-08-06 | 2026-08-06 | Solar Panels | Trina Solar | TSM-425NE09RC.05 |  | 0.425 | 10 | 262 | 19 |  | Fixed | Roof
NJADRE1560096758 | Administratively Determined Incentive Program | Matawan | 7747 | 11.05 | Residential | Behind the Meter | Yes | GenSun Roofing and Solar, LLC | JCP&L |  | Accepted | 2025-07-15 | 2025-08-06 | 2026-08-06 | Inverters | SOLAREDGE | SE10000H-US | 10000 |  | 1 |  |  | 0.99 |  | Outside
NJADRE1560096758 | Administratively Determined Incentive Program | Matawan | 7747 | 11.05 | Residential | Behind the Meter | Yes | GenSun Roofing and Solar, LLC | JCP&L |  | Accepted | 2025-07-15 | 2025-08-06 | 2026-08-06 | Solar Panels | JINKO SOLAR | JKM425N-54HL4-B 425W |  | 0.425 | 26 | 196 | 23 |  | Fixed | Roof
NJADRE1560096759 | Administratively Determined Incentive Program | Pennsauken | 8109 | 5.67 | Residential | Behind the Meter | Yes | Solar Energy World | PSE&G |  | Accepted | 2025-07-15 | 2025-08-06 | 2026-08-06 | Solar Panels | LONGi | LR5-54HPB-405M |  | 0.405 | 14 | 238 | 22 |  | Fixed | Roof
NJADRE1560096759 | Administratively Determined Incentive Program | Pennsauken | 8109 | 5.67 | Residential | Behind the Meter | Yes | Solar Energy World | PSE&G |  | Accepted | 2025-07-15 | 2025-08-06 | 2026-08-06 | Inverters | Enphase | IQ8HC-72-M-DOM-US | 240 |  | 14 |  |  | 0.97 |  | Outside
NJADRE1560096763 | Administratively Determined Incentive Program | Vineland | 8360 | 4.455 | Residential | Behind the Meter | Yes | Sunrun Installation Services, Inc. | Vineland Muni Electric |  | Accepted | 2025-07-15 | 2025-08-09 | 2026-08-09 | Solar Panels | JA Solar | JAM54S31-405/MR |  | 0.405 | 11 | 184 | 36 |  | Fixed | Roof
NJADRE1560096763 | Administratively Determined Incentive Program | Vineland | 8360 | 4.455 | Residential | Behind the Meter | Yes | Sunrun Installation Services, Inc. | Vineland Muni Electric |  | Accepted | 2025-07-15 | 2025-08-09 | 2026-08-09 | Inverters | SolarEdge Technologies | SE3800H-USMN | 3800 |  | 1 |  |  | 0.99 |  | Outdoor
NJADRE1560096765 | Administratively Determined Incentive Program | Wayne | 7470 | 4.92 | Residential | Behind the Meter | Yes | Freedom Forever New Jersey, LLC | PSE&G |  | Accepted | 2025-07-15 | 2025-08-06 | 2026-08-06 | Inverters | Solar Edge | SE3800H-US | 3800 |  | 1 |  |  | 0.99 |  | Outside
NJADRE1560096765 | Administratively Determined Incentive Program | Wayne | 7470 | 4.92 | Residential | Behind the Meter | Yes | Freedom Forever New Jersey, LLC | PSE&G |  | Accepted | 2025-07-15 | 2025-08-06 | 2026-08-06 | Solar Panels | Hanwha | Q.PEAK DUO BLK ML-G10.C+ 410 |  | 0.41 | 12 | 171 | 38 |  | Fixed | Roof
NJADRE1560096767 | Administratively Determined Incentive Program | CHERRY HILL | 8034 | 15.225 | Residential | Behind the Meter | Yes | SunnyMac, LLC | PSE&G |  | Accepted | 2025-07-15 | 2025-08-06 | 2026-08-06 | Solar Panels | HANWHA | Q.TRON BLK M-G2.H+ |  | 0.435 | 17 | 188 | 13 |  | Fixed | Roof
NJADRE1560096767 | Administratively Determined Incentive Program | CHERRY HILL | 8034 | 15.225 | Residential | Behind the Meter | Yes | SunnyMac, LLC | PSE&G |  | Accepted | 2025-07-15 | 2025-08-06 | 2026-08-06 | Inverters | SOLAREDGE | SE11400H-US | 11400 |  | 1 |  |  | 0.99 |  | Outdoor | next to meter
NJADRE1560096767 | Administratively Determined Incentive Program | CHERRY HILL | 8034 | 15.225 | Residential | Behind the Meter | Yes | SunnyMac, LLC | PSE&G |  | Accepted | 2025-07-15 | 2025-08-06 | 2026-08-06 | Solar Panels | HANWHA | Q.TRON BLK M-G2.H+ |  | 0.435 | 18 | 188 | 23 |  | Fixed | Roof
NJADRE1560096782 | Administratively Determined Incentive Program | CHESILHURST | 8089 | 14.79 | Residential | Behind the Meter | Yes | SunnyMac, LLC | AC Electric |  | Accepted | 2025-07-15 | 2025-08-06 | 2026-08-06 | Solar Panels | HANWHA | Q.TRON BLK M-G2.H+ |  | 0.435 | 17 | 196 | 18 |  | Fixed | Roof
NJADRE1560096782 | Administratively Determined Incentive Program | CHESILHURST | 8089 | 14.79 | Residential | Behind the Meter | Yes | SunnyMac, LLC | AC Electric |  | Accepted | 2025-07-15 | 2025-08-06 | 2026-08-06 | Solar Panels | HANWHA | Q.TRON BLK M-G2.H+ |  | 0.435 | 17 | 16 | 18 |  | Fixed | Roof
NJADRE1560096782 | Administratively Determined Incentive Program | CHESILHURST | 8089 | 14.79 | Residential | Behind the Meter | Yes | SunnyMac, LLC | AC Electric |  | Accepted | 2025-07-15 | 2025-08-06 | 2026-08-06 | Inverters | SOLAREDGE HOME HUB | SE10000H-US | 10000 |  | 1 |  |  | 0.99 |  | Outdoor | next to meter
NJADRE1560096783 | Administratively Determined Incentive Program | BRICK | 8724 | 13.6 | Residential | Behind the Meter | Yes | GenSun Roofing and Solar, LLC | JCP&L |  | Accepted | 2025-07-15 | 2025-08-07 | 2026-08-07 | Solar Panels | JINKO SOLAR | JKM425N-54HL4-B 425W |  | 0.425 | 4 | 121 | 20 |  | Fixed | Roof
NJADRE1560096783 | Administratively Determined Incentive Program | BRICK | 8724 | 13.6 | Residential | Behind the Meter | Yes | GenSun Roofing and Solar, LLC | JCP&L |  | Accepted | 2025-07-15 | 2025-08-07 | 2026-08-07 | Solar Panels | JINKO SOLAR | JKM425N-54HL4-B 425W |  | 0.425 | 23 | 121 | 23 |  | Fixed | Roof
NJADRE1560096783 | Administratively Determined Incentive Program | BRICK | 8724 | 13.6 | Residential | Behind the Meter | Yes | GenSun Roofing and Solar, LLC | JCP&L |  | Accepted | 2025-07-15 | 2025-08-07 | 2026-08-07 | Solar Panels | JINKO SOLAR | JKM425N-54HL4-B 425W |  | 0.425 | 5 | 301 | 20 |  | Fixed | Roof
NJADRE1560096783 | Administratively Determined Incentive Program | BRICK | 8724 | 13.6 | Residential | Behind the Meter | Yes | GenSun Roofing and Solar, LLC | JCP&L |  | Accepted | 2025-07-15 | 2025-08-07 | 2026-08-07 | Inverters | SOLAREDGE | SE10000H-US | 10000 |  | 1 |  |  | 0.99 |  | Outside
NJADRE1560097159 | Administratively Determined Incentive Program | Bayville | 8721 | 6.885 | Residential | Behind the Meter | No | Power Home Remodeling Group | JCP&L |  | Accepted | 2025-07-15 | 2025-08-06 | 2026-08-06 | Inverters | SolarEdge | SE5700H-US | 5760 |  | 1 |  |  | 0.99 |  | Outdoor
NJADRE1560097159 | Administratively Determined Incentive Program | Bayville | 8721 | 6.885 | Residential | Behind the Meter | No | Power Home Remodeling Group | JCP&L |  | Accepted | 2025-07-15 | 2025-08-06 | 2026-08-06 | Meters | SolarEdge | Revenue Grade Data Ansi C12.20 |  |  | 1 |  |  |  | Yes | Outdoor
NJADRE1560097159 | Administratively Determined Incentive Program | Bayville | 8721 | 6.885 | Residential | Behind the Meter | No | Power Home Remodeling Group | JCP&L |  | Accepted | 2025-07-15 | 2025-08-06 | 2026-08-06 | Solar Panels | JA Solar | JAM54S31 405/MR |  | 0.405 | 17 | 151 | 16 |  | Fixed | Roof
NJADRE1560097176 | Administratively Determined Incentive Program | Westville | 8093 | 19.27 | Residential | Behind the Meter | Yes | EMT Renewables, LLC | PSE&G |  | Accepted | 2025-07-15 | 2025-08-06 | 2026-08-06 | Inverters | ENPHASE | IQ8+ | 290 |  | 47 |  |  | 0.98 |  | Other | UNDER EACH PANEL
NJADRE1560097176 | Administratively Determined Incentive Program | Westville | 8093 | 19.27 | Residential | Behind the Meter | Yes | EMT Renewables, LLC | PSE&G |  | Accepted | 2025-07-15 | 2025-08-06 | 2026-08-06 | Solar Panels | MSE PERC | MSE-410 |  | 0.41 | 22 | 350 | 30 |  | Fixed | Roof
NJADRE1560097176 | Administratively Determined Incentive Program | Westville | 8093 | 19.27 | Residential | Behind the Meter | Yes | EMT Renewables, LLC | PSE&G |  | Accepted | 2025-07-15 | 2025-08-06 | 2026-08-06 | Solar Panels | MSE PERC | MSE-410 |  | 0.41 | 25 | 170 | 30 |  | Fixed | Roof
NJADRE1560097213 | Administratively Determined Incentive Program | Spotswood | 8884 | 4.675 | Residential | Behind the Meter | Yes | Whitman Construction, LLC | JCP&L |  | Accepted | 2025-07-15 | 2025-08-06 | 2026-08-06 | Inverters | ENPHASE | IQ8PLUS-72-2-US | 290 |  | 11 |  |  | 0.975 |  | Outdoor
NJADRE1560097213 | Administratively Determined Incentive Program | Spotswood | 8884 | 4.675 | Residential | Behind the Meter | Yes | Whitman Construction, LLC | JCP&L |  | Accepted | 2025-07-15 | 2025-08-06 | 2026-08-06 | Solar Panels | JINKO SOLAR | JKM425N-54HL4-B |  | 0.425 | 11 | 334 | 12 |  | Fixed | Roof
NJADRE1560097216 | Administratively Determined Incentive Program | Mount Ephraim | 8059 | 8.265 | Residential | Behind the Meter | Yes | SunnyMac, LLC | PSE&G |  | Accepted | 2025-07-15 | 2025-08-06 | 2026-08-06 | Solar Panels | HANWHA | Q.TRON BLK M-G2.H+ |  | 0.435 | 10 | 206 | 38 |  | Fixed | Roof
NJADRE1560097216 | Administratively Determined Incentive Program | Mount Ephraim | 8059 | 8.265 | Residential | Behind the Meter | Yes | SunnyMac, LLC | PSE&G |  | Accepted | 2025-07-15 | 2025-08-06 | 2026-08-06 | Solar Panels | HANWHA | Q.TRON BLK M-G2.H+ |  | 0.435 | 9 | 26 | 38 |  | Fixed | Roof
NJADRE1560097216 | Administratively Determined Incentive Program | Mount Ephraim | 8059 | 8.265 | Residential | Behind the Meter | Yes | SunnyMac, LLC | PSE&G |  | Accepted | 2025-07-15 | 2025-08-06 | 2026-08-06 | Inverters | SOLAREDGE HOME HUB | SE5700H-US | 5760 |  | 1 |  |  | 0.99 |  | Outdoor | next to meter
NJADRE1560097231 | Administratively Determined Incentive Program | Millville | 8332 | 6.97 | Residential | Behind the Meter | Yes | EMT Renewables, LLC | AC Electric |  | Accepted | 2025-07-15 | 2025-08-06 | 2026-08-06 | Inverters | ENPHASE | IQ8+ | 290 |  | 17 |  |  | 0.98 |  | Other | UNDER EACH PANEL
NJADRE1560097231 | Administratively Determined Incentive Program | Millville | 8332 | 6.97 | Residential | Behind the Meter | Yes | EMT Renewables, LLC | AC Electric |  | Accepted | 2025-07-15 | 2025-08-06 | 2026-08-06 | Solar Panels | MSE PERC | MSE-410 |  | 0.41 | 17 | 156 | 20 |  | Fixed | Roof
NJADRE1560097238 | Administratively Determined Incentive Program | COLONIA | 7067 | 5.265 | Residential | Behind the Meter | Yes | Sunrun Installation Services, Inc. | PSE&G |  | Accepted | 2025-07-15 | 2025-08-06 | 2026-08-06 | Solar Panels | JA Solar | JAM54S31-405/MR |  | 0.405 | 3 | 270 | 23 |  | Fixed | Roof
NJADRE1560097238 | Administratively Determined Incentive Program | COLONIA | 7067 | 5.265 | Residential | Behind the Meter | Yes | Sunrun Installation Services, Inc. | PSE&G |  | Accepted | 2025-07-15 | 2025-08-06 | 2026-08-06 | Inverters | SolarEdge Technologies | SE3800H-USMN | 3800 |  | 1 |  |  | 0.99 |  | Outdoor
NJADRE1560097238 | Administratively Determined Incentive Program | COLONIA | 7067 | 5.265 | Residential | Behind the Meter | Yes | Sunrun Installation Services, Inc. | PSE&G |  | Accepted | 2025-07-15 | 2025-08-06 | 2026-08-06 | Solar Panels | JA Solar | JAM54S31-405/MR |  | 0.405 | 6 | 270 | 23 |  | Fixed | Roof
NJADRE1560097238 | Administratively Determined Incentive Program | COLONIA | 7067 | 5.265 | Residential | Behind the Meter | Yes | Sunrun Installation Services, Inc. | PSE&G |  | Accepted | 2025-07-15 | 2025-08-06 | 2026-08-06 | Solar Panels | JA Solar | JAM54S31-405/MR |  | 0.405 | 4 | 89 | 23 |  | Fixed | Roof
NJADRE1560097241 | Administratively Determined Incentive Program | Burlington | 8016 | 14.35 | Residential | Behind the Meter | Yes | EMT Renewables, LLC | PSE&G |  | Accepted | 2025-07-15 | 2025-08-06 | 2026-08-06 | Solar Panels | MSE PERC | MSE-410 |  | 0.41 | 6 | 148 | 36 |  | Fixed | Roof
NJADRE1560097241 | Administratively Determined Incentive Program | Burlington | 8016 | 14.35 | Residential | Behind the Meter | Yes | EMT Renewables, LLC | PSE&G |  | Accepted | 2025-07-15 | 2025-08-06 | 2026-08-06 | Solar Panels | MSE PERC | MSE-410 |  | 0.41 | 16 | 328 | 34 |  | Fixed | Roof
NJADRE1560097241 | Administratively Determined Incentive Program | Burlington | 8016 | 14.35 | Residential | Behind the Meter | Yes | EMT Renewables, LLC | PSE&G |  | Accepted | 2025-07-15 | 2025-08-06 | 2026-08-06 | Solar Panels | MSE PERC | MSE-410 |  | 0.41 | 4 | 148 | 37 |  | Fixed | Roof
NJADRE1560097241 | Administratively Determined Incentive Program | Burlington | 8016 | 14.35 | Residential | Behind the Meter | Yes | EMT Renewables, LLC | PSE&G |  | Accepted | 2025-07-15 | 2025-08-06 | 2026-08-06 | Solar Panels | MSE PERC | MSE-410 |  | 0.41 | 9 | 148 | 38 |  | Fixed | Roof
NJADRE1560097241 | Administratively Determined Incentive Program | Burlington | 8016 | 14.35 | Residential | Behind the Meter | Yes | EMT Renewables, LLC | PSE&G |  | Accepted | 2025-07-15 | 2025-08-06 | 2026-08-06 | Inverters | ENPHASE | IQ8+ | 290 |  | 35 |  |  | 0.98 |  | Other | UNDER EACH PANEL
NJADRE1560097246 | Administratively Determined Incentive Program | LITTLE EGG HARBOR TWP | 8087 | 13.175 | Residential | Behind the Meter | Yes | Power Energy Solutions, LLC | AC Electric |  | Accepted | 2025-07-15 | 2025-08-06 | 2026-08-06 | Inverters | SolarEdge | SE7600H-US | 8 |  | 1 |  |  | 0.97 |  | Outdoor
NJADRE1560097246 | Administratively Determined Incentive Program | LITTLE EGG HARBOR TWP | 8087 | 13.175 | Residential | Behind the Meter | Yes | Power Energy Solutions, LLC | AC Electric |  | Accepted | 2025-07-15 | 2025-08-06 | 2026-08-06 | Solar Panels | Trina Solar | TSM-425NE09RC.05 |  | 0.425 | 11 | 83 | 23 |  | Fixed | Roof
NJADRE1560097246 | Administratively Determined Incentive Program | LITTLE EGG HARBOR TWP | 8087 | 13.175 | Residential | Behind the Meter | Yes | Power Energy Solutions, LLC | AC Electric |  | Accepted | 2025-07-15 | 2025-08-06 | 2026-08-06 | Solar Panels | Trina Solar | TSM-425NE09RC.05 |  | 0.425 | 4 | 353 | 23 |  | Fixed | Roof
NJADRE1560097246 | Administratively Determined Incentive Program | LITTLE EGG HARBOR TWP | 8087 | 13.175 | Residential | Behind the Meter | Yes | Power Energy Solutions, LLC | AC Electric |  | Accepted | 2025-07-15 | 2025-08-06 | 2026-08-06 | Solar Panels | Trina Solar | TSM-425NE09RC.05 |  | 0.425 | 4 | 173 | 23 |  | Fixed | Roof
NJADRE1560097246 | Administratively Determined Incentive Program | LITTLE EGG HARBOR TWP | 8087 | 13.175 | Residential | Behind the Meter | Yes | Power Energy Solutions, LLC | AC Electric |  | Accepted | 2025-07-15 | 2025-08-06 | 2026-08-06 | Solar Panels | Trina Solar | TSM-425NE09RC.05 |  | 0.425 | 12 | 263 | 23 |  | Fixed | Roof
NJADRE1560097248 | Administratively Determined Incentive Program | Chatham | 7928 | 19.32 | Residential | Behind the Meter | No | Infinity Solar Systems, LLC | JCP&L |  | Accepted | 2025-07-15 | 2025-08-06 | 2026-08-06 | Inverters | Enphase | IQ8X-80-M-US | 380 |  | 42 |  |  | 0.97 |  | Outdoor
NJADRE1560097248 | Administratively Determined Incentive Program | Chatham | 7928 | 19.32 | Residential | Behind the Meter | No | Infinity Solar Systems, LLC | JCP&L |  | Accepted | 2025-07-15 | 2025-08-06 | 2026-08-06 | Solar Panels | REC Solar | REC 460AA PURE-RX |  | 0.46 | 13 | 298 | 20 |  | Fixed | Roof
NJADRE1560097248 | Administratively Determined Incentive Program | Chatham | 7928 | 19.32 | Residential | Behind the Meter | No | Infinity Solar Systems, LLC | JCP&L |  | Accepted | 2025-07-15 | 2025-08-06 | 2026-08-06 | Solar Panels | REC Solar | REC 460AA PURE-RX |  | 0.46 | 29 | 118 | 20 |  | Fixed | Roof
NJADRE1560097255 | Administratively Determined Incentive Program | Pine Hill | 8021 | 5.74 | Residential | Behind the Meter | Yes | EMT Renewables, LLC | AC Electric |  | Accepted | 2025-07-15 | 2025-08-06 | 2026-08-06 | Solar Panels | MSE PERC | MSE-410 |  | 0.41 | 14 | 210 | 26 |  | Fixed | Roof
NJADRE1560097255 | Administratively Determined Incentive Program | Pine Hill | 8021 | 5.74 | Residential | Behind the Meter | Yes | EMT Renewables, LLC | AC Electric |  | Accepted | 2025-07-15 | 2025-08-06 | 2026-08-06 | Inverters | ENPHASE | IQ8+ | 290 |  | 14 |  |  | 0.98 |  | Other | UNDER EACH PANEL
NJADRE1560097259 | Administratively Determined Incentive Program | Haddon Heights | 8035 | 10.44 | Residential | Behind the Meter | Yes | SunnyMac, LLC | PSE&G |  | Accepted | 2025-07-15 | 2025-08-06 | 2026-08-06 | Solar Panels | HANWHA | Q.TRON BLK M-G2.H+ |  | 0.435 | 9 | 258 | 39 |  | Fixed | Roof
NJADRE1560097259 | Administratively Determined Incentive Program | Haddon Heights | 8035 | 10.44 | Residential | Behind the Meter | Yes | SunnyMac, LLC | PSE&G |  | Accepted | 2025-07-15 | 2025-08-06 | 2026-08-06 | Solar Panels | HANWHA | Q.TRON BLK M-G2.H+ |  | 0.435 | 8 | 168 | 40 |  | Fixed | Roof
NJADRE1560097259 | Administratively Determined Incentive Program | Haddon Heights | 8035 | 10.44 | Residential | Behind the Meter | Yes | SunnyMac, LLC | PSE&G |  | Accepted | 2025-07-15 | 2025-08-06 | 2026-08-06 | Solar Panels | HANWHA | Q.TRON BLK M-G2.H+ |  | 0.435 | 5 | 80 | 40 |  | Fixed | Roof
NJADRE1560097259 | Administratively Determined Incentive Program | Haddon Heights | 8035 | 10.44 | Residential | Behind the Meter | Yes | SunnyMac, LLC | PSE&G |  | Accepted | 2025-07-15 | 2025-08-06 | 2026-08-06 | Solar Panels | HANWHA | Q.TRON BLK M-G2.H+ |  | 0.435 | 2 | 350 | 40 |  | Fixed | Roof
NJADRE1560097259 | Administratively Determined Incentive Program | Haddon Heights | 8035 | 10.44 | Residential | Behind the Meter | Yes | SunnyMac, LLC | PSE&G |  | Accepted | 2025-07-15 | 2025-08-06 | 2026-08-06 | Inverters | SOLAREDGE HOME HUB | SE7600H-US | 7600 |  | 1 |  |  | 0.99 |  | Outdoor | next to meter
NJADRE1560097274 | Administratively Determined Incentive Program | Barnegat | 8005 | 10.32 | Residential | Behind the Meter | Yes | EMT Renewables, LLC | JCP&L |  | Accepted | 2025-07-15 | 2025-08-06 | 2026-08-06 | Solar Panels | SEG SOLAR | SEG 430 |  | 0.43 | 2 | 114 | 15 |  | Fixed | Roof
NJADRE1560097274 | Administratively Determined Incentive Program | Barnegat | 8005 | 10.32 | Residential | Behind the Meter | Yes | EMT Renewables, LLC | JCP&L |  | Accepted | 2025-07-15 | 2025-08-06 | 2026-08-06 | Solar Panels | SEG SOLAR | SEG 430 |  | 0.43 | 10 | 294 | 46 |  | Fixed | Roof
NJADRE1560097274 | Administratively Determined Incentive Program | Barnegat | 8005 | 10.32 | Residential | Behind the Meter | Yes | EMT Renewables, LLC | JCP&L |  | Accepted | 2025-07-15 | 2025-08-06 | 2026-08-06 | Solar Panels | SEG SOLAR | SEG 430 |  | 0.43 | 2 | 114 | 46 |  | Fixed | Roof
NJADRE1560097274 | Administratively Determined Incentive Program | Barnegat | 8005 | 10.32 | Residential | Behind the Meter | Yes | EMT Renewables, LLC | JCP&L |  | Accepted | 2025-07-15 | 2025-08-06 | 2026-08-06 | Solar Panels | SEG SOLAR | SEG 430 |  | 0.43 | 3 | 294 | 45 |  | Fixed | Roof
NJADRE1560097274 | Administratively Determined Incentive Program | Barnegat | 8005 | 10.32 | Residential | Behind the Meter | Yes | EMT Renewables, LLC | JCP&L |  | Accepted | 2025-07-15 | 2025-08-06 | 2026-08-06 | Inverters | ENPHASE | IQ8+ | 290 |  | 24 |  |  | 0.98 |  | Other | UNDER EACH PANEL
NJADRE1560097274 | Administratively Determined Incentive Program | Barnegat | 8005 | 10.32 | Residential | Behind the Meter | Yes | EMT Renewables, LLC | JCP&L |  | Accepted | 2025-07-15 | 2025-08-06 | 2026-08-06 | Solar Panels | SEG SOLAR | SEG 430 |  | 0.43 | 3 | 114 | 45 |  | Fixed | Roof
NJADRE1560097274 | Administratively Determined Incentive Program | Barnegat | 8005 | 10.32 | Residential | Behind the Meter | Yes | EMT Renewables, LLC | JCP&L |  | Accepted | 2025-07-15 | 2025-08-06 | 2026-08-06 | Solar Panels | SEG SOLAR | SEG 430 |  | 0.43 | 4 | 295 | 17 |  | Fixed | Roof
NJADRE1560097278 | Administratively Determined Incentive Program | Morganville | 7751 | 9.315 | Residential | Behind the Meter | No | Solar Energy World | JCP&L |  | Accepted | 2025-07-15 | 2025-08-06 | 2026-08-06 | Solar Panels | LONGi | LR5-54HPB-405M |  | 0.405 | 12 | 356 | 13 |  | Fixed | Roof
NJADRE1560097278 | Administratively Determined Incentive Program | Morganville | 7751 | 9.315 | Residential | Behind the Meter | No | Solar Energy World | JCP&L |  | Accepted | 2025-07-15 | 2025-08-06 | 2026-08-06 | Electric Storage Battery | Tesla | Powerwall 3 System 1 13.5kWh |  |  | 1 |  |  |  | Lithium Ion |  | outside
NJADRE1560097278 | Administratively Determined Incentive Program | Morganville | 7751 | 9.315 | Residential | Behind the Meter | No | Solar Energy World | JCP&L |  | Accepted | 2025-07-15 | 2025-08-06 | 2026-08-06 | Inverters | Enphase | IQ8+-72-M-US | 290 |  | 23 |  |  | 0.97 |  | Outside
NJADRE1560097278 | Administratively Determined Incentive Program | Morganville | 7751 | 9.315 | Residential | Behind the Meter | No | Solar Energy World | JCP&L |  | Accepted | 2025-07-15 | 2025-08-06 | 2026-08-06 | Solar Panels | LONGi | LR5-54HPB-405M |  | 0.405 | 11 | 176 | 37 |  | Fixed | Roof
NJADRE1560097290 | Administratively Determined Incentive Program | Ewing | 8638 | 10.875 | Residential | Behind the Meter | Yes | SunnyMac, LLC | PSE&G |  | Accepted | 2025-07-15 | 2025-08-06 | 2026-08-06 | Solar Panels | HANWHA | Q.TRON BLK M-G2.H+ |  | 0.435 | 4 | 347 | 22 |  | Fixed | Roof
NJADRE1560097290 | Administratively Determined Incentive Program | Ewing | 8638 | 10.875 | Residential | Behind the Meter | Yes | SunnyMac, LLC | PSE&G |  | Accepted | 2025-07-15 | 2025-08-06 | 2026-08-06 | Solar Panels | HANWHA | Q.TRON BLK M-G2.H+ |  | 0.435 | 3 | 257 | 22 |  | Fixed | Roof
NJADRE1560097290 | Administratively Determined Incentive Program | Ewing | 8638 | 10.875 | Residential | Behind the Meter | Yes | SunnyMac, LLC | PSE&G |  | Accepted | 2025-07-15 | 2025-08-06 | 2026-08-06 | Inverters | SOLAREDGE HOME HUB | SE7600H-US | 7600 |  | 1 |  |  | 0.99 |  | Outdoor | next to meter
NJADRE1560097290 | Administratively Determined Incentive Program | Ewing | 8638 | 10.875 | Residential | Behind the Meter | Yes | SunnyMac, LLC | PSE&G |  | Accepted | 2025-07-15 | 2025-08-06 | 2026-08-06 | Solar Panels | HANWHA | Q.TRON BLK M-G2.H+ |  | 0.435 | 3 | 77 | 22 |  | Fixed | Roof
NJADRE1560097290 | Administratively Determined Incentive Program | Ewing | 8638 | 10.875 | Residential | Behind the Meter | Yes | SunnyMac, LLC | PSE&G |  | Accepted | 2025-07-15 | 2025-08-06 | 2026-08-06 | Solar Panels | HANWHA | Q.TRON BLK M-G2.H+ |  | 0.435 | 12 | 79 | 24 |  | Fixed | Roof
NJADRE1560097290 | Administratively Determined Incentive Program | Ewing | 8638 | 10.875 | Residential | Behind the Meter | Yes | SunnyMac, LLC | PSE&G |  | Accepted | 2025-07-15 | 2025-08-06 | 2026-08-06 | Solar Panels | HANWHA | Q.TRON BLK M-G2.H+ |  | 0.435 | 3 | 259 | 24 |  | Fixed | Roof
NJADRE1560097292 | Administratively Determined Incentive Program | Villas | 8251 | 13.12 | Residential | Behind the Meter | Yes | EMT Renewables, LLC | AC Electric |  | Accepted | 2025-07-15 | 2025-08-18 | 2026-08-18 | Solar Panels | MSE PERC | MSE-410 |  | 0.41 | 8 | 218 | 18 |  | Fixed | Roof
NJADRE1560097292 | Administratively Determined Incentive Program | Villas | 8251 | 13.12 | Residential | Behind the Meter | Yes | EMT Renewables, LLC | AC Electric |  | Accepted | 2025-07-15 | 2025-08-18 | 2026-08-18 | Solar Panels | MSE PERC | MSE-410 |  | 0.41 | 15 | 218 | 8 |  | Fixed | Roof
NJADRE1560097292 | Administratively Determined Incentive Program | Villas | 8251 | 13.12 | Residential | Behind the Meter | Yes | EMT Renewables, LLC | AC Electric |  | Accepted | 2025-07-15 | 2025-08-18 | 2026-08-18 | Inverters | IQ8HC | IQ8+ | 290 |  | 32 |  |  | 0.98 |  | Other | UNDER EACH PANEL
NJADRE1560097292 | Administratively Determined Incentive Program | Villas | 8251 | 13.12 | Residential | Behind the Meter | Yes | EMT Renewables, LLC | AC Electric |  | Accepted | 2025-07-15 | 2025-08-18 | 2026-08-18 | Solar Panels | MSE PERC | MSE-410 |  | 0.41 | 9 | 38 | 18 |  | Fixed | Roof
NJADRE1560097297 | Administratively Determined Incentive Program | Edison | 8837 | 6.525 | Residential | Behind the Meter | Yes | Integrity Solar & Home Solutions, LLC | PSE&G |  | Accepted | 2025-07-15 | 2025-08-07 | 2026-08-07 | Solar Panels | Q CELLS | Q.TRON BLK M-G2H+ 435 |  | 0.435 | 15 | 263 | 11 |  | Fixed | Roof
NJADRE1560097297 | Administratively Determined Incentive Program | Edison | 8837 | 6.525 | Residential | Behind the Meter | Yes | Integrity Solar & Home Solutions, LLC | PSE&G |  | Accepted | 2025-07-15 | 2025-08-07 | 2026-08-07 | Inverters | ENPHASE | IQ8HC | 380 |  | 15 |  |  | 0.98 |  | Other | UNDER EACH PANEL
NJADRE1560097314 | Administratively Determined Incentive Program | UNION | 7083 | 7.38 | Residential | Behind the Meter | Yes | EMT Renewables, LLC | PSE&G |  | Accepted | 2025-07-15 | 2025-08-07 | 2026-08-07 | Inverters | IQ8HC | IQ8+ | 290 |  | 18 |  |  | 0.98 |  | Other | UNDER EACH PANEL
NJADRE1560097314 | Administratively Determined Incentive Program | UNION | 7083 | 7.38 | Residential | Behind the Meter | Yes | EMT Renewables, LLC | PSE&G |  | Accepted | 2025-07-15 | 2025-08-07 | 2026-08-07 | Solar Panels | MSE PERC | MSE-410 |  | 0.41 | 2 | 322 | 16 |  | Fixed | Roof
NJADRE1560097314 | Administratively Determined Incentive Program | UNION | 7083 | 7.38 | Residential | Behind the Meter | Yes | EMT Renewables, LLC | PSE&G |  | Accepted | 2025-07-15 | 2025-08-07 | 2026-08-07 | Solar Panels | MSE PERC | MSE-410 |  | 0.41 | 7 | 322 | 20 |  | Fixed | Roof
NJADRE1560097314 | Administratively Determined Incentive Program | UNION | 7083 | 7.38 | Residential | Behind the Meter | Yes | EMT Renewables, LLC | PSE&G |  | Accepted | 2025-07-15 | 2025-08-07 | 2026-08-07 | Solar Panels | MSE PERC | MSE-410 |  | 0.41 | 3 | 51 | 28 |  | Fixed | Roof
NJADRE1560097314 | Administratively Determined Incentive Program | UNION | 7083 | 7.38 | Residential | Behind the Meter | Yes | EMT Renewables, LLC | PSE&G |  | Accepted | 2025-07-15 | 2025-08-07 | 2026-08-07 | Solar Panels | MSE PERC | MSE-410 |  | 0.41 | 3 | 142 | 20 |  | Fixed | Roof
NJADRE1560097314 | Administratively Determined Incentive Program | UNION | 7083 | 7.38 | Residential | Behind the Meter | Yes | EMT Renewables, LLC | PSE&G |  | Accepted | 2025-07-15 | 2025-08-07 | 2026-08-07 | Solar Panels | MSE PERC | MSE-410 |  | 0.41 | 3 | 231 | 28 |  | Fixed | Roof
NJADRE1560097317 | Administratively Determined Incentive Program | Phillipsburg | 8865 | 4.1 | Residential | Behind the Meter | Yes | Sunrun Installation Services, Inc. | JCP&L |  | Accepted | 2025-07-15 | 2025-08-06 | 2026-08-06 | Inverters | TESLA | Powerwall 3 1707000-xx-y | 11500 |  | 1 |  |  | 0.97 |  | Outdoor | Next to meter
NJADRE1560097317 | Administratively Determined Incentive Program | Phillipsburg | 8865 | 4.1 | Residential | Behind the Meter | Yes | Sunrun Installation Services, Inc. | JCP&L |  | Accepted | 2025-07-15 | 2025-08-06 | 2026-08-06 | Solar Panels | Hanwha Q-Cells | Q.PEAK DUO BLK ML-G10+ 410 |  | 0.41 | 4 | 144 | 35 |  | Fixed | Roof
NJADRE1560097317 | Administratively Determined Incentive Program | Phillipsburg | 8865 | 4.1 | Residential | Behind the Meter | Yes | Sunrun Installation Services, Inc. | JCP&L |  | Accepted | 2025-07-15 | 2025-08-06 | 2026-08-06 | Electric Storage Battery | TESLA | Powerwall 3 1707000-xx-y |  |  | 1 |  |  |  | Lithium Ion |  | OUTSIDE
NJADRE1560097317 | Administratively Determined Incentive Program | Phillipsburg | 8865 | 4.1 | Residential | Behind the Meter | Yes | Sunrun Installation Services, Inc. | JCP&L |  | Accepted | 2025-07-15 | 2025-08-06 | 2026-08-06 | Solar Panels | Hanwha Q-Cells | Q.PEAK DUO BLK ML-G10+ 410 |  | 0.41 | 6 | 323 | 35 |  | Fixed | Roof
NJADRE1560097323 | Administratively Determined Incentive Program | Berlin | 8009 | 3.915 | Residential | Behind the Meter | Yes | SunnyMac, LLC | AC Electric |  | Accepted | 2025-07-15 | 2025-08-06 | 2026-08-06 | Solar Panels | HANWHA | Q.TRON BLK M-G2.H+ |  | 0.435 | 9 | 227 | 27 |  | Fixed | Roof
NJADRE1560097323 | Administratively Determined Incentive Program | Berlin | 8009 | 3.915 | Residential | Behind the Meter | Yes | SunnyMac, LLC | AC Electric |  | Accepted | 2025-07-15 | 2025-08-06 | 2026-08-06 | Inverters | ENPHASE | IQ8HC-72-M-US | 380 |  | 9 |  |  | 0.99 |  | Outdoor | next to meter
NJADRE1560097324 | Administratively Determined Incentive Program | Egg Harbor Township | 8234 | 18.705 | Residential | Behind the Meter | Yes | Integrity Solar & Home Solutions, LLC | AC Electric |  | Accepted | 2025-07-15 | 2025-08-06 | 2026-08-06 | Inverters | ENPHASE | IQ8+ | 290 |  | 43 |  |  | 0.98 |  | Other | UNDER EACH PANEL
NJADRE1560097324 | Administratively Determined Incentive Program | Egg Harbor Township | 8234 | 18.705 | Residential | Behind the Meter | Yes | Integrity Solar & Home Solutions, LLC | AC Electric |  | Accepted | 2025-07-15 | 2025-08-06 | 2026-08-06 | Solar Panels | Q CELLS | Q.TRON BLK M-G2H+ 435 |  | 0.435 | 23 | 45 | 30 |  | Fixed | Roof
NJADRE1560097324 | Administratively Determined Incentive Program | Egg Harbor Township | 8234 | 18.705 | Residential | Behind the Meter | Yes | Integrity Solar & Home Solutions, LLC | AC Electric |  | Accepted | 2025-07-15 | 2025-08-06 | 2026-08-06 | Solar Panels | Q CELLS | Q.TRON BLK M-G2H+ 435 |  | 0.435 | 9 | 135 | 33 |  | Fixed | Roof
NJADRE1560097324 | Administratively Determined Incentive Program | Egg Harbor Township | 8234 | 18.705 | Residential | Behind the Meter | Yes | Integrity Solar & Home Solutions, LLC | AC Electric |  | Accepted | 2025-07-15 | 2025-08-06 | 2026-08-06 | Solar Panels | Q CELLS | Q.TRON BLK M-G2H+ 435 |  | 0.435 | 7 | 315 | 33 |  | Fixed | Roof
NJADRE1560097324 | Administratively Determined Incentive Program | Egg Harbor Township | 8234 | 18.705 | Residential | Behind the Meter | Yes | Integrity Solar & Home Solutions, LLC | AC Electric |  | Accepted | 2025-07-15 | 2025-08-06 | 2026-08-06 | Solar Panels | Q CELLS | Q.TRON BLK M-G2H+ 435 |  | 0.435 | 4 | 225 | 30 |  | Fixed | Roof
NJADRE1560097333 | Administratively Determined Incentive Program | Galloway | 8205 | 14.875 | Residential | Behind the Meter | Yes | Power Energy Solutions, LLC | AC Electric |  | Accepted | 2025-07-15 | 2025-08-06 | 2026-08-06 | Inverters | SolarEdge | SE7600H-US | 8 |  | 1 |  |  | 0.97 |  | Outdoor
NJADRE1560097333 | Administratively Determined Incentive Program | Galloway | 8205 | 14.875 | Residential | Behind the Meter | Yes | Power Energy Solutions, LLC | AC Electric |  | Accepted | 2025-07-15 | 2025-08-06 | 2026-08-06 | Solar Panels | Trina Solar | TSM-425NE09RC.05 |  | 0.425 | 7 | 132 | 23 |  | Fixed | Roof
NJADRE1560097333 | Administratively Determined Incentive Program | Galloway | 8205 | 14.875 | Residential | Behind the Meter | Yes | Power Energy Solutions, LLC | AC Electric |  | Accepted | 2025-07-15 | 2025-08-06 | 2026-08-06 | Solar Panels | Trina Solar | TSM-425NE09RC.05 |  | 0.425 | 7 | 312 | 23 |  | Fixed | Roof
NJADRE1560097333 | Administratively Determined Incentive Program | Galloway | 8205 | 14.875 | Residential | Behind the Meter | Yes | Power Energy Solutions, LLC | AC Electric |  | Accepted | 2025-07-15 | 2025-08-06 | 2026-08-06 | Solar Panels | Trina Solar | TSM-425NE09RC.05 |  | 0.425 | 12 | 222 | 29 |  | Fixed | Roof
NJADRE1560097333 | Administratively Determined Incentive Program | Galloway | 8205 | 14.875 | Residential | Behind the Meter | Yes | Power Energy Solutions, LLC | AC Electric |  | Accepted | 2025-07-15 | 2025-08-06 | 2026-08-06 | Solar Panels | Trina Solar | TSM-425NE09RC.05 |  | 0.425 | 9 | 42 | 29 |  | Fixed | Roof
NJADRE1560097334 | Administratively Determined Incentive Program | HASKELL | 7420 | 11.61 | Residential | Behind the Meter | Yes | EMT Renewables, LLC | JCP&L |  | Accepted | 2025-07-15 | 2025-08-07 | 2026-08-07 | Solar Panels | SEG SOLAR | SEG 430 |  | 0.43 | 8 | 280 | 19 |  | Fixed | Roof
NJADRE1560097334 | Administratively Determined Incentive Program | HASKELL | 7420 | 11.61 | Residential | Behind the Meter | Yes | EMT Renewables, LLC | JCP&L |  | Accepted | 2025-07-15 | 2025-08-07 | 2026-08-07 | Inverters | ENPHASE | IQ8+ | 290 |  | 27 |  |  | 0.98 |  | Other | UNDER EACH PANEL
NJADRE1560097334 | Administratively Determined Incentive Program | HASKELL | 7420 | 11.61 | Residential | Behind the Meter | Yes | EMT Renewables, LLC | JCP&L |  | Accepted | 2025-07-15 | 2025-08-07 | 2026-08-07 | Solar Panels | SEG SOLAR | SEG 430 |  | 0.43 | 19 | 100 | 28 |  | Fixed | Roof
NJADRE1560097338 | Administratively Determined Incentive Program | Newark | 7105 | 9.57 | Residential | Behind the Meter | Yes | Integrity Solar & Home Solutions, LLC | PSE&G |  | Accepted | 2025-07-15 | 2025-08-08 | 2026-08-08 | Inverters | ENPHASE | IQ8HC | 380 |  | 22 |  |  | 0.98 |  | Other | UNDER EACH PANEL
NJADRE1560097338 | Administratively Determined Incentive Program | Newark | 7105 | 9.57 | Residential | Behind the Meter | Yes | Integrity Solar & Home Solutions, LLC | PSE&G |  | Accepted | 2025-07-15 | 2025-08-08 | 2026-08-08 | Solar Panels | Q CELLS | Q.TRON BLK M-G2H+ 435 |  | 0.435 | 8 | 112 | 32 |  | Fixed | Roof
NJADRE1560097338 | Administratively Determined Incentive Program | Newark | 7105 | 9.57 | Residential | Behind the Meter | Yes | Integrity Solar & Home Solutions, LLC | PSE&G |  | Accepted | 2025-07-15 | 2025-08-08 | 2026-08-08 | Solar Panels | Q CELLS | Q.TRON BLK M-G2H+ 435 |  | 0.435 | 8 | 292 | 32 |  | Fixed | Roof
NJADRE1560097338 | Administratively Determined Incentive Program | Newark | 7105 | 9.57 | Residential | Behind the Meter | Yes | Integrity Solar & Home Solutions, LLC | PSE&G |  | Accepted | 2025-07-15 | 2025-08-08 | 2026-08-08 | Solar Panels | Q CELLS | Q.TRON BLK M-G2H+ 435 |  | 0.435 | 3 | 202 | 5 |  | Fixed | Roof
NJADRE1560097338 | Administratively Determined Incentive Program | Newark | 7105 | 9.57 | Residential | Behind the Meter | Yes | Integrity Solar & Home Solutions, LLC | PSE&G |  | Accepted | 2025-07-15 | 2025-08-08 | 2026-08-08 | Solar Panels | Q CELLS | Q.TRON BLK M-G2H+ 435 |  | 0.435 | 3 | 201 | 10 |  | Fixed | Roof
NJADRE1560097353 | Administratively Determined Incentive Program | MILLTOWN | 8850 | 12.615 | Residential | Behind the Meter | Yes | Brilliant Installations, Inc. | PSE&G |  | Accepted | 2025-07-16 | 2025-08-07 | 2026-08-07 | Solar Panels | HANWHA QCELLS | Q.TRON BLK M-G2.H+ 435 |  | 0.435 | 9 | 355 | 23 |  | Fixed | Roof
NJADRE1560097353 | Administratively Determined Incentive Program | MILLTOWN | 8850 | 12.615 | Residential | Behind the Meter | Yes | Brilliant Installations, Inc. | PSE&G |  | Accepted | 2025-07-16 | 2025-08-07 | 2026-08-07 | Inverters | SOLAREDGE | USE10000H-USMNBL75 | 10000 |  | 1 |  |  | 0.97 |  | Outdoor
NJADRE1560097353 | Administratively Determined Incentive Program | MILLTOWN | 8850 | 12.615 | Residential | Behind the Meter | Yes | Brilliant Installations, Inc. | PSE&G |  | Accepted | 2025-07-16 | 2025-08-07 | 2026-08-07 | Solar Panels | HANWHA QCELLS | Q.TRON BLK M-G2.H+ 435 |  | 0.435 | 20 | 175 | 23 |  | Fixed | Roof
NJADRE1560097366 | Administratively Determined Incentive Program | Waterford | 8089 | 6.96 | Residential | Behind the Meter | Yes | SunnyMac, LLC | AC Electric |  | Accepted | 2025-07-15 | 2025-08-07 | 2026-08-07 | Solar Panels | HANWHA | Q.TRON BLK M-G2.H+ |  | 0.435 | 4 | 175 | 19 |  | Fixed | Roof
NJADRE1560097366 | Administratively Determined Incentive Program | Waterford | 8089 | 6.96 | Residential | Behind the Meter | Yes | SunnyMac, LLC | AC Electric |  | Accepted | 2025-07-15 | 2025-08-07 | 2026-08-07 | Inverters | SOLAREDGE HOME HUB | SE5700H-US | 5760 |  | 1 |  |  | 0.99 |  | Outdoor | next to meter
NJADRE1560097366 | Administratively Determined Incentive Program | Waterford | 8089 | 6.96 | Residential | Behind the Meter | Yes | SunnyMac, LLC | AC Electric |  | Accepted | 2025-07-15 | 2025-08-07 | 2026-08-07 | Solar Panels | HANWHA | Q.TRON BLK M-G2.H+ |  | 0.435 | 12 | 175 | 19 |  | Fixed | Roof
NJADRE1560097387 | Administratively Determined Incentive Program | Berkeley | 8757 | 7.38 | Residential | Behind the Meter | Yes | EMT Renewables, LLC | JCP&L |  | Accepted | 2025-07-15 | 2025-08-07 | 2026-08-07 | Inverters | ENPHASE | IQ8+ | 290 |  | 18 |  |  | 0.98 |  | Other | UNDER EACH PANEL
NJADRE1560097387 | Administratively Determined Incentive Program | Berkeley | 8757 | 7.38 | Residential | Behind the Meter | Yes | EMT Renewables, LLC | JCP&L |  | Accepted | 2025-07-15 | 2025-08-07 | 2026-08-07 | Solar Panels | MSE PERC | MSE-410 |  | 0.41 | 18 | 197 | 32 |  | Fixed | Roof
NJADRE1560097390 | Administratively Determined Incentive Program | Parsippany | 7054 | 4.92 | Residential | Behind the Meter | Yes | Freedom Forever New Jersey, LLC | JCP&L |  | Accepted | 2025-07-15 | 2025-08-06 | 2026-08-06 | Inverters | Solar Edge | SE3800H-US | 3800 |  | 1 |  |  | 0.99 |  | Outside
NJADRE1560097390 | Administratively Determined Incentive Program | Parsippany | 7054 | 4.92 | Residential | Behind the Meter | Yes | Freedom Forever New Jersey, LLC | JCP&L |  | Accepted | 2025-07-15 | 2025-08-06 | 2026-08-06 | Solar Panels | Hanwha | Q.PEAK DUO BLK ML-G10.C+ 410 |  | 0.41 | 12 | 245 | 24 |  | Fixed | Roof
NJADRE1560097401 | Administratively Determined Incentive Program | West Creek | 8092 | 4.73 | Residential | Behind the Meter | Yes | EMT Renewables, LLC | AC Electric |  | Accepted | 2025-07-15 | 2025-08-07 | 2026-08-07 | Inverters | ENPHASE | IQ8+ | 290 |  | 11 |  |  | 0.98 |  | Other | UNDER EACH PANEL
NJADRE1560097401 | Administratively Determined Incentive Program | West Creek | 8092 | 4.73 | Residential | Behind the Meter | Yes | EMT Renewables, LLC | AC Electric |  | Accepted | 2025-07-15 | 2025-08-07 | 2026-08-07 | Solar Panels | SEG SOLAR | SEG 430 |  | 0.43 | 8 | 234 | 30 |  | Fixed | Roof
NJADRE1560097401 | Administratively Determined Incentive Program | West Creek | 8092 | 4.73 | Residential | Behind the Meter | Yes | EMT Renewables, LLC | AC Electric |  | Accepted | 2025-07-15 | 2025-08-07 | 2026-08-07 | Solar Panels | SEG SOLAR | SEG 430 |  | 0.43 | 3 | 144 | 29 |  | Fixed | Roof
NJADRE1560097414 | Administratively Determined Incentive Program | New Milford | 7646 | 5.67 | Residential | Behind the Meter | No | Power Home Remodeling Group | PSE&G |  | Accepted | 2025-07-15 | 2025-08-06 | 2026-08-06 | Inverters | SolarEdge | SE3800H-US | 3800 |  | 1 |  |  | 0.99 |  | Outdoor
NJADRE1560097414 | Administratively Determined Incentive Program | New Milford | 7646 | 5.67 | Residential | Behind the Meter | No | Power Home Remodeling Group | PSE&G |  | Accepted | 2025-07-15 | 2025-08-06 | 2026-08-06 | Solar Panels | JA Solar | JAM54S31 405/MR |  | 0.405 | 14 | 192 | 30 |  | Fixed | Roof
NJADRE1560097414 | Administratively Determined Incentive Program | New Milford | 7646 | 5.67 | Residential | Behind the Meter | No | Power Home Remodeling Group | PSE&G |  | Accepted | 2025-07-15 | 2025-08-06 | 2026-08-06 | Meters | SolarEdge | Revenue Grade Data Ansi C12.20 |  |  | 1 |  |  |  | Yes | Outdoor
NJADRE1560097435 | Administratively Determined Incentive Program | Haddonfield | 8033 | 14.62 | Residential | Behind the Meter | No | Impact Solar, LLC | PSE&G |  | Accepted | 2025-07-15 | 2025-08-06 | 2026-08-06 | Inverters | Enphase | IQ8PLUS-72-2-US | 290 |  | 34 |  |  | 0.97 |  | Outdoor | under panels
NJADRE1560097435 | Administratively Determined Incentive Program | Haddonfield | 8033 | 14.62 | Residential | Behind the Meter | No | Impact Solar, LLC | PSE&G |  | Accepted | 2025-07-15 | 2025-08-06 | 2026-08-06 | Solar Panels | SEG Solar | SEG-430-BTD-BG |  | 0.43 | 21 | 96 | 27 |  | Fixed | Roof
NJADRE1560097435 | Administratively Determined Incentive Program | Haddonfield | 8033 | 14.62 | Residential | Behind the Meter | No | Impact Solar, LLC | PSE&G |  | Accepted | 2025-07-15 | 2025-08-06 | 2026-08-06 | Meters | Enphase | IQ Envoy |  |  | 1 |  |  |  | Yes | Outdoor
NJADRE1560097435 | Administratively Determined Incentive Program | Haddonfield | 8033 | 14.62 | Residential | Behind the Meter | No | Impact Solar, LLC | PSE&G |  | Accepted | 2025-07-15 | 2025-08-06 | 2026-08-06 | Solar Panels | SEG Solar | SEG-430-BTD-BG |  | 0.43 | 13 | 276 | 27 |  | Fixed | Roof
NJADRE1560097445 | Administratively Determined Incentive Program | Woodbridge Township | 8830 | 11.89 | Residential | Behind the Meter | Yes | Freedom Forever New Jersey, LLC | PSE&G |  | Accepted | 2025-07-15 | 2025-08-06 | 2026-08-06 | Solar Panels | Hanwha | Q.PEAK DUO BLK ML-G10.C+ 410 |  | 0.41 | 16 | 279 | 21 |  | Fixed | Roof
NJADRE1560097445 | Administratively Determined Incentive Program | Woodbridge Township | 8830 | 11.89 | Residential | Behind the Meter | Yes | Freedom Forever New Jersey, LLC | PSE&G |  | Accepted | 2025-07-15 | 2025-08-06 | 2026-08-06 | Inverters | Solar Edge | SE10000H-US | 10000 |  | 1 |  |  | 0.99 |  | Outside
NJADRE1560097445 | Administratively Determined Incentive Program | Woodbridge Township | 8830 | 11.89 | Residential | Behind the Meter | Yes | Freedom Forever New Jersey, LLC | PSE&G |  | Accepted | 2025-07-15 | 2025-08-06 | 2026-08-06 | Solar Panels | Hanwha | Q.PEAK DUO BLK ML-G10.C+ 410 |  | 0.41 | 13 | 99 | 21 |  | Fixed | Roof
NJADRE1560097450 | Administratively Determined Incentive Program | Haddonfield | 8033 | 11.745 | Residential | Behind the Meter | No | Impact Solar, LLC | PSE&G |  | Accepted | 2025-07-15 | 2025-08-06 | 2026-08-06 | Inverters | Enphase | IQ8MC-72-M-US | 320 |  | 27 |  |  | 0.97 |  | Outdoor | under panels
NJADRE1560097450 | Administratively Determined Incentive Program | Haddonfield | 8033 | 11.745 | Residential | Behind the Meter | No | Impact Solar, LLC | PSE&G |  | Accepted | 2025-07-15 | 2025-08-06 | 2026-08-06 | Meters | Enphase | IQ Envoy |  |  | 1 |  |  |  | Yes | Indoor
NJADRE1560097450 | Administratively Determined Incentive Program | Haddonfield | 8033 | 11.745 | Residential | Behind the Meter | No | Impact Solar, LLC | PSE&G |  | Accepted | 2025-07-15 | 2025-08-06 | 2026-08-06 | Solar Panels | Hanwha | Q.Tron BLK M-G2+ 435 |  | 0.435 | 19 | 137 | 50 |  | Fixed | Roof
NJADRE1560097450 | Administratively Determined Incentive Program | Haddonfield | 8033 | 11.745 | Residential | Behind the Meter | No | Impact Solar, LLC | PSE&G |  | Accepted | 2025-07-15 | 2025-08-06 | 2026-08-06 | Solar Panels | Hanwha | Q.Tron BLK M-G2+ 435 |  | 0.435 | 6 | 137 | 22 |  | Fixed | Roof
NJADRE1560097450 | Administratively Determined Incentive Program | Haddonfield | 8033 | 11.745 | Residential | Behind the Meter | No | Impact Solar, LLC | PSE&G |  | Accepted | 2025-07-15 | 2025-08-06 | 2026-08-06 | Solar Panels | Hanwha | Q.Tron BLK M-G2+ 435 |  | 0.435 | 2 | 137 | 13 |  | Fixed | Roof
NJADRE1560097464 | Administratively Determined Incentive Program | Monroe Township | 8831 | 16.965 | Residential | Behind the Meter | No | Impact Solar, LLC | JCP&L |  | Accepted | 2025-07-15 | 2025-08-06 | 2026-08-06 | Meters | Enphase | IQ Envoy |  |  | 1 |  |  |  | Yes | Indoor
NJADRE1560097464 | Administratively Determined Incentive Program | Monroe Township | 8831 | 16.965 | Residential | Behind the Meter | No | Impact Solar, LLC | JCP&L |  | Accepted | 2025-07-15 | 2025-08-06 | 2026-08-06 | Solar Panels | Hanwha | Q.Tron BLK M-G2+ 435 |  | 0.435 | 29 | 197 | 34 |  | Fixed | Roof
NJADRE1560097464 | Administratively Determined Incentive Program | Monroe Township | 8831 | 16.965 | Residential | Behind the Meter | No | Impact Solar, LLC | JCP&L |  | Accepted | 2025-07-15 | 2025-08-06 | 2026-08-06 | Solar Panels | Hanwha | Q.Tron BLK M-G2+ 435 |  | 0.435 | 6 | 17 | 34 |  | Fixed | Roof
NJADRE1560097464 | Administratively Determined Incentive Program | Monroe Township | 8831 | 16.965 | Residential | Behind the Meter | No | Impact Solar, LLC | JCP&L |  | Accepted | 2025-07-15 | 2025-08-06 | 2026-08-06 | Solar Panels | Hanwha | Q.Tron BLK M-G2+ 435 |  | 0.435 | 4 | 17 | 34 |  | Fixed | Roof
NJADRE1560097464 | Administratively Determined Incentive Program | Monroe Township | 8831 | 16.965 | Residential | Behind the Meter | No | Impact Solar, LLC | JCP&L |  | Accepted | 2025-07-15 | 2025-08-06 | 2026-08-06 | Inverters | Enphase | IQ8MC-72-M-US | 320 |  | 39 |  |  | 0.97 |  | Outdoor | under panels
NJADRE1560097478 | Administratively Determined Incentive Program | HAMILTON | 8330 | 7.055 | Residential | Behind the Meter | Yes | Fusion Solar Energy, LLC | AC Electric |  | Accepted | 2025-07-15 | 2025-08-07 | 2026-08-07 | Solar Panels | Q CELLS | Q.PEAK DUO BLK ML-G10+_017 |  | 0.415 | 12 | 130.25 | 30 |  | Fixed | Roof
NJADRE1560097478 | Administratively Determined Incentive Program | HAMILTON | 8330 | 7.055 | Residential | Behind the Meter | Yes | Fusion Solar Energy, LLC | AC Electric |  | Accepted | 2025-07-15 | 2025-08-07 | 2026-08-07 | Solar Panels | Q CELLS | Q.PEAK DUO BLK ML-G10+_017 |  | 0.415 | 5 | 310.25 | 34 |  | Fixed | Roof
NJADRE1560097478 | Administratively Determined Incentive Program | HAMILTON | 8330 | 7.055 | Residential | Behind the Meter | Yes | Fusion Solar Energy, LLC | AC Electric |  | Accepted | 2025-07-15 | 2025-08-07 | 2026-08-07 | Inverters | ENPHASE | IQ8HC-72-M-DOM-US | 380 |  | 17 |  |  | 0.97 |  | Outside | Roof
NJADRE1560097485 | Administratively Determined Incentive Program | Norwood | 7648 | 20.4 | Residential | Behind the Meter | Yes | Onsite Energy, Inc. | Orange Rockland Electric |  | Accepted | 2025-07-15 | 2025-08-06 | 2026-08-06 | Solar Panels | Jinko Solar | JKM425N-54HL4-B BOB |  | 0.425 | 16 | 102 | 20 |  | Fixed | Roof
NJADRE1560097485 | Administratively Determined Incentive Program | Norwood | 7648 | 20.4 | Residential | Behind the Meter | Yes | Onsite Energy, Inc. | Orange Rockland Electric |  | Accepted | 2025-07-15 | 2025-08-06 | 2026-08-06 | Inverters | TESLA | 7.6 KW (1538000-XX-Y) [240V] | 7600 |  | 2 |  |  | 0.986 |  | Outdoor
NJADRE1560097485 | Administratively Determined Incentive Program | Norwood | 7648 | 20.4 | Residential | Behind the Meter | Yes | Onsite Energy, Inc. | Orange Rockland Electric |  | Accepted | 2025-07-15 | 2025-08-06 | 2026-08-06 | Solar Panels | Jinko Solar | JKM425N-54HL4-B BOB |  | 0.425 | 10 | 282 | 20 |  | Fixed | Roof
NJADRE1560097485 | Administratively Determined Incentive Program | Norwood | 7648 | 20.4 | Residential | Behind the Meter | Yes | Onsite Energy, Inc. | Orange Rockland Electric |  | Accepted | 2025-07-15 | 2025-08-06 | 2026-08-06 | Solar Panels | Jinko Solar | JKM425N-54HL4-B BOB |  | 0.425 | 16 | 102 | 20 |  | Fixed | Roof
NJADRE1560097485 | Administratively Determined Incentive Program | Norwood | 7648 | 20.4 | Residential | Behind the Meter | Yes | Onsite Energy, Inc. | Orange Rockland Electric |  | Accepted | 2025-07-15 | 2025-08-06 | 2026-08-06 | Solar Panels | Jinko Solar | JKM425N-54HL4-B BOB |  | 0.425 | 6 | 282 | 10 |  | Fixed | Roof
NJADRE1560097485 | Administratively Determined Incentive Program | Norwood | 7648 | 20.4 | Residential | Behind the Meter | Yes | Onsite Energy, Inc. | Orange Rockland Electric |  | Accepted | 2025-07-15 | 2025-08-06 | 2026-08-06 | Meters | TESLA | The Tesla Gateway |  |  | 1 |  |  |  | Yes | Outdoor
NJADRE1560097492 | Administratively Determined Incentive Program | West Milford | 7480 | 8.61 | Residential | Behind the Meter | Yes | Freedom Forever New Jersey, LLC | JCP&L |  | Accepted | 2025-07-15 | 2025-08-06 | 2026-08-06 | Inverters | Solar Edge | USE7600H-USMNBL75 | 7600 |  | 1 |  |  | 0.99 |  | Outside
NJADRE1560097492 | Administratively Determined Incentive Program | West Milford | 7480 | 8.61 | Residential | Behind the Meter | Yes | Freedom Forever New Jersey, LLC | JCP&L |  | Accepted | 2025-07-15 | 2025-08-06 | 2026-08-06 | Solar Panels | Trina | TSM-410NE09RC.05 |  | 0.41 | 14 | 264 | 31 |  | Fixed | Roof
NJADRE1560097492 | Administratively Determined Incentive Program | West Milford | 7480 | 8.61 | Residential | Behind the Meter | Yes | Freedom Forever New Jersey, LLC | JCP&L |  | Accepted | 2025-07-15 | 2025-08-06 | 2026-08-06 | Solar Panels | Trina | TSM-410NE09RC.05 |  | 0.41 | 7 | 84 | 31 |  | Fixed | Roof
NJADRE1560098840 | Administratively Determined Incentive Program | Princeton | 8540 | 15.58 | Residential | Behind the Meter | No | Trinity Solar, LLC | PSE&G |  | Accepted | 2025-07-15 | 2025-08-11 | 2026-08-11 | Solar Panels | HANWHA | (Q.PEAK DUO BLK ML-G10.C+ 410) |  | 0.41 | 4 | 228 | 30 |  | Fixed | Roof
NJADRE1560098840 | Administratively Determined Incentive Program | Princeton | 8540 | 15.58 | Residential | Behind the Meter | No | Trinity Solar, LLC | PSE&G |  | Accepted | 2025-07-15 | 2025-08-11 | 2026-08-11 | Solar Panels | HANWHA | (Q.PEAK DUO BLK ML-G10.C+ 410) |  | 0.41 | 5 | 227 | 30 |  | Fixed | Roof
NJADRE1560098840 | Administratively Determined Incentive Program | Princeton | 8540 | 15.58 | Residential | Behind the Meter | No | Trinity Solar, LLC | PSE&G |  | Accepted | 2025-07-15 | 2025-08-11 | 2026-08-11 | Solar Panels | HANWHA | (Q.PEAK DUO BLK ML-G10.C+ 410) |  | 0.41 | 5 | 227 | 14 |  | Fixed | Roof
NJADRE1560098840 | Administratively Determined Incentive Program | Princeton | 8540 | 15.58 | Residential | Behind the Meter | No | Trinity Solar, LLC | PSE&G |  | Accepted | 2025-07-15 | 2025-08-11 | 2026-08-11 | Inverters | Solar Edge | USE7600H-USMNBL75 | 7600 |  | 1 |  |  | 0.97 |  | Outdoor
NJADRE1560098840 | Administratively Determined Incentive Program | Princeton | 8540 | 15.58 | Residential | Behind the Meter | No | Trinity Solar, LLC | PSE&G |  | Accepted | 2025-07-15 | 2025-08-11 | 2026-08-11 | Inverters | Solar Edge | USE5700H-USMNBL75 | 5760 |  | 1 |  |  | 0.97 |  | Outdoor
NJADRE1560098840 | Administratively Determined Incentive Program | Princeton | 8540 | 15.58 | Residential | Behind the Meter | No | Trinity Solar, LLC | PSE&G |  | Accepted | 2025-07-15 | 2025-08-11 | 2026-08-11 | Solar Panels | HANWHA | (Q.PEAK DUO BLK ML-G10.C+ 410) |  | 0.41 | 14 | 137 | 37 |  | Fixed | Roof
NJADRE1560098840 | Administratively Determined Incentive Program | Princeton | 8540 | 15.58 | Residential | Behind the Meter | No | Trinity Solar, LLC | PSE&G |  | Accepted | 2025-07-15 | 2025-08-11 | 2026-08-11 | Solar Panels | HANWHA | (Q.PEAK DUO BLK ML-G10.C+ 410) |  | 0.41 | 10 | 227 | 30 |  | Fixed | Roof
NJADRE1560098944 | Administratively Determined Incentive Program | North Bergen | 7047 | 3.32 | Residential | Behind the Meter | Yes | Fusion Solar Energy, LLC | PSE&G |  | Accepted | 2025-07-15 | 2025-08-06 | 2026-08-06 | Solar Panels | Q CELLS | Q.PEAK DUO BLK ML-G10+_017 |  | 0.415 | 8 | 120.62 | 18 |  | Fixed | Roof
NJADRE1560098944 | Administratively Determined Incentive Program | North Bergen | 7047 | 3.32 | Residential | Behind the Meter | Yes | Fusion Solar Energy, LLC | PSE&G |  | Accepted | 2025-07-15 | 2025-08-06 | 2026-08-06 | Inverters | ENPHASE | IQ8HC-72-M-DOM-US | 380 |  | 8 |  |  | 0.97 |  | Outside | Roof
NJADRE1560098962 | Administratively Determined Incentive Program | Hopewell | 8525 | 9.84 | Residential | Behind the Meter | Yes | Trinity Solar, LLC | JCP&L |  | Accepted | 2025-07-15 | 2025-08-06 | 2026-08-06 | Solar Panels | HANWHA 410 (Q.PEAK DUO BLK ML-G10+ 410) | HANWHA 410 (Q.PEAK DUO BLK ML-G10+ 410) |  | 0.41 | 12 | 146 | 23 |  | Fixed | Roof
NJADRE1560098962 | Administratively Determined Incentive Program | Hopewell | 8525 | 9.84 | Residential | Behind the Meter | Yes | Trinity Solar, LLC | JCP&L |  | Accepted | 2025-07-15 | 2025-08-06 | 2026-08-06 | Inverters | SOLAREDGE | SE7600H-US | 7600 |  | 1 |  |  | 0.97 |  | Outside
NJADRE1560098962 | Administratively Determined Incentive Program | Hopewell | 8525 | 9.84 | Residential | Behind the Meter | Yes | Trinity Solar, LLC | JCP&L |  | Accepted | 2025-07-15 | 2025-08-06 | 2026-08-06 | Solar Panels | HANWHA 410 (Q.PEAK DUO BLK ML-G10+ 410) | HANWHA 410 (Q.PEAK DUO BLK ML-G10+ 410) |  | 0.41 | 12 | 326 | 26 |  | Fixed | Roof
NJADRE1560098972 | Administratively Determined Incentive Program | Fair Lawn | 7410 | 5.74 | Residential | Behind the Meter | Yes | Trinity Solar, LLC | PSE&G |  | Accepted | 2025-07-15 | 2025-08-06 | 2026-08-06 | Solar Panels | HANWHA 410 (Q.PEAK DUO BLK ML-G10+ 410) | HANWHA 410 (Q.PEAK DUO BLK ML-G10+ 410) |  | 0.41 | 10 | 161 | 23 |  | Fixed | Roof
NJADRE1560098972 | Administratively Determined Incentive Program | Fair Lawn | 7410 | 5.74 | Residential | Behind the Meter | Yes | Trinity Solar, LLC | PSE&G |  | Accepted | 2025-07-15 | 2025-08-06 | 2026-08-06 | Inverters | SOLAREDGE | SE5700H-US | 5700 |  | 1 |  |  | 0.97 |  | Outside
NJADRE1560098972 | Administratively Determined Incentive Program | Fair Lawn | 7410 | 5.74 | Residential | Behind the Meter | Yes | Trinity Solar, LLC | PSE&G |  | Accepted | 2025-07-15 | 2025-08-06 | 2026-08-06 | Solar Panels | HANWHA 410 (Q.PEAK DUO BLK ML-G10+ 410) | HANWHA 410 (Q.PEAK DUO BLK ML-G10+ 410) |  | 0.41 | 4 | 341 | 23 |  | Fixed | Roof
NJADRE1560099535 | Administratively Determined Incentive Program | East Orange | 7018 | 6.97 | Residential | Behind the Meter | Yes | Trinity Solar, LLC | PSE&G |  | Accepted | 2025-07-15 | 2025-08-06 | 2026-08-06 | Inverters | SOLAREDGE | SE5700H-U | 5700 |  | 1 |  |  | 0.97 |  | Outside
NJADRE1560099535 | Administratively Determined Incentive Program | East Orange | 7018 | 6.97 | Residential | Behind the Meter | Yes | Trinity Solar, LLC | PSE&G |  | Accepted | 2025-07-15 | 2025-08-06 | 2026-08-06 | Solar Panels | HANWHA 410 (Q.PEAK DUO BLK ML-G10+ 410) | HANWHA 410 (Q.PEAK DUO BLK ML-G10+ 410) |  | 0.41 | 10 | 203 | 45 |  | Fixed | Roof
NJADRE1560099535 | Administratively Determined Incentive Program | East Orange | 7018 | 6.97 | Residential | Behind the Meter | Yes | Trinity Solar, LLC | PSE&G |  | Accepted | 2025-07-15 | 2025-08-06 | 2026-08-06 | Solar Panels | HANWHA 410 (Q.PEAK DUO BLK ML-G10+ 410) | HANWHA 410 (Q.PEAK DUO BLK ML-G10+ 410) |  | 0.41 | 4 | 203 | 23 |  | Fixed | Roof
NJADRE1560099535 | Administratively Determined Incentive Program | East Orange | 7018 | 6.97 | Residential | Behind the Meter | Yes | Trinity Solar, LLC | PSE&G |  | Accepted | 2025-07-15 | 2025-08-06 | 2026-08-06 | Solar Panels | HANWHA 410 (Q.PEAK DUO BLK ML-G10+ 410) | HANWHA 410 (Q.PEAK DUO BLK ML-G10+ 410) |  | 0.41 | 3 | 23 | 23 |  | Fixed | Roof
NJADRE1560099541 | Administratively Determined Incentive Program | Howell | 7731 | 6.15 | Residential | Behind the Meter | Yes | Trinity Solar, LLC | JCP&L |  | Accepted | 2025-07-15 | 2025-08-06 | 2026-08-06 | Inverters | SOLAREDGE | SE5700H-US | 5700 |  | 1 |  |  | 0.97 |  | Outside
NJADRE1560099541 | Administratively Determined Incentive Program | Howell | 7731 | 6.15 | Residential | Behind the Meter | Yes | Trinity Solar, LLC | JCP&L |  | Accepted | 2025-07-15 | 2025-08-06 | 2026-08-06 | Solar Panels | HANWHA 410 (Q.PEAK DUO BLK ML-G10+ 410) | HANWHA 410 (Q.PEAK DUO BLK ML-G10+ 410) |  | 0.41 | 15 | 165 | 18 |  | Fixed | Roof
NJADRE1560101828 | Administratively Determined Incentive Program | Lebanon | 8833 | 7.81 | Commercial | Behind the Meter | No | United Solar, LLC | JCP&L |  | Accepted | 2025-07-16 | 2025-08-06 | 2026-08-06 | Inverters | GOODWE | GW5000A-ES | 5000 |  | 1 |  |  | 0.98 |  | Outside
NJADRE1560101828 | Administratively Determined Incentive Program | Lebanon | 8833 | 7.81 | Commercial | Behind the Meter | No | United Solar, LLC | JCP&L |  | Accepted | 2025-07-16 | 2025-08-06 | 2026-08-06 | Solar Panels | TRINA SOLAR | TSM-710NEG21C.20 |  | 0.71 | 11 | 250 | 18 |  | Fixed | Roof
NJADRE1560101835 | Administratively Determined Incentive Program | Mansfield Twp | 8022 | 12.15 | Residential | Behind the Meter | Yes | Sunrun Installation Services, Inc. | PSE&G |  | Accepted | 2025-07-16 | 2025-08-06 | 2026-08-06 | Solar Panels | JA Solar | JAM54S31-405/MR |  | 0.405 | 6 | 232 | 31 |  | Fixed | Roof
NJADRE1560101835 | Administratively Determined Incentive Program | Mansfield Twp | 8022 | 12.15 | Residential | Behind the Meter | Yes | Sunrun Installation Services, Inc. | PSE&G |  | Accepted | 2025-07-16 | 2025-08-06 | 2026-08-06 | Solar Panels | JA Solar | JAM54S31-405/MR |  | 0.405 | 17 | 52 | 30 |  | Fixed | Roof
NJADRE1560101835 | Administratively Determined Incentive Program | Mansfield Twp | 8022 | 12.15 | Residential | Behind the Meter | Yes | Sunrun Installation Services, Inc. | PSE&G |  | Accepted | 2025-07-16 | 2025-08-06 | 2026-08-06 | Inverters | SolarEdge Technologies | SE10000H-USMN | 10000 |  | 1 |  |  | 0.99 |  | Outdoor | Next to meter
NJADRE1560101835 | Administratively Determined Incentive Program | Mansfield Twp | 8022 | 12.15 | Residential | Behind the Meter | Yes | Sunrun Installation Services, Inc. | PSE&G |  | Accepted | 2025-07-16 | 2025-08-06 | 2026-08-06 | Solar Panels | JA Solar | JAM54S31-405/MR |  | 0.405 | 7 | 232 | 30 |  | Fixed | Roof
NJADRE1560101858 | Administratively Determined Incentive Program | PENNSAUKEN | 8110 | 3.69 | Residential | Behind the Meter | Yes | EMT Renewables, LLC | PSE&G |  | Accepted | 2025-07-16 | 2025-08-07 | 2026-08-07 | Inverters | ENPHASE | IQ8+ | 290 |  | 9 |  |  | 0.98 |  | Other | UNDER EACH PANEL
NJADRE1560101858 | Administratively Determined Incentive Program | PENNSAUKEN | 8110 | 3.69 | Residential | Behind the Meter | Yes | EMT Renewables, LLC | PSE&G |  | Accepted | 2025-07-16 | 2025-08-07 | 2026-08-07 | Solar Panels | MSE PERC | MSE-410 |  | 0.41 | 9 | 213 | 38 |  | Fixed | Roof
NJADRE1560101865 | Administratively Determined Incentive Program | EGG HARBOR TOWNSHIP | 8234 | 13.175 | Residential | Behind the Meter | Yes | Power Energy Solutions, LLC | AC Electric |  | Accepted | 2025-07-16 | 2025-08-07 | 2026-08-07 | Solar Panels | Trina Solar | TSM-425NE09RC.05 |  | 0.425 | 31 | 135 | 24 |  | Fixed | Roof
NJADRE1560101865 | Administratively Determined Incentive Program | EGG HARBOR TOWNSHIP | 8234 | 13.175 | Residential | Behind the Meter | Yes | Power Energy Solutions, LLC | AC Electric |  | Accepted | 2025-07-16 | 2025-08-07 | 2026-08-07 | Inverters | SolarEdge | SE7600H-US | 7600 |  | 1 |  |  | 0.97 |  | Outdoor
NJADRE1560101867 | Administratively Determined Incentive Program | NORTH BRUNSWICK | 8902 | 8.17 | Residential | Behind the Meter | Yes | EMT Renewables, LLC | PSE&G |  | Accepted | 2025-07-16 | 2025-08-06 | 2026-08-06 | Solar Panels | SEG SOLAR | SEG 430 |  | 0.43 | 14 | 98 | 29 |  | Fixed | Roof
NJADRE1560101867 | Administratively Determined Incentive Program | NORTH BRUNSWICK | 8902 | 8.17 | Residential | Behind the Meter | Yes | EMT Renewables, LLC | PSE&G |  | Accepted | 2025-07-16 | 2025-08-06 | 2026-08-06 | Solar Panels | SEG SOLAR | SEG 430 |  | 0.43 | 5 | 277 | 30 |  | Fixed | Roof
NJADRE1560101867 | Administratively Determined Incentive Program | NORTH BRUNSWICK | 8902 | 8.17 | Residential | Behind the Meter | Yes | EMT Renewables, LLC | PSE&G |  | Accepted | 2025-07-16 | 2025-08-06 | 2026-08-06 | Inverters | ENPHASE | IQ8+ | 290 |  | 19 |  |  | 0.98 |  | Other | UNDER EACH PANEL
NJADRE1560101873 | Administratively Determined Incentive Program | HOPATCONG | 7843 | 7.31 | Residential | Behind the Meter | Yes | EMT Renewables, LLC | JCP&L |  | Accepted | 2025-07-16 | 2025-08-07 | 2026-08-07 | Solar Panels | SEG SOLAR | SEG 430 |  | 0.43 | 9 | 108 | 23 |  | Fixed | Roof
NJADRE1560101873 | Administratively Determined Incentive Program | HOPATCONG | 7843 | 7.31 | Residential | Behind the Meter | Yes | EMT Renewables, LLC | JCP&L |  | Accepted | 2025-07-16 | 2025-08-07 | 2026-08-07 | Inverters | ENPHASE | IQ8+ | 290 |  | 17 |  |  | 0.98 |  | Other | UNDER EACH PANEL
NJADRE1560101873 | Administratively Determined Incentive Program | HOPATCONG | 7843 | 7.31 | Residential | Behind the Meter | Yes | EMT Renewables, LLC | JCP&L |  | Accepted | 2025-07-16 | 2025-08-07 | 2026-08-07 | Solar Panels | SEG SOLAR | SEG 430 |  | 0.43 | 8 | 108 | 11 |  | Fixed | Roof
NJADRE1560101880 | Administratively Determined Incentive Program | Sicklerville | 8081 | 8.17 | Residential | Behind the Meter | Yes | EMT Renewables, LLC | AC Electric |  | Accepted | 2025-07-16 | 2025-08-07 | 2026-08-07 | Inverters | ENPHASE | IQ8+ | 290 |  | 19 |  |  | 0.98 |  | Other | UNDER EACH PANEL
NJADRE1560101880 | Administratively Determined Incentive Program | Sicklerville | 8081 | 8.17 | Residential | Behind the Meter | Yes | EMT Renewables, LLC | AC Electric |  | Accepted | 2025-07-16 | 2025-08-07 | 2026-08-07 | Solar Panels | SEG SOLAR | SEG 430 |  | 0.43 | 19 | 137 | 33 |  | Fixed | Roof
NJADRE1560101888 | Administratively Determined Incentive Program | Marlboro | 7746 | 11.5 | Residential | Behind the Meter | No | Infinity Solar Systems, LLC | JCP&L |  | Accepted | 2025-07-16 | 2025-08-06 | 2026-08-06 | Solar Panels | REC Solar | REC 460AA PURE-RX |  | 0.46 | 13 | 221 | 27 |  | Fixed | Roof
NJADRE1560101888 | Administratively Determined Incentive Program | Marlboro | 7746 | 11.5 | Residential | Behind the Meter | No | Infinity Solar Systems, LLC | JCP&L |  | Accepted | 2025-07-16 | 2025-08-06 | 2026-08-06 | Solar Panels | REC Solar | REC 460AA PURE-RX |  | 0.46 | 12 | 41 | 27 |  | Fixed | Roof
NJADRE1560101888 | Administratively Determined Incentive Program | Marlboro | 7746 | 11.5 | Residential | Behind the Meter | No | Infinity Solar Systems, LLC | JCP&L |  | Accepted | 2025-07-16 | 2025-08-06 | 2026-08-06 | Inverters | Enphase | IQ8X-80-M-US | 380 |  | 25 |  |  | 0.97 |  | Outdoor
NJADRE1560101890 | Administratively Determined Incentive Program | Medford | 8055 | 9.43 | Residential | Behind the Meter | Yes | Trinity Solar, LLC | PSE&G |  | Accepted | 2025-07-16 | 2025-08-06 | 2026-08-06 | Solar Panels | Hanwha | Q.PEAK DUO BLK ML-G10+ 410 |  | 0.41 | 11 | 80 | 23 |  | Fixed | Roof
NJADRE1560101890 | Administratively Determined Incentive Program | Medford | 8055 | 9.43 | Residential | Behind the Meter | Yes | Trinity Solar, LLC | PSE&G |  | Accepted | 2025-07-16 | 2025-08-06 | 2026-08-06 | Solar Panels | Hanwha | Q.PEAK DUO BLK ML-G10+ 410 |  | 0.41 | 4 | 260 | 23 |  | Fixed | Roof
NJADRE1560101890 | Administratively Determined Incentive Program | Medford | 8055 | 9.43 | Residential | Behind the Meter | Yes | Trinity Solar, LLC | PSE&G |  | Accepted | 2025-07-16 | 2025-08-06 | 2026-08-06 | Inverters | Solar Edge | USE7600H-US | 7600 |  | 1 |  |  | 0.97 |  | Outside
NJADRE1560101890 | Administratively Determined Incentive Program | Medford | 8055 | 9.43 | Residential | Behind the Meter | Yes | Trinity Solar, LLC | PSE&G |  | Accepted | 2025-07-16 | 2025-08-06 | 2026-08-06 | Solar Panels | Hanwha | Q.PEAK DUO BLK ML-G10+ 410 |  | 0.41 | 8 | 260 | 23 |  | Fixed | Roof
NJADRE1560101892 | Administratively Determined Incentive Program | Del Haven | 8251 | 6.56 | Residential | Behind the Meter | Yes | Trinity Solar, LLC | AC Electric |  | Accepted | 2025-07-16 | 2025-08-06 | 2026-08-06 | Inverters | Solar Edge | USE5700H-USMNBL75 | 5760 |  | 1 |  |  | 0.97 |  | Outdoor
NJADRE1560101892 | Administratively Determined Incentive Program | Del Haven | 8251 | 6.56 | Residential | Behind the Meter | Yes | Trinity Solar, LLC | AC Electric |  | Accepted | 2025-07-16 | 2025-08-06 | 2026-08-06 | Solar Panels | HANWHA | (Q.PEAK DUO BLK ML-G10+ 410) |  | 0.41 | 10 | 213 | 24 |  | Fixed | Roof
NJADRE1560101892 | Administratively Determined Incentive Program | Del Haven | 8251 | 6.56 | Residential | Behind the Meter | Yes | Trinity Solar, LLC | AC Electric |  | Accepted | 2025-07-16 | 2025-08-06 | 2026-08-06 | Solar Panels | HANWHA | (Q.PEAK DUO BLK ML-G10+ 410) |  | 0.41 | 4 | 123 | 29 |  | Fixed | Roof
NJADRE1560101892 | Administratively Determined Incentive Program | Del Haven | 8251 | 6.56 | Residential | Behind the Meter | Yes | Trinity Solar, LLC | AC Electric |  | Accepted | 2025-07-16 | 2025-08-06 | 2026-08-06 | Solar Panels | HANWHA | (Q.PEAK DUO BLK ML-G10+ 410) |  | 0.41 | 2 | 303 | 32 |  | Fixed | Roof
NJADRE1560101896 | Administratively Determined Incentive Program | EDISON | 8817 | 12.035 | Residential | Behind the Meter | Yes | Big Wave Roofing and Solar, LLC | PSE&G |  | Accepted | 2025-07-16 | 2025-08-07 | 2026-08-07 | Solar Panels | Q cells | Q.PEAK DUO BLK ML-G10.C+415w |  | 0.415 | 7 | 27 | 23 |  | Fixed | Roof
NJADRE1560101896 | Administratively Determined Incentive Program | EDISON | 8817 | 12.035 | Residential | Behind the Meter | Yes | Big Wave Roofing and Solar, LLC | PSE&G |  | Accepted | 2025-07-16 | 2025-08-07 | 2026-08-07 | Inverters | Enphase | IQ8HC-72-M-DOM-US | 380 |  | 29 |  |  | 0.98 |  | Outdoor
NJADRE1560101896 | Administratively Determined Incentive Program | EDISON | 8817 | 12.035 | Residential | Behind the Meter | Yes | Big Wave Roofing and Solar, LLC | PSE&G |  | Accepted | 2025-07-16 | 2025-08-07 | 2026-08-07 | Solar Panels | Q cells | Q.PEAK DUO BLK ML-G10.C+415w |  | 0.415 | 19 | 207 | 23 |  | Fixed | Roof
NJADRE1560101896 | Administratively Determined Incentive Program | EDISON | 8817 | 12.035 | Residential | Behind the Meter | Yes | Big Wave Roofing and Solar, LLC | PSE&G |  | Accepted | 2025-07-16 | 2025-08-07 | 2026-08-07 | Solar Panels | Q cells | Q.PEAK DUO BLK ML-G10.C+415w |  | 0.415 | 3 | 27 | 23 |  | Fixed | Roof
NJADRE1560101904 | Administratively Determined Incentive Program | Atco | 8004 | 7.29 | Residential | Behind the Meter | Yes | Sunrun Installation Services, Inc. | AC Electric |  | Accepted | 2025-07-16 | 2025-08-06 | 2026-08-06 | Inverters | SOLAREDGE TECHNOLOGIES | SE5700H-USMN | 5760 |  | 1 |  |  | 0.99 |  | Outside
NJADRE1560101904 | Administratively Determined Incentive Program | Atco | 8004 | 7.29 | Residential | Behind the Meter | Yes | Sunrun Installation Services, Inc. | AC Electric |  | Accepted | 2025-07-16 | 2025-08-06 | 2026-08-06 | Solar Panels | JA SOLAR | JAM54S31-405/MR |  | 0.405 | 10 | 152 | 34 |  | Fixed | Roof
NJADRE1560101904 | Administratively Determined Incentive Program | Atco | 8004 | 7.29 | Residential | Behind the Meter | Yes | Sunrun Installation Services, Inc. | AC Electric |  | Accepted | 2025-07-16 | 2025-08-06 | 2026-08-06 | Solar Panels | JA SOLAR | JAM54S31-405/MR |  | 0.405 | 3 | 62 | 23 |  | Fixed | Roof
NJADRE1560101904 | Administratively Determined Incentive Program | Atco | 8004 | 7.29 | Residential | Behind the Meter | Yes | Sunrun Installation Services, Inc. | AC Electric |  | Accepted | 2025-07-16 | 2025-08-06 | 2026-08-06 | Solar Panels | JA SOLAR | JAM54S31-405/MR |  | 0.405 | 2 | 62 | 34 |  | Fixed | Roof
NJADRE1560101904 | Administratively Determined Incentive Program | Atco | 8004 | 7.29 | Residential | Behind the Meter | Yes | Sunrun Installation Services, Inc. | AC Electric |  | Accepted | 2025-07-16 | 2025-08-06 | 2026-08-06 | Solar Panels | JA SOLAR | JAM54S31-405/MR |  | 0.405 | 3 | 242 | 34 |  | Fixed | Roof
NJADRE1560101907 | Administratively Determined Incentive Program | Pemberton Twp | 8015 | 10.75 | Residential | Behind the Meter | Yes | EMT Renewables, LLC | JCP&L |  | Accepted | 2025-07-16 | 2025-08-07 | 2026-08-07 | Solar Panels | SEG SOLAR | SEG 430 |  | 0.43 | 18 | 205 | 27 |  | Fixed | Roof
NJADRE1560101907 | Administratively Determined Incentive Program | Pemberton Twp | 8015 | 10.75 | Residential | Behind the Meter | Yes | EMT Renewables, LLC | JCP&L |  | Accepted | 2025-07-16 | 2025-08-07 | 2026-08-07 | Solar Panels | SEG SOLAR | SEG 430 |  | 0.43 | 4 | 25 | 27 |  | Fixed | Roof
NJADRE1560101907 | Administratively Determined Incentive Program | Pemberton Twp | 8015 | 10.75 | Residential | Behind the Meter | Yes | EMT Renewables, LLC | JCP&L |  | Accepted | 2025-07-16 | 2025-08-07 | 2026-08-07 | Inverters | ENPHASE | IQ8+ | 290 |  | 25 |  |  | 0.98 |  | Other | UNDER EACH PANEL
NJADRE1560101907 | Administratively Determined Incentive Program | Pemberton Twp | 8015 | 10.75 | Residential | Behind the Meter | Yes | EMT Renewables, LLC | JCP&L |  | Accepted | 2025-07-16 | 2025-08-07 | 2026-08-07 | Solar Panels | SEG SOLAR | SEG 430 |  | 0.43 | 3 | 295 | 29 |  | Fixed | Roof
NJADRE1560101917 | Administratively Determined Incentive Program | Netcong | 7857 | 21.5 | Residential | Behind the Meter | Yes | EMT Renewables, LLC | JCP&L |  | Accepted | 2025-07-16 | 2025-08-07 | 2026-08-07 | Inverters | ENPHASE | IQ8+ | 290 |  | 50 |  |  | 0.98 |  | Other | UNDER EACH PANEL
NJADRE1560101917 | Administratively Determined Incentive Program | Netcong | 7857 | 21.5 | Residential | Behind the Meter | Yes | EMT Renewables, LLC | JCP&L |  | Accepted | 2025-07-16 | 2025-08-07 | 2026-08-07 | Solar Panels | SEG SOLAR | SEG 430 |  | 0.43 | 18 | 353 | 29 |  | Fixed | Roof
NJADRE1560101917 | Administratively Determined Incentive Program | Netcong | 7857 | 21.5 | Residential | Behind the Meter | Yes | EMT Renewables, LLC | JCP&L |  | Accepted | 2025-07-16 | 2025-08-07 | 2026-08-07 | Solar Panels | SEG SOLAR | SEG 430 |  | 0.43 | 27 | 173 | 22 |  | Fixed | Roof
NJADRE1560101917 | Administratively Determined Incentive Program | Netcong | 7857 | 21.5 | Residential | Behind the Meter | Yes | EMT Renewables, LLC | JCP&L |  | Accepted | 2025-07-16 | 2025-08-07 | 2026-08-07 | Solar Panels | SEG SOLAR | SEG 430 |  | 0.43 | 5 | 353 | 22 |  | Fixed | Roof
NJADRE1560101922 | Administratively Determined Incentive Program | Union | 7083 | 5.265 | Residential | Behind the Meter | Yes | Sunrun Installation Services, Inc. | PSE&G |  | Accepted | 2025-07-16 | 2025-08-11 | 2026-08-11 | Inverters | SolarEdge Technologies | SE3800H-USMN | 3800 |  | 1 |  |  | 0.99 |  | Outdoor | Next to meter
NJADRE1560101922 | Administratively Determined Incentive Program | Union | 7083 | 5.265 | Residential | Behind the Meter | Yes | Sunrun Installation Services, Inc. | PSE&G |  | Accepted | 2025-07-16 | 2025-08-11 | 2026-08-11 | Solar Panels | JA Solar | JAM54S31-405/MR |  | 0.405 | 5 | 45 | 31 |  | Fixed | Roof
NJADRE1560101922 | Administratively Determined Incentive Program | Union | 7083 | 5.265 | Residential | Behind the Meter | Yes | Sunrun Installation Services, Inc. | PSE&G |  | Accepted | 2025-07-16 | 2025-08-11 | 2026-08-11 | Solar Panels | JA Solar | JAM54S31-405/MR |  | 0.405 | 8 | 225 | 31 |  | Fixed | Roof
NJADRE1560101924 | Administratively Determined Incentive Program | LAKE HOPATCONG | 7849 | 3.69 | Residential | Behind the Meter | Yes | Pro Custom Solar dba Momentum Solar | JCP&L |  | Accepted | 2025-07-16 | 2025-08-07 | 2026-08-07 | Solar Panels | HANWHA | Q.PEAK DUO BLK ML-G10+410 |  | 0.41 | 9 | 50 | 22 |  | Fixed | Roof
NJADRE1560101924 | Administratively Determined Incentive Program | LAKE HOPATCONG | 7849 | 3.69 | Residential | Behind the Meter | Yes | Pro Custom Solar dba Momentum Solar | JCP&L |  | Accepted | 2025-07-16 | 2025-08-07 | 2026-08-07 | Inverters | ENPHASE | IQ8HC-72-M-DOM-US | 380 |  | 9 |  |  | 0.97 |  | Outdoor
NJADRE1560101926 | Administratively Determined Incentive Program | LAKEHURST | 8733 | 10.75 | Residential | Behind the Meter | Yes | EMT Renewables, LLC | JCP&L |  | Accepted | 2025-07-16 | 2025-08-07 | 2026-08-07 | Inverters | ENPHASE | IQ8+ | 290 |  | 25 |  |  | 0.98 |  | Other | UNDER EACH PANEL
NJADRE1560101926 | Administratively Determined Incentive Program | LAKEHURST | 8733 | 10.75 | Residential | Behind the Meter | Yes | EMT Renewables, LLC | JCP&L |  | Accepted | 2025-07-16 | 2025-08-07 | 2026-08-07 | Solar Panels | SEG SOLAR | SEG 430 |  | 0.43 | 16 | 85 | 33 |  | Fixed | Roof
NJADRE1560101926 | Administratively Determined Incentive Program | LAKEHURST | 8733 | 10.75 | Residential | Behind the Meter | Yes | EMT Renewables, LLC | JCP&L |  | Accepted | 2025-07-16 | 2025-08-07 | 2026-08-07 | Solar Panels | SEG SOLAR | SEG 430 |  | 0.43 | 9 | 265 | 33 |  | Fixed | Roof
NJADRE1560101943 | Administratively Determined Incentive Program | MARLBORO | 7746 | 17.82 | Residential | Behind the Meter | Yes | Sunrun Installation Services, Inc. | JCP&L |  | Accepted | 2025-07-16 | 2025-08-07 | 2026-08-07 | Solar Panels | JA SOLAR | JAM54S31-405/MR |  | 0.405 | 17 | 17 | 36 |  | Fixed | Roof
NJADRE1560101943 | Administratively Determined Incentive Program | MARLBORO | 7746 | 17.82 | Residential | Behind the Meter | Yes | Sunrun Installation Services, Inc. | JCP&L |  | Accepted | 2025-07-16 | 2025-08-07 | 2026-08-07 | Solar Panels | JA SOLAR | JAM54S31-405/MR |  | 0.405 | 8 | 106 | 36 |  | Fixed | Roof
NJADRE1560101943 | Administratively Determined Incentive Program | MARLBORO | 7746 | 17.82 | Residential | Behind the Meter | Yes | Sunrun Installation Services, Inc. | JCP&L |  | Accepted | 2025-07-16 | 2025-08-07 | 2026-08-07 | Inverters | SOLAREDGE TECHNOLOGIES | SE7600H-USMN | 7600 |  | 1 |  |  | 0.99 |  | Outside
NJADRE1560101943 | Administratively Determined Incentive Program | MARLBORO | 7746 | 17.82 | Residential | Behind the Meter | Yes | Sunrun Installation Services, Inc. | JCP&L |  | Accepted | 2025-07-16 | 2025-08-07 | 2026-08-07 | Solar Panels | JA SOLAR | JAM54S31-405/MR |  | 0.405 | 16 | 287 | 34 |  | Fixed | Roof
NJADRE1560101943 | Administratively Determined Incentive Program | MARLBORO | 7746 | 17.82 | Residential | Behind the Meter | Yes | Sunrun Installation Services, Inc. | JCP&L |  | Accepted | 2025-07-16 | 2025-08-07 | 2026-08-07 | Inverters | SOLAREDGE TECHNOLOGIES | SE5700H-USMN | 5760 |  | 1 |  |  | 0.99 |  | Outside
NJADRE1560101943 | Administratively Determined Incentive Program | MARLBORO | 7746 | 17.82 | Residential | Behind the Meter | Yes | Sunrun Installation Services, Inc. | JCP&L |  | Accepted | 2025-07-16 | 2025-08-07 | 2026-08-07 | Solar Panels | JA SOLAR | JAM54S31-405/MR |  | 0.405 | 3 | 17 | 36 |  | Fixed | Roof
NJADRE1560101952 | Administratively Determined Incentive Program | CLAYTON | 8312 | 16.965 | Residential | Behind the Meter | Yes | SunnyMac, LLC | AC Electric |  | Accepted | 2025-07-16 | 2025-08-07 | 2026-08-07 | Solar Panels | HANWHA | QTRON BLK M-G2+ |  | 0.435 | 12 | 264 | 20 |  | Fixed | Roof
NJADRE1560101952 | Administratively Determined Incentive Program | CLAYTON | 8312 | 16.965 | Residential | Behind the Meter | Yes | SunnyMac, LLC | AC Electric |  | Accepted | 2025-07-16 | 2025-08-07 | 2026-08-07 | Solar Panels | HANWHA | QTRON BLK M-G2+ |  | 0.435 | 2 | 174 | 40 |  | Fixed | Roof
NJADRE1560101952 | Administratively Determined Incentive Program | CLAYTON | 8312 | 16.965 | Residential | Behind the Meter | Yes | SunnyMac, LLC | AC Electric |  | Accepted | 2025-07-16 | 2025-08-07 | 2026-08-07 | Solar Panels | HANWHA | QTRON BLK M-G2+ |  | 0.435 | 12 | 84 | 20 |  | Fixed | Roof
NJADRE1560101952 | Administratively Determined Incentive Program | CLAYTON | 8312 | 16.965 | Residential | Behind the Meter | Yes | SunnyMac, LLC | AC Electric |  | Accepted | 2025-07-16 | 2025-08-07 | 2026-08-07 | Solar Panels | HANWHA | QTRON BLK M-G2+ |  | 0.435 | 13 | 174 | 11 |  | Fixed | Roof
NJADRE1560101952 | Administratively Determined Incentive Program | CLAYTON | 8312 | 16.965 | Residential | Behind the Meter | Yes | SunnyMac, LLC | AC Electric |  | Accepted | 2025-07-16 | 2025-08-07 | 2026-08-07 | Inverters | SOLAREDGE HOME HUB | SE5700H-US | 5760 |  | 1 |  |  | 0.99 |  | Outdoor | next to meter
NJADRE1560101952 | Administratively Determined Incentive Program | CLAYTON | 8312 | 16.965 | Residential | Behind the Meter | Yes | SunnyMac, LLC | AC Electric |  | Accepted | 2025-07-16 | 2025-08-07 | 2026-08-07 | Inverters | SOLAREDGE HOME HUB | SE7600H-US | 7600 |  | 1 |  |  | 0.99 |  | Outdoor | next to meter
NJADRE1560101956 | Administratively Determined Incentive Program | CRESSKILL | 7626 | 11.18 | Residential | Behind the Meter | No | Infinity Solar Systems, LLC | Orange Rockland Electric |  | Accepted | 2025-07-16 | 2025-08-12 | 2026-08-12 | Solar Panels | SEG Solar | SEG-430-BTD-BG |  | 0.43 | 4 | 3 | 20 |  | Fixed | Roof
NJADRE1560101956 | Administratively Determined Incentive Program | CRESSKILL | 7626 | 11.18 | Residential | Behind the Meter | No | Infinity Solar Systems, LLC | Orange Rockland Electric |  | Accepted | 2025-07-16 | 2025-08-12 | 2026-08-12 | Solar Panels | SEG Solar | SEG-430-BTD-BG |  | 0.43 | 3 | 3 | 20 |  | Fixed | Roof
NJADRE1560101956 | Administratively Determined Incentive Program | CRESSKILL | 7626 | 11.18 | Residential | Behind the Meter | No | Infinity Solar Systems, LLC | Orange Rockland Electric |  | Accepted | 2025-07-16 | 2025-08-12 | 2026-08-12 | Inverters | Enphase | IQ8MC-72-M-US | 320 |  | 26 |  |  | 0.97 |  | Outdoor
NJADRE1560101956 | Administratively Determined Incentive Program | CRESSKILL | 7626 | 11.18 | Residential | Behind the Meter | No | Infinity Solar Systems, LLC | Orange Rockland Electric |  | Accepted | 2025-07-16 | 2025-08-12 | 2026-08-12 | Solar Panels | SEG Solar | SEG-430-BTD-BG |  | 0.43 | 7 | 93 | 27 |  | Fixed | Roof
NJADRE1560101956 | Administratively Determined Incentive Program | CRESSKILL | 7626 | 11.18 | Residential | Behind the Meter | No | Infinity Solar Systems, LLC | Orange Rockland Electric |  | Accepted | 2025-07-16 | 2025-08-12 | 2026-08-12 | Solar Panels | SEG Solar | SEG-430-BTD-BG |  | 0.43 | 12 | 273 | 22 |  | Fixed | Roof
NJADRE1560101966 | Administratively Determined Incentive Program | WOODBRIDGE TWP | 08863-1526 | 9.72 | Residential | Behind the Meter | Yes | Sunrun Installation Services, Inc. | PSE&G |  | Accepted | 2025-07-16 | 2025-08-07 | 2026-08-07 | Solar Panels | JA SOLAR | JAM54S31-405/MR |  | 0.405 | 4 | 351 | 39 |  | Fixed | Roof
NJADRE1560101966 | Administratively Determined Incentive Program | WOODBRIDGE TWP | 08863-1526 | 9.72 | Residential | Behind the Meter | Yes | Sunrun Installation Services, Inc. | PSE&G |  | Accepted | 2025-07-16 | 2025-08-07 | 2026-08-07 | Solar Panels | JA SOLAR | JAM54S31-405/MR |  | 0.405 | 8 | 81 | 20 |  | Fixed | Roof
NJADRE1560101966 | Administratively Determined Incentive Program | WOODBRIDGE TWP | 08863-1526 | 9.72 | Residential | Behind the Meter | Yes | Sunrun Installation Services, Inc. | PSE&G |  | Accepted | 2025-07-16 | 2025-08-07 | 2026-08-07 | Solar Panels | JA SOLAR | JAM54S31-405/MR |  | 0.405 | 8 | 261 | 20 |  | Fixed | Roof
NJADRE1560101966 | Administratively Determined Incentive Program | WOODBRIDGE TWP | 08863-1526 | 9.72 | Residential | Behind the Meter | Yes | Sunrun Installation Services, Inc. | PSE&G |  | Accepted | 2025-07-16 | 2025-08-07 | 2026-08-07 | Solar Panels | JA SOLAR | JAM54S31-405/MR |  | 0.405 | 4 | 171 | 12 |  | Fixed | Roof
NJADRE1560101966 | Administratively Determined Incentive Program | WOODBRIDGE TWP | 08863-1526 | 9.72 | Residential | Behind the Meter | Yes | Sunrun Installation Services, Inc. | PSE&G |  | Accepted | 2025-07-16 | 2025-08-07 | 2026-08-07 | Inverters | SOLAREDGE TECHNOLOGIES | SE7600H-USMN | 7600 |  | 1 |  |  | 0.99 |  | Outdoor
NJADRE1560101967 | Administratively Determined Incentive Program | KEANSBURG | 7734 | 18.49 | Residential | Behind the Meter | Yes | EMT Renewables, LLC | JCP&L |  | Accepted | 2025-07-16 | 2025-08-07 | 2026-08-07 | Inverters | ENPHASE | IQ8+ | 290 |  | 43 |  |  | 0.98 |  | Other | UNDER EACH PANEL
NJADRE1560101967 | Administratively Determined Incentive Program | KEANSBURG | 7734 | 18.49 | Residential | Behind the Meter | Yes | EMT Renewables, LLC | JCP&L |  | Accepted | 2025-07-16 | 2025-08-07 | 2026-08-07 | Solar Panels | SEG SOLAR | SEG 430 |  | 0.43 | 3 | 208 | 28 |  | Fixed | Roof
NJADRE1560101967 | Administratively Determined Incentive Program | KEANSBURG | 7734 | 18.49 | Residential | Behind the Meter | Yes | EMT Renewables, LLC | JCP&L |  | Accepted | 2025-07-16 | 2025-08-07 | 2026-08-07 | Solar Panels | SEG SOLAR | SEG 430 |  | 0.43 | 24 | 118 | 26 |  | Fixed | Roof
NJADRE1560101967 | Administratively Determined Incentive Program | KEANSBURG | 7734 | 18.49 | Residential | Behind the Meter | Yes | EMT Renewables, LLC | JCP&L |  | Accepted | 2025-07-16 | 2025-08-07 | 2026-08-07 | Solar Panels | SEG SOLAR | SEG 430 |  | 0.43 | 16 | 298 | 26 |  | Fixed | Roof
NJADRE1560101971 | Administratively Determined Incentive Program | EAST ORANGE | 7017 | 2.87 | Residential | Behind the Meter | Yes | Pro Custom Solar dba Momentum Solar | PSE&G |  | Accepted | 2025-07-16 | 2025-08-07 | 2026-08-07 | Solar Panels | Hanwha | q.peak duo blk-g10+410 |  | 0.41 | 7 | 190 | 34 |  | Fixed | Roof
NJADRE1560101971 | Administratively Determined Incentive Program | EAST ORANGE | 7017 | 2.87 | Residential | Behind the Meter | Yes | Pro Custom Solar dba Momentum Solar | PSE&G |  | Accepted | 2025-07-16 | 2025-08-07 | 2026-08-07 | Inverters | ENPHASE | IQ8HC-72-M-DOM-US | 380 |  | 7 |  |  | 0.97 |  | Outdoor
NJADRE1560101976 | Administratively Determined Incentive Program | HILLSIDE TWP | 7205 | 10.25 | Residential | Behind the Meter | Yes | Sunrun Installation Services, Inc. | PSE&G |  | Accepted | 2025-07-16 | 2025-08-07 | 2026-08-07 | Inverters | TESLA | Powerwall 3 1707000-xx-y | 11500 |  | 1 |  |  | 0.97 |  | Outdoor | Next to meter
NJADRE1560101976 | Administratively Determined Incentive Program | HILLSIDE TWP | 7205 | 10.25 | Residential | Behind the Meter | Yes | Sunrun Installation Services, Inc. | PSE&G |  | Accepted | 2025-07-16 | 2025-08-07 | 2026-08-07 | Solar Panels | Hanwha Q-Cells | Q.PEAK DUO BLK ML-G10+ 410 DCA (MD06G100A-017) |  | 0.41 | 6 | 236 | 38 |  | Fixed | Roof
NJADRE1560101976 | Administratively Determined Incentive Program | HILLSIDE TWP | 7205 | 10.25 | Residential | Behind the Meter | Yes | Sunrun Installation Services, Inc. | PSE&G |  | Accepted | 2025-07-16 | 2025-08-07 | 2026-08-07 | Solar Panels | Hanwha Q-Cells | Q.PEAK DUO BLK ML-G10+ 410 DCA (MD06G100A-017) |  | 0.41 | 9 | 325 | 38 |  | Fixed | Roof
NJADRE1560101976 | Administratively Determined Incentive Program | HILLSIDE TWP | 7205 | 10.25 | Residential | Behind the Meter | Yes | Sunrun Installation Services, Inc. | PSE&G |  | Accepted | 2025-07-16 | 2025-08-07 | 2026-08-07 | Electric Storage Battery | TESLA | Powerwall 3 1707000-xx-y |  |  | 1 |  |  |  | Lithium Ion |  | OUTSIDE
NJADRE1560101976 | Administratively Determined Incentive Program | HILLSIDE TWP | 7205 | 10.25 | Residential | Behind the Meter | Yes | Sunrun Installation Services, Inc. | PSE&G |  | Accepted | 2025-07-16 | 2025-08-07 | 2026-08-07 | Solar Panels | Hanwha Q-Cells | Q.PEAK DUO BLK ML-G10+ 410 DCA (MD06G100A-017) |  | 0.41 | 10 | 144 | 38 |  | Fixed | Roof
NJADRE1560101980 | Administratively Determined Incentive Program | EGG HARBOR CITY | 8215 | 8.6 | Residential | Behind the Meter | Yes | Sun Up Zero Down, LLC | AC Electric |  | Accepted | 2025-07-16 | 2025-08-07 | 2026-08-07 | Inverters | Enphase | IQ8PLUS-72-2-US | 290 |  | 20 |  |  | 0.976 |  | Outdoor
NJADRE1560101980 | Administratively Determined Incentive Program | EGG HARBOR CITY | 8215 | 8.6 | Residential | Behind the Meter | Yes | Sun Up Zero Down, LLC | AC Electric |  | Accepted | 2025-07-16 | 2025-08-07 | 2026-08-07 | Meters | Enphase | TBD |  |  | 1 |  |  |  | Yes | Outdoor
NJADRE1560101980 | Administratively Determined Incentive Program | EGG HARBOR CITY | 8215 | 8.6 | Residential | Behind the Meter | Yes | Sun Up Zero Down, LLC | AC Electric |  | Accepted | 2025-07-16 | 2025-08-07 | 2026-08-07 | Solar Panels | SEG | SEG-430-BTD-BG |  | 0.43 | 20 | 225 | 55 |  | Fixed | Roof
NJADRE1560101985 | Administratively Determined Incentive Program | TOMS RIVER | 8753 | 5.74 | Residential | Behind the Meter | Yes | Trinity Solar, LLC | JCP&L |  | Accepted | 2025-07-16 | 2025-08-07 | 2026-08-07 | Inverters | Solar Edge | USE5700H-US | 5760 |  | 1 |  |  | 0.97 |  | Outside
NJADRE1560101985 | Administratively Determined Incentive Program | TOMS RIVER | 8753 | 5.74 | Residential | Behind the Meter | Yes | Trinity Solar, LLC | JCP&L |  | Accepted | 2025-07-16 | 2025-08-07 | 2026-08-07 | Solar Panels | Hanwha | Q.PEAK DUO BLK ML-G10+ 410 |  | 0.41 | 14 | 191 | 23 |  | Fixed | Roof
NJADRE1560101988 | Administratively Determined Incentive Program | LAURENCE HARBOR | 8879 | 8.61 | Residential | Behind the Meter | Yes | Pro Custom Solar dba Momentum Solar | JCP&L |  | Accepted | 2025-07-16 | 2025-08-07 | 2026-08-07 | Inverters | ENPHASE | IQ8HC-72-M-DOM-US | 380 |  | 21 |  |  | 0.97 |  | Outdoor
NJADRE1560101988 | Administratively Determined Incentive Program | LAURENCE HARBOR | 8879 | 8.61 | Residential | Behind the Meter | Yes | Pro Custom Solar dba Momentum Solar | JCP&L |  | Accepted | 2025-07-16 | 2025-08-07 | 2026-08-07 | Solar Panels | HANWHA | Q.PEAK DUO BLK ML-G10+410 |  | 0.41 | 4 | 82 | 18 |  | Fixed | Roof
NJADRE1560101988 | Administratively Determined Incentive Program | LAURENCE HARBOR | 8879 | 8.61 | Residential | Behind the Meter | Yes | Pro Custom Solar dba Momentum Solar | JCP&L |  | Accepted | 2025-07-16 | 2025-08-07 | 2026-08-07 | Solar Panels | HANWHA | Q.PEAK DUO BLK ML-G10+410 |  | 0.41 | 2 | 262 | 18 |  | Fixed | Roof
NJADRE1560101988 | Administratively Determined Incentive Program | LAURENCE HARBOR | 8879 | 8.61 | Residential | Behind the Meter | Yes | Pro Custom Solar dba Momentum Solar | JCP&L |  | Accepted | 2025-07-16 | 2025-08-07 | 2026-08-07 | Solar Panels | HANWHA | Q.PEAK DUO BLK ML-G10+410 |  | 0.41 | 11 | 172 | 22 |  | Fixed | Roof
NJADRE1560101988 | Administratively Determined Incentive Program | LAURENCE HARBOR | 8879 | 8.61 | Residential | Behind the Meter | Yes | Pro Custom Solar dba Momentum Solar | JCP&L |  | Accepted | 2025-07-16 | 2025-08-07 | 2026-08-07 | Solar Panels | HANWHA | Q.PEAK DUO BLK ML-G10+410 |  | 0.41 | 4 | 352 | 22 |  | Fixed | Roof
NJADRE1560101995 | Administratively Determined Incentive Program | MILLVILLE | 8332 | 12.9 | Residential | Behind the Meter | Yes | EMT Renewables, LLC | AC Electric |  | Accepted | 2025-07-16 | 2025-08-07 | 2026-08-07 | Inverters | ENPHASE | IQ8+ | 290 |  | 30 |  |  | 0.98 |  | Other | UNDER EACH PANEL
NJADRE1560101995 | Administratively Determined Incentive Program | MILLVILLE | 8332 | 12.9 | Residential | Behind the Meter | Yes | EMT Renewables, LLC | AC Electric |  | Accepted | 2025-07-16 | 2025-08-07 | 2026-08-07 | Solar Panels | SEG SOLAR | SEG 430 |  | 0.43 | 14 | 355 | 20 |  | Fixed | Roof
NJADRE1560101995 | Administratively Determined Incentive Program | MILLVILLE | 8332 | 12.9 | Residential | Behind the Meter | Yes | EMT Renewables, LLC | AC Electric |  | Accepted | 2025-07-16 | 2025-08-07 | 2026-08-07 | Solar Panels | SEG SOLAR | SEG 430 |  | 0.43 | 16 | 175 | 20 |  | Fixed | Roof
NJADRE1560102001 | Administratively Determined Incentive Program | PEMBERTON TOWNSHIP | 8015 | 4.35 | Residential | Behind the Meter | Yes | SunnyMac, LLC | JCP&L |  | Accepted | 2025-07-16 | 2025-08-07 | 2026-08-07 | Solar Panels | HANWHA | Q.TRON BLK M-G2.H+ |  | 0.435 | 8 | 196 | 35 |  | Fixed | Roof
NJADRE1560102001 | Administratively Determined Incentive Program | PEMBERTON TOWNSHIP | 8015 | 4.35 | Residential | Behind the Meter | Yes | SunnyMac, LLC | JCP&L |  | Accepted | 2025-07-16 | 2025-08-07 | 2026-08-07 | Solar Panels | HANWHA | Q.TRON BLK M-G2.H+ |  | 0.435 | 2 | 106 | 35 |  | Fixed | Roof
NJADRE1560102001 | Administratively Determined Incentive Program | PEMBERTON TOWNSHIP | 8015 | 4.35 | Residential | Behind the Meter | Yes | SunnyMac, LLC | JCP&L |  | Accepted | 2025-07-16 | 2025-08-07 | 2026-08-07 | Inverters | SOLAREDGE HOME HUB | SE3800H-US | 3800 |  | 1 |  |  | 0.99 |  | Outdoor | next to meter
NJADRE1560102001 | Administratively Determined Incentive Program | PEMBERTON TOWNSHIP | 8015 | 4.35 | Residential | Behind the Meter | Yes | SunnyMac, LLC | JCP&L |  | Accepted | 2025-07-16 | 2025-08-07 | 2026-08-07 | Meters | SOLAREDGE HOME HUB | SE-RGMTR-1D-240C-B |  |  | 1 |  |  |  | Yes | Outdoor
NJADRE1560102009 | Administratively Determined Incentive Program | EAST ORANGE | 7017 | 5.74 | Residential | Behind the Meter | Yes | Pro Custom Solar dba Momentum Solar | PSE&G |  | Accepted | 2025-07-16 | 2025-08-11 | 2026-08-11 | Inverters | ENPHASE | IQ8HC-72-M-DOM-US | 380 |  | 14 |  |  | 0.97 |  | Outdoor
NJADRE1560102009 | Administratively Determined Incentive Program | EAST ORANGE | 7017 | 5.74 | Residential | Behind the Meter | Yes | Pro Custom Solar dba Momentum Solar | PSE&G |  | Accepted | 2025-07-16 | 2025-08-11 | 2026-08-11 | Solar Panels | Hanwha | Q.peak duo blk-g10+410 |  | 0.41 | 14 | 190 | 34 |  | Fixed | Roof
NJADRE1560102018 | Administratively Determined Incentive Program | Emerson | 7630 | 12.47 | Residential | Behind the Meter | No | Infinity Solar Systems, LLC | PSE&G |  | Accepted | 2025-07-16 | 2025-08-20 | 2026-08-20 | Inverters | TESLA | TESLA POWERWALL 3 1707000-xx-y | 380 |  | 1 |  |  | 0.97 |  | Outdoor
NJADRE1560102018 | Administratively Determined Incentive Program | Emerson | 7630 | 12.47 | Residential | Behind the Meter | No | Infinity Solar Systems, LLC | PSE&G |  | Accepted | 2025-07-16 | 2025-08-20 | 2026-08-20 | Solar Panels | SEG Solar | SEG-430-BTD-BG |  | 0.43 | 4 | 5 | 20 |  | Fixed | Roof
NJADRE1560102018 | Administratively Determined Incentive Program | Emerson | 7630 | 12.47 | Residential | Behind the Meter | No | Infinity Solar Systems, LLC | PSE&G |  | Accepted | 2025-07-16 | 2025-08-20 | 2026-08-20 | Solar Panels | SEG Solar | SEG-430-BTD-BG |  | 0.43 | 20 | 95 | 24 |  | Fixed | Roof
NJADRE1560102018 | Administratively Determined Incentive Program | Emerson | 7630 | 12.47 | Residential | Behind the Meter | No | Infinity Solar Systems, LLC | PSE&G |  | Accepted | 2025-07-16 | 2025-08-20 | 2026-08-20 | Solar Panels | SEG Solar | SEG-430-BTD-BG |  | 0.43 | 5 | 275 | 20 |  | Fixed | Roof
NJADRE1560102034 | Administratively Determined Incentive Program | EWING TOWNSHIP | 8638 | 10.32 | Residential | Behind the Meter | Yes | EMT Renewables, LLC | PSE&G |  | Accepted | 2025-07-16 | 2025-08-13 | 2026-08-13 | Solar Panels | SEG SOLAR | SEG 430 |  | 0.43 | 9 | 131 | 23 |  | Fixed | Roof
NJADRE1560102034 | Administratively Determined Incentive Program | EWING TOWNSHIP | 8638 | 10.32 | Residential | Behind the Meter | Yes | EMT Renewables, LLC | PSE&G |  | Accepted | 2025-07-16 | 2025-08-13 | 2026-08-13 | Solar Panels | SEG SOLAR | SEG 430 |  | 0.43 | 4 | 311 | 23 |  | Fixed | Roof
NJADRE1560102034 | Administratively Determined Incentive Program | EWING TOWNSHIP | 8638 | 10.32 | Residential | Behind the Meter | Yes | EMT Renewables, LLC | PSE&G |  | Accepted | 2025-07-16 | 2025-08-13 | 2026-08-13 | Inverters | ENPHASE | IQ8+ | 290 |  | 24 |  |  | 0.98 |  | Other | UNDER EACH PANEL
NJADRE1560102034 | Administratively Determined Incentive Program | EWING TOWNSHIP | 8638 | 10.32 | Residential | Behind the Meter | Yes | EMT Renewables, LLC | PSE&G |  | Accepted | 2025-07-16 | 2025-08-13 | 2026-08-13 | Solar Panels | SEG SOLAR | SEG 430 |  | 0.43 | 6 | 221 | 23 |  | Fixed | Roof
NJADRE1560102034 | Administratively Determined Incentive Program | EWING TOWNSHIP | 8638 | 10.32 | Residential | Behind the Meter | Yes | EMT Renewables, LLC | PSE&G |  | Accepted | 2025-07-16 | 2025-08-13 | 2026-08-13 | Solar Panels | SEG SOLAR | SEG 430 |  | 0.43 | 5 | 41 | 22 |  | Fixed | Roof
NJADRE1560102036 | Administratively Determined Incentive Program | NATIONAL PARK | 8063 | 8.5 | Residential | Behind the Meter | Yes | Power Energy Solutions, LLC | PSE&G |  | Accepted | 2025-07-16 | 2025-08-07 | 2026-08-07 | Inverters | SolarEdge | SE5700H-US | 6 |  | 1 |  |  | 0.97 |  | Outdoor
NJADRE1560102036 | Administratively Determined Incentive Program | NATIONAL PARK | 8063 | 8.5 | Residential | Behind the Meter | Yes | Power Energy Solutions, LLC | PSE&G |  | Accepted | 2025-07-16 | 2025-08-07 | 2026-08-07 | Solar Panels | Trina Solar | TSM-425NE09RC.05 |  | 0.425 | 5 | 292 | 47 |  | Fixed | Roof
NJADRE1560102036 | Administratively Determined Incentive Program | NATIONAL PARK | 8063 | 8.5 | Residential | Behind the Meter | Yes | Power Energy Solutions, LLC | PSE&G |  | Accepted | 2025-07-16 | 2025-08-07 | 2026-08-07 | Solar Panels | Trina Solar | TSM-425NE09RC.05 |  | 0.425 | 2 | 23 | 25 |  | Fixed | Roof
NJADRE1560102036 | Administratively Determined Incentive Program | NATIONAL PARK | 8063 | 8.5 | Residential | Behind the Meter | Yes | Power Energy Solutions, LLC | PSE&G |  | Accepted | 2025-07-16 | 2025-08-07 | 2026-08-07 | Solar Panels | Trina Solar | TSM-425NE09RC.05 |  | 0.425 | 4 | 203 | 25 |  | Fixed | Roof
NJADRE1560102036 | Administratively Determined Incentive Program | NATIONAL PARK | 8063 | 8.5 | Residential | Behind the Meter | Yes | Power Energy Solutions, LLC | PSE&G |  | Accepted | 2025-07-16 | 2025-08-07 | 2026-08-07 | Solar Panels | Trina Solar | TSM-425NE09RC.05 |  | 0.425 | 8 | 112 | 47 |  | Fixed | Roof
NJADRE1560102036 | Administratively Determined Incentive Program | NATIONAL PARK | 8063 | 8.5 | Residential | Behind the Meter | Yes | Power Energy Solutions, LLC | PSE&G |  | Accepted | 2025-07-16 | 2025-08-07 | 2026-08-07 | Solar Panels | Trina Solar | TSM-425NE09RC.05 |  | 0.425 | 1 | 203 | 20 |  | Fixed | Roof
NJADRE1560102039 | Administratively Determined Incentive Program | JERSEY CITY | 7306 | 353.76 | School Public K-12 | Behind the Meter | Yes | Solar Landscape, LLC | PSE&G |  | Accepted | 2025-07-16 | 2025-08-07 | 2026-08-07 | Inverters | Solar Edge | SE100KUS | 100000 |  | 3 |  |  | 0.985 |  | Outside
NJADRE1560102039 | Administratively Determined Incentive Program | JERSEY CITY | 7306 | 353.76 | School Public K-12 | Behind the Meter | Yes | Solar Landscape, LLC | PSE&G |  | Accepted | 2025-07-16 | 2025-08-07 | 2026-08-07 | Solar Panels | Canadian Solar | BiHiKu5 480 |  | 0.48 | 737 | 111 | 5 |  | Fixed | Roof
NJADRE1560102064 | Administratively Determined Incentive Program | WAYNE | 7470 | 13.94 | Residential | Behind the Meter | Yes | Sunrun Installation Services, Inc. | PSE&G |  | Accepted | 2025-07-16 | 2025-08-07 | 2026-08-07 | Inverters | TESLA | Powerwall 3 1707000-xx-y | 11500 |  | 1 |  |  | 0.97 |  | Outdoor | Next to meter
NJADRE1560102064 | Administratively Determined Incentive Program | WAYNE | 7470 | 13.94 | Residential | Behind the Meter | Yes | Sunrun Installation Services, Inc. | PSE&G |  | Accepted | 2025-07-16 | 2025-08-07 | 2026-08-07 | Electric Storage Battery | TESLA | Powerwall 3 1707000-xx-y |  |  | 1 |  |  |  | Lithium Ion |  | OUTSIDE
NJADRE1560102064 | Administratively Determined Incentive Program | WAYNE | 7470 | 13.94 | Residential | Behind the Meter | Yes | Sunrun Installation Services, Inc. | PSE&G |  | Accepted | 2025-07-16 | 2025-08-07 | 2026-08-07 | Solar Panels | Hanwha Q-Cells | Q.PEAK DUO BLK ML-G10.C+ 410 (MD06G100A-017) |  | 0.41 | 16 | 266 | 26 |  | Fixed | Roof
NJADRE1560102064 | Administratively Determined Incentive Program | WAYNE | 7470 | 13.94 | Residential | Behind the Meter | Yes | Sunrun Installation Services, Inc. | PSE&G |  | Accepted | 2025-07-16 | 2025-08-07 | 2026-08-07 | Solar Panels | Hanwha Q-Cells | Q.PEAK DUO BLK ML-G10.C+ 410 (MD06G100A-017) |  | 0.41 | 18 | 86 | 24 |  | Fixed | Roof
NJADRE1560102072 | Administratively Determined Incentive Program | PERTH AMBOY | 8861 | 9.84 | Residential | Behind the Meter | Yes | Pro Custom Solar dba Momentum Solar | PSE&G |  | Accepted | 2025-07-16 | 2025-08-07 | 2026-08-07 | Inverters | ENPHASE | IQ8HC-72-M-DOM-US | 380 |  | 24 |  |  | 0.97 |  | Outdoor
NJADRE1560102072 | Administratively Determined Incentive Program | PERTH AMBOY | 8861 | 9.84 | Residential | Behind the Meter | Yes | Pro Custom Solar dba Momentum Solar | PSE&G |  | Accepted | 2025-07-16 | 2025-08-07 | 2026-08-07 | Solar Panels | HANWHA | Q.PEAK DUO BLK ML-G10+410 |  | 0.41 | 8 | 111 | 6 |  | Fixed | Roof
NJADRE1560102072 | Administratively Determined Incentive Program | PERTH AMBOY | 8861 | 9.84 | Residential | Behind the Meter | Yes | Pro Custom Solar dba Momentum Solar | PSE&G |  | Accepted | 2025-07-16 | 2025-08-07 | 2026-08-07 | Solar Panels | HANWHA | Q.PEAK DUO BLK ML-G10+410 |  | 0.41 | 7 | 21 | 40 |  | Fixed | Roof
NJADRE1560102072 | Administratively Determined Incentive Program | PERTH AMBOY | 8861 | 9.84 | Residential | Behind the Meter | Yes | Pro Custom Solar dba Momentum Solar | PSE&G |  | Accepted | 2025-07-16 | 2025-08-07 | 2026-08-07 | Solar Panels | HANWHA | Q.PEAK DUO BLK ML-G10+410 |  | 0.41 | 3 | 111 | 4 |  | Fixed | Roof
NJADRE1560102072 | Administratively Determined Incentive Program | PERTH AMBOY | 8861 | 9.84 | Residential | Behind the Meter | Yes | Pro Custom Solar dba Momentum Solar | PSE&G |  | Accepted | 2025-07-16 | 2025-08-07 | 2026-08-07 | Solar Panels | HANWHA | Q.PEAK DUO BLK ML-G10+410 |  | 0.41 | 6 | 201 | 40 |  | Fixed | Roof
NJADRE1560102075 | Administratively Determined Incentive Program | Hamilton | 8610 | 5.16 | Residential | Behind the Meter | Yes | EMT Renewables, LLC | PSE&G |  | Accepted | 2025-07-16 | 2025-08-18 | 2026-08-18 | Solar Panels | SEG SOLAR | SEG 430 |  | 0.43 | 8 | 130 | 23 |  | Fixed | Roof
NJADRE1560102075 | Administratively Determined Incentive Program | Hamilton | 8610 | 5.16 | Residential | Behind the Meter | Yes | EMT Renewables, LLC | PSE&G |  | Accepted | 2025-07-16 | 2025-08-18 | 2026-08-18 | Solar Panels | SEG SOLAR | SEG 430 |  | 0.43 | 4 | 310 | 23 |  | Fixed | Roof
NJADRE1560102075 | Administratively Determined Incentive Program | Hamilton | 8610 | 5.16 | Residential | Behind the Meter | Yes | EMT Renewables, LLC | PSE&G |  | Accepted | 2025-07-16 | 2025-08-18 | 2026-08-18 | Inverters | ENPHASE | IQ8+ | 290 |  | 12 |  |  | 0.98 |  | Other | UNDER EACH PANEL
NJADRE1560102089 | Administratively Determined Incentive Program | PENNSVILLE | 8070 | 18.45 | Residential | Behind the Meter | Yes | Trinity Solar, LLC | AC Electric |  | Accepted | 2025-07-16 | 2025-08-07 | 2026-08-07 | Inverters | Solar Edge | USE5700H-USMNBL75 | 5760 |  | 1 |  |  | 0.97 |  | Outdoor
NJADRE1560102089 | Administratively Determined Incentive Program | PENNSVILLE | 8070 | 18.45 | Residential | Behind the Meter | Yes | Trinity Solar, LLC | AC Electric |  | Accepted | 2025-07-16 | 2025-08-07 | 2026-08-07 | Solar Panels | HANWHA | (Q.PEAK DUO BLK ML-G10.C+ 410) |  | 0.41 | 21 | 129 | 26 |  | Fixed | Roof
NJADRE1560102089 | Administratively Determined Incentive Program | PENNSVILLE | 8070 | 18.45 | Residential | Behind the Meter | Yes | Trinity Solar, LLC | AC Electric |  | Accepted | 2025-07-16 | 2025-08-07 | 2026-08-07 | Solar Panels | HANWHA | (Q.PEAK DUO BLK ML-G10.C+ 410) |  | 0.41 | 12 | 309 | 26 |  | Fixed | Roof
NJADRE1560102089 | Administratively Determined Incentive Program | PENNSVILLE | 8070 | 18.45 | Residential | Behind the Meter | Yes | Trinity Solar, LLC | AC Electric |  | Accepted | 2025-07-16 | 2025-08-07 | 2026-08-07 | Inverters | Solar Edge | USE10000H-USMNBL75 | 10000 |  | 1 |  |  | 0.97 |  | Outdoor
NJADRE1560102089 | Administratively Determined Incentive Program | PENNSVILLE | 8070 | 18.45 | Residential | Behind the Meter | Yes | Trinity Solar, LLC | AC Electric |  | Accepted | 2025-07-16 | 2025-08-07 | 2026-08-07 | Solar Panels | HANWHA | (Q.PEAK DUO BLK ML-G10.C+ 410) |  | 0.41 | 6 | 219 | 26 |  | Fixed | Roof
NJADRE1560102089 | Administratively Determined Incentive Program | PENNSVILLE | 8070 | 18.45 | Residential | Behind the Meter | Yes | Trinity Solar, LLC | AC Electric |  | Accepted | 2025-07-16 | 2025-08-07 | 2026-08-07 | Solar Panels | HANWHA | (Q.PEAK DUO BLK ML-G10.C+ 410) |  | 0.41 | 6 | 129 | 9 |  | Fixed | Roof
NJADRE1560102103 | Administratively Determined Incentive Program | BELVIDERE | 7823 | 17.63 | Residential | Behind the Meter | Yes | Whitman Construction, LLC | JCP&L |  | Accepted | 2025-07-16 | 2025-08-07 | 2026-08-07 | Solar Panels | Trina Solar | TSM-410NE09RC.05 |  | 0.41 | 13 | 157 | 20 |  | Fixed | Roof
NJADRE1560102103 | Administratively Determined Incentive Program | BELVIDERE | 7823 | 17.63 | Residential | Behind the Meter | Yes | Whitman Construction, LLC | JCP&L |  | Accepted | 2025-07-16 | 2025-08-07 | 2026-08-07 | Solar Panels | TRINA SOLAR | TSM-410NE09RC.05 |  | 0.41 | 23 | 158 | 20 |  | Fixed | Roof
NJADRE1560102103 | Administratively Determined Incentive Program | BELVIDERE | 7823 | 17.63 | Residential | Behind the Meter | Yes | Whitman Construction, LLC | JCP&L |  | Accepted | 2025-07-16 | 2025-08-07 | 2026-08-07 | Solar Panels | Trina Solar | TSM-410NE09RC.05 |  | 0.41 | 7 | 338 | 20 |  | Fixed | Roof
NJADRE1560102103 | Administratively Determined Incentive Program | BELVIDERE | 7823 | 17.63 | Residential | Behind the Meter | Yes | Whitman Construction, LLC | JCP&L |  | Accepted | 2025-07-16 | 2025-08-07 | 2026-08-07 | Inverters | ENPHASE | IQ8PLUS-72-2-US | 290 |  | 43 |  |  | 0.975 |  | Outdoor
NJADRE1560102110 | Administratively Determined Incentive Program | Bernardsville | 7924 | 15.99 | Residential | Behind the Meter | No | Trinity Solar, LLC | JCP&L |  | Accepted | 2025-07-17 | 2025-08-09 | 2026-08-09 | Inverters | Solar Edge | USE10000H-US | 10000 |  | 1 |  |  | 0.97 |  | Outside
NJADRE1560102110 | Administratively Determined Incentive Program | Bernardsville | 7924 | 15.99 | Residential | Behind the Meter | No | Trinity Solar, LLC | JCP&L |  | Accepted | 2025-07-17 | 2025-08-09 | 2026-08-09 | Inverters | Solar Edge | USE3800H-US | 3800 |  | 1 |  |  | 0.97 |  | Outside
NJADRE1560102110 | Administratively Determined Incentive Program | Bernardsville | 7924 | 15.99 | Residential | Behind the Meter | No | Trinity Solar, LLC | JCP&L |  | Accepted | 2025-07-17 | 2025-08-09 | 2026-08-09 | Solar Panels | Hanwha | Q.PEAK DUO BLK ML-G10+ 410 |  | 0.41 | 39 | 162 | 31 |  | Fixed | Roof
NJADRE1560102111 | Administratively Determined Incentive Program | Carteret | 7008 | 6.97 | Residential | Behind the Meter | Yes | Pro Custom Solar dba Momentum Solar | PSE&G |  | Accepted | 2025-07-16 | 2025-08-07 | 2026-08-07 | Inverters | ENPHASE | IQ8HC-72-M-DOM-US | 380 |  | 17 |  |  | 0.97 |  | Outdoor
NJADRE1560102111 | Administratively Determined Incentive Program | Carteret | 7008 | 6.97 | Residential | Behind the Meter | Yes | Pro Custom Solar dba Momentum Solar | PSE&G |  | Accepted | 2025-07-16 | 2025-08-07 | 2026-08-07 | Solar Panels | HANWHA | Q.PEAK DUO BLK ML-G10+410 |  | 0.41 | 12 | 91 | 34 |  | Fixed | Roof
NJADRE1560102111 | Administratively Determined Incentive Program | Carteret | 7008 | 6.97 | Residential | Behind the Meter | Yes | Pro Custom Solar dba Momentum Solar | PSE&G |  | Accepted | 2025-07-16 | 2025-08-07 | 2026-08-07 | Solar Panels | HANWHA | Q.PEAK DUO BLK ML-G10+410 |  | 0.41 | 5 | 271 | 17 |  | Fixed | Roof
NJADRE1560102118 | Administratively Determined Incentive Program | Princeton Twp | 8540 | 17.415 | Residential | Behind the Meter | Yes | Sunrun Installation Services, Inc. | PSE&G |  | Accepted | 2025-07-16 | 2025-08-07 | 2026-08-07 | Inverters | SolarEdge Technologies | SE5700H-USMN | 5760 |  | 1 |  |  | 0.99 |  | Outdoor | Next to meter
NJADRE1560102118 | Administratively Determined Incentive Program | Princeton Twp | 8540 | 17.415 | Residential | Behind the Meter | Yes | Sunrun Installation Services, Inc. | PSE&G |  | Accepted | 2025-07-16 | 2025-08-07 | 2026-08-07 | Solar Panels | JA Solar | JAM54S31-405/MR |  | 0.405 | 21 | 304 | 32 |  | Fixed | Roof
NJADRE1560102118 | Administratively Determined Incentive Program | Princeton Twp | 8540 | 17.415 | Residential | Behind the Meter | Yes | Sunrun Installation Services, Inc. | PSE&G |  | Accepted | 2025-07-16 | 2025-08-07 | 2026-08-07 | Solar Panels | JA Solar | JAM54S31-405/MR |  | 0.405 | 5 | 125 | 10 |  | Fixed | Roof
NJADRE1560102118 | Administratively Determined Incentive Program | Princeton Twp | 8540 | 17.415 | Residential | Behind the Meter | Yes | Sunrun Installation Services, Inc. | PSE&G |  | Accepted | 2025-07-16 | 2025-08-07 | 2026-08-07 | Solar Panels | JA Solar | JAM54S31-405/MR |  | 0.405 | 17 | 125 | 32 |  | Fixed | Roof
NJADRE1560102118 | Administratively Determined Incentive Program | Princeton Twp | 8540 | 17.415 | Residential | Behind the Meter | Yes | Sunrun Installation Services, Inc. | PSE&G |  | Accepted | 2025-07-16 | 2025-08-07 | 2026-08-07 | Inverters | SolarEdge Technologies | SE7600H-USMN | 7600 |  | 1 |  |  | 0.99 |  | Outdoor | Next to meter
NJADRE1560102121 | Administratively Determined Incentive Program | Brigantine | 8203 | 11.205 | Residential | Behind the Meter | No | Solar Energy World | AC Electric |  | Accepted | 2025-07-16 | 2025-08-07 | 2026-08-07 | Inverters | Enphase | IQ8+-72-M-US | 290 |  | 27 |  |  | 0.97 |  | Outside
NJADRE1560102121 | Administratively Determined Incentive Program | Brigantine | 8203 | 11.205 | Residential | Behind the Meter | No | Solar Energy World | AC Electric |  | Accepted | 2025-07-16 | 2025-08-07 | 2026-08-07 | Solar Panels | HANWHA | Q.PEAK DUOBLK ML-G10+-415W |  | 0.415 | 27 | 235 | 23 |  | Fixed | Roof
NJADRE1560102123 | Administratively Determined Incentive Program | Cherry Hill Twp | 8034 | 18.705 | Residential | Behind the Meter | Yes | SunnyMac, LLC | PSE&G |  | Accepted | 2025-07-16 | 2025-08-07 | 2026-08-07 | Solar Panels | HANWHA | Q.TRON BLK M-G2.H+ |  | 0.435 | 12 | 127 | 22 |  | Fixed | Roof
NJADRE1560102123 | Administratively Determined Incentive Program | Cherry Hill Twp | 8034 | 18.705 | Residential | Behind the Meter | Yes | SunnyMac, LLC | PSE&G |  | Accepted | 2025-07-16 | 2025-08-07 | 2026-08-07 | Solar Panels | HANWHA | Q.TRON BLK M-G2.H+ |  | 0.435 | 10 | 307 | 22 |  | Fixed | Roof
NJADRE1560102123 | Administratively Determined Incentive Program | Cherry Hill Twp | 8034 | 18.705 | Residential | Behind the Meter | Yes | SunnyMac, LLC | PSE&G |  | Accepted | 2025-07-16 | 2025-08-07 | 2026-08-07 | Solar Panels | Hanwha | Q.TRON BLK M-G2.H+ |  | 0.435 | 21 | 37 | 17 |  | Fixed | Roof
NJADRE1560102123 | Administratively Determined Incentive Program | Cherry Hill Twp | 8034 | 18.705 | Residential | Behind the Meter | Yes | SunnyMac, LLC | PSE&G |  | Accepted | 2025-07-16 | 2025-08-07 | 2026-08-07 | Inverters | SOLAREDGE HOME HUB | SE7600H-US | 7600 |  | 2 |  |  | 0.99 |  | Outdoor | next to meter
NJADRE1560102154 | Administratively Determined Incentive Program | Middletown | 7748 | 11.89 | Residential | Behind the Meter | Yes | Trinity Solar, LLC | JCP&L |  | Accepted | 2025-07-16 | 2025-08-07 | 2026-08-07 | Solar Panels | HANWHA | (Q.PEAK DUO BLK ML-G10.C+ 410) |  | 0.41 | 23 | 145 | 20 |  | Fixed | Roof
NJADRE1560102154 | Administratively Determined Incentive Program | Middletown | 7748 | 11.89 | Residential | Behind the Meter | Yes | Trinity Solar, LLC | JCP&L |  | Accepted | 2025-07-16 | 2025-08-07 | 2026-08-07 | Solar Panels | HANWHA | (Q.PEAK DUO BLK ML-G10.C+ 410) |  | 0.41 | 6 | 235 | 20 |  | Fixed | Roof
NJADRE1560102154 | Administratively Determined Incentive Program | Middletown | 7748 | 11.89 | Residential | Behind the Meter | Yes | Trinity Solar, LLC | JCP&L |  | Accepted | 2025-07-16 | 2025-08-07 | 2026-08-07 | Inverters | Solar Edge | USE10000H-USMNBL75 | 10000 |  | 1 |  |  | 0.97 |  | Outdoor
NJADRE1560102177 | Administratively Determined Incentive Program | EDISON | 8820 | 6.45 | Residential | Behind the Meter | No | Infinity Solar Systems, LLC | PSE&G |  | Accepted | 2025-07-16 | 2025-08-20 | 2026-08-20 | Solar Panels | SEG Solar | SEG-430-BTD-BG |  | 0.43 | 15 | 190 | 29 |  | Fixed | Roof
NJADRE1560102177 | Administratively Determined Incentive Program | EDISON | 8820 | 6.45 | Residential | Behind the Meter | No | Infinity Solar Systems, LLC | PSE&G |  | Accepted | 2025-07-16 | 2025-08-20 | 2026-08-20 | Inverters | Enphase | IQ8MC-72-M-US | 320 |  | 15 |  |  | 0.97 |  | Outdoor
NJADRE1560102183 | Administratively Determined Incentive Program | Pennsauken | 8110 | 5.1 | Residential | Behind the Meter | Yes | Power Energy Solutions, LLC | PSE&G |  | Accepted | 2025-07-16 | 2025-08-08 | 2026-08-08 | Inverters | SolarEdge | SE3800H-US | 4 |  | 1 |  |  | 0.97 |  | Outdoor
NJADRE1560102183 | Administratively Determined Incentive Program | Pennsauken | 8110 | 5.1 | Residential | Behind the Meter | Yes | Power Energy Solutions, LLC | PSE&G |  | Accepted | 2025-07-16 | 2025-08-08 | 2026-08-08 | Solar Panels | Trina Solar | TSM-425NE09RC.05 |  | 0.425 | 4 | 48 | 30 |  | Fixed | Roof
NJADRE1560102183 | Administratively Determined Incentive Program | Pennsauken | 8110 | 5.1 | Residential | Behind the Meter | Yes | Power Energy Solutions, LLC | PSE&G |  | Accepted | 2025-07-16 | 2025-08-08 | 2026-08-08 | Solar Panels | Trina Solar | TSM-425NE09RC.05 |  | 0.425 | 8 | 228 | 30 |  | Fixed | Roof
NJADRE1560102190 | Administratively Determined Incentive Program | HAMILTON TWP MER | 8619 | 6.56 | Residential | Behind the Meter | Yes | Sunrun Installation Services, Inc. | PSE&G |  | Accepted | 2025-07-16 | 2025-08-07 | 2026-08-07 | Solar Panels | Elin Energy (Sirius PV) | ELNSM54M-HC-410 |  | 0.41 | 16 | 205 | 37 |  | Fixed | Roof
NJADRE1560102190 | Administratively Determined Incentive Program | HAMILTON TWP MER | 8619 | 6.56 | Residential | Behind the Meter | Yes | Sunrun Installation Services, Inc. | PSE&G |  | Accepted | 2025-07-16 | 2025-08-07 | 2026-08-07 | Inverters | SolarEdge Technologies | SE5700H-USMN | 5760 |  | 1 |  |  | 0.99 |  | Outdoor | Next to meter
NJADRE1560102192 | Administratively Determined Incentive Program | WESTAMPTON TOWNSHIP | 8060 | 8.7 | Residential | Behind the Meter | Yes | SunnyMac, LLC | PSE&G |  | Accepted | 2025-07-16 | 2025-08-07 | 2026-08-07 | Solar Panels | HANWHA | Q.TRON BLK M-G2.H+ |  | 0.435 | 3 | 347 | 26 |  | Fixed | Roof
NJADRE1560102192 | Administratively Determined Incentive Program | WESTAMPTON TOWNSHIP | 8060 | 8.7 | Residential | Behind the Meter | Yes | SunnyMac, LLC | PSE&G |  | Accepted | 2025-07-16 | 2025-08-07 | 2026-08-07 | Solar Panels | HANWHA | Q.TRON BLK M-G2.H+ |  | 0.435 | 9 | 255 | 27 |  | Fixed | Roof
NJADRE1560102192 | Administratively Determined Incentive Program | WESTAMPTON TOWNSHIP | 8060 | 8.7 | Residential | Behind the Meter | Yes | SunnyMac, LLC | PSE&G |  | Accepted | 2025-07-16 | 2025-08-07 | 2026-08-07 | Solar Panels | HANWHA | Q.TRON BLK M-G2.H+ |  | 0.435 | 8 | 75 | 27 |  | Fixed | Roof
NJADRE1560102192 | Administratively Determined Incentive Program | WESTAMPTON TOWNSHIP | 8060 | 8.7 | Residential | Behind the Meter | Yes | SunnyMac, LLC | PSE&G |  | Accepted | 2025-07-16 | 2025-08-07 | 2026-08-07 | Inverters | SOLAREDGE HOME HUB | SE5700H-US | 5760 |  | 1 |  |  | 0.99 |  | Outdoor | next to meter
NJADRE1560102192 | Administratively Determined Incentive Program | WESTAMPTON TOWNSHIP | 8060 | 8.7 | Residential | Behind the Meter | Yes | SunnyMac, LLC | PSE&G |  | Accepted | 2025-07-16 | 2025-08-07 | 2026-08-07 | Meters | SOLAREDGE HOME HUB | SE-RGMTR-1D-240C-B |  |  | 1 |  |  |  | Yes | Outdoor
NJADRE1560102193 | Administratively Determined Incentive Program | TOMS RIVER | 8755 | 13.65 | Residential | Behind the Meter | No | Powerlutions, LLC | JCP&L |  | Accepted | 2025-07-16 | 2025-08-07 | 2026-08-07 | Solar Panels | CANADIAN | CS6.1-54TM-455H |  | 0.455 | 23 | 175 | 33 |  | Fixed | Roof
NJADRE1560102193 | Administratively Determined Incentive Program | TOMS RIVER | 8755 | 13.65 | Residential | Behind the Meter | No | Powerlutions, LLC | JCP&L |  | Accepted | 2025-07-16 | 2025-08-07 | 2026-08-07 | Solar Panels | CANADIAN | CS6.1-54TM-455H |  | 0.455 | 7 | 175 | 34 |  | Fixed | Roof
NJADRE1560102193 | Administratively Determined Incentive Program | TOMS RIVER | 8755 | 13.65 | Residential | Behind the Meter | No | Powerlutions, LLC | JCP&L |  | Accepted | 2025-07-16 | 2025-08-07 | 2026-08-07 | Inverters | Enphase | IQ8MC-72-M-US | 320 |  | 30 |  |  | 0.98 |  | Outdoor
NJADRE1560102201 | Administratively Determined Incentive Program | EAST ORANGE CITY | 7017 | 3.645 | Residential | Behind the Meter | Yes | Sunrun Installation Services, Inc. | PSE&G |  | Accepted | 2025-07-16 | 2025-08-07 | 2026-08-07 | Solar Panels | JA SOLAR | JAM54S31-405/MR |  | 0.405 | 9 | 131 | 36 |  | Fixed | Roof
NJADRE1560102201 | Administratively Determined Incentive Program | EAST ORANGE CITY | 7017 | 3.645 | Residential | Behind the Meter | Yes | Sunrun Installation Services, Inc. | PSE&G |  | Accepted | 2025-07-16 | 2025-08-07 | 2026-08-07 | Inverters | SOLAREDGE TECHNOLOGIES | SE3800H-USMN | 3800 |  | 1 |  |  | 0.99 |  | Outside
NJADRE1560102216 | Administratively Determined Incentive Program | PLAINFIELD CITY | 7060 | 6.525 | Residential | Behind the Meter | Yes | Integrity Solar & Home Solutions, LLC | PSE&G |  | Accepted | 2025-07-16 | 2025-08-08 | 2026-08-08 | Inverters | ENPHASE | IQ8HC | 380 |  | 15 |  |  | 0.98 |  | Other | UNDER EACH PANEL
NJADRE1560102216 | Administratively Determined Incentive Program | PLAINFIELD CITY | 7060 | 6.525 | Residential | Behind the Meter | Yes | Integrity Solar & Home Solutions, LLC | PSE&G |  | Accepted | 2025-07-16 | 2025-08-08 | 2026-08-08 | Solar Panels | Q CELLS | Q.TRON BLK M-G2H+ 435 |  | 0.435 | 7 | 319 | 44 |  | Fixed | Roof
NJADRE1560102216 | Administratively Determined Incentive Program | PLAINFIELD CITY | 7060 | 6.525 | Residential | Behind the Meter | Yes | Integrity Solar & Home Solutions, LLC | PSE&G |  | Accepted | 2025-07-16 | 2025-08-08 | 2026-08-08 | Solar Panels | Q CELLS | Q.TRON BLK M-G2H+ 435 |  | 0.435 | 8 | 139 | 44 |  | Fixed | Roof
NJADRE1560102223 | Administratively Determined Incentive Program | EVESHAM | 8053 | 13.53 | Residential | Behind the Meter | No | Tesla Energy Operations, Inc. | AC Electric |  | Accepted | 2025-07-16 | 2025-08-08 | 2026-08-08 | Inverters | Tesla | 1707000-XX-Y 11.5 kW | 11500 |  | 1 |  |  | 0.98 |  | Outdoor
NJADRE1560102223 | Administratively Determined Incentive Program | EVESHAM | 8053 | 13.53 | Residential | Behind the Meter | No | Tesla Energy Operations, Inc. | AC Electric |  | Accepted | 2025-07-16 | 2025-08-08 | 2026-08-08 | Electric Storage Battery | Tesla | Powerwall 3 |  |  | 1 |  |  |  | Lithium Ion |  | OUTSIDE
NJADRE1560102223 | Administratively Determined Incentive Program | EVESHAM | 8053 | 13.53 | Residential | Behind the Meter | No | Tesla Energy Operations, Inc. | AC Electric |  | Accepted | 2025-07-16 | 2025-08-08 | 2026-08-08 | Solar Panels | Hanwha | Q.PEAK DUO BLK ML-G10+/TS 410 |  | 0.41 | 11 | 162 | 30 |  | Fixed | Roof
NJADRE1560102223 | Administratively Determined Incentive Program | EVESHAM | 8053 | 13.53 | Residential | Behind the Meter | No | Tesla Energy Operations, Inc. | AC Electric |  | Accepted | 2025-07-16 | 2025-08-08 | 2026-08-08 | Solar Panels | Hanwha | Q.PEAK DUO BLK ML-G10+/TS 410 |  | 0.41 | 8 | 252 | 45 |  | Fixed | Roof
NJADRE1560102223 | Administratively Determined Incentive Program | EVESHAM | 8053 | 13.53 | Residential | Behind the Meter | No | Tesla Energy Operations, Inc. | AC Electric |  | Accepted | 2025-07-16 | 2025-08-08 | 2026-08-08 | Solar Panels | Hanwha | Q.PEAK DUO BLK ML-G10+/TS 410 |  | 0.41 | 2 | 252 | 18 |  | Fixed | Roof
NJADRE1560102223 | Administratively Determined Incentive Program | EVESHAM | 8053 | 13.53 | Residential | Behind the Meter | No | Tesla Energy Operations, Inc. | AC Electric |  | Accepted | 2025-07-16 | 2025-08-08 | 2026-08-08 | Solar Panels | Hanwha | Q.PEAK DUO BLK ML-G10+/TS 410 |  | 0.41 | 10 | 162 | 30 |  | Fixed | Roof
NJADRE1560102223 | Administratively Determined Incentive Program | EVESHAM | 8053 | 13.53 | Residential | Behind the Meter | No | Tesla Energy Operations, Inc. | AC Electric |  | Accepted | 2025-07-16 | 2025-08-08 | 2026-08-08 | Solar Panels | Hanwha | Q.PEAK DUO BLK ML-G10+/TS 410 |  | 0.41 | 2 | 72 | 18 |  | Fixed | Roof
NJADRE1560102226 | Administratively Determined Incentive Program | TOMS RIVER | 8753 | 10.75 | Residential | Behind the Meter | Yes | Infinity Solar Systems, LLC | JCP&L |  | Accepted | 2025-07-16 | 2025-08-15 | 2026-08-15 | Inverters | Enphase | IQ8MC-72-M-US | 320 |  | 25 |  |  | 0.97 |  | Outdoor
NJADRE1560102226 | Administratively Determined Incentive Program | TOMS RIVER | 8753 | 10.75 | Residential | Behind the Meter | Yes | Infinity Solar Systems, LLC | JCP&L |  | Accepted | 2025-07-16 | 2025-08-15 | 2026-08-15 | Solar Panels | SEG SOLAR | SEG-430-BTD-BG |  | 0.43 | 12 | 118 | 15 |  | Fixed | Roof
NJADRE1560102226 | Administratively Determined Incentive Program | TOMS RIVER | 8753 | 10.75 | Residential | Behind the Meter | Yes | Infinity Solar Systems, LLC | JCP&L |  | Accepted | 2025-07-16 | 2025-08-15 | 2026-08-15 | Solar Panels | SEG SOLAR | SEG-430-BTD-BG |  | 0.43 | 10 | 118 | 19 |  | Fixed | Roof
NJADRE1560102226 | Administratively Determined Incentive Program | TOMS RIVER | 8753 | 10.75 | Residential | Behind the Meter | Yes | Infinity Solar Systems, LLC | JCP&L |  | Accepted | 2025-07-16 | 2025-08-15 | 2026-08-15 | Solar Panels | SEG SOLAR | SEG-430-BTD-BG |  | 0.43 | 3 | 298 | 19 |  | Fixed | Roof
NJADRE1560102242 | Administratively Determined Incentive Program | WEST ORANGE | 7052 | 15.17 | Residential | Behind the Meter | Yes | Trinity Solar, LLC | PSE&G |  | Accepted | 2025-07-16 | 2025-08-07 | 2026-08-07 | Solar Panels | HANWHA | (Q.PEAK DUO BLK ML-G10.C+ 410) |  | 0.41 | 18 | 22 | 30 |  | Fixed | Roof
NJADRE1560102242 | Administratively Determined Incentive Program | WEST ORANGE | 7052 | 15.17 | Residential | Behind the Meter | Yes | Trinity Solar, LLC | PSE&G |  | Accepted | 2025-07-16 | 2025-08-07 | 2026-08-07 | Solar Panels | HANWHA | (Q.PEAK DUO BLK ML-G10.C+ 410) |  | 0.41 | 7 | 112 | 30 |  | Single Axis | Roof
NJADRE1560102242 | Administratively Determined Incentive Program | WEST ORANGE | 7052 | 15.17 | Residential | Behind the Meter | Yes | Trinity Solar, LLC | PSE&G |  | Accepted | 2025-07-16 | 2025-08-07 | 2026-08-07 | Solar Panels | HANWHA | (Q.PEAK DUO BLK ML-G10.C+ 410) |  | 0.41 | 5 | 202 | 30 |  | Fixed | Roof
NJADRE1560102242 | Administratively Determined Incentive Program | WEST ORANGE | 7052 | 15.17 | Residential | Behind the Meter | Yes | Trinity Solar, LLC | PSE&G |  | Accepted | 2025-07-16 | 2025-08-07 | 2026-08-07 | Solar Panels | HANWHA | (Q.PEAK DUO BLK ML-G10.C+ 410) |  | 0.41 | 7 | 292 | 30 |  | Fixed | Roof
NJADRE1560102242 | Administratively Determined Incentive Program | WEST ORANGE | 7052 | 15.17 | Residential | Behind the Meter | Yes | Trinity Solar, LLC | PSE&G |  | Accepted | 2025-07-16 | 2025-08-07 | 2026-08-07 | Inverters | Solar Edge | USE11400H-USMNBL75 | 11400 |  | 1 |  |  | 0.97 |  | Outdoor
NJADRE1560102268 | Administratively Determined Incentive Program | FREEHOLD | 7728 | 7.38 | Residential | Behind the Meter | Yes | Sunrun Installation Services, Inc. | JCP&L |  | Accepted | 2025-07-16 | 2025-08-07 | 2026-08-07 | Inverters | TESLA | Powerwall 3 1707000-xx-y | 11500 |  | 1 |  |  | 0.97 |  | Outdoor | Next to meter
NJADRE1560102268 | Administratively Determined Incentive Program | FREEHOLD | 7728 | 7.38 | Residential | Behind the Meter | Yes | Sunrun Installation Services, Inc. | JCP&L |  | Accepted | 2025-07-16 | 2025-08-07 | 2026-08-07 | Electric Storage Battery | TESLA | Powerwall 3 1707000-xx-y |  |  | 1 |  |  |  | Lithium Ion |  | OUTSIDE
NJADRE1560102268 | Administratively Determined Incentive Program | FREEHOLD | 7728 | 7.38 | Residential | Behind the Meter | Yes | Sunrun Installation Services, Inc. | JCP&L |  | Accepted | 2025-07-16 | 2025-08-07 | 2026-08-07 | Solar Panels | Hanwha Q-Cells | Q.PEAK DUO BLK ML-G10+ 410 DCA (MD06G100A-017) |  | 0.41 | 3 | 203 | 17 |  | Fixed | Roof
NJADRE1560102268 | Administratively Determined Incentive Program | FREEHOLD | 7728 | 7.38 | Residential | Behind the Meter | Yes | Sunrun Installation Services, Inc. | JCP&L |  | Accepted | 2025-07-16 | 2025-08-07 | 2026-08-07 | Solar Panels | Hanwha Q-Cells | Q.PEAK DUO BLK ML-G10+ 410 DCA (MD06G100A-017) |  | 0.41 | 15 | 203 | 18 |  | Fixed | Roof
NJADRE1560102270 | Administratively Determined Incentive Program | Browns Mills | 8015 | 22.62 | Residential | Behind the Meter | Yes | SunnyMac, LLC | JCP&L |  | Accepted | 2025-07-16 | 2025-08-07 | 2026-08-07 | Solar Panels | HANWHA | Q.TRON BLK M-G2.H+ |  | 0.435 | 8 | 287 | 5 |  | Fixed | Roof
NJADRE1560102270 | Administratively Determined Incentive Program | Browns Mills | 8015 | 22.62 | Residential | Behind the Meter | Yes | SunnyMac, LLC | JCP&L |  | Accepted | 2025-07-16 | 2025-08-07 | 2026-08-07 | Solar Panels | HANWHA | Q.TRON BLK M-G2.H+ |  | 0.435 | 10 | 197 | 22 |  | Fixed | Roof
NJADRE1560102270 | Administratively Determined Incentive Program | Browns Mills | 8015 | 22.62 | Residential | Behind the Meter | Yes | SunnyMac, LLC | JCP&L |  | Accepted | 2025-07-16 | 2025-08-07 | 2026-08-07 | Inverters | SOLAREDGE HOME HUB | SE11400H-US | 11400 |  | 1 |  |  | 0.99 |  | Outdoor | next to meter
NJADRE1560102270 | Administratively Determined Incentive Program | Browns Mills | 8015 | 22.62 | Residential | Behind the Meter | Yes | SunnyMac, LLC | JCP&L |  | Accepted | 2025-07-16 | 2025-08-07 | 2026-08-07 | Solar Panels | HANWHA | Q.TRON BLK M-G2.H+ |  | 0.435 | 6 | 17 | 22 |  | Fixed | Roof
NJADRE1560102270 | Administratively Determined Incentive Program | Browns Mills | 8015 | 22.62 | Residential | Behind the Meter | Yes | SunnyMac, LLC | JCP&L |  | Accepted | 2025-07-16 | 2025-08-07 | 2026-08-07 | Solar Panels | HANWHA | Q.TRON BLK M-G2.H+ |  | 0.435 | 23 | 107 | 35 |  | Fixed | Roof
NJADRE1560102270 | Administratively Determined Incentive Program | Browns Mills | 8015 | 22.62 | Residential | Behind the Meter | Yes | SunnyMac, LLC | JCP&L |  | Accepted | 2025-07-16 | 2025-08-07 | 2026-08-07 | Solar Panels | HANWHA | Q.TRON BLK M-G2.H+ |  | 0.435 | 5 | 287 | 18 |  | Fixed | Roof
NJADRE1560102270 | Administratively Determined Incentive Program | Browns Mills | 8015 | 22.62 | Residential | Behind the Meter | Yes | SunnyMac, LLC | JCP&L |  | Accepted | 2025-07-16 | 2025-08-07 | 2026-08-07 | Inverters | SOLAREDGE HOME HUB | SE5700H-US | 5760 |  | 1 |  |  | 0.99 |  | Outdoor | next to meter
NJADRE1560102270 | Administratively Determined Incentive Program | Browns Mills | 8015 | 22.62 | Residential | Behind the Meter | Yes | SunnyMac, LLC | JCP&L |  | Accepted | 2025-07-16 | 2025-08-07 | 2026-08-07 | Meters | SOLAREDGE HOME HUB | SE-RGMTR-1D-240C-B |  |  | 1 |  |  |  | Yes | Outdoor
NJADRE1560102501 | Administratively Determined Incentive Program | SICKLERVILLE | 8081 | 11.07 | Residential | Behind the Meter | Yes | Pro Custom Solar dba Momentum Solar | AC Electric |  | Accepted | 2025-07-16 | 2025-08-07 | 2026-08-07 | Solar Panels | Hanwha | Q.peak duo blk-g10+410 |  | 0.41 | 10 | 194 | 18 |  | Fixed | Roof
NJADRE1560102501 | Administratively Determined Incentive Program | SICKLERVILLE | 8081 | 11.07 | Residential | Behind the Meter | Yes | Pro Custom Solar dba Momentum Solar | AC Electric |  | Accepted | 2025-07-16 | 2025-08-07 | 2026-08-07 | Solar Panels | Hanwha | q.peak duo blk-g10+410 |  | 0.41 | 5 | 14 | 17 |  | Fixed | Roof
NJADRE1560102501 | Administratively Determined Incentive Program | SICKLERVILLE | 8081 | 11.07 | Residential | Behind the Meter | Yes | Pro Custom Solar dba Momentum Solar | AC Electric |  | Accepted | 2025-07-16 | 2025-08-07 | 2026-08-07 | Inverters | ENPHASE | IQ8HC-72-M-DOM-US | 380 |  | 27 |  |  | 0.973 |  | Outdoor
NJADRE1560102501 | Administratively Determined Incentive Program | SICKLERVILLE | 8081 | 11.07 | Residential | Behind the Meter | Yes | Pro Custom Solar dba Momentum Solar | AC Electric |  | Accepted | 2025-07-16 | 2025-08-07 | 2026-08-07 | Solar Panels | Hanwha | Q.peak duo blk-g10+410 |  | 0.41 | 12 | 103 | 20 |  | Fixed | Roof
NJADRE1560102581 | Administratively Determined Incentive Program | ELIZABETH | 7206 | 10.125 | Residential | Behind the Meter | No | Power Home Remodeling Group | PSE&G |  | Accepted | 2025-07-16 | 2025-08-07 | 2026-08-07 | Inverters | SolarEdge | SE7600H-US | 7600 |  | 1 |  |  | 0.99 |  | Outdoor
NJADRE1560102581 | Administratively Determined Incentive Program | ELIZABETH | 7206 | 10.125 | Residential | Behind the Meter | No | Power Home Remodeling Group | PSE&G |  | Accepted | 2025-07-16 | 2025-08-07 | 2026-08-07 | Solar Panels | JA Solar | JAM54S31 405/MR |  | 0.405 | 11 | 246 | 36 |  | Fixed | Roof
NJADRE1560102581 | Administratively Determined Incentive Program | ELIZABETH | 7206 | 10.125 | Residential | Behind the Meter | No | Power Home Remodeling Group | PSE&G |  | Accepted | 2025-07-16 | 2025-08-07 | 2026-08-07 | Meters | SolarEdge | Revenue Grade Data Ansi C12.20 |  |  | 1 |  |  |  | Yes | Outdoor
NJADRE1560102581 | Administratively Determined Incentive Program | ELIZABETH | 7206 | 10.125 | Residential | Behind the Meter | No | Power Home Remodeling Group | PSE&G |  | Accepted | 2025-07-16 | 2025-08-07 | 2026-08-07 | Solar Panels | JA Solar | JAM54S31 405/MR |  | 0.405 | 14 | 66 | 36 |  | Fixed | Roof
NJADRE1560102624 | Administratively Determined Incentive Program | Morris Plains | 7950 | 12.325 | Residential | Behind the Meter | Yes | All Phase Installations and Electrical Services | JCP&L |  | Accepted | 2025-07-16 | 2025-08-08 | 2026-08-08 | Solar Panels | TRINA SOLAR | TSM-425NE09RC.05 |  | 0.425 | 8 | 90 | 23 |  | Fixed | Roof
NJADRE1560102624 | Administratively Determined Incentive Program | Morris Plains | 7950 | 12.325 | Residential | Behind the Meter | Yes | All Phase Installations and Electrical Services | JCP&L |  | Accepted | 2025-07-16 | 2025-08-08 | 2026-08-08 | Inverters | ENPHASE | IQ8M-72-M-US | 325 |  | 29 |  |  | 0.976 |  | Outside
NJADRE1560102624 | Administratively Determined Incentive Program | Morris Plains | 7950 | 12.325 | Residential | Behind the Meter | Yes | All Phase Installations and Electrical Services | JCP&L |  | Accepted | 2025-07-16 | 2025-08-08 | 2026-08-08 | Solar Panels | TRINA SOLAR | TSM-425NE09RC.05 |  | 0.425 | 3 | 270 | 23 |  | Fixed | Roof
NJADRE1560102624 | Administratively Determined Incentive Program | Morris Plains | 7950 | 12.325 | Residential | Behind the Meter | Yes | All Phase Installations and Electrical Services | JCP&L |  | Accepted | 2025-07-16 | 2025-08-08 | 2026-08-08 | Solar Panels | TRINA SOLAR | TSM-425NE09RC.05 |  | 0.425 | 18 | 90 | 23 |  | Fixed | Roof
NJADRE1560102627 | Administratively Determined Incentive Program | PISCATAWAY | 8854 | 9.84 | Residential | Behind the Meter | No | PV4U, LLC | PSE&G |  | Accepted | 2025-07-16 | 2025-08-07 | 2026-08-07 | Solar Panels | Hanwha | QCELLS Q.PEAK DUO BLKML-G10+ 410 |  | 0.41 | 24 | 151 | 22 |  | Fixed | Roof
NJADRE1560102627 | Administratively Determined Incentive Program | PISCATAWAY | 8854 | 9.84 | Residential | Behind the Meter | No | PV4U, LLC | PSE&G |  | Accepted | 2025-07-16 | 2025-08-07 | 2026-08-07 | Inverters | ENPHASE | IQ8PLUS | 290 |  | 24 |  |  | 0.98 |  | Outside
NJADRE1560102633 | Administratively Determined Incentive Program | PLEASANTVILLE | 8232 | 15.3 | Residential | Behind the Meter | Yes | Whitman Construction, LLC | AC Electric |  | Accepted | 2025-07-16 | 2025-08-08 | 2026-08-08 | Solar Panels | JINKO SOLAR | JKM425N-54HL4-B |  | 0.425 | 3 | 26 | 23 |  | Fixed | Roof
NJADRE1560102633 | Administratively Determined Incentive Program | PLEASANTVILLE | 8232 | 15.3 | Residential | Behind the Meter | Yes | Whitman Construction, LLC | AC Electric |  | Accepted | 2025-07-16 | 2025-08-08 | 2026-08-08 | Solar Panels | JINKO SOLAR | JKM425N-54HL4-B |  | 0.425 | 4 | 206 | 9 |  | Fixed | Roof
NJADRE1560102633 | Administratively Determined Incentive Program | PLEASANTVILLE | 8232 | 15.3 | Residential | Behind the Meter | Yes | Whitman Construction, LLC | AC Electric |  | Accepted | 2025-07-16 | 2025-08-08 | 2026-08-08 | Solar Panels | JINKO SOLAR | JKM425N-54HL4-B |  | 0.425 | 16 | 206 | 23 |  | Fixed | Roof
NJADRE1560102633 | Administratively Determined Incentive Program | PLEASANTVILLE | 8232 | 15.3 | Residential | Behind the Meter | Yes | Whitman Construction, LLC | AC Electric |  | Accepted | 2025-07-16 | 2025-08-08 | 2026-08-08 | Inverters | ENPHASE | IQ8HC-72-M-DOM-US | 380 |  | 36 |  |  | 0.973 |  | Outdoor
NJADRE1560102633 | Administratively Determined Incentive Program | PLEASANTVILLE | 8232 | 15.3 | Residential | Behind the Meter | Yes | Whitman Construction, LLC | AC Electric |  | Accepted | 2025-07-16 | 2025-08-08 | 2026-08-08 | Solar Panels | JINKO SOLAR | JKM425N-54HL4-B |  | 0.425 | 13 | 26 | 23 |  | Fixed | Roof
NJADRE1560102741 | Administratively Determined Incentive Program | WEST DEPTFORD | 8096 | 10.25 | Residential | Behind the Meter | Yes | Trinity Solar, LLC | PSE&G |  | Accepted | 2025-07-16 | 2025-08-07 | 2026-08-07 | Inverters | Solar Edge | USE7600H-US | 7600 |  | 1 |  |  | 0.97 |  | Outside
NJADRE1560102741 | Administratively Determined Incentive Program | WEST DEPTFORD | 8096 | 10.25 | Residential | Behind the Meter | Yes | Trinity Solar, LLC | PSE&G |  | Accepted | 2025-07-16 | 2025-08-07 | 2026-08-07 | Solar Panels | Hanwha | Q.PEAK DUO BLK ML-G10+ 410 |  | 0.41 | 2 | 265 | 34 |  | Fixed | Roof
NJADRE1560102741 | Administratively Determined Incentive Program | WEST DEPTFORD | 8096 | 10.25 | Residential | Behind the Meter | Yes | Trinity Solar, LLC | PSE&G |  | Accepted | 2025-07-16 | 2025-08-07 | 2026-08-07 | Solar Panels | Hanwha | Q.PEAK DUO BLK ML-G10+ 410 |  | 0.41 | 15 | 175 | 18 |  | Fixed | Roof
NJADRE1560102741 | Administratively Determined Incentive Program | WEST DEPTFORD | 8096 | 10.25 | Residential | Behind the Meter | Yes | Trinity Solar, LLC | PSE&G |  | Accepted | 2025-07-16 | 2025-08-07 | 2026-08-07 | Solar Panels | Hanwha | Q.PEAK DUO BLK ML-G10+ 410 |  | 0.41 | 6 | 175 | 26 |  | Fixed | Roof
NJADRE1560102741 | Administratively Determined Incentive Program | WEST DEPTFORD | 8096 | 10.25 | Residential | Behind the Meter | Yes | Trinity Solar, LLC | PSE&G |  | Accepted | 2025-07-16 | 2025-08-07 | 2026-08-07 | Solar Panels | Hanwha | Q.PEAK DUO BLK ML-G10+ 410 |  | 0.41 | 2 | 85 | 34 |  | Fixed | Roof
NJADRE1560102778 | Administratively Determined Incentive Program | HAINESPORT | 8036 | 6.48 | Residential | Behind the Meter | No | Solar Energy World | PSE&G |  | Accepted | 2025-07-16 | 2025-08-07 | 2026-08-07 | Inverters | Enphase | IQ8HC-72-M-DOM-US | 384 |  | 16 |  |  | 0.97 |  | Outside
NJADRE1560102778 | Administratively Determined Incentive Program | HAINESPORT | 8036 | 6.48 | Residential | Behind the Meter | No | Solar Energy World | PSE&G |  | Accepted | 2025-07-16 | 2025-08-07 | 2026-08-07 | Solar Panels | LONGi | LR5-54HPB-405M |  | 0.405 | 16 | 241 | 33 |  | Fixed | Roof
NJADRE1560103386 | Administratively Determined Incentive Program | CLARKSBORO | 8020 | 14.76 | Residential | Behind the Meter | Yes | Trinity Solar, LLC | AC Electric |  | Accepted | 2025-07-16 | 2025-08-07 | 2026-08-07 | Solar Panels | HANWHA | Q.PEAK DUO BLK ML-G10+410 |  | 0.41 | 14 | 317 | 20 |  | Fixed | Roof
NJADRE1560103386 | Administratively Determined Incentive Program | CLARKSBORO | 8020 | 14.76 | Residential | Behind the Meter | Yes | Trinity Solar, LLC | AC Electric |  | Accepted | 2025-07-16 | 2025-08-07 | 2026-08-07 | Solar Panels | HANWHA | Q.PEAK DUO BLK ML-G10+410 |  | 0.41 | 22 | 137 | 20 |  | Fixed | Roof
NJADRE1560103386 | Administratively Determined Incentive Program | CLARKSBORO | 8020 | 14.76 | Residential | Behind the Meter | Yes | Trinity Solar, LLC | AC Electric |  | Accepted | 2025-07-16 | 2025-08-07 | 2026-08-07 | Inverters | SOLAREDGE | SE11400H-US | 11400 |  | 1 |  |  | 0.97 |  | Outside
NJADRE1560103405 | Administratively Determined Incentive Program | WILLINGBORO | 8046 | 7.885 | Residential | Behind the Meter | Yes | SunPurity, LLC | PSE&G |  | Accepted | 2025-07-16 | 2025-08-08 | 2026-08-08 | Solar Panels | Hanwha Q cells | Q.PEAK DUO BLK-ML-G10+ 415W |  | 0.415 | 6 | 52 | 26 |  | Fixed | Roof
NJADRE1560103405 | Administratively Determined Incentive Program | WILLINGBORO | 8046 | 7.885 | Residential | Behind the Meter | Yes | SunPurity, LLC | PSE&G |  | Accepted | 2025-07-16 | 2025-08-08 | 2026-08-08 | Inverters | SolarEdge | SE5700H-US | 5760 |  | 1 |  |  | 0.99 |  | Outdoor
NJADRE1560103405 | Administratively Determined Incentive Program | WILLINGBORO | 8046 | 7.885 | Residential | Behind the Meter | Yes | SunPurity, LLC | PSE&G |  | Accepted | 2025-07-16 | 2025-08-08 | 2026-08-08 | Solar Panels | Hanwha Q cells | Q.PEAK DUO BLK-ML-G10+ 415W |  | 0.415 | 13 | 232 | 26 |  | Fixed | Roof
NJADRE1560103407 | Administratively Determined Incentive Program | WASHINGTON | 7882 | 6.525 | Residential | Behind the Meter | Yes | SunnyMac, LLC | JCP&L |  | Accepted | 2025-07-16 | 2025-08-07 | 2026-08-07 | Solar Panels | HANWHA | Q.TRON BLK M-G2.H+ |  | 0.435 | 6 | 296 | 36 |  | Fixed | Roof
NJADRE1560103407 | Administratively Determined Incentive Program | WASHINGTON | 7882 | 6.525 | Residential | Behind the Meter | Yes | SunnyMac, LLC | JCP&L |  | Accepted | 2025-07-16 | 2025-08-07 | 2026-08-07 | Solar Panels | HANWHA | Q.TRON BLK M-G2.H+ |  | 0.435 | 4 | 206 | 36 |  | Fixed | Roof
NJADRE1560103407 | Administratively Determined Incentive Program | WASHINGTON | 7882 | 6.525 | Residential | Behind the Meter | Yes | SunnyMac, LLC | JCP&L |  | Accepted | 2025-07-16 | 2025-08-07 | 2026-08-07 | Solar Panels | HANWHA | Q.TRON BLK M-G2.H+ |  | 0.435 | 2 | 116 | 36 |  | Fixed | Roof
NJADRE1560103407 | Administratively Determined Incentive Program | WASHINGTON | 7882 | 6.525 | Residential | Behind the Meter | Yes | SunnyMac, LLC | JCP&L |  | Accepted | 2025-07-16 | 2025-08-07 | 2026-08-07 | Solar Panels | HANWHA | Q.TRON BLK M-G2.H+ |  | 0.435 | 3 | 296 | 12 |  | Fixed | Roof
NJADRE1560103407 | Administratively Determined Incentive Program | WASHINGTON | 7882 | 6.525 | Residential | Behind the Meter | Yes | SunnyMac, LLC | JCP&L |  | Accepted | 2025-07-16 | 2025-08-07 | 2026-08-07 | Inverters | SOLAREDGE HOME HUB | SE5700H-US | 5760 |  | 1 |  |  | 0.99 |  | Outdoor | next to meter
NJADRE1560103418 | Administratively Determined Incentive Program | Dennis | 8210 | 13.53 | Residential | Behind the Meter | Yes | Freedom Forever New Jersey, LLC | AC Electric |  | Accepted | 2025-07-16 | 2025-08-08 | 2026-08-08 | Inverters | Solar Edge | SE11400H-US | 11400 |  | 1 |  |  | 0.99 |  | Outdoor
NJADRE1560103418 | Administratively Determined Incentive Program | Dennis | 8210 | 13.53 | Residential | Behind the Meter | Yes | Freedom Forever New Jersey, LLC | AC Electric |  | Accepted | 2025-07-16 | 2025-08-08 | 2026-08-08 | Solar Panels | Hanwha | Q.PEAK DUO BLK ML-G10.C+ 410 |  | 0.41 | 25 | 99 | 31 |  | Fixed | Roof
NJADRE1560103418 | Administratively Determined Incentive Program | Dennis | 8210 | 13.53 | Residential | Behind the Meter | Yes | Freedom Forever New Jersey, LLC | AC Electric |  | Accepted | 2025-07-16 | 2025-08-08 | 2026-08-08 | Solar Panels | Hanwha | Q.PEAK DUO BLK ML-G10.C+ 410 |  | 0.41 | 8 | 279 | 23 |  | Fixed | Roof
NJADRE1560103425 | Administratively Determined Incentive Program | BRANCHBURG | 8876 | 9.84 | Residential | Behind the Meter | Yes | Pro Custom Solar dba Momentum Solar | JCP&L |  | Accepted | 2025-07-16 | 2025-08-07 | 2026-08-07 | Inverters | ENPHASE | IQ8HC-72-M-DOM-US | 380 |  | 24 |  |  | 0.97 |  | Outdoor
NJADRE1560103425 | Administratively Determined Incentive Program | BRANCHBURG | 8876 | 9.84 | Residential | Behind the Meter | Yes | Pro Custom Solar dba Momentum Solar | JCP&L |  | Accepted | 2025-07-16 | 2025-08-07 | 2026-08-07 | Solar Panels | HANWHA | Q.PEAK DUO BLK ML-G10+410 |  | 0.41 | 20 | 214 | 27 |  | Fixed | Roof
NJADRE1560103425 | Administratively Determined Incentive Program | BRANCHBURG | 8876 | 9.84 | Residential | Behind the Meter | Yes | Pro Custom Solar dba Momentum Solar | JCP&L |  | Accepted | 2025-07-16 | 2025-08-07 | 2026-08-07 | Solar Panels | HANWHA | Q.PEAK DUO BLK ML-G10+410 |  | 0.41 | 4 | 34 | 27 |  | Fixed | Roof
NJADRE1560103432 | Administratively Determined Incentive Program | Hopewell | 8560 | 14.76 | Residential | Behind the Meter | No | PV4U, LLC | PSE&G |  | Accepted | 2025-07-18 | 2025-08-12 | 2026-08-12 | Solar Panels | Hanwha | qcells 410 |  | 0.41 | 25 | 126 | 25 |  | Fixed | Roof
NJADRE1560103432 | Administratively Determined Incentive Program | Hopewell | 8560 | 14.76 | Residential | Behind the Meter | No | PV4U, LLC | PSE&G |  | Accepted | 2025-07-18 | 2025-08-12 | 2026-08-12 | Inverters | ENPHASE | IQ8PLUS | 290 |  | 36 |  |  | 0.98 |  | Outside
NJADRE1560103432 | Administratively Determined Incentive Program | Hopewell | 8560 | 14.76 | Residential | Behind the Meter | No | PV4U, LLC | PSE&G |  | Accepted | 2025-07-18 | 2025-08-12 | 2026-08-12 | Solar Panels | Hanwha | qcells 410 |  | 0.41 | 8 | 306 | 25 |  | Fixed | Roof
NJADRE1560103432 | Administratively Determined Incentive Program | Hopewell | 8560 | 14.76 | Residential | Behind the Meter | No | PV4U, LLC | PSE&G |  | Accepted | 2025-07-18 | 2025-08-12 | 2026-08-12 | Solar Panels | Hanwha | qcells 410 |  | 0.41 | 3 | 216 | 25 |  | Fixed | Roof
NJADRE1560103435 | Administratively Determined Incentive Program | MOUNT EPHRAIM | 8059 | 5.22 | Residential | Behind the Meter | Yes | Skyline Solar, LLC | PSE&G |  | Accepted | 2025-07-16 | 2025-08-11 | 2026-08-11 | Solar Panels | Hanwha | Q. Tron BLK M-G2.H+ |  | 0.435 | 2 | 296 | 19 |  | Fixed | Roof
NJADRE1560103435 | Administratively Determined Incentive Program | MOUNT EPHRAIM | 8059 | 5.22 | Residential | Behind the Meter | Yes | Skyline Solar, LLC | PSE&G |  | Accepted | 2025-07-16 | 2025-08-11 | 2026-08-11 | Solar Panels | Hanwha | Q. Tron BLK M-G2.H+ |  | 0.435 | 2 | 116 | 19 |  | Fixed | Roof
NJADRE1560103435 | Administratively Determined Incentive Program | MOUNT EPHRAIM | 8059 | 5.22 | Residential | Behind the Meter | Yes | Skyline Solar, LLC | PSE&G |  | Accepted | 2025-07-16 | 2025-08-11 | 2026-08-11 | Inverters | Enphase | IQ8HC-72-M-DOM-US | 380 |  | 12 |  |  | 0.976 |  | Outside
NJADRE1560103435 | Administratively Determined Incentive Program | MOUNT EPHRAIM | 8059 | 5.22 | Residential | Behind the Meter | Yes | Skyline Solar, LLC | PSE&G |  | Accepted | 2025-07-16 | 2025-08-11 | 2026-08-11 | Solar Panels | Hanwha | Q. Tron BLK M-G2.H+ |  | 0.435 | 8 | 26 | 4 |  | Fixed | Roof
NJADRE1560103461 | Administratively Determined Incentive Program | HAINESPORT | 8036 | 13.92 | Residential | Behind the Meter | Yes | SunnyMac, LLC | PSE&G |  | Accepted | 2025-07-16 | 2025-08-08 | 2026-08-08 | Solar Panels | HANWHA | Q.TRON BLK M-G2.H+ |  | 0.435 | 7 | 212 | 17 |  | Fixed | Roof
NJADRE1560103461 | Administratively Determined Incentive Program | HAINESPORT | 8036 | 13.92 | Residential | Behind the Meter | Yes | SunnyMac, LLC | PSE&G |  | Accepted | 2025-07-16 | 2025-08-08 | 2026-08-08 | Solar Panels | HANWHA | Q.TRON BLK M-G2.H+ |  | 0.435 | 7 | 212 | 6 |  | Fixed | Roof
NJADRE1560103461 | Administratively Determined Incentive Program | HAINESPORT | 8036 | 13.92 | Residential | Behind the Meter | Yes | SunnyMac, LLC | PSE&G |  | Accepted | 2025-07-16 | 2025-08-08 | 2026-08-08 | Solar Panels | HANWHA | Q.TRON BLK M-G2.H+ |  | 0.435 | 4 | 212 | 6 |  | Fixed | Roof
NJADRE1560103461 | Administratively Determined Incentive Program | HAINESPORT | 8036 | 13.92 | Residential | Behind the Meter | Yes | SunnyMac, LLC | PSE&G |  | Accepted | 2025-07-16 | 2025-08-08 | 2026-08-08 | Inverters | SOLAREDGE HOME HUB | SE10000H-US | 10000 |  | 1 |  |  | 0.99 |  | Outdoor | next to meter
NJADRE1560103461 | Administratively Determined Incentive Program | HAINESPORT | 8036 | 13.92 | Residential | Behind the Meter | Yes | SunnyMac, LLC | PSE&G |  | Accepted | 2025-07-16 | 2025-08-08 | 2026-08-08 | Solar Panels | HANWHA | Q.TRON BLK M-G2.H+ |  | 0.435 | 14 | 212 | 23 |  | Fixed | Roof
NJADRE1560103472 | Administratively Determined Incentive Program | NEWARK | 7106 | 9.43 | Residential | Behind the Meter | Yes | Pro Custom Solar dba Momentum Solar | PSE&G |  | Accepted | 2025-07-16 | 2025-08-08 | 2026-08-08 | Solar Panels | Hanwha | q.peak duo blk-g10+410 |  | 0.41 | 12 | 297 | 33 |  | Fixed | Roof
NJADRE1560103472 | Administratively Determined Incentive Program | NEWARK | 7106 | 9.43 | Residential | Behind the Meter | Yes | Pro Custom Solar dba Momentum Solar | PSE&G |  | Accepted | 2025-07-16 | 2025-08-08 | 2026-08-08 | Solar Panels | Hanwha | q.peak duo blk-g10+410 |  | 0.41 | 11 | 117 | 33 |  | Fixed | Roof
NJADRE1560103472 | Administratively Determined Incentive Program | NEWARK | 7106 | 9.43 | Residential | Behind the Meter | Yes | Pro Custom Solar dba Momentum Solar | PSE&G |  | Accepted | 2025-07-16 | 2025-08-08 | 2026-08-08 | Inverters | ENPHASE | IQ8HC-72-M-DOM-US | 380 |  | 23 |  |  | 0.97 |  | Outdoor
NJADRE1560103479 | Administratively Determined Incentive Program | MILLVILLE | 8332 | 5.74 | Residential | Behind the Meter | Yes | Trinity Solar, LLC | AC Electric |  | Accepted | 2025-07-16 | 2025-08-08 | 2026-08-08 | Solar Panels | HANWHA | (Q.PEAK DUO BLK ML-G10+ 410) |  | 0.41 | 7 | 85 | 27 |  | Fixed | Roof
NJADRE1560103479 | Administratively Determined Incentive Program | MILLVILLE | 8332 | 5.74 | Residential | Behind the Meter | Yes | Trinity Solar, LLC | AC Electric |  | Accepted | 2025-07-16 | 2025-08-08 | 2026-08-08 | Solar Panels | HANWHA | (Q.PEAK DUO BLK ML-G10+ 410) |  | 0.41 | 7 | 265 | 27 |  | Fixed | Roof
NJADRE1560103479 | Administratively Determined Incentive Program | MILLVILLE | 8332 | 5.74 | Residential | Behind the Meter | Yes | Trinity Solar, LLC | AC Electric |  | Accepted | 2025-07-16 | 2025-08-08 | 2026-08-08 | Inverters | Solar Edge | USE5700H-USMNBL75 | 5760 |  | 1 |  |  | 0.97 |  | Outdoor
NJADRE1560103494 | Administratively Determined Incentive Program | Pleasantville | 8232 | 4.785 | Residential | Behind the Meter | Yes | SunnyMac, LLC | AC Electric |  | Accepted | 2025-07-16 | 2025-08-07 | 2026-08-07 | Solar Panels | HANWHA | Q.TRON BLK M-G2.H+ |  | 0.435 | 9 | 295 | 32 |  | Fixed | Roof
NJADRE1560103494 | Administratively Determined Incentive Program | Pleasantville | 8232 | 4.785 | Residential | Behind the Meter | Yes | SunnyMac, LLC | AC Electric |  | Accepted | 2025-07-16 | 2025-08-07 | 2026-08-07 | Inverters | SOLAREDGE HOME HUB | SE3800H-US | 3800 |  | 1 |  |  | 0.99 |  | Outdoor | next to meter
NJADRE1560103494 | Administratively Determined Incentive Program | Pleasantville | 8232 | 4.785 | Residential | Behind the Meter | Yes | SunnyMac, LLC | AC Electric |  | Accepted | 2025-07-16 | 2025-08-07 | 2026-08-07 | Solar Panels | HANWHA | Q.TRON BLK M-G2.H+ |  | 0.435 | 2 | 115 | 32 |  | Fixed | Roof
NJADRE1560103508 | Administratively Determined Incentive Program | East Windsor | 8520 | 4.35 | Residential | Behind the Meter | No | Skyline Solar, LLC | JCP&L |  | Accepted | 2025-07-16 | 2025-08-08 | 2026-08-08 | Inverters | Enphase | IQ8HC-72-M-DOM-US | 380 |  | 10 |  |  | 0.976 |  | Outside
NJADRE1560103508 | Administratively Determined Incentive Program | East Windsor | 8520 | 4.35 | Residential | Behind the Meter | No | Skyline Solar, LLC | JCP&L |  | Accepted | 2025-07-16 | 2025-08-08 | 2026-08-08 | Solar Panels | Hanwha | Q. Tron BLK M-G2.H+ |  | 0.435 | 10 | 209 | 23 |  | Fixed | Roof
NJADRE1560103510 | Administratively Determined Incentive Program | Plainsboro | 8536 | 5.95 | Residential | Behind the Meter | Yes | Whitman Construction, LLC | PSE&G |  | Accepted | 2025-07-16 | 2025-08-07 | 2026-08-07 | Solar Panels | JINKO SOLAR | JKM425N-54HL4-B |  | 0.425 | 14 | 194 | 18 |  | Fixed | Roof
NJADRE1560103510 | Administratively Determined Incentive Program | Plainsboro | 8536 | 5.95 | Residential | Behind the Meter | Yes | Whitman Construction, LLC | PSE&G |  | Accepted | 2025-07-16 | 2025-08-07 | 2026-08-07 | Inverters | ENPHASE | IQ8HC-72-M-DOM-US | 380 |  | 14 |  |  | 0.973 |  | Outdoor
NJADRE1560103515 | Administratively Determined Incentive Program | Blackwood | 8012 | 6.97 | Residential | Behind the Meter | Yes | Trinity Solar, LLC | AC Electric |  | Accepted | 2025-07-16 | 2025-08-08 | 2026-08-08 | Solar Panels | Hanwha | Q.PEAK DUO BLK ML-G10+ 410 |  | 0.41 | 17 | 227 | 21 |  | Fixed | Roof
NJADRE1560103515 | Administratively Determined Incentive Program | Blackwood | 8012 | 6.97 | Residential | Behind the Meter | Yes | Trinity Solar, LLC | AC Electric |  | Accepted | 2025-07-16 | 2025-08-08 | 2026-08-08 | Inverters | Solar Edge | USE5700H-US | 5760 |  | 1 |  |  | 0.97 |  | Outside
NJADRE1560103521 | Administratively Determined Incentive Program | Swedesboro | 8085 | 10.25 | Residential | Behind the Meter | Yes | Freedom Forever New Jersey, LLC | AC Electric |  | Accepted | 2025-07-16 | 2025-08-08 | 2026-08-08 | Solar Panels | Hanwha | Q.PEAK DUO BLK ML-G10.C+ 410 |  | 0.41 | 25 | 220 | 24 |  | Fixed | Roof
NJADRE1560103521 | Administratively Determined Incentive Program | Swedesboro | 8085 | 10.25 | Residential | Behind the Meter | Yes | Freedom Forever New Jersey, LLC | AC Electric |  | Accepted | 2025-07-16 | 2025-08-08 | 2026-08-08 | Inverters | Solar Edge | SE10000H-US | 10000 |  | 1 |  |  | 0.99 |  | Outside
NJADRE1560103525 | Administratively Determined Incentive Program | TOMS RIVER | 8753 | 5.74 | Residential | Behind the Meter | No | Tesla Energy Operations, Inc. | JCP&L |  | Accepted | 2025-07-17 | 2025-08-08 | 2026-08-08 | Solar Panels | Hanwha | Q.PEAK DUO BLK ML-G10+/TS 410 |  | 0.41 | 2 | 75 | 27 |  | Fixed | Roof
NJADRE1560103525 | Administratively Determined Incentive Program | TOMS RIVER | 8753 | 5.74 | Residential | Behind the Meter | No | Tesla Energy Operations, Inc. | JCP&L |  | Accepted | 2025-07-17 | 2025-08-08 | 2026-08-08 | Inverters | Tesla | 1538000-XX-Y | 5000 |  | 1 |  |  | 0.98 |  | Outdoor
NJADRE1560103525 | Administratively Determined Incentive Program | TOMS RIVER | 8753 | 5.74 | Residential | Behind the Meter | No | Tesla Energy Operations, Inc. | JCP&L |  | Accepted | 2025-07-17 | 2025-08-08 | 2026-08-08 | Solar Panels | Hanwha | Q.PEAK DUO BLK ML-G10+/TS 410 |  | 0.41 | 12 | 345 | 27 |  | Fixed | Roof
NJADRE1560103525 | Administratively Determined Incentive Program | TOMS RIVER | 8753 | 5.74 | Residential | Behind the Meter | No | Tesla Energy Operations, Inc. | JCP&L |  | Accepted | 2025-07-17 | 2025-08-08 | 2026-08-08 | Electric Storage Battery | Tesla | AC Powerwall 2.0 |  |  | 2 |  |  |  | Lithium Ion |  | OUTSIDE
NJADRE1560103540 | Administratively Determined Incentive Program | Old Bridge | 8857 | 12.035 | Residential | Behind the Meter | Yes | Solar Energy World | JCP&L |  | Accepted | 2025-07-16 | 2025-08-08 | 2026-08-08 | Inverters | Enphase | IQ8HC-72-M-DOM-US | 384 |  | 29 |  |  | 0.97 |  | Outside
NJADRE1560103540 | Administratively Determined Incentive Program | Old Bridge | 8857 | 12.035 | Residential | Behind the Meter | Yes | Solar Energy World | JCP&L |  | Accepted | 2025-07-16 | 2025-08-08 | 2026-08-08 | Solar Panels | HANWHA | Q.PEAK DUOBLK ML-G10+-415W |  | 0.415 | 18 | 189 | 26 |  | Fixed | Roof
NJADRE1560103540 | Administratively Determined Incentive Program | Old Bridge | 8857 | 12.035 | Residential | Behind the Meter | Yes | Solar Energy World | JCP&L |  | Accepted | 2025-07-16 | 2025-08-08 | 2026-08-08 | Solar Panels | HANWHA | Q.PEAK DUOBLK ML-G10+-415W |  | 0.415 | 11 | 9 | 28 |  | Fixed | Roof
NJADRE1560103551 | Administratively Determined Incentive Program | Howell | 7731 | 10.66 | Residential | Behind the Meter | Yes | Trinity Solar, LLC | JCP&L |  | Accepted | 2025-07-16 | 2025-08-08 | 2026-08-08 | Inverters | Solar Edge | USE10000H-USMNBL75 | 10000 |  | 1 |  |  | 0.97 |  | Outdoor
NJADRE1560103551 | Administratively Determined Incentive Program | Howell | 7731 | 10.66 | Residential | Behind the Meter | Yes | Trinity Solar, LLC | JCP&L |  | Accepted | 2025-07-16 | 2025-08-08 | 2026-08-08 | Solar Panels | HANWHA | (Q.PEAK DUO BLK ML-G10.C+ 410) |  | 0.41 | 26 | 172 | 22 |  | Fixed | Roof
NJADRE1560103582 | Administratively Determined Incentive Program | WOOD-RIDGE | 7075 | 8.61 | Residential | Behind the Meter | Yes | Freedom Forever New Jersey, LLC | PSE&G |  | Accepted | 2025-07-16 | 2025-08-08 | 2026-08-08 | Solar Panels | Hanwha | Q.PEAK DUO BLK ML-G10.C+ 410 |  | 0.41 | 4 | 216 | 31 |  | Fixed | Roof
NJADRE1560103582 | Administratively Determined Incentive Program | WOOD-RIDGE | 7075 | 8.61 | Residential | Behind the Meter | Yes | Freedom Forever New Jersey, LLC | PSE&G |  | Accepted | 2025-07-16 | 2025-08-08 | 2026-08-08 | Inverters | Solar Edge | SE7600H-US | 7600 |  | 1 |  |  | 0.99 |  | Outside
NJADRE1560103582 | Administratively Determined Incentive Program | WOOD-RIDGE | 7075 | 8.61 | Residential | Behind the Meter | Yes | Freedom Forever New Jersey, LLC | PSE&G |  | Accepted | 2025-07-16 | 2025-08-08 | 2026-08-08 | Solar Panels | Hanwha | Q.PEAK DUO BLK ML-G10.C+ 410 |  | 0.41 | 17 | 36 | 14 |  | Fixed | Roof
NJADRE1560103586 | Administratively Determined Incentive Program | TEANECK | 7666 | 3.28 | Residential | Behind the Meter | Yes | Pro Custom Solar dba Momentum Solar | PSE&G |  | Accepted | 2025-07-16 | 2025-08-08 | 2026-08-08 | Inverters | ENPHASE | IQ8HC-72-M-DOM-US | 380 |  | 8 |  |  | 0.97 |  | Outdoor
NJADRE1560103586 | Administratively Determined Incentive Program | TEANECK | 7666 | 3.28 | Residential | Behind the Meter | Yes | Pro Custom Solar dba Momentum Solar | PSE&G |  | Accepted | 2025-07-16 | 2025-08-08 | 2026-08-08 | Solar Panels | HANWHA | Q.PEAK DUO BLK ML-G10+410 |  | 0.41 | 8 | 202 | 31 |  | Fixed | Roof
NJADRE1560103624 | Administratively Determined Incentive Program | MAPLE SHADE | 8052 | 5.33 | Residential | Behind the Meter | No | Define Solar, LLC | PSE&G |  | Accepted | 2025-07-16 | 2025-08-08 | 2026-08-08 | Solar Panels | Znshine | ZXM7-SH108 410W |  | 0.41 | 9 | 172 | 28 |  | Fixed | Roof
NJADRE1560103624 | Administratively Determined Incentive Program | MAPLE SHADE | 8052 | 5.33 | Residential | Behind the Meter | No | Define Solar, LLC | PSE&G |  | Accepted | 2025-07-16 | 2025-08-08 | 2026-08-08 | Inverters | Enphase | IQ8PLUS-72-2-US | 290 |  | 9 |  |  | 0.976 |  | Outside | Under each pv panel
NJADRE1560103624 | Administratively Determined Incentive Program | MAPLE SHADE | 8052 | 5.33 | Residential | Behind the Meter | No | Define Solar, LLC | PSE&G |  | Accepted | 2025-07-16 | 2025-08-08 | 2026-08-08 | Solar Panels | Znshine | ZXM7-SH108 410W |  | 0.41 | 4 | 172 | 28 |  | Fixed | Roof
NJADRE1560103624 | Administratively Determined Incentive Program | MAPLE SHADE | 8052 | 5.33 | Residential | Behind the Meter | No | Define Solar, LLC | PSE&G |  | Accepted | 2025-07-16 | 2025-08-08 | 2026-08-08 | Inverters | Enphase | IQ8PLUS-72-2-US | 290 |  | 4 |  |  | 0.976 |  | Outside | Under each pv panel
NJADRE1560103626 | Administratively Determined Incentive Program | LINDENWOLD | 8021 | 17.85 | Residential | Behind the Meter | Yes | Power Energy Solutions, LLC | AC Electric |  | Accepted | 2025-07-16 | 2025-08-08 | 2026-08-08 | Solar Panels | Trina Solar | TSM-425NE09RC.05 |  | 0.425 | 18 | 113 | 20 |  | Fixed | Roof
NJADRE1560103626 | Administratively Determined Incentive Program | LINDENWOLD | 8021 | 17.85 | Residential | Behind the Meter | Yes | Power Energy Solutions, LLC | AC Electric |  | Accepted | 2025-07-16 | 2025-08-08 | 2026-08-08 | Solar Panels | Trina Solar | TSM-425NE09RC.05 |  | 0.425 | 16 | 293 | 20 |  | Fixed | Roof
NJADRE1560103626 | Administratively Determined Incentive Program | LINDENWOLD | 8021 | 17.85 | Residential | Behind the Meter | Yes | Power Energy Solutions, LLC | AC Electric |  | Accepted | 2025-07-16 | 2025-08-08 | 2026-08-08 | Solar Panels | Trina Solar | TSM-425NE09RC.05 |  | 0.425 | 4 | 292 | 20 |  | Fixed | Roof
NJADRE1560103626 | Administratively Determined Incentive Program | LINDENWOLD | 8021 | 17.85 | Residential | Behind the Meter | Yes | Power Energy Solutions, LLC | AC Electric |  | Accepted | 2025-07-16 | 2025-08-08 | 2026-08-08 | Inverters | SolarEdge | SE10000H-US | 10000 |  | 1 |  |  | 0.97 |  | Outdoor
NJADRE1560103626 | Administratively Determined Incentive Program | LINDENWOLD | 8021 | 17.85 | Residential | Behind the Meter | Yes | Power Energy Solutions, LLC | AC Electric |  | Accepted | 2025-07-16 | 2025-08-08 | 2026-08-08 | Solar Panels | Trina Solar | TSM-425NE09RC.05 |  | 0.425 | 4 | 112 | 20 |  | Fixed | Roof
NJADRE1560103630 | Administratively Determined Incentive Program | EAST WINDSOR | 8520 | 4.785 | Residential | Behind the Meter | No | SunnyMac, LLC | JCP&L |  | Accepted | 2025-07-16 | 2025-08-08 | 2026-08-08 | Solar Panels | HANWHA | Q.TRON BLK M-G2.H+ |  | 0.435 | 11 | 120 | 23 |  | Fixed | Roof
NJADRE1560103630 | Administratively Determined Incentive Program | EAST WINDSOR | 8520 | 4.785 | Residential | Behind the Meter | No | SunnyMac, LLC | JCP&L |  | Accepted | 2025-07-16 | 2025-08-08 | 2026-08-08 | Inverters | SOLAREDGE HOME HUB | SE3800H-US | 3800 |  | 1 |  |  | 0.99 |  | Outdoor | next to meter
NJADRE1560103640 | Administratively Determined Incentive Program | CARTERET | 7008 | 8.2 | Residential | Behind the Meter | Yes | Trinity Solar, LLC | PSE&G |  | Accepted | 2025-07-16 | 2025-08-08 | 2026-08-08 | Solar Panels | HANWHA | Q.PEAK DUO BLK ML-G10+410 |  | 0.41 | 2 | 96 | 20 |  | Fixed | Roof
NJADRE1560103640 | Administratively Determined Incentive Program | CARTERET | 7008 | 8.2 | Residential | Behind the Meter | Yes | Trinity Solar, LLC | PSE&G |  | Accepted | 2025-07-16 | 2025-08-08 | 2026-08-08 | Inverters | SOLAREDGE | SE7600H-US | 7600 |  | 1 |  |  | 0.97 |  | Outside
NJADRE1560103640 | Administratively Determined Incentive Program | CARTERET | 7008 | 8.2 | Residential | Behind the Meter | Yes | Trinity Solar, LLC | PSE&G |  | Accepted | 2025-07-16 | 2025-08-08 | 2026-08-08 | Solar Panels | HANWHA | Q.PEAK DUO BLK ML-G10+410 |  | 0.41 | 18 | 276 | 19 |  | Fixed | Roof
NJADRE1560103646 | Administratively Determined Incentive Program | Brick | 8724 | 14.76 | Residential | Behind the Meter | Yes | Trinity Solar, LLC | JCP&L |  | Accepted | 2025-07-16 | 2025-08-08 | 2026-08-08 | Solar Panels | Hanwha | Q.PEAK DUO BLK ML-G10+ 410 |  | 0.41 | 22 | 244 | 14 |  | Fixed | Roof
NJADRE1560103646 | Administratively Determined Incentive Program | Brick | 8724 | 14.76 | Residential | Behind the Meter | Yes | Trinity Solar, LLC | JCP&L |  | Accepted | 2025-07-16 | 2025-08-08 | 2026-08-08 | Inverters | Solar Edge | USE11400H-US | 11400 |  | 1 |  |  | 0.97 |  | Outside
NJADRE1560103646 | Administratively Determined Incentive Program | Brick | 8724 | 14.76 | Residential | Behind the Meter | Yes | Trinity Solar, LLC | JCP&L |  | Accepted | 2025-07-16 | 2025-08-08 | 2026-08-08 | Solar Panels | Hanwha | Q.PEAK DUO BLK ML-G10+ 410 |  | 0.41 | 14 | 64 | 14 |  | Fixed | Roof
NJADRE1560103648 | Administratively Determined Incentive Program | NORTH BRUNSWICK | 8902 | 15.39 | Residential | Behind the Meter | Yes | Sunrun Installation Services, Inc. | PSE&G |  | Accepted | 2025-07-16 | 2025-08-08 | 2026-08-08 | Solar Panels | JA SOLAR | JAM54S31-405/MR |  | 0.405 | 22 | 218 | 16 |  | Fixed | Roof
NJADRE1560103648 | Administratively Determined Incentive Program | NORTH BRUNSWICK | 8902 | 15.39 | Residential | Behind the Meter | Yes | Sunrun Installation Services, Inc. | PSE&G |  | Accepted | 2025-07-16 | 2025-08-08 | 2026-08-08 | Inverters | SOLAREDGE TECHNOLOGIES | SE3800H-USMN | 3800 |  | 1 |  |  | 0.99 |  | Outdoor
NJADRE1560103648 | Administratively Determined Incentive Program | NORTH BRUNSWICK | 8902 | 15.39 | Residential | Behind the Meter | Yes | Sunrun Installation Services, Inc. | PSE&G |  | Accepted | 2025-07-16 | 2025-08-08 | 2026-08-08 | Inverters | SOLAREDGE TECHNOLOGIES | SE7600H-USMN | 7600 |  | 1 |  |  | 0.99 |  | Outdoor
NJADRE1560103648 | Administratively Determined Incentive Program | NORTH BRUNSWICK | 8902 | 15.39 | Residential | Behind the Meter | Yes | Sunrun Installation Services, Inc. | PSE&G |  | Accepted | 2025-07-16 | 2025-08-08 | 2026-08-08 | Solar Panels | JA SOLAR | JAM54S31-405/MR |  | 0.405 | 4 | 218 | 16 |  | Fixed | Roof
NJADRE1560103648 | Administratively Determined Incentive Program | NORTH BRUNSWICK | 8902 | 15.39 | Residential | Behind the Meter | Yes | Sunrun Installation Services, Inc. | PSE&G |  | Accepted | 2025-07-16 | 2025-08-08 | 2026-08-08 | Solar Panels | JA SOLAR | JAM54S31-405/MR |  | 0.405 | 12 | 38 | 16 |  | Fixed | Roof
NJADRE1560103652 | Administratively Determined Incentive Program | Pleasantville | 8232 | 6.525 | Residential | Behind the Meter | Yes | SunnyMac, LLC | AC Electric |  | Accepted | 2025-07-16 | 2025-08-08 | 2026-08-08 | Inverters | SOLAREDGE HOME HUB | SE5700H-US | 5760 |  | 1 |  |  | 0.99 |  | Outdoor | next to meter
NJADRE1560103652 | Administratively Determined Incentive Program | Pleasantville | 8232 | 6.525 | Residential | Behind the Meter | Yes | SunnyMac, LLC | AC Electric |  | Accepted | 2025-07-16 | 2025-08-08 | 2026-08-08 | Solar Panels | HANWHA | Q.TRON BLK M-G2.H+ |  | 0.435 | 4 | 28 | 33 |  | Fixed | Roof
NJADRE1560103652 | Administratively Determined Incentive Program | Pleasantville | 8232 | 6.525 | Residential | Behind the Meter | Yes | SunnyMac, LLC | AC Electric |  | Accepted | 2025-07-16 | 2025-08-08 | 2026-08-08 | Solar Panels | HANWHA | Q.TRON BLK M-G2.H+ |  | 0.435 | 11 | 208 | 33 |  | Fixed | Roof
NJADRE1560103655 | Administratively Determined Incentive Program | Orange | 7050 | 5.95 | Residential | Behind the Meter | Yes | Whitman Construction, LLC | PSE&G |  | Accepted | 2025-07-16 | 2025-08-08 | 2026-08-08 | Solar Panels | JINKO SOLAR | JKM425N-54HL4-B |  | 0.425 | 7 | 113 | 35 |  | Fixed | Roof
NJADRE1560103655 | Administratively Determined Incentive Program | Orange | 7050 | 5.95 | Residential | Behind the Meter | Yes | Whitman Construction, LLC | PSE&G |  | Accepted | 2025-07-16 | 2025-08-08 | 2026-08-08 | Inverters | ENPHASE | IQ8PLUS-72-2-US | 290 |  | 14 |  |  | 0.975 |  | Outdoor
NJADRE1560103655 | Administratively Determined Incentive Program | Orange | 7050 | 5.95 | Residential | Behind the Meter | Yes | Whitman Construction, LLC | PSE&G |  | Accepted | 2025-07-16 | 2025-08-08 | 2026-08-08 | Solar Panels | JINKO SOLAR | JKM425N-54HL4-B |  | 0.425 | 7 | 293 | 35 |  | Fixed | Roof
NJADRE1560103656 | Administratively Determined Incentive Program | Hawthorne | 7506 | 13.6 | Residential | Behind the Meter | No | Team Sunshine Construction, LLC | PSE&G |  | Accepted | 2025-07-16 | 2025-08-09 | 2026-08-09 | Inverters | ENPHASE | IQ8PLUS-72-2-US | 290 |  | 32 |  |  | 0.98 |  | Outdoor
NJADRE1560103656 | Administratively Determined Incentive Program | Hawthorne | 7506 | 13.6 | Residential | Behind the Meter | No | Team Sunshine Construction, LLC | PSE&G |  | Accepted | 2025-07-16 | 2025-08-09 | 2026-08-09 | Solar Panels | JINKO SOLAR | JKM425N-54HL4-B |  | 0.425 | 22 | 14 | 24 |  | Fixed | Roof
NJADRE1560103656 | Administratively Determined Incentive Program | Hawthorne | 7506 | 13.6 | Residential | Behind the Meter | No | Team Sunshine Construction, LLC | PSE&G |  | Accepted | 2025-07-16 | 2025-08-09 | 2026-08-09 | Meters | ENPHASE | 12345 |  |  | 1 |  |  |  | Yes | Outdoor
NJADRE1560103656 | Administratively Determined Incentive Program | Hawthorne | 7506 | 13.6 | Residential | Behind the Meter | No | Team Sunshine Construction, LLC | PSE&G |  | Accepted | 2025-07-16 | 2025-08-09 | 2026-08-09 | Solar Panels | JINKO SOLAR | JKM425N-54HL4-B |  | 0.425 | 10 | 194 | 24 |  | Fixed | Roof
NJADRE1560103678 | Administratively Determined Incentive Program | Mount Holly | 8060 | 4.675 | Residential | Behind the Meter | Yes | Power Energy Solutions, LLC | PSE&G |  | Accepted | 2025-07-16 | 2025-08-08 | 2026-08-08 | Solar Panels | Trina Solar | TSM-425NE09RC.05 |  | 0.425 | 2 | 151 | 14 |  | Fixed | Roof
NJADRE1560103678 | Administratively Determined Incentive Program | Mount Holly | 8060 | 4.675 | Residential | Behind the Meter | Yes | Power Energy Solutions, LLC | PSE&G |  | Accepted | 2025-07-16 | 2025-08-08 | 2026-08-08 | Solar Panels | Trina Solar | TSM-425NE09RC.05 |  | 0.425 | 9 | 151 | 35 |  | Fixed | Roof
NJADRE1560103678 | Administratively Determined Incentive Program | Mount Holly | 8060 | 4.675 | Residential | Behind the Meter | Yes | Power Energy Solutions, LLC | PSE&G |  | Accepted | 2025-07-16 | 2025-08-08 | 2026-08-08 | Inverters | SolarEdge | SE3800H-US | 4 |  | 1 |  |  | 0.97 |  | Outdoor
NJADRE1560103682 | Administratively Determined Incentive Program | Pennsville | 8070 | 16.095 | Residential | Behind the Meter | Yes | SunnyMac, LLC | AC Electric |  | Accepted | 2025-07-16 | 2025-08-18 | 2026-08-18 | Inverters | SOLAREDGE HOME HUB | SE11400H-US | 11400 |  | 1 |  |  | 0.99 |  | Outdoor | next to meter
NJADRE1560103682 | Administratively Determined Incentive Program | Pennsville | 8070 | 16.095 | Residential | Behind the Meter | Yes | SunnyMac, LLC | AC Electric |  | Accepted | 2025-07-16 | 2025-08-18 | 2026-08-18 | Solar Panels | HANWHA | Q.TRON BLK M-G2.H+ |  | 0.435 | 19 | 263 | 34 |  | Fixed | Roof
NJADRE1560103682 | Administratively Determined Incentive Program | Pennsville | 8070 | 16.095 | Residential | Behind the Meter | Yes | SunnyMac, LLC | AC Electric |  | Accepted | 2025-07-16 | 2025-08-18 | 2026-08-18 | Solar Panels | HANWHA | Q.TRON BLK M-G2.H+ |  | 0.435 | 18 | 83 | 34 |  | Fixed | Roof
NJADRE1560103869 | Administratively Determined Incentive Program | Pennsville | 8070 | 20.91 | Residential | Behind the Meter | Yes | Trinity Solar, LLC | AC Electric |  | Accepted | 2025-07-16 | 2025-08-08 | 2026-08-08 | Inverters | Solar Edge | USE7600H-USMNBL75 | 7600 |  | 1 |  |  | 0.97 |  | Outdoor
NJADRE1560103869 | Administratively Determined Incentive Program | Pennsville | 8070 | 20.91 | Residential | Behind the Meter | Yes | Trinity Solar, LLC | AC Electric |  | Accepted | 2025-07-16 | 2025-08-08 | 2026-08-08 | Solar Panels | HANWHA | (Q.PEAK DUO BLK ML-G10.C+ 410) |  | 0.41 | 18 | 308 | 23 |  | Fixed | Roof
NJADRE1560103869 | Administratively Determined Incentive Program | Pennsville | 8070 | 20.91 | Residential | Behind the Meter | Yes | Trinity Solar, LLC | AC Electric |  | Accepted | 2025-07-16 | 2025-08-08 | 2026-08-08 | Solar Panels | HANWHA | (Q.PEAK DUO BLK ML-G10.C+ 410) |  | 0.41 | 27 | 128 | 23 |  | Fixed | Roof
NJADRE1560103869 | Administratively Determined Incentive Program | Pennsville | 8070 | 20.91 | Residential | Behind the Meter | Yes | Trinity Solar, LLC | AC Electric |  | Accepted | 2025-07-16 | 2025-08-08 | 2026-08-08 | Solar Panels | HANWHA | (Q.PEAK DUO BLK ML-G10.C+ 410) |  | 0.41 | 6 | 308 | 23 |  | Fixed | Roof
NJADRE1560103869 | Administratively Determined Incentive Program | Pennsville | 8070 | 20.91 | Residential | Behind the Meter | Yes | Trinity Solar, LLC | AC Electric |  | Accepted | 2025-07-16 | 2025-08-08 | 2026-08-08 | Inverters | Solar Edge | USE10000H-USMNBL75 | 10000 |  | 1 |  |  | 0.97 |  | Outdoor
NJADRE1560104178 | Administratively Determined Incentive Program | CLIFFWOOD | 7721 | 9.84 | Residential | Behind the Meter | Yes | Trinity Solar, LLC | JCP&L |  | Accepted | 2025-07-16 | 2025-08-08 | 2026-08-08 | Solar Panels | Hanwha | Q.PEAK DUO BLK ML-G10+ 410 |  | 0.41 | 4 | 165 | 30 |  | Fixed | Roof
NJADRE1560104178 | Administratively Determined Incentive Program | CLIFFWOOD | 7721 | 9.84 | Residential | Behind the Meter | Yes | Trinity Solar, LLC | JCP&L |  | Accepted | 2025-07-16 | 2025-08-08 | 2026-08-08 | Inverters | Solar Edge | USE7600H-US | 7600 |  | 1 |  |  | 0.97 |  | Outside
NJADRE1560104178 | Administratively Determined Incentive Program | CLIFFWOOD | 7721 | 9.84 | Residential | Behind the Meter | Yes | Trinity Solar, LLC | JCP&L |  | Accepted | 2025-07-16 | 2025-08-08 | 2026-08-08 | Solar Panels | Hanwha | Q.PEAK DUO BLK ML-G10+ 410 |  | 0.41 | 10 | 342 | 21 |  | Fixed | Roof
NJADRE1560104178 | Administratively Determined Incentive Program | CLIFFWOOD | 7721 | 9.84 | Residential | Behind the Meter | Yes | Trinity Solar, LLC | JCP&L |  | Accepted | 2025-07-16 | 2025-08-08 | 2026-08-08 | Solar Panels | Hanwha | Q.PEAK DUO BLK ML-G10+ 410 |  | 0.41 | 10 | 162 | 21 |  | Fixed | Roof
NJADRE1560104185 | Administratively Determined Incentive Program | PHILLIPSBURG | 8865 | 9.84 | Residential | Behind the Meter | Yes | Freedom Forever New Jersey, LLC | JCP&L |  | Accepted | 2025-07-16 | 2025-08-08 | 2026-08-08 | Inverters | Solar Edge | SE7600H-US | 7600 |  | 1 |  |  | 0.99 |  | Outdoor
NJADRE1560104185 | Administratively Determined Incentive Program | PHILLIPSBURG | 8865 | 9.84 | Residential | Behind the Meter | Yes | Freedom Forever New Jersey, LLC | JCP&L |  | Accepted | 2025-07-16 | 2025-08-08 | 2026-08-08 | Solar Panels | Hanwha | Q.PEAK DUO BLK ML-G10.C+ 410 |  | 0.41 | 5 | 150 | 23 |  | Fixed | Roof
NJADRE1560104185 | Administratively Determined Incentive Program | PHILLIPSBURG | 8865 | 9.84 | Residential | Behind the Meter | Yes | Freedom Forever New Jersey, LLC | JCP&L |  | Accepted | 2025-07-16 | 2025-08-08 | 2026-08-08 | Solar Panels | Hanwha | Q.PEAK DUO BLK ML-G10.C+ 410 |  | 0.41 | 14 | 240 | 22 |  | Fixed | Roof
NJADRE1560104185 | Administratively Determined Incentive Program | PHILLIPSBURG | 8865 | 9.84 | Residential | Behind the Meter | Yes | Freedom Forever New Jersey, LLC | JCP&L |  | Accepted | 2025-07-16 | 2025-08-08 | 2026-08-08 | Solar Panels | Hanwha | Q.PEAK DUO BLK ML-G10.C+ 410 |  | 0.41 | 5 | 330 | 23 |  | Fixed | Roof
NJADRE1560104203 | Administratively Determined Incentive Program | PISCATAWAY | 8854 | 5.74 | Residential | Behind the Meter | No | Tesla Energy Operations, Inc. | PSE&G |  | Accepted | 2025-07-16 | 2025-08-08 | 2026-08-08 | Solar Panels | Hanwha | Q.PEAK DUO BLK ML-G10+/TS 410 |  | 0.41 | 14 | 235 | 27 |  | Fixed | Roof
NJADRE1560104203 | Administratively Determined Incentive Program | PISCATAWAY | 8854 | 5.74 | Residential | Behind the Meter | No | Tesla Energy Operations, Inc. | PSE&G |  | Accepted | 2025-07-16 | 2025-08-08 | 2026-08-08 | Inverters | Tesla | 5.0 kW Tesla Inc 1538000-XX-Y | 5000 |  | 1 |  |  | 0.98 |  | Outdoor
NJADRE1560104232 | Administratively Determined Incentive Program | STEWARTSVILLE | 8886 | 7.35 | Residential | Behind the Meter | No | Evoke Solar, Inc. | JCP&L |  | Accepted | 2025-07-16 | 2025-08-13 | 2026-08-13 | Solar Panels | Maxeon | SPR-X21-350-BLK-E-AC |  | 0.35 | 21 | 265 | 32 |  | Fixed | Roof
NJADRE1560104232 | Administratively Determined Incentive Program | STEWARTSVILLE | 8886 | 7.35 | Residential | Behind the Meter | No | Evoke Solar, Inc. | JCP&L |  | Accepted | 2025-07-16 | 2025-08-13 | 2026-08-13 | Inverters | Enphase | IQ7X-96-2-US | 315 |  | 21 |  |  | 0.975 |  | Outside | back of each panel
NJADRE1560104233 | Administratively Determined Incentive Program | SWEDESBORO | 8085 | 9.35 | Residential | Behind the Meter | Yes | Power Energy Solutions, LLC | AC Electric |  | Accepted | 2025-07-16 | 2025-08-08 | 2026-08-08 | Solar Panels | Trina Solar | TSM-425NE09RC.05 |  | 0.425 | 12 | 208 | 39 |  | Fixed | Roof
NJADRE1560104233 | Administratively Determined Incentive Program | SWEDESBORO | 8085 | 9.35 | Residential | Behind the Meter | Yes | Power Energy Solutions, LLC | AC Electric |  | Accepted | 2025-07-16 | 2025-08-08 | 2026-08-08 | Solar Panels | Trina Solar | TSM-425NE09RC.05 |  | 0.425 | 10 | 208 | 31 |  | Fixed | Roof
NJADRE1560104233 | Administratively Determined Incentive Program | SWEDESBORO | 8085 | 9.35 | Residential | Behind the Meter | Yes | Power Energy Solutions, LLC | AC Electric |  | Accepted | 2025-07-16 | 2025-08-08 | 2026-08-08 | Inverters | SolarEdge | SE5700H-US | 6 |  | 1 |  |  | 0.97 |  | Outdoor
NJADRE1560104237 | Administratively Determined Incentive Program | FRANKLIN TOWNSHIP | 8802 | 11.31 | Residential | Behind the Meter | Yes | SunnyMac, LLC | JCP&L |  | Accepted | 2025-07-16 | 2025-08-08 | 2026-08-08 | Solar Panels | HANWHA | Q.TRON BLK M-G2.H+ |  | 0.435 | 26 | 167 | 30 |  | Fixed | Roof
NJADRE1560104237 | Administratively Determined Incentive Program | FRANKLIN TOWNSHIP | 8802 | 11.31 | Residential | Behind the Meter | Yes | SunnyMac, LLC | JCP&L |  | Accepted | 2025-07-16 | 2025-08-08 | 2026-08-08 | Inverters | HANWHA | Q.TRON BLK M-G2.H+ | 435 |  | 26 |  |  | 0.99 |  | Outdoor | next to meter
NJADRE1560104239 | Administratively Determined Incentive Program | Toms River | 8753 | 32.37 | Residential | Behind the Meter | Yes | SunPurity, LLC | JCP&L |  | Accepted | 2025-07-16 | 2025-08-11 | 2026-08-11 | Solar Panels | Hanwha Q cells | Q.PEAK DUO BLK-ML-G10+ 415W |  | 0.415 | 8 | 210 | 41 |  | Fixed | Roof
NJADRE1560104239 | Administratively Determined Incentive Program | Toms River | 8753 | 32.37 | Residential | Behind the Meter | Yes | SunPurity, LLC | JCP&L |  | Accepted | 2025-07-16 | 2025-08-11 | 2026-08-11 | Solar Panels | Hanwha Q cells | Q.PEAK DUO BLK-ML-G10+ 415W |  | 0.415 | 30 | 300 | 33 |  | Fixed | Roof
NJADRE1560104239 | Administratively Determined Incentive Program | Toms River | 8753 | 32.37 | Residential | Behind the Meter | Yes | SunPurity, LLC | JCP&L |  | Accepted | 2025-07-16 | 2025-08-11 | 2026-08-11 | Inverters | SolarEdge | SE11400H-US | 22800 |  | 2 |  |  | 0.99 |  | Outdoor
NJADRE1560104239 | Administratively Determined Incentive Program | Toms River | 8753 | 32.37 | Residential | Behind the Meter | Yes | SunPurity, LLC | JCP&L |  | Accepted | 2025-07-16 | 2025-08-11 | 2026-08-11 | Solar Panels | Hanwha Q cells | Q.PEAK DUO BLK-ML-G10+ 415W |  | 0.415 | 40 | 120 | 34 |  | Fixed | Roof
NJADRE1560104245 | Administratively Determined Incentive Program | SECAUCUS | 7094 | 12.71 | Residential | Behind the Meter | Yes | Pro Custom Solar dba Momentum Solar | PSE&G |  | Accepted | 2025-07-16 | 2025-08-08 | 2026-08-08 | Solar Panels | HANWHA | Q.PEAK DUO BLK ML-G10+410 |  | 0.41 | 13 | 130 | 33 |  | Fixed | Roof
NJADRE1560104245 | Administratively Determined Incentive Program | SECAUCUS | 7094 | 12.71 | Residential | Behind the Meter | Yes | Pro Custom Solar dba Momentum Solar | PSE&G |  | Accepted | 2025-07-16 | 2025-08-08 | 2026-08-08 | Solar Panels | HANWHA | Q.PEAK DUO BLK ML-G10+410 |  | 0.41 | 2 | 220 | 33 |  | Fixed | Roof
NJADRE1560104245 | Administratively Determined Incentive Program | SECAUCUS | 7094 | 12.71 | Residential | Behind the Meter | Yes | Pro Custom Solar dba Momentum Solar | PSE&G |  | Accepted | 2025-07-16 | 2025-08-08 | 2026-08-08 | Inverters | ENPHASE | IQ8HC-72-M-DOM-US | 380 |  | 31 |  |  | 0.97 |  | Outdoor
NJADRE1560104245 | Administratively Determined Incentive Program | SECAUCUS | 7094 | 12.71 | Residential | Behind the Meter | Yes | Pro Custom Solar dba Momentum Solar | PSE&G |  | Accepted | 2025-07-16 | 2025-08-08 | 2026-08-08 | Solar Panels | HANWHA | Q.PEAK DUO BLK ML-G10+410 |  | 0.41 | 16 | 129 | 5 |  | Fixed | Roof
NJADRE1560104247 | Administratively Determined Incentive Program | Edison | 8837 | 4.51 | Residential | Behind the Meter | Yes | Freedom Forever New Jersey, LLC | PSE&G |  | Accepted | 2025-07-16 | 2025-08-08 | 2026-08-08 | Solar Panels | Hanwha | Q.PEAK DUO BLK ML-G10.C+ 410 |  | 0.41 | 11 | 103 | 41 |  | Fixed | Roof
NJADRE1560104247 | Administratively Determined Incentive Program | Edison | 8837 | 4.51 | Residential | Behind the Meter | Yes | Freedom Forever New Jersey, LLC | PSE&G |  | Accepted | 2025-07-16 | 2025-08-08 | 2026-08-08 | Inverters | Solar Edge | SE3800H-US | 3800 |  | 1 |  |  | 0.99 |  | Outside
NJADRE1560104249 | Administratively Determined Incentive Program | NEWARK CITY | 7107 | 6 | Residential | Behind the Meter | Yes | Bright Ops, Inc. | PSE&G |  | Accepted | 2025-07-16 | 2025-08-15 | 2026-08-15 | Solar Panels | Hanwha Q-Cells | Q.PEAK DUO BLK ML-G10+ 400 |  | 0.4 | 15 | 22 | 27 |  | Fixed | Roof
NJADRE1560104249 | Administratively Determined Incentive Program | NEWARK CITY | 7107 | 6 | Residential | Behind the Meter | Yes | Bright Ops, Inc. | PSE&G |  | Accepted | 2025-07-16 | 2025-08-15 | 2026-08-15 | Inverters | SolarEdge Technologies | SE5000H - USRGM | 5000 |  | 1 |  |  | 0.98 |  | Outdoor | Outside
NJADRE1560104270 | Administratively Determined Incentive Program | Dover | 7801 | 7.055 | Residential | Behind the Meter | Yes | SunnyMac, LLC | JCP&L |  | Accepted | 2025-07-16 | 2025-08-14 | 2026-08-14 | Solar Panels | HANWHA | Q.PEAK DUO BLK ML-G10+ 415W |  | 0.415 | 5 | 102 | 45 |  | Fixed | Roof
NJADRE1560104270 | Administratively Determined Incentive Program | Dover | 7801 | 7.055 | Residential | Behind the Meter | Yes | SunnyMac, LLC | JCP&L |  | Accepted | 2025-07-16 | 2025-08-14 | 2026-08-14 | Solar Panels | HANWHA | Q.PEAK DUO BLK ML-G10+ 415W |  | 0.415 | 6 | 192 | 45 |  | Fixed | Roof | 3186
NJADRE1560104270 | Administratively Determined Incentive Program | Dover | 7801 | 7.055 | Residential | Behind the Meter | Yes | SunnyMac, LLC | JCP&L |  | Accepted | 2025-07-16 | 2025-08-14 | 2026-08-14 | Solar Panels | HANWHA | Q.PEAK DUO BLK ML-G10+ 415W |  | 0.415 | 2 | 192 | 45 |  | Fixed | Roof
NJADRE1560104270 | Administratively Determined Incentive Program | Dover | 7801 | 7.055 | Residential | Behind the Meter | Yes | SunnyMac, LLC | JCP&L |  | Accepted | 2025-07-16 | 2025-08-14 | 2026-08-14 | Inverters | SOLAREDGE HOME HUB | SE5700H-US | 5760 |  | 1 |  |  | 0.99 |  | Outdoor | next to meter
NJADRE1560104270 | Administratively Determined Incentive Program | Dover | 7801 | 7.055 | Residential | Behind the Meter | Yes | SunnyMac, LLC | JCP&L |  | Accepted | 2025-07-16 | 2025-08-14 | 2026-08-14 | Solar Panels | HANWHA | Q.PEAK DUO BLK ML-G10+ 415W |  | 0.415 | 4 | 191 | 12 |  | Fixed | Roof
NJADRE1560104282 | Administratively Determined Incentive Program | Hawthorne | 7506 | 5.525 | Residential | Behind the Meter | No | Team Sunshine Construction, LLC | PSE&G |  | Accepted | 2025-07-16 | 2025-08-11 | 2026-08-11 | Inverters | TESLA | 1538000-XX-Y INVERTER (7.6KW) | 8 |  | 1 |  |  | 0.98 |  | Outdoor
NJADRE1560104282 | Administratively Determined Incentive Program | Hawthorne | 7506 | 5.525 | Residential | Behind the Meter | No | Team Sunshine Construction, LLC | PSE&G |  | Accepted | 2025-07-16 | 2025-08-11 | 2026-08-11 | Meters | TESLA | 12345 |  |  | 1 |  |  |  | Yes | Outdoor
NJADRE1560104282 | Administratively Determined Incentive Program | Hawthorne | 7506 | 5.525 | Residential | Behind the Meter | No | Team Sunshine Construction, LLC | PSE&G |  | Accepted | 2025-07-16 | 2025-08-11 | 2026-08-11 | Solar Panels | JINKO SOLAR | JKM425N-54HL4-B |  | 0.425 | 13 | 14 | 24 |  | Fixed | Roof
NJADRE1560104289 | Administratively Determined Incentive Program | TURNERSVILLE | 8012 | 14.175 | Residential | Behind the Meter | Yes | Bright Ops, Inc. | AC Electric |  | Accepted | 2025-07-16 | 2025-08-08 | 2026-08-08 | Solar Panels | Hanwha Q-Cells | Q.PEAK DUO BLK ML-G10+ 405 |  | 0.405 | 3 | 314 | 18 |  | Fixed | Roof
NJADRE1560104289 | Administratively Determined Incentive Program | TURNERSVILLE | 8012 | 14.175 | Residential | Behind the Meter | Yes | Bright Ops, Inc. | AC Electric |  | Accepted | 2025-07-16 | 2025-08-08 | 2026-08-08 | Solar Panels | Hanwha Q-Cells | Q.PEAK DUO BLK ML-G10+ 405 |  | 0.405 | 3 | 135 | 18 |  | Fixed | Roof
NJADRE1560104289 | Administratively Determined Incentive Program | TURNERSVILLE | 8012 | 14.175 | Residential | Behind the Meter | Yes | Bright Ops, Inc. | AC Electric |  | Accepted | 2025-07-16 | 2025-08-08 | 2026-08-08 | Inverters | SolarEdge Technologies | SE10000H - USSN | 10000 |  | 1 |  |  | 0.98 |  | Outdoor | Outside
NJADRE1560104289 | Administratively Determined Incentive Program | TURNERSVILLE | 8012 | 14.175 | Residential | Behind the Meter | Yes | Bright Ops, Inc. | AC Electric |  | Accepted | 2025-07-16 | 2025-08-08 | 2026-08-08 | Solar Panels | Hanwha Q-Cells | Q.PEAK DUO BLK ML-G10+ 405 |  | 0.405 | 20 | 42 | 18 |  | Fixed | Roof
NJADRE1560104289 | Administratively Determined Incentive Program | TURNERSVILLE | 8012 | 14.175 | Residential | Behind the Meter | Yes | Bright Ops, Inc. | AC Electric |  | Accepted | 2025-07-16 | 2025-08-08 | 2026-08-08 | Solar Panels | Hanwha Q-Cells | Q.PEAK DUO BLK ML-G10+ 405 |  | 0.405 | 9 | 222 | 18 |  | Fixed | Roof
NJADRE1560104298 | Administratively Determined Incentive Program | WAYNE | 7470 | 9.43 | Residential | Behind the Meter | Yes | Freedom Forever New Jersey, LLC | PSE&G |  | Accepted | 2025-07-16 | 2025-08-08 | 2026-08-08 | Solar Panels | Hanwha | Q.PEAK DUO BLK ML-G10.C+ 410 |  | 0.41 | 10 | 183 | 24 |  | Fixed | Roof
NJADRE1560104298 | Administratively Determined Incentive Program | WAYNE | 7470 | 9.43 | Residential | Behind the Meter | Yes | Freedom Forever New Jersey, LLC | PSE&G |  | Accepted | 2025-07-16 | 2025-08-08 | 2026-08-08 | Solar Panels | Hanwha | Q.PEAK DUO BLK ML-G10.C+ 410 |  | 0.41 | 13 | 93 | 24 |  | Fixed | Roof
NJADRE1560104298 | Administratively Determined Incentive Program | WAYNE | 7470 | 9.43 | Residential | Behind the Meter | Yes | Freedom Forever New Jersey, LLC | PSE&G |  | Accepted | 2025-07-16 | 2025-08-08 | 2026-08-08 | Inverters | Solar Edge | SE7600H-US | 7600 |  | 1 |  |  | 0.99 |  | Outdoor
NJADRE1560104940 | Administratively Determined Incentive Program | LITTLE FERRY | 7643 | 10.79 | Residential | Behind the Meter | Yes | Fusion Solar Energy, LLC | PSE&G |  | Accepted | 2025-07-16 | 2025-08-08 | 2026-08-08 | Inverters | ENPHASE | IQ8HC-72-M-DOM-US | 380 |  | 26 |  |  | 0.973 |  | Outside | Roof
NJADRE1560104940 | Administratively Determined Incentive Program | LITTLE FERRY | 7643 | 10.79 | Residential | Behind the Meter | Yes | Fusion Solar Energy, LLC | PSE&G |  | Accepted | 2025-07-16 | 2025-08-08 | 2026-08-08 | Solar Panels | Q CELLS | Q.PEAK DUO BLK ML-G10+_017 |  | 0.415 | 8 | 195.72 | 44 |  | Fixed | Roof
NJADRE1560104940 | Administratively Determined Incentive Program | LITTLE FERRY | 7643 | 10.79 | Residential | Behind the Meter | Yes | Fusion Solar Energy, LLC | PSE&G |  | Accepted | 2025-07-16 | 2025-08-08 | 2026-08-08 | Solar Panels | Q CELLS | Q.PEAK DUO BLK ML-G10+_017 |  | 0.415 | 13 | 15.72 | 45 |  | Fixed | Roof
NJADRE1560104940 | Administratively Determined Incentive Program | LITTLE FERRY | 7643 | 10.79 | Residential | Behind the Meter | Yes | Fusion Solar Energy, LLC | PSE&G |  | Accepted | 2025-07-16 | 2025-08-08 | 2026-08-08 | Solar Panels | Q CELLS | Q.PEAK DUO BLK ML-G10+_017 |  | 0.415 | 5 | 15.72 | 9 |  | Fixed | Roof
NJADRE1560104946 | Administratively Determined Incentive Program | Toms River | 8753 | 15.355 | Residential | Behind the Meter | Yes | SunPurity, LLC | JCP&L |  | Accepted | 2025-07-28 | 2025-08-18 | 2026-08-18 | Solar Panels | Hanwha Q cells | Q.PEAK DUO BLK-ML-G10+ 415W |  | 0.415 | 17 | 95 | 30 |  | Fixed | Roof
NJADRE1560104946 | Administratively Determined Incentive Program | Toms River | 8753 | 15.355 | Residential | Behind the Meter | Yes | SunPurity, LLC | JCP&L |  | Accepted | 2025-07-28 | 2025-08-18 | 2026-08-18 | Inverters | SolarEdge | SE11400H-US | 11400 |  | 1 |  |  | 0.99 |  | Outdoor
NJADRE1560104946 | Administratively Determined Incentive Program | Toms River | 8753 | 15.355 | Residential | Behind the Meter | Yes | SunPurity, LLC | JCP&L |  | Accepted | 2025-07-28 | 2025-08-18 | 2026-08-18 | Solar Panels | Hanwha Q cells | Q.PEAK DUO BLK-ML-G10+ 415W |  | 0.415 | 18 | 275 | 30 |  | Fixed | Roof
NJADRE1560104946 | Administratively Determined Incentive Program | Toms River | 8753 | 15.355 | Residential | Behind the Meter | Yes | SunPurity, LLC | JCP&L |  | Accepted | 2025-07-28 | 2025-08-18 | 2026-08-18 | Solar Panels | Hanwha Q cells | Q.PEAK DUO BLK-ML-G10+ 415W |  | 0.415 | 2 | 275 | 30 |  | Fixed | Roof
NJADRE1560105245 | Administratively Determined Incentive Program | Manalapan Twp | 7726 | 18.705 | Residential | Behind the Meter | No | Maier Solar Engineering dba Solar Me | JCP&L |  | Accepted | 2025-07-16 | 2025-08-11 | 2026-08-11 | Solar Panels | HYUNDAI | HIN-T435NF |  | 0.435 | 19 | 205 | 38 |  | Fixed | Roof
NJADRE1560105245 | Administratively Determined Incentive Program | Manalapan Twp | 7726 | 18.705 | Residential | Behind the Meter | No | Maier Solar Engineering dba Solar Me | JCP&L |  | Accepted | 2025-07-16 | 2025-08-11 | 2026-08-11 | Solar Panels | HYUNDAI | HIN-T435NF |  | 0.435 | 6 | 205 | 30 |  | Fixed | Roof
NJADRE1560105245 | Administratively Determined Incentive Program | Manalapan Twp | 7726 | 18.705 | Residential | Behind the Meter | No | Maier Solar Engineering dba Solar Me | JCP&L |  | Accepted | 2025-07-16 | 2025-08-11 | 2026-08-11 | Solar Panels | HYUNDAI | HIN-T435NF |  | 0.435 | 18 | 115 | 29 |  | Fixed | Roof
NJADRE1560105245 | Administratively Determined Incentive Program | Manalapan Twp | 7726 | 18.705 | Residential | Behind the Meter | No | Maier Solar Engineering dba Solar Me | JCP&L |  | Accepted | 2025-07-16 | 2025-08-11 | 2026-08-11 | Inverters | ENPHASE | IQ8AC | 349 |  | 43 |  |  | 0.97 |  | Outdoor | ON RACKING
NJADRE1560105268 | Administratively Determined Incentive Program | SOUTH PLAINFIELD | 7080 | 7.83 | Residential | Behind the Meter | No | Maier Solar Engineering dba Solar Me | PSE&G |  | Accepted | 2025-07-16 | 2025-08-08 | 2026-08-08 | Solar Panels | QCELL | QTRON-MG2+ |  | 0.435 | 18 | 135 | 26 |  | Fixed | Roof
NJADRE1560105268 | Administratively Determined Incentive Program | SOUTH PLAINFIELD | 7080 | 7.83 | Residential | Behind the Meter | No | Maier Solar Engineering dba Solar Me | PSE&G |  | Accepted | 2025-07-16 | 2025-08-08 | 2026-08-08 | Inverters | ENPHASE | IQ8AC | 349 |  | 18 |  |  | 0.97 |  | Outdoor | ON RACKING
NJADRE1560106028 | Administratively Determined Incentive Program | LUMBERTON TWP | 8048 | 10.66 | Residential | Behind the Meter | Yes | Sunrun Installation Services, Inc. | PSE&G |  | Accepted | 2025-07-17 | 2025-08-08 | 2026-08-08 | Inverters | TESLA | Powerwall 3 1707000-xx-y | 11500 |  | 1 |  |  | 0.97 |  | Outdoor
NJADRE1560106028 | Administratively Determined Incentive Program | LUMBERTON TWP | 8048 | 10.66 | Residential | Behind the Meter | Yes | Sunrun Installation Services, Inc. | PSE&G |  | Accepted | 2025-07-17 | 2025-08-08 | 2026-08-08 | Solar Panels | Hanwha Q-Cells | Q.PEAK DUO BLK ML-G10.C+ 410 (MD06G100A-017) |  | 0.41 | 26 | 177 | 27 |  | Fixed | Roof
NJADRE1560106028 | Administratively Determined Incentive Program | LUMBERTON TWP | 8048 | 10.66 | Residential | Behind the Meter | Yes | Sunrun Installation Services, Inc. | PSE&G |  | Accepted | 2025-07-17 | 2025-08-08 | 2026-08-08 | Electric Storage Battery | TESLA | Powerwall 3 1707000-xx-y |  |  | 1 |  |  |  | Lithium Ion |  | OUTSIDE
NJADRE1560106033 | Administratively Determined Incentive Program | CLIFTON | 7012 | 8.505 | Residential | Behind the Meter | Yes | Sunrun Installation Services, Inc. | PSE&G |  | Accepted | 2025-07-17 | 2025-08-08 | 2026-08-08 | Solar Panels | JA Solar | JAM54S31-405/MR |  | 0.405 | 3 | 160 | 9 |  | Fixed | Roof
NJADRE1560106033 | Administratively Determined Incentive Program | CLIFTON | 7012 | 8.505 | Residential | Behind the Meter | Yes | Sunrun Installation Services, Inc. | PSE&G |  | Accepted | 2025-07-17 | 2025-08-08 | 2026-08-08 | Solar Panels | JA Solar | JAM54S31-405/MR |  | 0.405 | 15 | 340 | 12 |  | Fixed | Roof
NJADRE1560106033 | Administratively Determined Incentive Program | CLIFTON | 7012 | 8.505 | Residential | Behind the Meter | Yes | Sunrun Installation Services, Inc. | PSE&G |  | Accepted | 2025-07-17 | 2025-08-08 | 2026-08-08 | Solar Panels | JA Solar | JAM54S31-405/MR |  | 0.405 | 3 | 160 | 12 |  | Fixed | Roof
NJADRE1560106033 | Administratively Determined Incentive Program | CLIFTON | 7012 | 8.505 | Residential | Behind the Meter | Yes | Sunrun Installation Services, Inc. | PSE&G |  | Accepted | 2025-07-17 | 2025-08-08 | 2026-08-08 | Inverters | SolarEdge Technologies | SE5700H-USMN | 5760 |  | 1 |  |  | 0.99 |  | Outdoor | Next to meter
NJADRE1560106033 | Administratively Determined Incentive Program | CLIFTON | 7012 | 8.505 | Residential | Behind the Meter | Yes | Sunrun Installation Services, Inc. | PSE&G |  | Accepted | 2025-07-17 | 2025-08-08 | 2026-08-08 | Meters | SOLAREDGE TECHNOLOGIES | SE5700H-USMN |  |  | 1 |  |  |  | Yes | Outdoor
NJADRE1560106040 | Administratively Determined Incentive Program | Jersey City | 7305 | 9.43 | Residential | Behind the Meter | Yes | Trinity Solar, LLC | PSE&G |  | Accepted | 2025-07-17 | 2025-08-12 | 2026-08-12 | Inverters | Solar Edge | USE7600H-US | 7600 |  | 1 |  |  | 0.97 |  | Outside
NJADRE1560106040 | Administratively Determined Incentive Program | Jersey City | 7305 | 9.43 | Residential | Behind the Meter | Yes | Trinity Solar, LLC | PSE&G |  | Accepted | 2025-07-17 | 2025-08-12 | 2026-08-12 | Solar Panels | Hanwha | Q.PEAK DUO BLK ML-G10+ 410 |  | 0.41 | 11 | 326 | 48 |  | Fixed | Roof
NJADRE1560106040 | Administratively Determined Incentive Program | Jersey City | 7305 | 9.43 | Residential | Behind the Meter | Yes | Trinity Solar, LLC | PSE&G |  | Accepted | 2025-07-17 | 2025-08-12 | 2026-08-12 | Solar Panels | Hanwha | Q.PEAK DUO BLK ML-G10+ 410 |  | 0.41 | 12 | 146 | 48 |  | Fixed | Roof
NJADRE1560106043 | Administratively Determined Incentive Program | Morganville | 7751 | 22.275 | Residential | Behind the Meter | Yes | Sunrun Installation Services, Inc. | JCP&L |  | Accepted | 2025-07-17 | 2025-08-08 | 2026-08-08 | Inverters | SolarEdge Technologies | SE7600H-USMN | 15200 |  | 2 |  |  | 0.99 |  | Outdoor
NJADRE1560106043 | Administratively Determined Incentive Program | Morganville | 7751 | 22.275 | Residential | Behind the Meter | Yes | Sunrun Installation Services, Inc. | JCP&L |  | Accepted | 2025-07-17 | 2025-08-08 | 2026-08-08 | Solar Panels | JA Solar | JAM54S31-405/MR |  | 0.405 | 4 | 139 | 34 |  | Fixed | Roof
NJADRE1560106043 | Administratively Determined Incentive Program | Morganville | 7751 | 22.275 | Residential | Behind the Meter | Yes | Sunrun Installation Services, Inc. | JCP&L |  | Accepted | 2025-07-17 | 2025-08-08 | 2026-08-08 | Solar Panels | JA Solar | JAM54S31-405/MR |  | 0.405 | 28 | 139 | 34 |  | Fixed | Roof
NJADRE1560106043 | Administratively Determined Incentive Program | Morganville | 7751 | 22.275 | Residential | Behind the Meter | Yes | Sunrun Installation Services, Inc. | JCP&L |  | Accepted | 2025-07-17 | 2025-08-08 | 2026-08-08 | Solar Panels | JA Solar | JAM54S31-405/MR |  | 0.405 | 23 | 319 | 34 |  | Fixed | Roof
NJADRE1560106049 | Administratively Determined Incentive Program | WEST WINDSOR TOWNSHIP | 8550 | 11.06 | Residential | Behind the Meter | No | SunnyMac, LLC | PSE&G |  | Accepted | 2025-07-17 | 2025-08-08 | 2026-08-08 | Solar Panels | JASOLAR | JAM54S31-395MR |  | 0.395 | 6 | 223 | 31 |  | Fixed | Roof
NJADRE1560106049 | Administratively Determined Incentive Program | WEST WINDSOR TOWNSHIP | 8550 | 11.06 | Residential | Behind the Meter | No | SunnyMac, LLC | PSE&G |  | Accepted | 2025-07-17 | 2025-08-08 | 2026-08-08 | Solar Panels | JASOLAR | JAM54S31-395MR |  | 0.395 | 3 | 223 | 18 |  | Fixed | Roof
NJADRE1560106049 | Administratively Determined Incentive Program | WEST WINDSOR TOWNSHIP | 8550 | 11.06 | Residential | Behind the Meter | No | SunnyMac, LLC | PSE&G |  | Accepted | 2025-07-17 | 2025-08-08 | 2026-08-08 | Solar Panels | JASOLAR | JAM54S31-395MR |  | 0.395 | 6 | 43 | 31 |  | Fixed | Roof
NJADRE1560106049 | Administratively Determined Incentive Program | WEST WINDSOR TOWNSHIP | 8550 | 11.06 | Residential | Behind the Meter | No | SunnyMac, LLC | PSE&G |  | Accepted | 2025-07-17 | 2025-08-08 | 2026-08-08 | Inverters | Solaredge | SE7600H-US | 7600 |  | 1 |  |  | 0.99 |  | Outdoor | next to meter
NJADRE1560106049 | Administratively Determined Incentive Program | WEST WINDSOR TOWNSHIP | 8550 | 11.06 | Residential | Behind the Meter | No | SunnyMac, LLC | PSE&G |  | Accepted | 2025-07-17 | 2025-08-08 | 2026-08-08 | Solar Panels | JASOLAR | JAM54S31-395MR |  | 0.395 | 9 | 313 | 26 |  | Fixed | Roof
NJADRE1560106049 | Administratively Determined Incentive Program | WEST WINDSOR TOWNSHIP | 8550 | 11.06 | Residential | Behind the Meter | No | SunnyMac, LLC | PSE&G |  | Accepted | 2025-07-17 | 2025-08-08 | 2026-08-08 | Solar Panels | JASOLAR | JAM54S31-395MR |  | 0.395 | 2 | 313 | 30 |  | Fixed | Roof
NJADRE1560106049 | Administratively Determined Incentive Program | WEST WINDSOR TOWNSHIP | 8550 | 11.06 | Residential | Behind the Meter | No | SunnyMac, LLC | PSE&G |  | Accepted | 2025-07-17 | 2025-08-08 | 2026-08-08 | Solar Panels | JASOLAR | JAM54S31-395MR |  | 0.395 | 2 | 313 | 15 |  | Fixed | Roof
NJADRE1560106051 | Administratively Determined Incentive Program | Springfield | 7081 | 13.77 | Residential | Behind the Meter | Yes | Sunrun Installation Services, Inc. | JCP&L |  | Accepted | 2025-07-17 | 2025-08-08 | 2026-08-08 | Solar Panels | JA Solar | JAM54S31-405/MR |  | 0.405 | 2 | 146 | 14 |  | Fixed | Roof
NJADRE1560106051 | Administratively Determined Incentive Program | Springfield | 7081 | 13.77 | Residential | Behind the Meter | Yes | Sunrun Installation Services, Inc. | JCP&L |  | Accepted | 2025-07-17 | 2025-08-08 | 2026-08-08 | Solar Panels | JA Solar | JAM54S31-405/MR |  | 0.405 | 12 | 325 | 25 |  | Fixed | Roof
NJADRE1560106051 | Administratively Determined Incentive Program | Springfield | 7081 | 13.77 | Residential | Behind the Meter | Yes | Sunrun Installation Services, Inc. | JCP&L |  | Accepted | 2025-07-17 | 2025-08-08 | 2026-08-08 | Solar Panels | JA Solar | JAM54S31-405/MR |  | 0.405 | 16 | 145 | 27 |  | Fixed | Roof
NJADRE1560106051 | Administratively Determined Incentive Program | Springfield | 7081 | 13.77 | Residential | Behind the Meter | Yes | Sunrun Installation Services, Inc. | JCP&L |  | Accepted | 2025-07-17 | 2025-08-08 | 2026-08-08 | Inverters | SolarEdge Technologies | SE10000H-USMN | 10000 |  | 1 |  |  | 0.99 |  | Outdoor | Next to meter
NJADRE1560106051 | Administratively Determined Incentive Program | Springfield | 7081 | 13.77 | Residential | Behind the Meter | Yes | Sunrun Installation Services, Inc. | JCP&L |  | Accepted | 2025-07-17 | 2025-08-08 | 2026-08-08 | Solar Panels | JA Solar | JAM54S31-405/MR |  | 0.405 | 4 | 145 | 12 |  | Fixed | Roof
NJADRE1560106062 | Administratively Determined Incentive Program | Piscataway | 8854 | 18.06 | Residential | Behind the Meter | Yes | Sun Up Zero Down, LLC | PSE&G |  | Accepted | 2025-07-17 | 2025-08-09 | 2026-08-09 | Inverters | Enphase | IQ8PLUS-72-2-US | 290 |  | 42 |  |  | 0.976 |  | Outdoor
NJADRE1560106062 | Administratively Determined Incentive Program | Piscataway | 8854 | 18.06 | Residential | Behind the Meter | Yes | Sun Up Zero Down, LLC | PSE&G |  | Accepted | 2025-07-17 | 2025-08-09 | 2026-08-09 | Meters | Enphase | TBD |  |  | 1 |  |  |  | Yes | Outdoor
NJADRE1560106062 | Administratively Determined Incentive Program | Piscataway | 8854 | 18.06 | Residential | Behind the Meter | Yes | Sun Up Zero Down, LLC | PSE&G |  | Accepted | 2025-07-17 | 2025-08-09 | 2026-08-09 | Solar Panels | SEG | SEG-430-BTD-BG |  | 0.43 | 42 | 159 | 27 |  | Fixed | Roof
NJADRE1560106063 | Administratively Determined Incentive Program | NORTH BRUNSWICK | 8902 | 6.15 | Residential | Behind the Meter | Yes | Trinity Solar, LLC | PSE&G |  | Accepted | 2025-07-17 | 2025-08-08 | 2026-08-08 | Inverters | Solar Edge | USE5700H-US | 5760 |  | 1 |  |  | 0.97 |  | Outside
NJADRE1560106063 | Administratively Determined Incentive Program | NORTH BRUNSWICK | 8902 | 6.15 | Residential | Behind the Meter | Yes | Trinity Solar, LLC | PSE&G |  | Accepted | 2025-07-17 | 2025-08-08 | 2026-08-08 | Solar Panels | Hanwha | Q.PEAK DUO BLK ML-G10+ 410 |  | 0.41 | 15 | 218 | 28 |  | Fixed | Roof
NJADRE1560106069 | Administratively Determined Incentive Program | LITTLE EGG HARBOR TWP | 8087 | 5.74 | Residential | Behind the Meter | Yes | EMT Renewables, LLC | AC Electric |  | Accepted | 2025-07-17 | 2025-08-08 | 2026-08-08 | Inverters | Enphase | IQ8HC | 380 |  | 14 |  |  | 0.98 |  | Other | UNDER EACH PANEL
NJADRE1560106069 | Administratively Determined Incentive Program | LITTLE EGG HARBOR TWP | 8087 | 5.74 | Residential | Behind the Meter | Yes | EMT Renewables, LLC | AC Electric |  | Accepted | 2025-07-17 | 2025-08-08 | 2026-08-08 | Solar Panels | MSE PERC | MSE-410 |  | 0.41 | 14 | 220 | 20 |  | Fixed | Roof
NJADRE1560106071 | Administratively Determined Incentive Program | CAPE MAY COURT HOUSE | 8210 | 10.005 | Residential | Behind the Meter | Yes | SunnyMac, LLC | AC Electric |  | Accepted | 2025-07-17 | 2025-08-08 | 2026-08-08 | Solar Panels | HANWHA | Q.TRON BLK M-G2.H+ |  | 0.435 | 4 | 208 | 28 |  | Fixed | Roof
NJADRE1560106071 | Administratively Determined Incentive Program | CAPE MAY COURT HOUSE | 8210 | 10.005 | Residential | Behind the Meter | Yes | SunnyMac, LLC | AC Electric |  | Accepted | 2025-07-17 | 2025-08-08 | 2026-08-08 | Solar Panels | HANWHA | Q.TRON BLK M-G2.H+ |  | 0.435 | 7 | 208 | 12 |  | Fixed | Roof
NJADRE1560106071 | Administratively Determined Incentive Program | CAPE MAY COURT HOUSE | 8210 | 10.005 | Residential | Behind the Meter | Yes | SunnyMac, LLC | AC Electric |  | Accepted | 2025-07-17 | 2025-08-08 | 2026-08-08 | Inverters | SOLAREDGE HOME HUB | SE7600H-US | 7600 |  | 1 |  |  | 0.99 |  | Outdoor | next to meter
NJADRE1560106071 | Administratively Determined Incentive Program | CAPE MAY COURT HOUSE | 8210 | 10.005 | Residential | Behind the Meter | Yes | SunnyMac, LLC | AC Electric |  | Accepted | 2025-07-17 | 2025-08-08 | 2026-08-08 | Solar Panels | HANWHA | Q.TRON BLK M-G2.H+ |  | 0.435 | 12 | 208 | 28 |  | Fixed | Roof
NJADRE1560106076 | Administratively Determined Incentive Program | SOUTH BRUNSWICK TWP | 8824 | 8.1 | Residential | Behind the Meter | Yes | Sunrun Installation Services, Inc. | PSE&G |  | Accepted | 2025-07-17 | 2025-08-08 | 2026-08-08 | Inverters | SolarEdge Technologies | SE5700H-USMN | 5760 |  | 1 |  |  | 0.99 |  | Outdoor | Next to meter
NJADRE1560106076 | Administratively Determined Incentive Program | SOUTH BRUNSWICK TWP | 8824 | 8.1 | Residential | Behind the Meter | Yes | Sunrun Installation Services, Inc. | PSE&G |  | Accepted | 2025-07-17 | 2025-08-08 | 2026-08-08 | Solar Panels | JA Solar | JAM54S31-405/MR |  | 0.405 | 4 | 334 | 16 |  | Fixed | Roof
NJADRE1560106076 | Administratively Determined Incentive Program | SOUTH BRUNSWICK TWP | 8824 | 8.1 | Residential | Behind the Meter | Yes | Sunrun Installation Services, Inc. | PSE&G |  | Accepted | 2025-07-17 | 2025-08-08 | 2026-08-08 | Solar Panels | JA Solar | JAM54S31-405/MR |  | 0.405 | 8 | 64 | 15 |  | Fixed | Roof
NJADRE1560106076 | Administratively Determined Incentive Program | SOUTH BRUNSWICK TWP | 8824 | 8.1 | Residential | Behind the Meter | Yes | Sunrun Installation Services, Inc. | PSE&G |  | Accepted | 2025-07-17 | 2025-08-08 | 2026-08-08 | Solar Panels | JA Solar | JAM54S31-405/MR |  | 0.405 | 8 | 244 | 15 |  | Fixed | Roof
NJADRE1560106077 | Administratively Determined Incentive Program | Garfield | 7026 | 8.715 | Residential | Behind the Meter | Yes | Big Wave Roofing and Solar, LLC | PSE&G |  | Accepted | 2025-07-17 | 2025-08-11 | 2026-08-11 | Solar Panels | Q cells | Q.PEAK DUO BLK ML-G10.C+415w |  | 0.415 | 10 | 340 | 31 |  | Fixed | Roof
NJADRE1560106077 | Administratively Determined Incentive Program | Garfield | 7026 | 8.715 | Residential | Behind the Meter | Yes | Big Wave Roofing and Solar, LLC | PSE&G |  | Accepted | 2025-07-17 | 2025-08-11 | 2026-08-11 | Inverters | Enphase | IQ8HC-72-M-DOM-US | 380 |  | 21 |  |  | 0.98 |  | Outdoor
NJADRE1560106077 | Administratively Determined Incentive Program | Garfield | 7026 | 8.715 | Residential | Behind the Meter | Yes | Big Wave Roofing and Solar, LLC | PSE&G |  | Accepted | 2025-07-17 | 2025-08-11 | 2026-08-11 | Solar Panels | Q cells | Q.PEAK DUO BLK ML-G10.C+415w |  | 0.415 | 1 | 160 | 31 |  | Fixed | Roof
NJADRE1560106077 | Administratively Determined Incentive Program | Garfield | 7026 | 8.715 | Residential | Behind the Meter | Yes | Big Wave Roofing and Solar, LLC | PSE&G |  | Accepted | 2025-07-17 | 2025-08-11 | 2026-08-11 | Solar Panels | Q cells | Q.PEAK DUO BLK ML-G10.C+415w |  | 0.415 | 8 | 160 | 31 |  | Fixed | Roof
NJADRE1560106077 | Administratively Determined Incentive Program | Garfield | 7026 | 8.715 | Residential | Behind the Meter | Yes | Big Wave Roofing and Solar, LLC | PSE&G |  | Accepted | 2025-07-17 | 2025-08-11 | 2026-08-11 | Solar Panels | Q cells | Q.PEAK DUO BLK ML-G10.C+415w |  | 0.415 | 2 | 160 | 31 |  | Fixed | Roof
NJADRE1560106085 | Administratively Determined Incentive Program | EATONTOWN | 7724 | 13.05 | Residential | Behind the Meter | Yes | SunnyMac, LLC | JCP&L |  | Accepted | 2025-07-17 | 2025-08-08 | 2026-08-08 | Solar Panels | HANWHA | Q.TRON BLK M-G2.H+ |  | 0.435 | 9 | 214 | 35 |  | Fixed | Roof
NJADRE1560106085 | Administratively Determined Incentive Program | EATONTOWN | 7724 | 13.05 | Residential | Behind the Meter | Yes | SunnyMac, LLC | JCP&L |  | Accepted | 2025-07-17 | 2025-08-08 | 2026-08-08 | Solar Panels | HANWHA | Q.TRON BLK M-G2.H+ |  | 0.435 | 10 | 214 | 35 |  | Fixed | Roof
NJADRE1560106085 | Administratively Determined Incentive Program | EATONTOWN | 7724 | 13.05 | Residential | Behind the Meter | Yes | SunnyMac, LLC | JCP&L |  | Accepted | 2025-07-17 | 2025-08-08 | 2026-08-08 | Solar Panels | HANWHA | Q.TRON BLK M-G2.H+ |  | 0.435 | 2 | 34 | 23 |  | Fixed | Roof
NJADRE1560106085 | Administratively Determined Incentive Program | EATONTOWN | 7724 | 13.05 | Residential | Behind the Meter | Yes | SunnyMac, LLC | JCP&L |  | Accepted | 2025-07-17 | 2025-08-08 | 2026-08-08 | Inverters | SOLAREDGE HOME HUB | SE10000H-US | 10000 |  | 1 |  |  | 0.99 |  | Outdoor | next to meter
NJADRE1560106085 | Administratively Determined Incentive Program | EATONTOWN | 7724 | 13.05 | Residential | Behind the Meter | Yes | SunnyMac, LLC | JCP&L |  | Accepted | 2025-07-17 | 2025-08-08 | 2026-08-08 | Solar Panels | HANWHA | Q.TRON BLK M-G2.H+ |  | 0.435 | 9 | 214 | 34 |  | Fixed | Roof
NJADRE1560106092 | Administratively Determined Incentive Program | WENONAH | 8090 | 12.75 | Residential | Behind the Meter | Yes | Power Energy Solutions, LLC | AC Electric |  | Accepted | 2025-07-17 | 2025-08-11 | 2026-08-11 | Solar Panels | Trina Solar | TSM-425NE09RC.05 |  | 0.425 | 10 | 133 | 24 |  | Fixed | Roof
NJADRE1560106092 | Administratively Determined Incentive Program | WENONAH | 8090 | 12.75 | Residential | Behind the Meter | Yes | Power Energy Solutions, LLC | AC Electric |  | Accepted | 2025-07-17 | 2025-08-11 | 2026-08-11 | Solar Panels | Trina Solar | TSM-425NE09RC.05 |  | 0.425 | 6 | 133 | 23 |  | Fixed | Roof
NJADRE1560106092 | Administratively Determined Incentive Program | WENONAH | 8090 | 12.75 | Residential | Behind the Meter | Yes | Power Energy Solutions, LLC | AC Electric |  | Accepted | 2025-07-17 | 2025-08-11 | 2026-08-11 | Inverters | SolarEdge | SE5700H-US | 5760 |  | 1 |  |  | 0.97 |  | Outdoor
NJADRE1560106092 | Administratively Determined Incentive Program | WENONAH | 8090 | 12.75 | Residential | Behind the Meter | Yes | Power Energy Solutions, LLC | AC Electric |  | Accepted | 2025-07-17 | 2025-08-11 | 2026-08-11 | Solar Panels | Trina Solar | TSM-425NE09RC.05 |  | 0.425 | 8 | 313 | 24 |  | Fixed | Roof
NJADRE1560106092 | Administratively Determined Incentive Program | WENONAH | 8090 | 12.75 | Residential | Behind the Meter | Yes | Power Energy Solutions, LLC | AC Electric |  | Accepted | 2025-07-17 | 2025-08-11 | 2026-08-11 | Solar Panels | Trina Solar | TSM-425NE09RC.05 |  | 0.425 | 6 | 314 | 13 |  | Fixed | Roof
NJADRE1560106093 | Administratively Determined Incentive Program | Clifton | 7013 | 2.05 | Residential | Behind the Meter | Yes | Trinity Solar, LLC | PSE&G |  | Accepted | 2025-07-17 | 2025-08-08 | 2026-08-08 | Solar Panels | HANWHA | (Q.PEAK DUO BLK ML-G10+ 410) |  | 0.41 | 5 | 200 | 34 |  | Fixed | Roof
NJADRE1560106093 | Administratively Determined Incentive Program | Clifton | 7013 | 2.05 | Residential | Behind the Meter | Yes | Trinity Solar, LLC | PSE&G |  | Accepted | 2025-07-17 | 2025-08-08 | 2026-08-08 | Inverters | Enphase | IQ8PLUS-72-2-US | 290 |  | 5 |  |  | 0.97 |  | Outdoor
NJADRE1560106095 | Administratively Determined Incentive Program | COLUMBIA | 7832 | 10.66 | Residential | Behind the Meter | Yes | Trinity Solar, LLC | JCP&L |  | Accepted | 2025-07-17 | 2025-08-08 | 2026-08-08 | Solar Panels | Hanwha | Q.PEAK DUO BLK ML-G10+ 410 |  | 0.41 | 4 | 168 | 21 |  | Fixed | Roof
NJADRE1560106095 | Administratively Determined Incentive Program | COLUMBIA | 7832 | 10.66 | Residential | Behind the Meter | Yes | Trinity Solar, LLC | JCP&L |  | Accepted | 2025-07-17 | 2025-08-08 | 2026-08-08 | Inverters | Solar Edge | USE10000H-US | 10000 |  | 1 |  |  | 0.97 |  | Indoor
NJADRE1560106095 | Administratively Determined Incentive Program | COLUMBIA | 7832 | 10.66 | Residential | Behind the Meter | Yes | Trinity Solar, LLC | JCP&L |  | Accepted | 2025-07-17 | 2025-08-08 | 2026-08-08 | Solar Panels | Hanwha | Q.PEAK DUO BLK ML-G10+ 410 |  | 0.41 | 22 | 348 | 21 |  | Fixed | Roof
NJADRE1560106104 | Administratively Determined Incentive Program | NORTH BERGEN | 7047 | 4.51 | Residential | Behind the Meter | Yes | Sunrun Installation Services, Inc. | PSE&G |  | Accepted | 2025-07-17 | 2025-08-11 | 2026-08-11 | Inverters | Tesla | POWERWALL 3 1707000-XX-Y | 11500 |  | 1 |  |  | 0.97 |  | Outside
NJADRE1560106104 | Administratively Determined Incentive Program | NORTH BERGEN | 7047 | 4.51 | Residential | Behind the Meter | Yes | Sunrun Installation Services, Inc. | PSE&G |  | Accepted | 2025-07-17 | 2025-08-11 | 2026-08-11 | Solar Panels | HANWHA Q-CELLS | Q.PEAK DUO BLK ML-G10+ 410 |  | 0.41 | 4 | 33 | 32 |  | Fixed | Roof
NJADRE1560106104 | Administratively Determined Incentive Program | NORTH BERGEN | 7047 | 4.51 | Residential | Behind the Meter | Yes | Sunrun Installation Services, Inc. | PSE&G |  | Accepted | 2025-07-17 | 2025-08-11 | 2026-08-11 | Solar Panels | HANWHA Q-CELLS | Q.PEAK DUO BLK ML-G10+ 410 |  | 0.41 | 3 | 301 | 32 |  | Fixed | Roof
NJADRE1560106104 | Administratively Determined Incentive Program | NORTH BERGEN | 7047 | 4.51 | Residential | Behind the Meter | Yes | Sunrun Installation Services, Inc. | PSE&G |  | Accepted | 2025-07-17 | 2025-08-11 | 2026-08-11 | Solar Panels | HANWHA Q-CELLS | Q.PEAK DUO BLK ML-G10+ 410 |  | 0.41 | 4 | 213 | 31 |  | Fixed | Roof
NJADRE1560106104 | Administratively Determined Incentive Program | NORTH BERGEN | 7047 | 4.51 | Residential | Behind the Meter | Yes | Sunrun Installation Services, Inc. | PSE&G |  | Accepted | 2025-07-17 | 2025-08-11 | 2026-08-11 | Meters | Tesla | POWERWALL 3 1707000-XX-Y |  |  | 1 |  |  |  | Yes | Outdoor
NJADRE1560106104 | Administratively Determined Incentive Program | NORTH BERGEN | 7047 | 4.51 | Residential | Behind the Meter | Yes | Sunrun Installation Services, Inc. | PSE&G |  | Accepted | 2025-07-17 | 2025-08-11 | 2026-08-11 | Electric Storage Battery | Tesla | POWERWALL 3 1707000-XX-Y |  |  | 1 |  |  |  | Lithium Ion |  | OUTSIDE
NJADRE1560106112 | Administratively Determined Incentive Program | HASBROUCK HEIGHTS | 7604 | 8.74 | Residential | Behind the Meter | No | Infinity Solar Systems, LLC | PSE&G |  | Accepted | 2025-07-17 | 2025-08-08 | 2026-08-08 | Solar Panels | REC Solar | REC 460AA PURE-RX |  | 0.46 | 13 | 218 | 19 |  | Fixed | Roof
NJADRE1560106112 | Administratively Determined Incentive Program | HASBROUCK HEIGHTS | 7604 | 8.74 | Residential | Behind the Meter | No | Infinity Solar Systems, LLC | PSE&G |  | Accepted | 2025-07-17 | 2025-08-08 | 2026-08-08 | Solar Panels | REC Solar | REC 460AA PURE-RX |  | 0.46 | 6 | 218 | 36 |  | Fixed | Roof
NJADRE1560106112 | Administratively Determined Incentive Program | HASBROUCK HEIGHTS | 7604 | 8.74 | Residential | Behind the Meter | No | Infinity Solar Systems, LLC | PSE&G |  | Accepted | 2025-07-17 | 2025-08-08 | 2026-08-08 | Inverters | Enphase | IQ8X-80-M-US | 380 |  | 19 |  |  | 0.97 |  | Outdoor
NJADRE1560106132 | Administratively Determined Incentive Program | Bridgeton | 8302 | 21.73 | Residential | Behind the Meter | No | Big Wave Roofing and Solar, LLC | AC Electric |  | Accepted | 2025-07-17 | 2025-08-11 | 2026-08-11 | Solar Panels | Mission | MSE410HT0B |  | 0.41 | 26 | 313 | 38 |  | Fixed | Roof
NJADRE1560106132 | Administratively Determined Incentive Program | Bridgeton | 8302 | 21.73 | Residential | Behind the Meter | No | Big Wave Roofing and Solar, LLC | AC Electric |  | Accepted | 2025-07-17 | 2025-08-11 | 2026-08-11 | Inverters | Enphase | IQ8PLUS-72-2-US | 290 |  | 53 |  |  | 0.97 |  | Outside
NJADRE1560106132 | Administratively Determined Incentive Program | Bridgeton | 8302 | 21.73 | Residential | Behind the Meter | No | Big Wave Roofing and Solar, LLC | AC Electric |  | Accepted | 2025-07-17 | 2025-08-11 | 2026-08-11 | Solar Panels | Mission | MSE410HT0B |  | 0.41 | 21 | 133 | 28 |  | Fixed | Roof
NJADRE1560106132 | Administratively Determined Incentive Program | Bridgeton | 8302 | 21.73 | Residential | Behind the Meter | No | Big Wave Roofing and Solar, LLC | AC Electric |  | Accepted | 2025-07-17 | 2025-08-11 | 2026-08-11 | Solar Panels | Mission | MSE410HT0B |  | 0.41 | 4 | 313 | 28 |  | Fixed | Roof
NJADRE1560106132 | Administratively Determined Incentive Program | Bridgeton | 8302 | 21.73 | Residential | Behind the Meter | No | Big Wave Roofing and Solar, LLC | AC Electric |  | Accepted | 2025-07-17 | 2025-08-11 | 2026-08-11 | Solar Panels | Mission | MSE410HT0B |  | 0.41 | 2 | 223 | 28 |  | Fixed | Roof
NJADRE1560106137 | Administratively Determined Incentive Program | Mantua | 8051 | 7.395 | Residential | Behind the Meter | Yes | SunnyMac, LLC | AC Electric |  | Accepted | 2025-07-17 | 2025-08-08 | 2026-08-08 | Solar Panels | HANWHA | Q.TRON BLK M-G2.H+ |  | 0.435 | 17 | 119 | 23 |  | Fixed | Roof
NJADRE1560106137 | Administratively Determined Incentive Program | Mantua | 8051 | 7.395 | Residential | Behind the Meter | Yes | SunnyMac, LLC | AC Electric |  | Accepted | 2025-07-17 | 2025-08-08 | 2026-08-08 | Inverters | SOLAREDGE HOME HUB | SE5700H-US | 5760 |  | 1 |  |  | 0.99 |  | Outdoor | next to meter
NJADRE1560106139 | Administratively Determined Incentive Program | Seaside Heights | 8751 | 3.28 | Residential | Behind the Meter | Yes | Sunrun Installation Services, Inc. | JCP&L |  | Accepted | 2025-07-17 | 2025-08-08 | 2026-08-08 | Inverters | SolarEdge Technologies | SE3800H-USMN | 3800 |  | 1 |  |  | 0.99 |  | Outdoor
NJADRE1560106139 | Administratively Determined Incentive Program | Seaside Heights | 8751 | 3.28 | Residential | Behind the Meter | Yes | Sunrun Installation Services, Inc. | JCP&L |  | Accepted | 2025-07-17 | 2025-08-08 | 2026-08-08 | Solar Panels | Elin Energy (Sirius PV) | ELNSM54M-HC-410 |  | 0.41 | 8 | 187 | 23 |  | Fixed | Roof
NJADRE1560106161 | Administratively Determined Incentive Program | NUTLEY | 7110 | 10.005 | Residential | Behind the Meter | Yes | SunnyMac, LLC | PSE&G |  | Accepted | 2025-07-17 | 2025-08-11 | 2026-08-11 | Inverters | SOLAREDGE | SE7600H-US | 7600 |  | 1 |  |  | 0.99 |  | Outdoor | next to meter
NJADRE1560106161 | Administratively Determined Incentive Program | NUTLEY | 7110 | 10.005 | Residential | Behind the Meter | Yes | SunnyMac, LLC | PSE&G |  | Accepted | 2025-07-17 | 2025-08-11 | 2026-08-11 | Solar Panels | HANWHA | Q.TRON BLK M-G2.H+ |  | 0.435 | 5 | 119 | 45 |  | Fixed | Roof
NJADRE1560106161 | Administratively Determined Incentive Program | NUTLEY | 7110 | 10.005 | Residential | Behind the Meter | Yes | SunnyMac, LLC | PSE&G |  | Accepted | 2025-07-17 | 2025-08-11 | 2026-08-11 | Solar Panels | HANWHA | Q.TRON BLK M-G2.H+ |  | 0.435 | 6 | 119 | 20 |  | Fixed | Roof
NJADRE1560106161 | Administratively Determined Incentive Program | NUTLEY | 7110 | 10.005 | Residential | Behind the Meter | Yes | SunnyMac, LLC | PSE&G |  | Accepted | 2025-07-17 | 2025-08-11 | 2026-08-11 | Solar Panels | HANWHA | Q.TRON BLK M-G2.H+ |  | 0.435 | 12 | 119 | 33 |  | Fixed | Roof
NJADRE1560106179 | Administratively Determined Incentive Program | Upper Township | 8230 | 15.225 | Residential | Behind the Meter | Yes | SunnyMac, LLC | AC Electric |  | Accepted | 2025-07-17 | 2025-08-08 | 2026-08-08 | Solar Panels | HANWHA | Q.TRON BLK M-G2.H+ |  | 0.435 | 15 | 64 | 18 |  | Fixed | Roof
NJADRE1560106179 | Administratively Determined Incentive Program | Upper Township | 8230 | 15.225 | Residential | Behind the Meter | Yes | SunnyMac, LLC | AC Electric |  | Accepted | 2025-07-17 | 2025-08-08 | 2026-08-08 | Inverters | SOLAREDGE HOME HUB | SE10000H-US | 10000 |  | 1 |  |  | 0.99 |  | Outdoor | next to meter
NJADRE1560106179 | Administratively Determined Incentive Program | Upper Township | 8230 | 15.225 | Residential | Behind the Meter | Yes | SunnyMac, LLC | AC Electric |  | Accepted | 2025-07-17 | 2025-08-08 | 2026-08-08 | Solar Panels | HANWHA | Q.TRON BLK M-G2.H+ |  | 0.435 | 20 | 244 | 18 |  | Fixed | Roof
NJADRE1560106179 | Administratively Determined Incentive Program | Upper Township | 8230 | 15.225 | Residential | Behind the Meter | Yes | SunnyMac, LLC | AC Electric |  | Accepted | 2025-07-17 | 2025-08-08 | 2026-08-08 | Meters | SOLAREDGE HOME HUB | SE-RGMTR-1D-240C-B |  |  | 1 |  |  |  | Yes | Outdoor
NJADRE1560106188 | Administratively Determined Incentive Program | FRANKLIN | 8328 | 14.79 | Residential | Behind the Meter | Yes | SunnyMac, LLC | AC Electric |  | Accepted | 2025-07-17 | 2025-08-08 | 2026-08-08 | Solar Panels | HANWHA | Q.TRON BLK M-G2.H+ |  | 0.435 | 8 | 357 | 10 |  | Fixed | Roof
NJADRE1560106188 | Administratively Determined Incentive Program | FRANKLIN | 8328 | 14.79 | Residential | Behind the Meter | Yes | SunnyMac, LLC | AC Electric |  | Accepted | 2025-07-17 | 2025-08-08 | 2026-08-08 | Solar Panels | HANWHA | Q.TRON BLK M-G2.H+ |  | 0.435 | 14 | 267 | 38 |  | Fixed | Roof
NJADRE1560106188 | Administratively Determined Incentive Program | FRANKLIN | 8328 | 14.79 | Residential | Behind the Meter | Yes | SunnyMac, LLC | AC Electric |  | Accepted | 2025-07-17 | 2025-08-08 | 2026-08-08 | Solar Panels | HANWHA | Q.TRON BLK M-G2.H+ |  | 0.435 | 12 | 177 | 10 |  | Fixed | Roof
NJADRE1560106188 | Administratively Determined Incentive Program | FRANKLIN | 8328 | 14.79 | Residential | Behind the Meter | Yes | SunnyMac, LLC | AC Electric |  | Accepted | 2025-07-17 | 2025-08-08 | 2026-08-08 | Inverters | SOLAREDGE HOME HUB | SE10000H-US | 10000 |  | 1 |  |  | 0.99 |  | Outdoor | next to meter
NJADRE1560106188 | Administratively Determined Incentive Program | FRANKLIN | 8328 | 14.79 | Residential | Behind the Meter | Yes | SunnyMac, LLC | AC Electric |  | Accepted | 2025-07-17 | 2025-08-08 | 2026-08-08 | Meters | SOLAREDGE HOME HUB | SE-RGMTR-1D-240C-B |  |  | 1 |  |  |  | Yes | Outdoor
NJADRE1560106191 | Administratively Determined Incentive Program | MAHWAH | 7430 | 9.46 | Residential | Behind the Meter | No | Infinity Solar Systems, LLC | Orange Rockland Electric |  | Accepted | 2025-07-17 | 2025-08-14 | 2026-08-14 | Solar Panels | SEG Solar | SEG-430-BTD-BG |  | 0.43 | 12 | 182 | 30 |  | Fixed | Roof
NJADRE1560106191 | Administratively Determined Incentive Program | MAHWAH | 7430 | 9.46 | Residential | Behind the Meter | No | Infinity Solar Systems, LLC | Orange Rockland Electric |  | Accepted | 2025-07-17 | 2025-08-14 | 2026-08-14 | Inverters | Enphase | IQ8MC-72-M-US | 320 |  | 22 |  |  | 0.97 |  | Outdoor
NJADRE1560106191 | Administratively Determined Incentive Program | MAHWAH | 7430 | 9.46 | Residential | Behind the Meter | No | Infinity Solar Systems, LLC | Orange Rockland Electric |  | Accepted | 2025-07-17 | 2025-08-14 | 2026-08-14 | Solar Panels | SEG Solar | SEG-430-BTD-BG |  | 0.43 | 7 | 182 | 31 |  | Fixed | Roof
NJADRE1560106191 | Administratively Determined Incentive Program | MAHWAH | 7430 | 9.46 | Residential | Behind the Meter | No | Infinity Solar Systems, LLC | Orange Rockland Electric |  | Accepted | 2025-07-17 | 2025-08-14 | 2026-08-14 | Solar Panels | SEG Solar | SEG-430-BTD-BG |  | 0.43 | 3 | 92 | 44 |  | Fixed | Roof
NJADRE1560106195 | Administratively Determined Incentive Program | Edison | 8820 | 11.52 | Residential | Behind the Meter | No | Panatec Corporation | PSE&G |  | Accepted | 2025-07-19 | 2025-08-15 | 2026-08-15 | Inverters | Enphase | IQ8A | 349 |  | 32 |  |  | 0.975 |  | Outdoor
NJADRE1560106195 | Administratively Determined Incentive Program | Edison | 8820 | 11.52 | Residential | Behind the Meter | No | Panatec Corporation | PSE&G |  | Accepted | 2025-07-19 | 2025-08-15 | 2026-08-15 | Solar Panels | Panasonic | EVPV360 |  | 0.36 | 16 | 199 | 25 |  | Fixed | Roof
NJADRE1560106195 | Administratively Determined Incentive Program | Edison | 8820 | 11.52 | Residential | Behind the Meter | No | Panatec Corporation | PSE&G |  | Accepted | 2025-07-19 | 2025-08-15 | 2026-08-15 | Meters | Enphase | X2-IQ-AM1-240-4 |  |  | 1 |  |  |  | Yes | Outdoor
NJADRE1560106195 | Administratively Determined Incentive Program | Edison | 8820 | 11.52 | Residential | Behind the Meter | No | Panatec Corporation | PSE&G |  | Accepted | 2025-07-19 | 2025-08-15 | 2026-08-15 | Solar Panels | Panasonic | EVPV360 |  | 0.36 | 6 | 199 | 25 |  | Fixed | Roof
NJADRE1560106195 | Administratively Determined Incentive Program | Edison | 8820 | 11.52 | Residential | Behind the Meter | No | Panatec Corporation | PSE&G |  | Accepted | 2025-07-19 | 2025-08-15 | 2026-08-15 | Solar Panels | Panasonic | EVPV360 |  | 0.36 | 10 | 109 | 25 |  | Fixed | Roof
NJADRE1560106197 | Administratively Determined Incentive Program | MILLVILLE | 8332 | 12.3 | Residential | Behind the Meter | No | Tesla Energy Operations, Inc. | AC Electric |  | Accepted | 2025-07-17 | 2025-08-08 | 2026-08-08 | Solar Panels | Hanwha | Q.PEAK DUO BLK ML-G10+/TS 410 |  | 0.41 | 8 | 174 | 34 |  | Fixed | Roof
NJADRE1560106197 | Administratively Determined Incentive Program | MILLVILLE | 8332 | 12.3 | Residential | Behind the Meter | No | Tesla Energy Operations, Inc. | AC Electric |  | Accepted | 2025-07-17 | 2025-08-08 | 2026-08-08 | Solar Panels | Hanwha | Q.PEAK DUO BLK ML-G10+/TS 410 |  | 0.41 | 4 | 174 | 34 |  | Fixed | Roof
NJADRE1560106197 | Administratively Determined Incentive Program | MILLVILLE | 8332 | 12.3 | Residential | Behind the Meter | No | Tesla Energy Operations, Inc. | AC Electric |  | Accepted | 2025-07-17 | 2025-08-08 | 2026-08-08 | Electric Storage Battery | Tesla | Powerwall 3 |  |  | 2 |  |  |  | Lithium Ion |  | OUTSIDE
NJADRE1560106197 | Administratively Determined Incentive Program | MILLVILLE | 8332 | 12.3 | Residential | Behind the Meter | No | Tesla Energy Operations, Inc. | AC Electric |  | Accepted | 2025-07-17 | 2025-08-08 | 2026-08-08 | Solar Panels | Hanwha | Q.PEAK DUO BLK ML-G10+/TS 410 |  | 0.41 | 18 | 354 | 34 |  | Fixed | Roof
NJADRE1560106197 | Administratively Determined Incentive Program | MILLVILLE | 8332 | 12.3 | Residential | Behind the Meter | No | Tesla Energy Operations, Inc. | AC Electric |  | Accepted | 2025-07-17 | 2025-08-08 | 2026-08-08 | Inverters | Tesla | 1707000-XX-Y 11.5 kW | 11500 |  | 1 |  |  | 0.98 |  | Outdoor
NJADRE1560106205 | Administratively Determined Incentive Program | Paterson | 7501 | 9.135 | Residential | Behind the Meter | Yes | Brilliant Installations, Inc. | PSE&G |  | Accepted | 2025-07-17 | 2025-08-08 | 2026-08-08 | Inverters | SOLAREDGE | USE7600H-USMNBL75 | 7600 |  | 1 |  |  | 0.97 |  | Outdoor
NJADRE1560106205 | Administratively Determined Incentive Program | Paterson | 7501 | 9.135 | Residential | Behind the Meter | Yes | Brilliant Installations, Inc. | PSE&G |  | Accepted | 2025-07-17 | 2025-08-08 | 2026-08-08 | Solar Panels | HANWHA QCELLS | Q.TRON BLK M-G2.H+ 435 |  | 0.435 | 2 | 21 | 11 |  | Fixed | Roof
NJADRE1560106205 | Administratively Determined Incentive Program | Paterson | 7501 | 9.135 | Residential | Behind the Meter | Yes | Brilliant Installations, Inc. | PSE&G |  | Accepted | 2025-07-17 | 2025-08-08 | 2026-08-08 | Solar Panels | HANWHA QCELLS | Q.TRON BLK M-G2.H+ 435 |  | 0.435 | 13 | 21 | 14 |  | Fixed | Roof
NJADRE1560106205 | Administratively Determined Incentive Program | Paterson | 7501 | 9.135 | Residential | Behind the Meter | Yes | Brilliant Installations, Inc. | PSE&G |  | Accepted | 2025-07-17 | 2025-08-08 | 2026-08-08 | Solar Panels | HANWHA QCELLS | Q.TRON BLK M-G2.H+ 435 |  | 0.435 | 6 | 201 | 33 |  | Fixed | Roof
NJADRE1560106208 | Administratively Determined Incentive Program | LAKEWOOD | 8701 | 12.74 | Residential | Behind the Meter | Yes | Powerlutions, LLC | JCP&L |  | Accepted | 2025-07-17 | 2025-08-08 | 2026-08-08 | Inverters | Enphase | IQ8MC-72-M-US | 320 |  | 28 |  |  | 0.98 |  | Outdoor
NJADRE1560106208 | Administratively Determined Incentive Program | LAKEWOOD | 8701 | 12.74 | Residential | Behind the Meter | Yes | Powerlutions, LLC | JCP&L |  | Accepted | 2025-07-17 | 2025-08-08 | 2026-08-08 | Solar Panels | CANADIAN | CS6.1-54TM-455H |  | 0.455 | 16 | 182 | 27 |  | Fixed | Roof
NJADRE1560106208 | Administratively Determined Incentive Program | LAKEWOOD | 8701 | 12.74 | Residential | Behind the Meter | Yes | Powerlutions, LLC | JCP&L |  | Accepted | 2025-07-17 | 2025-08-08 | 2026-08-08 | Solar Panels | CANADIAN | CS6.1-54TM-455H |  | 0.455 | 12 | 92 | 30 |  | Fixed | Roof
NJADRE1560106214 | Administratively Determined Incentive Program | Lake Hopatcong | 7849 | 24.3 | Residential | Behind the Meter | Yes | Freedom Forever New Jersey, LLC | JCP&L |  | Accepted | 2025-07-17 | 2025-08-18 | 2026-08-18 | Inverters | Solar Edge | SE10000H-USRGM | 10000 |  | 2 |  |  | 0.99 |  | Outdoor
NJADRE1560106214 | Administratively Determined Incentive Program | Lake Hopatcong | 7849 | 24.3 | Residential | Behind the Meter | Yes | Freedom Forever New Jersey, LLC | JCP&L |  | Accepted | 2025-07-17 | 2025-08-18 | 2026-08-18 | Solar Panels | JA Solar | JAM54S31-405/MR |  | 0.405 | 60 | 135 | 30 |  | Fixed | Ground
NJADRE1560106226 | Administratively Determined Incentive Program | Lakewood | 8701 | 21.385 | Residential | Behind the Meter | Yes | Powerlutions, LLC | JCP&L |  | Accepted | 2025-07-17 | 2025-08-08 | 2026-08-08 | Solar Panels | CANADIAN | CS6.1-54TM-455H |  | 0.455 | 25 | 8 | 29 |  | Fixed | Roof
NJADRE1560106226 | Administratively Determined Incentive Program | Lakewood | 8701 | 21.385 | Residential | Behind the Meter | Yes | Powerlutions, LLC | JCP&L |  | Accepted | 2025-07-17 | 2025-08-08 | 2026-08-08 | Solar Panels | CANADIAN | CS6.1-54TM-455H |  | 0.455 | 22 | 188 | 29 |  | Fixed | Roof
NJADRE1560106226 | Administratively Determined Incentive Program | Lakewood | 8701 | 21.385 | Residential | Behind the Meter | Yes | Powerlutions, LLC | JCP&L |  | Accepted | 2025-07-17 | 2025-08-08 | 2026-08-08 | Inverters | Enphase | IQ8HC-72-M-DOM-US | 380 |  | 47 |  |  | 0.98 |  | Outdoor
NJADRE1560106227 | Administratively Determined Incentive Program | EDISON | 8817 | 6.48 | Residential | Behind the Meter | No | Solar Energy World | PSE&G |  | Accepted | 2025-07-17 | 2025-08-08 | 2026-08-08 | Inverters | Enphase | IQ8+-72-2-US | 290 |  | 16 |  |  | 0.97 |  | Outside
NJADRE1560106227 | Administratively Determined Incentive Program | EDISON | 8817 | 6.48 | Residential | Behind the Meter | No | Solar Energy World | PSE&G |  | Accepted | 2025-07-17 | 2025-08-08 | 2026-08-08 | Solar Panels | LONGi | LR5-54HPB-405M |  | 0.405 | 16 | 118 | 19 |  | Fixed | Roof
NJADRE1560106234 | Administratively Determined Incentive Program | Bridgeton | 8302 | 13.05 | Residential | Behind the Meter | Yes | Integrity Solar & Home Solutions, LLC | AC Electric |  | Accepted | 2025-07-17 | 2025-08-11 | 2026-08-11 | Solar Panels | Q CELLS | Q.TRON BLK M-G2H+ 435 |  | 0.435 | 23 | 246 | 23 |  | Fixed | Roof
NJADRE1560106234 | Administratively Determined Incentive Program | Bridgeton | 8302 | 13.05 | Residential | Behind the Meter | Yes | Integrity Solar & Home Solutions, LLC | AC Electric |  | Accepted | 2025-07-17 | 2025-08-11 | 2026-08-11 | Solar Panels | Q CELLS | Q.TRON BLK M-G2H+ 435 |  | 0.435 | 7 | 66 | 23 |  | Fixed | Roof
NJADRE1560106234 | Administratively Determined Incentive Program | Bridgeton | 8302 | 13.05 | Residential | Behind the Meter | Yes | Integrity Solar & Home Solutions, LLC | AC Electric |  | Accepted | 2025-07-17 | 2025-08-11 | 2026-08-11 | Inverters | ENPHASE | IQ8HC | 380 |  | 30 |  |  | 0.98 |  | Other | UNDER EACH PANEL
NJADRE1560106241 | Administratively Determined Incentive Program | Somerset | 8873 | 14.72 | Residential | Behind the Meter | No | Infinity Solar Systems, LLC | PSE&G |  | Accepted | 2025-07-17 | 2025-08-08 | 2026-08-08 | Solar Panels | REC Solar | REC 460AA PURE-RX |  | 0.46 | 8 | 124 | 27 |  | Fixed | Roof
NJADRE1560106241 | Administratively Determined Incentive Program | Somerset | 8873 | 14.72 | Residential | Behind the Meter | No | Infinity Solar Systems, LLC | PSE&G |  | Accepted | 2025-07-17 | 2025-08-08 | 2026-08-08 | Inverters | Enphase | IQ8X-80-M-US | 380 |  | 32 |  |  | 0.97 |  | Outdoor
NJADRE1560106241 | Administratively Determined Incentive Program | Somerset | 8873 | 14.72 | Residential | Behind the Meter | No | Infinity Solar Systems, LLC | PSE&G |  | Accepted | 2025-07-17 | 2025-08-08 | 2026-08-08 | Solar Panels | REC Solar | REC 460AA PURE-RX |  | 0.46 | 10 | 304 | 27 |  | Fixed | Roof
NJADRE1560106241 | Administratively Determined Incentive Program | Somerset | 8873 | 14.72 | Residential | Behind the Meter | No | Infinity Solar Systems, LLC | PSE&G |  | Accepted | 2025-07-17 | 2025-08-08 | 2026-08-08 | Solar Panels | REC Solar | REC 460AA PURE-RX |  | 0.46 | 8 | 304 | 27 |  | Fixed | Roof
NJADRE1560106241 | Administratively Determined Incentive Program | Somerset | 8873 | 14.72 | Residential | Behind the Meter | No | Infinity Solar Systems, LLC | PSE&G |  | Accepted | 2025-07-17 | 2025-08-08 | 2026-08-08 | Solar Panels | REC Solar | REC 460AA PURE-RX |  | 0.46 | 6 | 124 | 27 |  | Fixed | Roof
NJADRE1560106249 | Administratively Determined Incentive Program | ELIZABETHPORT | 7206 | 3.735 | Residential | Behind the Meter | Yes | Big Wave Roofing and Solar, LLC | PSE&G |  | Accepted | 2025-07-17 | 2025-08-01 | 2026-08-01 | Inverters | Enphase | IQ8HC-72-M-DOM-US | 380 |  | 9 |  |  | 0.97 |  | Outside
NJADRE1560106249 | Administratively Determined Incentive Program | ELIZABETHPORT | 7206 | 3.735 | Residential | Behind the Meter | Yes | Big Wave Roofing and Solar, LLC | PSE&G |  | Accepted | 2025-07-17 | 2025-08-01 | 2026-08-01 | Solar Panels | QCELLS | Q.PEAK DUO BLK ML-G10.C+ 415W |  | 0.415 | 9 | 144 | 25 |  | Fixed | Roof
NJADRE1560106259 | Administratively Determined Incentive Program | MOUNT LAUREL TOWNSHIP | 8054 | 16.193 | Residential | Behind the Meter | No | Freedom Forever New Jersey, LLC | PSE&G |  | Accepted | 2025-07-17 | 2025-08-08 | 2026-08-08 | Solar Panels | JA Solar | JAM54S31-405/MR |  | 0.405 | 25 | 101 | 34 |  | Fixed | Roof
NJADRE1560106259 | Administratively Determined Incentive Program | MOUNT LAUREL TOWNSHIP | 8054 | 16.193 | Residential | Behind the Meter | No | Freedom Forever New Jersey, LLC | PSE&G |  | Accepted | 2025-07-17 | 2025-08-08 | 2026-08-08 | Solar Panels | JA Solar | JAM54S31-405/MR |  | 0.4045 | 15 | 281 | 34 |  | Fixed | Roof
NJADRE1560106259 | Administratively Determined Incentive Program | MOUNT LAUREL TOWNSHIP | 8054 | 16.193 | Residential | Behind the Meter | No | Freedom Forever New Jersey, LLC | PSE&G |  | Accepted | 2025-07-17 | 2025-08-08 | 2026-08-08 | Inverters | Solar Edge | SE11400H-US | 11400 |  | 1 |  |  | 0.99 |  | Outside
NJADRE1560106279 | Administratively Determined Incentive Program | Pittstown | 8867 | 22.525 | Residential | Behind the Meter | No | Solar Energy World | JCP&L |  | Accepted | 2025-07-17 | 2025-08-08 | 2026-08-08 | Solar Panels | HANWHA | Q.TRON BLKM-G2+ 425W |  | 0.425 | 13 | 174 | 46 |  | Fixed | Roof
NJADRE1560106279 | Administratively Determined Incentive Program | Pittstown | 8867 | 22.525 | Residential | Behind the Meter | No | Solar Energy World | JCP&L |  | Accepted | 2025-07-17 | 2025-08-08 | 2026-08-08 | Inverters | Enphase | IQ8MC-72-M-US | 320 |  | 53 |  |  | 0.97 |  | Outside
NJADRE1560106279 | Administratively Determined Incentive Program | Pittstown | 8867 | 22.525 | Residential | Behind the Meter | No | Solar Energy World | JCP&L |  | Accepted | 2025-07-17 | 2025-08-08 | 2026-08-08 | Solar Panels | HANWHA | Q.TRON BLKM-G2+ 425W |  | 0.425 | 8 | 264 | 30 |  | Fixed | Roof
NJADRE1560106279 | Administratively Determined Incentive Program | Pittstown | 8867 | 22.525 | Residential | Behind the Meter | No | Solar Energy World | JCP&L |  | Accepted | 2025-07-17 | 2025-08-08 | 2026-08-08 | Solar Panels | HANWHA | Q.TRON BLKM-G2+ 425W |  | 0.425 | 12 | 263 | 30 |  | Fixed | Roof
NJADRE1560106279 | Administratively Determined Incentive Program | Pittstown | 8867 | 22.525 | Residential | Behind the Meter | No | Solar Energy World | JCP&L |  | Accepted | 2025-07-17 | 2025-08-08 | 2026-08-08 | Solar Panels | HANWHA | Q.TRON BLKM-G2+ 425W |  | 0.425 | 12 | 83 | 26 |  | Fixed | Roof
NJADRE1560106279 | Administratively Determined Incentive Program | Pittstown | 8867 | 22.525 | Residential | Behind the Meter | No | Solar Energy World | JCP&L |  | Accepted | 2025-07-17 | 2025-08-08 | 2026-08-08 | Solar Panels | HANWHA | Q.TRON BLKM-G2+ 425W |  | 0.425 | 8 | 84 | 29 |  | Fixed | Roof
NJADRE1560106281 | Administratively Determined Incentive Program | New Brunswick | 8901 | 6.48 | Residential | Behind the Meter | Yes | Sunrun Installation Services, Inc. | PSE&G |  | Accepted | 2025-07-17 | 2025-08-08 | 2026-08-08 | Solar Panels | JA Solar | JAM54S31-405/MR |  | 0.405 | 5 | 84 | 22 |  | Fixed | Roof
NJADRE1560106281 | Administratively Determined Incentive Program | New Brunswick | 8901 | 6.48 | Residential | Behind the Meter | Yes | Sunrun Installation Services, Inc. | PSE&G |  | Accepted | 2025-07-17 | 2025-08-08 | 2026-08-08 | Solar Panels | JA Solar | JAM54S31-405/MR |  | 0.405 | 9 | 264 | 41 |  | Fixed | Roof
NJADRE1560106281 | Administratively Determined Incentive Program | New Brunswick | 8901 | 6.48 | Residential | Behind the Meter | Yes | Sunrun Installation Services, Inc. | PSE&G |  | Accepted | 2025-07-17 | 2025-08-08 | 2026-08-08 | Inverters | SolarEdge Technologies | SE5700H-USMN | 5760 |  | 1 |  |  | 0.99 |  | Outdoor | Next to meter
NJADRE1560106281 | Administratively Determined Incentive Program | New Brunswick | 8901 | 6.48 | Residential | Behind the Meter | Yes | Sunrun Installation Services, Inc. | PSE&G |  | Accepted | 2025-07-17 | 2025-08-08 | 2026-08-08 | Solar Panels | JA Solar | JAM54S31-405/MR |  | 0.405 | 2 | 84 | 23 |  | Fixed | Roof
NJADRE1560106289 | Administratively Determined Incentive Program | MARLBORO TOWNSHIP | 7751 | 10.66 | Residential | Behind the Meter | No | Tesla Energy Operations, Inc. | JCP&L |  | Accepted | 2025-07-17 | 2025-08-08 | 2026-08-08 | Inverters | Tesla | 1538000-XX-Y | 3800 |  | 1 |  |  | 0.98 |  | Outdoor
NJADRE1560106289 | Administratively Determined Incentive Program | MARLBORO TOWNSHIP | 7751 | 10.66 | Residential | Behind the Meter | No | Tesla Energy Operations, Inc. | JCP&L |  | Accepted | 2025-07-17 | 2025-08-08 | 2026-08-08 | Solar Panels | Hanwha | Q.PEAK DUO BLK ML-G10+/TS 410 |  | 0.41 | 6 | 318 | 37 |  | Fixed | Roof
NJADRE1560106289 | Administratively Determined Incentive Program | MARLBORO TOWNSHIP | 7751 | 10.66 | Residential | Behind the Meter | No | Tesla Energy Operations, Inc. | JCP&L |  | Accepted | 2025-07-17 | 2025-08-08 | 2026-08-08 | Solar Panels | Hanwha | Q.PEAK DUO BLK ML-G10+/TS 410 |  | 0.41 | 7 | 48 | 34 |  | Fixed | Roof
NJADRE1560106289 | Administratively Determined Incentive Program | MARLBORO TOWNSHIP | 7751 | 10.66 | Residential | Behind the Meter | No | Tesla Energy Operations, Inc. | JCP&L |  | Accepted | 2025-07-17 | 2025-08-08 | 2026-08-08 | Inverters | Tesla | 1538000-XX-Y | 7600 |  | 1 |  |  | 0.98 |  | Outdoor
NJADRE1560106289 | Administratively Determined Incentive Program | MARLBORO TOWNSHIP | 7751 | 10.66 | Residential | Behind the Meter | No | Tesla Energy Operations, Inc. | JCP&L |  | Accepted | 2025-07-17 | 2025-08-08 | 2026-08-08 | Solar Panels | Hanwha | Q.PEAK DUO BLK ML-G10+/TS 410 |  | 0.41 | 9 | 138 | 37 |  | Fixed | Roof
NJADRE1560106289 | Administratively Determined Incentive Program | MARLBORO TOWNSHIP | 7751 | 10.66 | Residential | Behind the Meter | No | Tesla Energy Operations, Inc. | JCP&L |  | Accepted | 2025-07-17 | 2025-08-08 | 2026-08-08 | Solar Panels | Hanwha | Q.PEAK DUO BLK ML-G10+/TS 410 |  | 0.41 | 4 | 227 | 34 |  | Fixed | Roof
NJADRE1560106290 | Administratively Determined Incentive Program | COLONIA | 7067 | 7.79 | Residential | Behind the Meter | No | Pro Custom Solar dba Momentum Solar | PSE&G |  | Accepted | 2025-07-17 | 2025-08-08 | 2026-08-08 | Solar Panels | Hanwha | q.peak duo blk-g10+410 |  | 0.41 | 9 | 222 | 39 |  | Fixed | Roof
NJADRE1560106290 | Administratively Determined Incentive Program | COLONIA | 7067 | 7.79 | Residential | Behind the Meter | No | Pro Custom Solar dba Momentum Solar | PSE&G |  | Accepted | 2025-07-17 | 2025-08-08 | 2026-08-08 | Inverters | ENPHASE | IQ8PLUS-72-2-US | 380 |  | 19 |  |  | 0.97 |  | Outdoor
NJADRE1560106290 | Administratively Determined Incentive Program | COLONIA | 7067 | 7.79 | Residential | Behind the Meter | No | Pro Custom Solar dba Momentum Solar | PSE&G |  | Accepted | 2025-07-17 | 2025-08-08 | 2026-08-08 | Solar Panels | Hanwha | q.peak duo blk-g10+410 |  | 0.41 | 4 | 222 | 36 |  | Fixed | Roof
NJADRE1560106290 | Administratively Determined Incentive Program | COLONIA | 7067 | 7.79 | Residential | Behind the Meter | No | Pro Custom Solar dba Momentum Solar | PSE&G |  | Accepted | 2025-07-17 | 2025-08-08 | 2026-08-08 | Solar Panels | Hanwha | q.peak duo blk-g10+410 |  | 0.41 | 6 | 42 | 38 |  | Fixed | Roof
NJADRE1560106310 | Administratively Determined Incentive Program | LAKEWOOD | 8701 | 12.74 | Residential | Behind the Meter | Yes | Kamtech Solar Solutions | JCP&L |  | Accepted | 2025-07-17 | 2025-08-08 | 2026-08-08 | Solar Panels | CANADIAN SOLAR | CS6. 1-64TM-455 |  | 0.455 | 28 | 92 | 30 |  | Fixed | Roof
NJADRE1560106310 | Administratively Determined Incentive Program | LAKEWOOD | 8701 | 12.74 | Residential | Behind the Meter | Yes | Kamtech Solar Solutions | JCP&L |  | Accepted | 2025-07-17 | 2025-08-08 | 2026-08-08 | Inverters | ENPHASE | IQ8AC-72M-US | 349 |  | 28 |  |  | 0.973 |  | Outdoor | ROOFTOP
NJADRE1560106313 | Administratively Determined Incentive Program | SICKLERVILLE | 8081 | 10.44 | Residential | Behind the Meter | Yes | Integrity Solar & Home Solutions, LLC | AC Electric |  | Accepted | 2025-07-17 | 2025-08-11 | 2026-08-11 | Solar Panels | Q CELLS | Q.TRON BLK M-G2H+ 435 |  | 0.435 | 9 | 120 | 38 |  | Fixed | Roof
NJADRE1560106313 | Administratively Determined Incentive Program | SICKLERVILLE | 8081 | 10.44 | Residential | Behind the Meter | Yes | Integrity Solar & Home Solutions, LLC | AC Electric |  | Accepted | 2025-07-17 | 2025-08-11 | 2026-08-11 | Solar Panels | Q CELLS | Q.TRON BLK M-G2H+ 435 |  | 0.435 | 2 | 210 | 30 |  | Fixed | Roof
NJADRE1560106313 | Administratively Determined Incentive Program | SICKLERVILLE | 8081 | 10.44 | Residential | Behind the Meter | Yes | Integrity Solar & Home Solutions, LLC | AC Electric |  | Accepted | 2025-07-17 | 2025-08-11 | 2026-08-11 | Solar Panels | Q CELLS | Q.TRON BLK M-G2H+ 435 |  | 0.435 | 4 | 300 | 37 |  | Fixed | Roof
NJADRE1560106313 | Administratively Determined Incentive Program | SICKLERVILLE | 8081 | 10.44 | Residential | Behind the Meter | Yes | Integrity Solar & Home Solutions, LLC | AC Electric |  | Accepted | 2025-07-17 | 2025-08-11 | 2026-08-11 | Solar Panels | Q CELLS | Q.TRON BLK M-G2H+ 435 |  | 0.435 | 3 | 120 | 37 |  | Fixed | Roof
NJADRE1560106313 | Administratively Determined Incentive Program | SICKLERVILLE | 8081 | 10.44 | Residential | Behind the Meter | Yes | Integrity Solar & Home Solutions, LLC | AC Electric |  | Accepted | 2025-07-17 | 2025-08-11 | 2026-08-11 | Solar Panels | Q CELLS | Q.TRON BLK M-G2H+ 435 |  | 0.435 | 6 | 30 | 30 |  | Fixed | Roof
NJADRE1560106313 | Administratively Determined Incentive Program | SICKLERVILLE | 8081 | 10.44 | Residential | Behind the Meter | Yes | Integrity Solar & Home Solutions, LLC | AC Electric |  | Accepted | 2025-07-17 | 2025-08-11 | 2026-08-11 | Inverters | ENPHASE | IQ8HC | 380 |  | 24 |  |  | 0.98 |  | Other | UNDER EACH PANEL
NJADRE1560106327 | Administratively Determined Incentive Program | LAKEHURST | 8733 | 5.33 | Residential | Behind the Meter | Yes | Sunrun Installation Services, Inc. | JCP&L |  | Accepted | 2025-07-17 | 2025-08-08 | 2026-08-08 | Electric Storage Battery | TESLA | POWERWALL 3 1707000-XX-Y |  |  | 1 |  |  |  | Lithium Ion |  | Outside
NJADRE1560106327 | Administratively Determined Incentive Program | LAKEHURST | 8733 | 5.33 | Residential | Behind the Meter | Yes | Sunrun Installation Services, Inc. | JCP&L |  | Accepted | 2025-07-17 | 2025-08-08 | 2026-08-08 | Solar Panels | Hanwha Q-Cells | Q.PEAK DUO BLK ML-G10+ 410 DCA |  | 0.41 | 13 | 176 | 17 |  | Fixed | Roof
NJADRE1560106327 | Administratively Determined Incentive Program | LAKEHURST | 8733 | 5.33 | Residential | Behind the Meter | Yes | Sunrun Installation Services, Inc. | JCP&L |  | Accepted | 2025-07-17 | 2025-08-08 | 2026-08-08 | Inverters | TESLA | POWERWALL 3 1707000-XX-Y | 11500 |  | 1 |  |  | 0.97 |  | Outside
NJADRE1560106329 | Administratively Determined Incentive Program | Manahawkin | 8050 | 12.045 | Residential | Behind the Meter | No | Pro Custom Solar dba Momentum Solar | AC Electric |  | Accepted | 2025-07-17 | 2025-08-08 | 2026-08-08 | Solar Panels | Hanwha | q.peak duo blk-g10+365 |  | 0.365 | 7 | 85 | 26 |  | Fixed | Roof
NJADRE1560106329 | Administratively Determined Incentive Program | Manahawkin | 8050 | 12.045 | Residential | Behind the Meter | No | Pro Custom Solar dba Momentum Solar | AC Electric |  | Accepted | 2025-07-17 | 2025-08-08 | 2026-08-08 | Solar Panels | Hanwha | q.peak duo blk-g10+365 |  | 0.365 | 4 | 85 | 26 |  | Fixed | Roof
NJADRE1560106329 | Administratively Determined Incentive Program | Manahawkin | 8050 | 12.045 | Residential | Behind the Meter | No | Pro Custom Solar dba Momentum Solar | AC Electric |  | Accepted | 2025-07-17 | 2025-08-08 | 2026-08-08 | Inverters | ENPHASE | IQ7PLUS-72-2-US | 290 |  | 33 |  |  | 0.97 |  | Outdoor
NJADRE1560106329 | Administratively Determined Incentive Program | Manahawkin | 8050 | 12.045 | Residential | Behind the Meter | No | Pro Custom Solar dba Momentum Solar | AC Electric |  | Accepted | 2025-07-17 | 2025-08-08 | 2026-08-08 | Solar Panels | HANWHA | q.peak duo blk-g10+365 |  | 0.365 | 4 | 85 | 26 |  | Fixed | Roof
NJADRE1560106329 | Administratively Determined Incentive Program | Manahawkin | 8050 | 12.045 | Residential | Behind the Meter | No | Pro Custom Solar dba Momentum Solar | AC Electric |  | Accepted | 2025-07-17 | 2025-08-08 | 2026-08-08 | Solar Panels | Hanwha | q.peak duo blk-g10+365 |  | 0.365 | 16 | 265 | 26 |  | Fixed | Roof
NJADRE1560106329 | Administratively Determined Incentive Program | Manahawkin | 8050 | 12.045 | Residential | Behind the Meter | No | Pro Custom Solar dba Momentum Solar | AC Electric |  | Accepted | 2025-07-17 | 2025-08-08 | 2026-08-08 | Solar Panels | HANWHA | q.peak duo blk-g10+365 |  | 0.365 | 2 | 265 | 26 |  | Fixed | Roof
NJADRE1560106333 | Administratively Determined Incentive Program | Wildwood | 8260 | 2.835 | Residential | Behind the Meter | No | Freedom Forever New Jersey, LLC | AC Electric |  | Accepted | 2025-07-17 | 2025-08-08 | 2026-08-08 | Inverters | Solar Edge | SE3800H-USRGM | 3800 |  | 1 |  |  | 0.99 |  | Outside
NJADRE1560106333 | Administratively Determined Incentive Program | Wildwood | 8260 | 2.835 | Residential | Behind the Meter | No | Freedom Forever New Jersey, LLC | AC Electric |  | Accepted | 2025-07-17 | 2025-08-08 | 2026-08-08 | Solar Panels | JA Solar | JAM54S31-405/MR |  | 0.405 | 7 | 132 | 30 |  | Fixed | Roof
NJADRE1560106344 | Administratively Determined Incentive Program | BRIDGETON | 8302 | 9.84 | Residential | Behind the Meter | No | Define Solar, LLC | AC Electric |  | Accepted | 2025-07-17 | 2025-08-08 | 2026-08-08 | Inverters | Enphase | IQ8PLUS-72-2-US | 290 |  | 24 |  |  | 0.976 |  | Outside | Under each pv panel
NJADRE1560106344 | Administratively Determined Incentive Program | BRIDGETON | 8302 | 9.84 | Residential | Behind the Meter | No | Define Solar, LLC | AC Electric |  | Accepted | 2025-07-17 | 2025-08-08 | 2026-08-08 | Solar Panels | Znshine | ZXM7-SH108 410W |  | 0.41 | 24 | 180 | 30 |  | Fixed | Ground
NJADRE1560106356 | Administratively Determined Incentive Program | LINDEN CITY | 7036 | 7.695 | Residential | Behind the Meter | Yes | Sunrun Installation Services, Inc. | PSE&G |  | Accepted | 2025-07-17 | 2025-08-08 | 2026-08-08 | Inverters | SolarEdge Technologies | SE5700H-USMN | 5760 |  | 1 |  |  | 0.99 |  | Outdoor | Next to meter
NJADRE1560106356 | Administratively Determined Incentive Program | LINDEN CITY | 7036 | 7.695 | Residential | Behind the Meter | Yes | Sunrun Installation Services, Inc. | PSE&G |  | Accepted | 2025-07-17 | 2025-08-08 | 2026-08-08 | Solar Panels | JA Solar | JAM54S31-405/MR |  | 0.405 | 19 | 133 | 42 |  | Fixed | Roof
NJADRE1560106360 | Administratively Determined Incentive Program | TRENTON | 8691 | 8.7 | Residential | Behind the Meter | Yes | SunnyMac, LLC | PSE&G |  | Accepted | 2025-07-17 | 2025-08-11 | 2026-08-11 | Solar Panels | HANWHA | Q.TRON BLK M-G2.H+ |  | 0.435 | 14 | 160 | 27 |  | Fixed | Roof
NJADRE1560106360 | Administratively Determined Incentive Program | TRENTON | 8691 | 8.7 | Residential | Behind the Meter | Yes | SunnyMac, LLC | PSE&G |  | Accepted | 2025-07-17 | 2025-08-11 | 2026-08-11 | Inverters | SOLAREDGE HOME HUB | SE5700H-US | 5760 |  | 1 |  |  | 0.99 |  | Outdoor | next to meter
NJADRE1560106360 | Administratively Determined Incentive Program | TRENTON | 8691 | 8.7 | Residential | Behind the Meter | Yes | SunnyMac, LLC | PSE&G |  | Accepted | 2025-07-17 | 2025-08-11 | 2026-08-11 | Solar Panels | HANWHA | Q.TRON BLK M-G2.H+ |  | 0.435 | 6 | 160 | 27 |  | Fixed | Roof
NJADRE1560106371 | Administratively Determined Incentive Program | Orange | 7050 | 108.35 | School Public K-12 | Behind the Meter | Yes | HESP Construction, LLC | PSE&G |  | Accepted | 2025-07-18 | 2025-08-12 | 2026-08-12 | Inverters | SOLAREDGE | SE100KUS | 100000 |  | 1 |  |  | 0.985 |  | Outside
NJADRE1560106371 | Administratively Determined Incentive Program | Orange | 7050 | 108.35 | School Public K-12 | Behind the Meter | Yes | HESP Construction, LLC | PSE&G |  | Accepted | 2025-07-18 | 2025-08-12 | 2026-08-12 | Solar Panels | HT-SAAE | HT72-18X-550 |  | 0.55 | 197 | 218 | 5 |  | Fixed | Roof
NJADRE1560106372 | Administratively Determined Incentive Program | Lakewood | 8701 | 15.4 | Residential | Behind the Meter | Yes | GenSun Roofing and Solar, LLC | JCP&L |  | Accepted | 2025-07-17 | 2025-08-08 | 2026-08-08 | Meters | Solar Edge | S440 POWER OPTIMIZERS |  |  | 35 |  |  |  | Yes | Outdoor
NJADRE1560106372 | Administratively Determined Incentive Program | Lakewood | 8701 | 15.4 | Residential | Behind the Meter | Yes | GenSun Roofing and Solar, LLC | JCP&L |  | Accepted | 2025-07-17 | 2025-08-08 | 2026-08-08 | Solar Panels | JA Solar | JAM54D41440/LB |  | 0.44 | 16 | 277 | 27 |  | Fixed | Roof
NJADRE1560106372 | Administratively Determined Incentive Program | Lakewood | 8701 | 15.4 | Residential | Behind the Meter | Yes | GenSun Roofing and Solar, LLC | JCP&L |  | Accepted | 2025-07-17 | 2025-08-08 | 2026-08-08 | Inverters | Solar Edge | SE6000H-US (240V) | 1200 |  | 2 |  |  | 0.9 |  | Outdoor
NJADRE1560106372 | Administratively Determined Incentive Program | Lakewood | 8701 | 15.4 | Residential | Behind the Meter | Yes | GenSun Roofing and Solar, LLC | JCP&L |  | Accepted | 2025-07-17 | 2025-08-08 | 2026-08-08 | Meters | Solar Edge | SE6000H-US (240V) |  |  | 2 |  |  |  | Yes | Outdoor
NJADRE1560106372 | Administratively Determined Incentive Program | Lakewood | 8701 | 15.4 | Residential | Behind the Meter | Yes | GenSun Roofing and Solar, LLC | JCP&L |  | Accepted | 2025-07-17 | 2025-08-08 | 2026-08-08 | Inverters | Solar Edge | S440 POWER OPTIMIZERS | 1200 |  | 35 |  |  | 0.9 |  | Outdoor
NJADRE1560106372 | Administratively Determined Incentive Program | Lakewood | 8701 | 15.4 | Residential | Behind the Meter | Yes | GenSun Roofing and Solar, LLC | JCP&L |  | Accepted | 2025-07-17 | 2025-08-08 | 2026-08-08 | Solar Panels | JA Solar | JAM54D41440/LB |  | 0.44 | 19 | 98 | 27 |  | Fixed | Roof
NJADRE1560106376 | Administratively Determined Incentive Program | Ewing | 8628 | 12.615 | Residential | Behind the Meter | Yes | SunnyMac, LLC | PSE&G |  | Accepted | 2025-07-17 | 2025-08-08 | 2026-08-08 | Solar Panels | HANWHA | Q.TRON BLK M-G2.H+ |  | 0.435 | 21 | 210 | 32 |  | Fixed | Roof
NJADRE1560106376 | Administratively Determined Incentive Program | Ewing | 8628 | 12.615 | Residential | Behind the Meter | Yes | SunnyMac, LLC | PSE&G |  | Accepted | 2025-07-17 | 2025-08-08 | 2026-08-08 | Inverters | SOLAREDGE | SE10000H-US | 10000 |  | 1 |  |  | 0.99 |  | Outdoor | next to meter
NJADRE1560106376 | Administratively Determined Incentive Program | Ewing | 8628 | 12.615 | Residential | Behind the Meter | Yes | SunnyMac, LLC | PSE&G |  | Accepted | 2025-07-17 | 2025-08-08 | 2026-08-08 | Solar Panels | HANWHA | Q.TRON BLK M-G2.H+ |  | 0.435 | 8 | 30 | 32 |  | Fixed | Roof
NJADRE1560106381 | Administratively Determined Incentive Program | CHERRY HILL | 8002 | 7.395 | Residential | Behind the Meter | Yes | Integrity Solar & Home Solutions, LLC | PSE&G |  | Accepted | 2025-07-17 | 2025-08-11 | 2026-08-11 | Inverters | ENPHASE | IQ8HC | 380 |  | 17 |  |  | 0.98 |  | Other | UNDER EACH PANEL
NJADRE1560106381 | Administratively Determined Incentive Program | CHERRY HILL | 8002 | 7.395 | Residential | Behind the Meter | Yes | Integrity Solar & Home Solutions, LLC | PSE&G |  | Accepted | 2025-07-17 | 2025-08-11 | 2026-08-11 | Solar Panels | Q CELLS | Q.TRON BLK M-G2H+ 435 |  | 0.435 | 17 | 251 | 26 |  | Fixed | Roof
NJADRE1560107004 | Administratively Determined Incentive Program | Orange | 7050 | 45.65 | School Public K-12 | Behind the Meter | Yes | HESP Construction, LLC | PSE&G |  | Accepted | 2025-07-18 | 2025-08-12 | 2026-08-12 | Inverters | SOLAREDGE | SE17.3KUS | 34600 |  | 2 |  |  | 0.975 |  | Outside
NJADRE1560107004 | Administratively Determined Incentive Program | Orange | 7050 | 45.65 | School Public K-12 | Behind the Meter | Yes | HESP Construction, LLC | PSE&G |  | Accepted | 2025-07-18 | 2025-08-12 | 2026-08-12 | Solar Panels | HT-SAAE | HT72-18X-550 |  | 0.55 | 83 | 234.51 | 5 |  | Fixed | Roof
NJADRE1560107019 | Administratively Determined Incentive Program | JACKSON | 8527 | 22.295 | Residential | Behind the Meter | Yes | Kamtech Solar Solutions | JCP&L |  | Accepted | 2025-07-17 | 2025-08-08 | 2026-08-08 | Solar Panels | CANADIAN SOLAR | CS6. 1-54TM-455 |  | 0.455 | 3 | 216 | 34 |  | Fixed | Roof
NJADRE1560107019 | Administratively Determined Incentive Program | JACKSON | 8527 | 22.295 | Residential | Behind the Meter | Yes | Kamtech Solar Solutions | JCP&L |  | Accepted | 2025-07-17 | 2025-08-08 | 2026-08-08 | Solar Panels | CANADIAN SOLAR | CS6. 1-54TM-455 |  | 0.455 | 3 | 126 | 9 |  | Fixed | Roof | ROOFTOP
NJADRE1560107019 | Administratively Determined Incentive Program | JACKSON | 8527 | 22.295 | Residential | Behind the Meter | Yes | Kamtech Solar Solutions | JCP&L |  | Accepted | 2025-07-17 | 2025-08-08 | 2026-08-08 | Solar Panels | CANADIAN SOLAR | CS6. 1-54TM-455 |  | 0.455 | 13 | 216 | 34 |  | Fixed | Roof
NJADRE1560107019 | Administratively Determined Incentive Program | JACKSON | 8527 | 22.295 | Residential | Behind the Meter | Yes | Kamtech Solar Solutions | JCP&L |  | Accepted | 2025-07-17 | 2025-08-08 | 2026-08-08 | Solar Panels | CANADIAN SOLAR | CS6. 1-54TM-455 |  | 0.455 | 17 | 36 | 34 |  | Fixed | Roof
NJADRE1560107019 | Administratively Determined Incentive Program | JACKSON | 8527 | 22.295 | Residential | Behind the Meter | Yes | Kamtech Solar Solutions | JCP&L |  | Accepted | 2025-07-17 | 2025-08-08 | 2026-08-08 | Solar Panels | CANADIAN SOLAR | CS6. 1-54TM-455 |  | 0.455 | 6 | 126 | 40 |  | Fixed | Roof
NJADRE1560107019 | Administratively Determined Incentive Program | JACKSON | 8527 | 22.295 | Residential | Behind the Meter | Yes | Kamtech Solar Solutions | JCP&L |  | Accepted | 2025-07-17 | 2025-08-08 | 2026-08-08 | Solar Panels | CANADIAN SOLAR | CS6. 1-54TM-455 |  | 0.455 | 7 | 216 | 34 |  | Fixed | Roof
NJADRE1560107019 | Administratively Determined Incentive Program | JACKSON | 8527 | 22.295 | Residential | Behind the Meter | Yes | Kamtech Solar Solutions | JCP&L |  | Accepted | 2025-07-17 | 2025-08-08 | 2026-08-08 | Inverters | ENPHASE | IQ8AC-72M-US | 349 |  | 49 |  |  | 0.973 |  | Outdoor | ROOFTOP
NJADRE1560107396 | Administratively Determined Incentive Program | Orange | 7050 | 39.05 | School Public K-12 | Behind the Meter | Yes | HESP Construction, LLC | PSE&G |  | Accepted | 2025-07-18 | 2025-08-12 | 2026-08-12 | Solar Panels | HT-SAAE | HT72-18X-550 |  | 0.55 | 71 | 234.51 | 5 |  | Fixed | Roof
NJADRE1560107396 | Administratively Determined Incentive Program | Orange | 7050 | 39.05 | School Public K-12 | Behind the Meter | Yes | HESP Construction, LLC | PSE&G |  | Accepted | 2025-07-18 | 2025-08-12 | 2026-08-12 | Inverters | SOLAREDGE | SE17.3KUS | 34600 |  | 2 |  |  | 0.975 |  | Outside
NJADRE1560107470 | Administratively Determined Incentive Program | WILLIAMSTOWN | 8094 | 20.825 | Residential | Behind the Meter | Yes | Power Energy Solutions, LLC | AC Electric |  | Accepted | 2025-07-17 | 2025-08-11 | 2026-08-11 | Inverters | SolarEdge | SE7600H-US | 7600 |  | 1 |  |  | 0.97 |  | Outdoor
NJADRE1560107470 | Administratively Determined Incentive Program | WILLIAMSTOWN | 8094 | 20.825 | Residential | Behind the Meter | Yes | Power Energy Solutions, LLC | AC Electric |  | Accepted | 2025-07-17 | 2025-08-11 | 2026-08-11 | Solar Panels | Trina Solar | TSM-425NE09RC.05 |  | 0.425 | 7 | 99 | 24 |  | Fixed | Roof
NJADRE1560107470 | Administratively Determined Incentive Program | WILLIAMSTOWN | 8094 | 20.825 | Residential | Behind the Meter | Yes | Power Energy Solutions, LLC | AC Electric |  | Accepted | 2025-07-17 | 2025-08-11 | 2026-08-11 | Solar Panels | Trina Solar | TSM-425NE09RC.05 |  | 0.425 | 8 | 190 | 24 |  | Fixed | Roof
NJADRE1560107470 | Administratively Determined Incentive Program | WILLIAMSTOWN | 8094 | 20.825 | Residential | Behind the Meter | Yes | Power Energy Solutions, LLC | AC Electric |  | Accepted | 2025-07-17 | 2025-08-11 | 2026-08-11 | Solar Panels | Trina Solar | TSM-425NE09RC.05 |  | 0.425 | 8 | 279 | 25 |  | Fixed | Roof
NJADRE1560107470 | Administratively Determined Incentive Program | WILLIAMSTOWN | 8094 | 20.825 | Residential | Behind the Meter | Yes | Power Energy Solutions, LLC | AC Electric |  | Accepted | 2025-07-17 | 2025-08-11 | 2026-08-11 | Solar Panels | Trina Solar | TSM-425NE09RC.05 |  | 0.425 | 4 | 190 | 16 |  | Fixed | Roof
NJADRE1560107470 | Administratively Determined Incentive Program | WILLIAMSTOWN | 8094 | 20.825 | Residential | Behind the Meter | Yes | Power Energy Solutions, LLC | AC Electric |  | Accepted | 2025-07-17 | 2025-08-11 | 2026-08-11 | Inverters | SolarEdge | SE5700H-US | 5760 |  | 1 |  |  | 0.97 |  | Outdoor
NJADRE1560107470 | Administratively Determined Incentive Program | WILLIAMSTOWN | 8094 | 20.825 | Residential | Behind the Meter | Yes | Power Energy Solutions, LLC | AC Electric |  | Accepted | 2025-07-17 | 2025-08-11 | 2026-08-11 | Solar Panels | Trina Solar | TSM-425NE09RC.05 |  | 0.425 | 9 | 280 | 20 |  | Fixed | Roof
NJADRE1560107470 | Administratively Determined Incentive Program | WILLIAMSTOWN | 8094 | 20.825 | Residential | Behind the Meter | Yes | Power Energy Solutions, LLC | AC Electric |  | Accepted | 2025-07-17 | 2025-08-11 | 2026-08-11 | Solar Panels | Trina Solar | TSM-425NE09RC.05 |  | 0.425 | 9 | 100 | 20 |  | Fixed | Roof
NJADRE1560107470 | Administratively Determined Incentive Program | WILLIAMSTOWN | 8094 | 20.825 | Residential | Behind the Meter | Yes | Power Energy Solutions, LLC | AC Electric |  | Accepted | 2025-07-17 | 2025-08-11 | 2026-08-11 | Solar Panels | Trina Solar | TSM-425NE09RC.05 |  | 0.425 | 4 | 10 | 24 |  | Fixed | Roof
NJADRE1560107514 | Administratively Determined Incentive Program | NORTH ARLINGTON BORO | 7031 | 3.24 | Residential | Behind the Meter | Yes | Bright Ops, Inc. | PSE&G |  | Accepted | 2025-07-17 | 2025-08-11 | 2026-08-11 | Solar Panels | Hanwha Q-Cells | Q.PEAK DUO BLK ML-G10+ 405 |  | 0.405 | 8 | 126 | 23 |  | Fixed | Roof
NJADRE1560107514 | Administratively Determined Incentive Program | NORTH ARLINGTON BORO | 7031 | 3.24 | Residential | Behind the Meter | Yes | Bright Ops, Inc. | PSE&G |  | Accepted | 2025-07-17 | 2025-08-11 | 2026-08-11 | Inverters | SolarEdge Technologies | SE3800H - USMN | 3800 |  | 1 |  |  | 0.98 |  | Outdoor | Outside
NJADRE1560107521 | Administratively Determined Incentive Program | Orange | 7050 | 113.3 | School Public K-12 | Behind the Meter | Yes | HESP Construction, LLC | PSE&G |  | Accepted | 2025-07-18 | 2025-08-12 | 2026-08-12 | Solar Panels | HT-SAAE | HT72-18X-550 |  | 0.55 | 206 | 239.52 | 5 |  | Fixed | Roof
NJADRE1560107521 | Administratively Determined Incentive Program | Orange | 7050 | 113.3 | School Public K-12 | Behind the Meter | Yes | HESP Construction, LLC | PSE&G |  | Accepted | 2025-07-18 | 2025-08-12 | 2026-08-12 | Inverters | Chint | SCA50KTL | 100000 |  | 2 |  |  | 0.988 |  | Outside
NJADRE1560107728 | Administratively Determined Incentive Program | PITMAN | 8071 | 4.1 | Residential | Behind the Meter | Yes | Define Solar, LLC | AC Electric |  | Accepted | 2025-07-17 | 2025-08-11 | 2026-08-11 | Inverters | Enphase | IQ8PLUS-72-2-US | 290 |  | 10 |  |  | 0.976 |  | Outside | Under each pv panel
NJADRE1560107728 | Administratively Determined Incentive Program | PITMAN | 8071 | 4.1 | Residential | Behind the Meter | Yes | Define Solar, LLC | AC Electric |  | Accepted | 2025-07-17 | 2025-08-11 | 2026-08-11 | Solar Panels | Znshine | ZXM7-SH108 410W |  | 0.41 | 10 | 144 | 22 |  | Fixed | Roof
NJADRE1560107776 | Administratively Determined Incentive Program | PARLIN | 8859 | 10.25 | Residential | Behind the Meter | Yes | Define Solar, LLC | JCP&L |  | Accepted | 2025-07-17 | 2025-08-11 | 2026-08-11 | Solar Panels | Znshine | ZXM7-SH108 410W |  | 0.41 | 11 | 250 | 18 |  | Fixed | Roof
NJADRE1560107776 | Administratively Determined Incentive Program | PARLIN | 8859 | 10.25 | Residential | Behind the Meter | Yes | Define Solar, LLC | JCP&L |  | Accepted | 2025-07-17 | 2025-08-11 | 2026-08-11 | Solar Panels | Znshine | ZXM7-SH108 410W |  | 0.41 | 14 | 70 | 18 |  | Fixed | Roof
NJADRE1560107776 | Administratively Determined Incentive Program | PARLIN | 8859 | 10.25 | Residential | Behind the Meter | Yes | Define Solar, LLC | JCP&L |  | Accepted | 2025-07-17 | 2025-08-11 | 2026-08-11 | Inverters | Enphase | IQ8PLUS-72-2-US | 290 |  | 11 |  |  | 0.976 |  | Outside | Under each pv panel
NJADRE1560107776 | Administratively Determined Incentive Program | PARLIN | 8859 | 10.25 | Residential | Behind the Meter | Yes | Define Solar, LLC | JCP&L |  | Accepted | 2025-07-17 | 2025-08-11 | 2026-08-11 | Inverters | Enphase | IQ8PLUS-72-2-US | 290 |  | 14 |  |  | 0.976 |  | Outside | Under each pv panel
NJADRE1560107784 | Administratively Determined Incentive Program | Hackettstown | 7840 | 7.74 | Residential | Behind the Meter | Yes | PosiGen Developer, LLC | JCP&L |  | Accepted | 2025-07-17 | 2025-08-08 | 2026-08-08 | Inverters | SOLAREDGE | SE7600H-US | 7600 |  | 1 |  |  | 0.99 |  | Outside | Within ten feet of meter
NJADRE1560107784 | Administratively Determined Incentive Program | Hackettstown | 7840 | 7.74 | Residential | Behind the Meter | Yes | PosiGen Developer, LLC | JCP&L |  | Accepted | 2025-07-17 | 2025-08-08 | 2026-08-08 | Solar Panels | JINKO EAGLE | G6RJKM430N-54HL4-B |  | 0.43 | 11 | 167 | 38 |  | Fixed | Roof
NJADRE1560107784 | Administratively Determined Incentive Program | Hackettstown | 7840 | 7.74 | Residential | Behind the Meter | Yes | PosiGen Developer, LLC | JCP&L |  | Accepted | 2025-07-17 | 2025-08-08 | 2026-08-08 | Solar Panels | JINKO EAGLE | G6RJKM430N-54HL4-B |  | 0.43 | 7 | 257 | 40 |  | Fixed | Roof
NJADRE1560107793 | Administratively Determined Incentive Program | NEWARK | 7112 | 17.2 | Residential | Behind the Meter | Yes | PosiGen Developer, LLC | PSE&G |  | Accepted | 2025-07-17 | 2025-07-29 | 2026-07-29 | Inverters | SolarEdge | SE7600H-US | 7600 |  | 1 |  |  | 0.99 |  | Outside
NJADRE1560107793 | Administratively Determined Incentive Program | NEWARK | 7112 | 17.2 | Residential | Behind the Meter | Yes | PosiGen Developer, LLC | PSE&G |  | Accepted | 2025-07-17 | 2025-07-29 | 2026-07-29 | Inverters | SolarEdge | SE7600H-US | 7600 |  | 1 |  |  | 0.99 |  | Outside
NJADRE1560107793 | Administratively Determined Incentive Program | NEWARK | 7112 | 17.2 | Residential | Behind the Meter | Yes | PosiGen Developer, LLC | PSE&G |  | Accepted | 2025-07-17 | 2025-07-29 | 2026-07-29 | Solar Panels | JINKO EAGLE | G6R JKM430N-54HL4-B |  | 0.43 | 26 | 216 | 27 |  | Fixed | Roof
NJADRE1560107793 | Administratively Determined Incentive Program | NEWARK | 7112 | 17.2 | Residential | Behind the Meter | Yes | PosiGen Developer, LLC | PSE&G |  | Accepted | 2025-07-17 | 2025-07-29 | 2026-07-29 | Solar Panels | JINKO EAGLE | G6R JKM430N-54HL4-B |  | 0.43 | 14 | 36 | 27 |  | Fixed | Roof
NJADRE1560107810 | Administratively Determined Incentive Program | Bridgeton | 8302 | 12.71 | Residential | Behind the Meter | Yes | Define Solar, LLC | AC Electric |  | Accepted | 2025-07-17 | 2025-08-08 | 2026-08-08 | Inverters | Enphase | IQ8PLUS-72-2-US | 290 |  | 10 |  |  | 0.976 |  | Outside | Under each pv panel
NJADRE1560107810 | Administratively Determined Incentive Program | Bridgeton | 8302 | 12.71 | Residential | Behind the Meter | Yes | Define Solar, LLC | AC Electric |  | Accepted | 2025-07-17 | 2025-08-08 | 2026-08-08 | Solar Panels | Znshine | ZXM7-SH108 410W |  | 0.41 | 12 | 0 | 10 |  | Fixed | Roof
NJADRE1560107810 | Administratively Determined Incentive Program | Bridgeton | 8302 | 12.71 | Residential | Behind the Meter | Yes | Define Solar, LLC | AC Electric |  | Accepted | 2025-07-17 | 2025-08-08 | 2026-08-08 | Inverters | Enphase | IQ8PLUS-72-2-US | 290 |  | 6 |  |  | 0.976 |  | Outside | Under each pv panel
NJADRE1560107810 | Administratively Determined Incentive Program | Bridgeton | 8302 | 12.71 | Residential | Behind the Meter | Yes | Define Solar, LLC | AC Electric |  | Accepted | 2025-07-17 | 2025-08-08 | 2026-08-08 | Inverters | Enphase | IQ8PLUS-72-2-US | 290 |  | 3 |  |  | 0.976 |  | Outside | Under each pv panel
NJADRE1560107810 | Administratively Determined Incentive Program | Bridgeton | 8302 | 12.71 | Residential | Behind the Meter | Yes | Define Solar, LLC | AC Electric |  | Accepted | 2025-07-17 | 2025-08-08 | 2026-08-08 | Solar Panels | Znshine | ZXM7-SH108 410W |  | 0.41 | 6 | 166 | 10 |  | Fixed | Roof
NJADRE1560107810 | Administratively Determined Incentive Program | Bridgeton | 8302 | 12.71 | Residential | Behind the Meter | Yes | Define Solar, LLC | AC Electric |  | Accepted | 2025-07-17 | 2025-08-08 | 2026-08-08 | Solar Panels | Znshine | ZXM7-SH108 410W |  | 0.41 | 3 | 256 | 42 |  | Fixed | Roof
NJADRE1560107810 | Administratively Determined Incentive Program | Bridgeton | 8302 | 12.71 | Residential | Behind the Meter | Yes | Define Solar, LLC | AC Electric |  | Accepted | 2025-07-17 | 2025-08-08 | 2026-08-08 | Inverters | Enphase | IQ8PLUS-72-2-US | 290 |  | 12 |  |  | 0.976 |  | Outside | Under each pv panel
NJADRE1560107810 | Administratively Determined Incentive Program | Bridgeton | 8302 | 12.71 | Residential | Behind the Meter | Yes | Define Solar, LLC | AC Electric |  | Accepted | 2025-07-17 | 2025-08-08 | 2026-08-08 | Solar Panels | Znshine | ZXM7-SH108 410W |  | 0.41 | 10 | 173 | 26 |  | Fixed | Roof
NJADRE1560107838 | Administratively Determined Incentive Program | Egg Harbor Township | 8234 | 4.92 | Residential | Behind the Meter | Yes | Trinity Solar, LLC | AC Electric |  | Accepted | 2025-07-17 | 2025-08-09 | 2026-08-09 | Solar Panels | Hanwha | Q.PEAK DUO BLK ML-G10+ 410 |  | 0.41 | 10 | 29 | 23 |  | Fixed | Roof
NJADRE1560107838 | Administratively Determined Incentive Program | Egg Harbor Township | 8234 | 4.92 | Residential | Behind the Meter | Yes | Trinity Solar, LLC | AC Electric |  | Accepted | 2025-07-17 | 2025-08-09 | 2026-08-09 | Inverters | Solar Edge | USE3800H-US | 3800 |  | 1 |  |  | 0.97 |  | Outside
NJADRE1560107838 | Administratively Determined Incentive Program | Egg Harbor Township | 8234 | 4.92 | Residential | Behind the Meter | Yes | Trinity Solar, LLC | AC Electric |  | Accepted | 2025-07-17 | 2025-08-09 | 2026-08-09 | Solar Panels | Hanwha | Q.PEAK DUO BLK ML-G10+ 410 |  | 0.41 | 2 | 209 | 23 |  | Fixed | Roof
NJADRE1560107872 | Administratively Determined Incentive Program | Elizabeth | 7208 | 11.07 | Residential | Behind the Meter | No | Tesla Energy Operations, Inc. | PSE&G |  | Accepted | 2025-07-17 | 2025-08-09 | 2026-08-09 | Electric Storage Battery | Tesla | Powerwall 3 |  |  | 1 |  |  |  | Lithium Ion |  | OUTSIDE
NJADRE1560107872 | Administratively Determined Incentive Program | Elizabeth | 7208 | 11.07 | Residential | Behind the Meter | No | Tesla Energy Operations, Inc. | PSE&G |  | Accepted | 2025-07-17 | 2025-08-09 | 2026-08-09 | Solar Panels | Hanwha | Q.PEAK DUO BLK ML-G10+/TS 410 |  | 0.41 | 15 | 151 | 43 |  | Fixed | Roof
NJADRE1560107872 | Administratively Determined Incentive Program | Elizabeth | 7208 | 11.07 | Residential | Behind the Meter | No | Tesla Energy Operations, Inc. | PSE&G |  | Accepted | 2025-07-17 | 2025-08-09 | 2026-08-09 | Solar Panels | Hanwha | Q.PEAK DUO BLK ML-G10+/TS 410 |  | 0.41 | 12 | 331 | 43 |  | Fixed | Roof
NJADRE1560107872 | Administratively Determined Incentive Program | Elizabeth | 7208 | 11.07 | Residential | Behind the Meter | No | Tesla Energy Operations, Inc. | PSE&G |  | Accepted | 2025-07-17 | 2025-08-09 | 2026-08-09 | Inverters | Tesla | 1707000-XX-Y 11.5 kW | 12 |  | 1 |  |  | 0.98 |  | Outdoor
NJADRE1560107879 | Administratively Determined Incentive Program | Ventnor | 8406 | 7.79 | Residential | Behind the Meter | Yes | Bright Ops, Inc. | AC Electric |  | Accepted | 2025-07-17 | 2025-08-09 | 2026-08-09 | Inverters | SolarEdge Technologies | SE5700H - USSN | 5700 |  | 1 |  |  | 0.98 |  | Outdoor | Outside
NJADRE1560107879 | Administratively Determined Incentive Program | Ventnor | 8406 | 7.79 | Residential | Behind the Meter | Yes | Bright Ops, Inc. | AC Electric |  | Accepted | 2025-07-17 | 2025-08-09 | 2026-08-09 | Solar Panels | Hanwha Q-Cells | Q.PEAK DUO BLK ML-G10+ 410 |  | 0.41 | 19 | 328 | 27 |  | Fixed | Roof
NJADRE1560107899 | Administratively Determined Incentive Program | Woodbury | 8096 | 9.02 | Residential | Behind the Meter | Yes | Define Solar, LLC | PSE&G |  | Accepted | 2025-07-23 | 2025-08-18 | 2026-08-18 | Inverters | Enphase | IQ8PLUS-72-2-US | 290 |  | 2 |  |  | 0.976 |  | Outside | Under each pv panel
NJADRE1560107899 | Administratively Determined Incentive Program | Woodbury | 8096 | 9.02 | Residential | Behind the Meter | Yes | Define Solar, LLC | PSE&G |  | Accepted | 2025-07-23 | 2025-08-18 | 2026-08-18 | Inverters | Enphase | IQ8PLUS-72-2-US | 290 |  | 8 |  |  | 0.976 |  | Outside | Under each pv panel
NJADRE1560107899 | Administratively Determined Incentive Program | Woodbury | 8096 | 9.02 | Residential | Behind the Meter | Yes | Define Solar, LLC | PSE&G |  | Accepted | 2025-07-23 | 2025-08-18 | 2026-08-18 | Solar Panels | Znshine | ZXM7-SH108 410W |  | 0.41 | 2 | 60 | 26 |  | Fixed | Roof
NJADRE1560107899 | Administratively Determined Incentive Program | Woodbury | 8096 | 9.02 | Residential | Behind the Meter | Yes | Define Solar, LLC | PSE&G |  | Accepted | 2025-07-23 | 2025-08-18 | 2026-08-18 | Solar Panels | Znshine | ZXM7-SH108 410W |  | 0.41 | 8 | 60 | 15 |  | Fixed | Roof
NJADRE1560107899 | Administratively Determined Incentive Program | Woodbury | 8096 | 9.02 | Residential | Behind the Meter | Yes | Define Solar, LLC | PSE&G |  | Accepted | 2025-07-23 | 2025-08-18 | 2026-08-18 | Solar Panels | Znshine | ZXM7-SH108 410W |  | 0.41 | 12 | 240 | 10 |  | Fixed | Roof
NJADRE1560107899 | Administratively Determined Incentive Program | Woodbury | 8096 | 9.02 | Residential | Behind the Meter | Yes | Define Solar, LLC | PSE&G |  | Accepted | 2025-07-23 | 2025-08-18 | 2026-08-18 | Inverters | Enphase | IQ8PLUS-72-2-US | 290 |  | 12 |  |  | 0.976 |  | Outside | Under each pv panel
NJADRE1560107902 | Administratively Determined Incentive Program | Bordentown | 8505 | 4.3 | Residential | Behind the Meter | Yes | Posigen Developer, LLC | JCP&L |  | Accepted | 2025-07-17 | 2025-08-09 | 2026-08-09 | Solar Panels | Jinko Eagle | G6R JKM430N-54HL4-B |  | 0.43 | 10 | 170 | 34 |  | Fixed | Roof
NJADRE1560107902 | Administratively Determined Incentive Program | Bordentown | 8505 | 4.3 | Residential | Behind the Meter | Yes | Posigen Developer, LLC | JCP&L |  | Accepted | 2025-07-17 | 2025-08-09 | 2026-08-09 | Inverters | SolarEdge | SE3800H-US | 3800 |  | 1 |  |  | 0.99 |  | Outside | Within ten feet of meter
NJADRE1560107924 | Administratively Determined Incentive Program | Princeton Junction | 8550 | 9.2 | Residential | Behind the Meter | No | Infinity Solar Systems, LLC | PSE&G |  | Accepted | 2025-07-17 | 2025-08-09 | 2026-08-09 | Solar Panels | REC Solar | REC 460AA PURE-RX |  | 0.46 | 15 | 258 | 23 |  | Fixed | Roof
NJADRE1560107924 | Administratively Determined Incentive Program | Princeton Junction | 8550 | 9.2 | Residential | Behind the Meter | No | Infinity Solar Systems, LLC | PSE&G |  | Accepted | 2025-07-17 | 2025-08-09 | 2026-08-09 | Inverters | Enphase | IQ8X-80-M-US | 380 |  | 20 |  |  | 0.97 |  | Outdoor
NJADRE1560107924 | Administratively Determined Incentive Program | Princeton Junction | 8550 | 9.2 | Residential | Behind the Meter | No | Infinity Solar Systems, LLC | PSE&G |  | Accepted | 2025-07-17 | 2025-08-09 | 2026-08-09 | Solar Panels | REC Solar | REC 460AA PURE-RX |  | 0.46 | 5 | 78 | 25 |  | Fixed | Roof
NJADRE1560108003 | Administratively Determined Incentive Program | Shamong | 8088 | 16.575 | Residential | Behind the Meter | Yes | Whitman Construction, LLC | AC Electric |  | Accepted | 2025-07-17 | 2025-08-09 | 2026-08-09 | Solar Panels | JINKO SOLAR | JKM425N-54HL4-B |  | 0.425 | 17 | 201 | 30 |  | Fixed | Roof
NJADRE1560108003 | Administratively Determined Incentive Program | Shamong | 8088 | 16.575 | Residential | Behind the Meter | Yes | Whitman Construction, LLC | AC Electric |  | Accepted | 2025-07-17 | 2025-08-09 | 2026-08-09 | Solar Panels | JINKO SOLAR | JKM425N-54HL4-B |  | 0.425 | 22 | 201 | 30 |  | Fixed | Roof
NJADRE1560108003 | Administratively Determined Incentive Program | Shamong | 8088 | 16.575 | Residential | Behind the Meter | Yes | Whitman Construction, LLC | AC Electric |  | Accepted | 2025-07-17 | 2025-08-09 | 2026-08-09 | Inverters | ENPHASE | IQ8HC-72-M-DOM-US | 380 |  | 39 |  |  | 0.973 |  | Outdoor
NJADRE1560108177 | Administratively Determined Incentive Program | Plainsboro | 8536 | 9.02 | Residential | Behind the Meter | No | Tesla Energy Operations, Inc. | PSE&G |  | Accepted | 2025-07-17 | 2025-08-09 | 2026-08-09 | Solar Panels | Hanwha | Q.PEAK DUO BLK ML-G10+/TS 410 |  | 0.41 | 13 | 202 | 34 |  | Fixed | Roof
NJADRE1560108177 | Administratively Determined Incentive Program | Plainsboro | 8536 | 9.02 | Residential | Behind the Meter | No | Tesla Energy Operations, Inc. | PSE&G |  | Accepted | 2025-07-17 | 2025-08-09 | 2026-08-09 | Inverters | Tesla | 1707000-XX-Y 10 kW | 10000 |  | 1 |  |  | 0.98 |  | Outdoor
NJADRE1560108177 | Administratively Determined Incentive Program | Plainsboro | 8536 | 9.02 | Residential | Behind the Meter | No | Tesla Energy Operations, Inc. | PSE&G |  | Accepted | 2025-07-17 | 2025-08-09 | 2026-08-09 | Electric Storage Battery | Tesla | Powerwall 3 |  |  | 1 |  |  |  | Lithium Ion |  | OUTSIDE
NJADRE1560108177 | Administratively Determined Incentive Program | Plainsboro | 8536 | 9.02 | Residential | Behind the Meter | No | Tesla Energy Operations, Inc. | PSE&G |  | Accepted | 2025-07-17 | 2025-08-09 | 2026-08-09 | Solar Panels | Hanwha | Q.PEAK DUO BLK ML-G10+/TS 410 |  | 0.41 | 9 | 202 | 34 |  | Fixed | Roof
NJADRE1560108183 | Administratively Determined Incentive Program | Steelmanville | 8234 | 6.075 | Residential | Behind the Meter | Yes | Bright Ops, Inc. | AC Electric |  | Accepted | 2025-07-17 | 2025-08-09 | 2026-08-09 | Inverters | SolarEdge Technologies | SE5700H - USMN | 5700 |  | 1 |  |  | 0.98 |  | Outdoor | Outside
NJADRE1560108183 | Administratively Determined Incentive Program | Steelmanville | 8234 | 6.075 | Residential | Behind the Meter | Yes | Bright Ops, Inc. | AC Electric |  | Accepted | 2025-07-17 | 2025-08-09 | 2026-08-09 | Solar Panels | JA Solar | JAM54S31-405/MR |  | 0.405 | 15 | 146 | 23 |  | Fixed | Roof
NJADRE1560108184 | Administratively Determined Incentive Program | Pennsville | 8070 | 19.27 | Residential | Behind the Meter | Yes | Trinity Solar, LLC | AC Electric |  | Accepted | 2025-07-22 | 2025-08-13 | 2026-08-13 | Solar Panels | Hanwha | Q.PEAK DUO BLK ML-G10.C+ 410 |  | 0.41 | 11 | 38 | 18 |  | Fixed | Roof
NJADRE1560108184 | Administratively Determined Incentive Program | Pennsville | 8070 | 19.27 | Residential | Behind the Meter | Yes | Trinity Solar, LLC | AC Electric |  | Accepted | 2025-07-22 | 2025-08-13 | 2026-08-13 | Solar Panels | Hanwha | Q.PEAK DUO BLK ML-G10.C+ 410 |  | 0.41 | 4 | 309 | 21 |  | Fixed | Roof
NJADRE1560108184 | Administratively Determined Incentive Program | Pennsville | 8070 | 19.27 | Residential | Behind the Meter | Yes | Trinity Solar, LLC | AC Electric |  | Accepted | 2025-07-22 | 2025-08-13 | 2026-08-13 | Inverters | Solar Edge | USE3800H-US | 3800 |  | 1 |  |  | 0.97 |  | Outside
NJADRE1560108184 | Administratively Determined Incentive Program | Pennsville | 8070 | 19.27 | Residential | Behind the Meter | Yes | Trinity Solar, LLC | AC Electric |  | Accepted | 2025-07-22 | 2025-08-13 | 2026-08-13 | Inverters | Solar Edge | USE11400H-US | 11400 |  | 1 |  |  | 0.97 |  | Outside
NJADRE1560108184 | Administratively Determined Incentive Program | Pennsville | 8070 | 19.27 | Residential | Behind the Meter | Yes | Trinity Solar, LLC | AC Electric |  | Accepted | 2025-07-22 | 2025-08-13 | 2026-08-13 | Solar Panels | Hanwha | Q.PEAK DUO BLK ML-G10.C+ 410 |  | 0.41 | 12 | 218 | 18 |  | Fixed | Roof
NJADRE1560108184 | Administratively Determined Incentive Program | Pennsville | 8070 | 19.27 | Residential | Behind the Meter | Yes | Trinity Solar, LLC | AC Electric |  | Accepted | 2025-07-22 | 2025-08-13 | 2026-08-13 | Solar Panels | Hanwha | Q.PEAK DUO BLK ML-G10.C+ 410 |  | 0.41 | 15 | 219 | 30 |  | Fixed | Roof
NJADRE1560108184 | Administratively Determined Incentive Program | Pennsville | 8070 | 19.27 | Residential | Behind the Meter | Yes | Trinity Solar, LLC | AC Electric |  | Accepted | 2025-07-22 | 2025-08-13 | 2026-08-13 | Solar Panels | HANWHA | Q.PEAK DUO BLK ML-G10.C+ 410 |  | 0.41 | 5 | 129 | 21 |  | Fixed | Roof
NJADRE1560108187 | Administratively Determined Incentive Program | Linwood | 8221 | 11.61 | Residential | Behind the Meter | Yes | EMT Renewables, LLC | AC Electric |  | Accepted | 2025-07-17 | 2025-08-11 | 2026-08-11 | Inverters | IQ8HC | IQ8+ | 290 |  | 27 |  |  | 0.98 |  | Other | UNDER EACH PANEL
NJADRE1560108187 | Administratively Determined Incentive Program | Linwood | 8221 | 11.61 | Residential | Behind the Meter | Yes | EMT Renewables, LLC | AC Electric |  | Accepted | 2025-07-17 | 2025-08-11 | 2026-08-11 | Solar Panels | SEG SOLAR | SEG 430 |  | 0.43 | 27 | 208 | 25 |  | Fixed | Roof
NJADRE1560108211 | Administratively Determined Incentive Program | Ridgewood | 7450 | 13.33 | Residential | Behind the Meter | No | Infinity Solar Systems, LLC | PSE&G |  | Accepted | 2025-07-17 | 2025-08-09 | 2026-08-09 | Solar Panels | SEG Solar | SEG-430-BTD-BG |  | 0.43 | 2 | 192 | 14 |  | Fixed | Roof
NJADRE1560108211 | Administratively Determined Incentive Program | Ridgewood | 7450 | 13.33 | Residential | Behind the Meter | No | Infinity Solar Systems, LLC | PSE&G |  | Accepted | 2025-07-17 | 2025-08-09 | 2026-08-09 | Solar Panels | SEG Solar | SEG-430-BTD-BG |  | 0.43 | 7 | 192 | 29 |  | Fixed | Roof
NJADRE1560108211 | Administratively Determined Incentive Program | Ridgewood | 7450 | 13.33 | Residential | Behind the Meter | No | Infinity Solar Systems, LLC | PSE&G |  | Accepted | 2025-07-17 | 2025-08-09 | 2026-08-09 | Solar Panels | SEG Solar | SEG-430-BTD-BG |  | 0.43 | 3 | 192 | 34 |  | Fixed | Roof
NJADRE1560108211 | Administratively Determined Incentive Program | Ridgewood | 7450 | 13.33 | Residential | Behind the Meter | No | Infinity Solar Systems, LLC | PSE&G |  | Accepted | 2025-07-17 | 2025-08-09 | 2026-08-09 | Inverters | Enphase | IQ8MC-72-M-US | 320 |  | 31 |  |  | 0.97 |  | Outdoor
NJADRE1560108211 | Administratively Determined Incentive Program | Ridgewood | 7450 | 13.33 | Residential | Behind the Meter | No | Infinity Solar Systems, LLC | PSE&G |  | Accepted | 2025-07-17 | 2025-08-09 | 2026-08-09 | Solar Panels | SEG Solar | SEG-430-BTD-BG |  | 0.43 | 7 | 282 | 23 |  | Fixed | Roof
NJADRE1560108211 | Administratively Determined Incentive Program | Ridgewood | 7450 | 13.33 | Residential | Behind the Meter | No | Infinity Solar Systems, LLC | PSE&G |  | Accepted | 2025-07-17 | 2025-08-09 | 2026-08-09 | Solar Panels | SEG Solar | SEG-430-BTD-BG |  | 0.43 | 4 | 102 | 23 |  | Fixed | Roof
NJADRE1560108211 | Administratively Determined Incentive Program | Ridgewood | 7450 | 13.33 | Residential | Behind the Meter | No | Infinity Solar Systems, LLC | PSE&G |  | Accepted | 2025-07-17 | 2025-08-09 | 2026-08-09 | Solar Panels | SEG Solar | SEG-430-BTD-BG |  | 0.43 | 3 | 12 | 32 |  | Fixed | Roof
NJADRE1560108211 | Administratively Determined Incentive Program | Ridgewood | 7450 | 13.33 | Residential | Behind the Meter | No | Infinity Solar Systems, LLC | PSE&G |  | Accepted | 2025-07-17 | 2025-08-09 | 2026-08-09 | Solar Panels | SEG Solar | SEG-430-BTD-BG |  | 0.43 | 5 | 102 | 14 |  | Fixed | Roof
NJADRE1560108875 | Administratively Determined Incentive Program | TINTON FALLS | 7753 | 13.05 | Residential | Behind the Meter | Yes | SunnyMac, LLC | JCP&L |  | Accepted | 2025-07-17 | 2025-08-15 | 2026-08-15 | Solar Panels | HANWHA | Q.TRON BLK M-G2.H+ |  | 0.435 | 14 | 285 | 16 |  | Fixed | Roof
NJADRE1560108875 | Administratively Determined Incentive Program | TINTON FALLS | 7753 | 13.05 | Residential | Behind the Meter | Yes | SunnyMac, LLC | JCP&L |  | Accepted | 2025-07-17 | 2025-08-15 | 2026-08-15 | Solar Panels | HANWHA | Q.TRON BLK M-G2.H+ |  | 0.435 | 16 | 195 | 16 |  | Fixed | Roof
NJADRE1560108875 | Administratively Determined Incentive Program | TINTON FALLS | 7753 | 13.05 | Residential | Behind the Meter | Yes | SunnyMac, LLC | JCP&L |  | Accepted | 2025-07-17 | 2025-08-15 | 2026-08-15 | Inverters | SOLAREDGE HOME HUB | SE10000H-US | 10000 |  | 1 |  |  | 0.99 |  | Outdoor | next to meter
NJADRE1560109156 | Administratively Determined Incentive Program | Penns Grove | 8069 | 7.79 | Residential | Behind the Meter | Yes | Bright Ops, Inc. | AC Electric |  | Accepted | 2025-07-17 | 2025-08-09 | 2026-08-09 | Solar Panels | Hanwha Q-Cells | Q.PEAK DUO BLK ML-G10+ 410 |  | 0.41 | 5 | 33 | 14 |  | Fixed | Roof
NJADRE1560109156 | Administratively Determined Incentive Program | Penns Grove | 8069 | 7.79 | Residential | Behind the Meter | Yes | Bright Ops, Inc. | AC Electric |  | Accepted | 2025-07-17 | 2025-08-09 | 2026-08-09 | Inverters | SolarEdge Technologies | SE5700H - USMN | 5700 |  | 1 |  |  | 0.98 |  | Outdoor | Outside
NJADRE1560109156 | Administratively Determined Incentive Program | Penns Grove | 8069 | 7.79 | Residential | Behind the Meter | Yes | Bright Ops, Inc. | AC Electric |  | Accepted | 2025-07-17 | 2025-08-09 | 2026-08-09 | Solar Panels | Hanwha Q-Cells | Q.PEAK DUO BLK ML-G10+ 410 |  | 0.41 | 6 | 208 | 34 |  | Fixed | Roof
NJADRE1560109156 | Administratively Determined Incentive Program | Penns Grove | 8069 | 7.79 | Residential | Behind the Meter | Yes | Bright Ops, Inc. | AC Electric |  | Accepted | 2025-07-17 | 2025-08-09 | 2026-08-09 | Solar Panels | Hanwha Q-Cells | Q.PEAK DUO BLK ML-G10+ 410 |  | 0.41 | 8 | 208 | 14 |  | Fixed | Roof
NJADRE1560109529 | Administratively Determined Incentive Program | South Amboy | 8879 | 10.25 | Residential | Behind the Meter | Yes | Trinity Solar, LLC | JCP&L |  | Accepted | 2025-07-17 | 2025-08-09 | 2026-08-09 | Inverters | SOLAREDGE | SE7600H-US | 7600 |  | 1 |  |  | 0.97 |  | Outside
NJADRE1560109529 | Administratively Determined Incentive Program | South Amboy | 8879 | 10.25 | Residential | Behind the Meter | Yes | Trinity Solar, LLC | JCP&L |  | Accepted | 2025-07-17 | 2025-08-09 | 2026-08-09 | Solar Panels | HANWHA 410 (Q.PEAK DUO BLK ML-G10+410) | HANWHA 410 (Q.PEAK DUO BLK ML-G10+410) |  | 0.41 | 10 | 254 | 30 |  | Fixed | Roof
NJADRE1560109529 | Administratively Determined Incentive Program | South Amboy | 8879 | 10.25 | Residential | Behind the Meter | Yes | Trinity Solar, LLC | JCP&L |  | Accepted | 2025-07-17 | 2025-08-09 | 2026-08-09 | Solar Panels | HANWHA 410 (Q.PEAK DUO BLK ML-G10+410) | HANWHA 410 (Q.PEAK DUO BLK ML-G10+410) |  | 0.41 | 15 | 164 | 24 |  | Fixed | Roof
NJADRE1560110061 | Administratively Determined Incentive Program | EGG HARBOR TOWNSHIP | 8234 | 17.85 | Residential | Behind the Meter | Yes | Power Energy Solutions, LLC | AC Electric |  | Accepted | 2025-07-17 | 2025-08-11 | 2026-08-11 | Inverters | SolarEdge | SE7600H-US | 8 |  | 1 |  |  | 0.97 |  | Outdoor
NJADRE1560110061 | Administratively Determined Incentive Program | EGG HARBOR TOWNSHIP | 8234 | 17.85 | Residential | Behind the Meter | Yes | Power Energy Solutions, LLC | AC Electric |  | Accepted | 2025-07-17 | 2025-08-11 | 2026-08-11 | Solar Panels | Trina Solar | TSM-425NE09RC.05 |  | 0.425 | 7 | 109 | 21 |  | Fixed | Roof
NJADRE1560110061 | Administratively Determined Incentive Program | EGG HARBOR TOWNSHIP | 8234 | 17.85 | Residential | Behind the Meter | Yes | Power Energy Solutions, LLC | AC Electric |  | Accepted | 2025-07-17 | 2025-08-11 | 2026-08-11 | Solar Panels | Trina Solar | TSM-425NE09RC.05 |  | 0.425 | 7 | 289 | 21 |  | Fixed | Roof
NJADRE1560110061 | Administratively Determined Incentive Program | EGG HARBOR TOWNSHIP | 8234 | 17.85 | Residential | Behind the Meter | Yes | Power Energy Solutions, LLC | AC Electric |  | Accepted | 2025-07-17 | 2025-08-11 | 2026-08-11 | Solar Panels | Trina Solar | TSM-425NE09RC.05 |  | 0.425 | 2 | 198 | 25 |  | Fixed | Roof
NJADRE1560110061 | Administratively Determined Incentive Program | EGG HARBOR TOWNSHIP | 8234 | 17.85 | Residential | Behind the Meter | Yes | Power Energy Solutions, LLC | AC Electric |  | Accepted | 2025-07-17 | 2025-08-11 | 2026-08-11 | Inverters | SolarEdge | SE3800H-US | 4 |  | 1 |  |  | 0.97 |  | Outdoor
NJADRE1560110061 | Administratively Determined Incentive Program | EGG HARBOR TOWNSHIP | 8234 | 17.85 | Residential | Behind the Meter | Yes | Power Energy Solutions, LLC | AC Electric |  | Accepted | 2025-07-17 | 2025-08-11 | 2026-08-11 | Solar Panels | Trina Solar | TSM-425NE09RC.05 |  | 0.425 | 2 | 18 | 25 |  | Fixed | Roof
NJADRE1560110061 | Administratively Determined Incentive Program | EGG HARBOR TOWNSHIP | 8234 | 17.85 | Residential | Behind the Meter | Yes | Power Energy Solutions, LLC | AC Electric |  | Accepted | 2025-07-17 | 2025-08-11 | 2026-08-11 | Solar Panels | Trina Solar | TSM-425NE09RC.05 |  | 0.425 | 5 | 199 | 19 |  | Fixed | Roof
NJADRE1560110061 | Administratively Determined Incentive Program | EGG HARBOR TOWNSHIP | 8234 | 17.85 | Residential | Behind the Meter | Yes | Power Energy Solutions, LLC | AC Electric |  | Accepted | 2025-07-17 | 2025-08-11 | 2026-08-11 | Solar Panels | Trina Solar | TSM-425NE09RC.05 |  | 0.425 | 10 | 289 | 2 |  | Fixed | Roof
NJADRE1560110061 | Administratively Determined Incentive Program | EGG HARBOR TOWNSHIP | 8234 | 17.85 | Residential | Behind the Meter | Yes | Power Energy Solutions, LLC | AC Electric |  | Accepted | 2025-07-17 | 2025-08-11 | 2026-08-11 | Solar Panels | Trina Solar | TSM-425NE09RC.05 |  | 0.425 | 2 | 18 | 8 |  | Fixed | Roof
NJADRE1560110061 | Administratively Determined Incentive Program | EGG HARBOR TOWNSHIP | 8234 | 17.85 | Residential | Behind the Meter | Yes | Power Energy Solutions, LLC | AC Electric |  | Accepted | 2025-07-17 | 2025-08-11 | 2026-08-11 | Solar Panels | Trina Solar | TSM-425NE09RC.05 |  | 0.425 | 5 | 19 | 19 |  | Fixed | Roof
NJADRE1560110061 | Administratively Determined Incentive Program | EGG HARBOR TOWNSHIP | 8234 | 17.85 | Residential | Behind the Meter | Yes | Power Energy Solutions, LLC | AC Electric |  | Accepted | 2025-07-17 | 2025-08-11 | 2026-08-11 | Solar Panels | Trina Solar | TSM-425NE09RC.05 |  | 0.425 | 2 | 198 | 8 |  | Fixed | Roof
NJADRE1560110149 | Administratively Determined Incentive Program | Bridgewater | 8876 | 10.66 | Residential | Behind the Meter | No | Tesla Energy Operations, Inc. | PSE&G |  | Accepted | 2025-07-17 | 2025-08-09 | 2026-08-09 | Solar Panels | Hanwha | Q.PEAK DUO BLK ML-G10+/TS 410 |  | 0.41 | 24 | 168 | 25 |  | Fixed | Roof
NJADRE1560110149 | Administratively Determined Incentive Program | Bridgewater | 8876 | 10.66 | Residential | Behind the Meter | No | Tesla Energy Operations, Inc. | PSE&G |  | Accepted | 2025-07-17 | 2025-08-09 | 2026-08-09 | Inverters | Tesla | 1707000-XX-Y 11.5 kW | 11500 |  | 1 |  |  | 0.98 |  | Outdoor
NJADRE1560110149 | Administratively Determined Incentive Program | Bridgewater | 8876 | 10.66 | Residential | Behind the Meter | No | Tesla Energy Operations, Inc. | PSE&G |  | Accepted | 2025-07-17 | 2025-08-09 | 2026-08-09 | Solar Panels | Hanwha | Q.PEAK DUO BLK ML-G10+/TS 410 |  | 0.41 | 2 | 168 | 25 |  | Fixed | Roof
NJADRE1560110149 | Administratively Determined Incentive Program | Bridgewater | 8876 | 10.66 | Residential | Behind the Meter | No | Tesla Energy Operations, Inc. | PSE&G |  | Accepted | 2025-07-17 | 2025-08-09 | 2026-08-09 | Electric Storage Battery | Tesla | Powerwall 3 |  |  | 1 |  |  |  | Lithium Ion |  | OUTSIDE
NJADRE1560110152 | Administratively Determined Incentive Program | Hamilton | 8330 | 14.355 | Residential | Behind the Meter | Yes | SunnyMac, LLC | AC Electric |  | Accepted | 2025-07-17 | 2025-08-18 | 2026-08-18 | Solar Panels | HANWHA | Q.TRON BLK M-G2.H+ |  | 0.435 | 11 | 114 | 32 |  | Fixed | Roof
NJADRE1560110152 | Administratively Determined Incentive Program | Hamilton | 8330 | 14.355 | Residential | Behind the Meter | Yes | SunnyMac, LLC | AC Electric |  | Accepted | 2025-07-17 | 2025-08-18 | 2026-08-18 | Inverters | SOLAREDGE HOME HUB | SE10000H-US | 10000 |  | 1 |  |  | 0.99 |  | Outdoor | next to meter
NJADRE1560110152 | Administratively Determined Incentive Program | Hamilton | 8330 | 14.355 | Residential | Behind the Meter | Yes | SunnyMac, LLC | AC Electric |  | Accepted | 2025-07-17 | 2025-08-18 | 2026-08-18 | Solar Panels | HANWHA | Q.TRON BLK M-G2.H+ |  | 0.435 | 22 | 294 | 32 |  | Fixed | Roof
NJADRE1560110246 | Administratively Determined Incentive Program | South Brunswick Township | 8824 | 12.6 | Residential | Behind the Meter | No | Public Service Solar, LLC | PSE&G |  | Accepted | 2025-07-17 | 2025-08-12 | 2026-08-12 | Solar Panels | Panasonic | EVPV420HK2 |  | 0.42 | 30 | 193 | 31 |  | Fixed | Roof
NJADRE1560110246 | Administratively Determined Incentive Program | South Brunswick Township | 8824 | 12.6 | Residential | Behind the Meter | No | Public Service Solar, LLC | PSE&G |  | Accepted | 2025-07-17 | 2025-08-12 | 2026-08-12 | Inverters | Enphase | iQ8HC-72-M-US | 380 |  | 30 |  |  | 0.96 |  | Outdoor | Under panels
NJADRE1560110261 | Administratively Determined Incentive Program | JERSEY CITY | 7307 | 5.81 | Residential | Behind the Meter | Yes | Fusion Solar Energy, LLC | PSE&G |  | Accepted | 2025-07-17 | 2025-08-11 | 2026-08-11 | Inverters | ENPHASE | IQ8HC-72-M-DOM-US | 380 |  | 14 |  |  | 0.97 |  | Outside | Roof
NJADRE1560110261 | Administratively Determined Incentive Program | JERSEY CITY | 7307 | 5.81 | Residential | Behind the Meter | Yes | Fusion Solar Energy, LLC | PSE&G |  | Accepted | 2025-07-17 | 2025-08-11 | 2026-08-11 | Solar Panels | Q CELLS | Q.PEAK DUO BLK ML-G10+_017 |  | 0.415 | 14 | 206.71 | 5 |  | Fixed | Roof
NJADRE1560110264 | Administratively Determined Incentive Program | MANTUA | 8051 | 10.44 | Residential | Behind the Meter | Yes | SunnyMac, LLC | AC Electric |  | Accepted | 2025-07-17 | 2025-07-20 | 2026-07-20 | Inverters | SOLAREDGE HOME HUB | SE7600H-US | 7600 |  | 1 |  |  | 0.99 |  | Outdoor | next to meter
NJADRE1560110264 | Administratively Determined Incentive Program | MANTUA | 8051 | 10.44 | Residential | Behind the Meter | Yes | SunnyMac, LLC | AC Electric |  | Accepted | 2025-07-17 | 2025-07-20 | 2026-07-20 | Solar Panels | HANWHA | Q.TRON BLK M-G2+ |  | 0.435 | 7 | 178 | 27 |  | Fixed | Roof
NJADRE1560110264 | Administratively Determined Incentive Program | MANTUA | 8051 | 10.44 | Residential | Behind the Meter | Yes | SunnyMac, LLC | AC Electric |  | Accepted | 2025-07-17 | 2025-07-20 | 2026-07-20 | Solar Panels | HANWHA | Q.TRON BLK M-G2+ |  | 0.435 | 13 | 358 | 27 |  | Fixed | Roof
NJADRE1560110264 | Administratively Determined Incentive Program | MANTUA | 8051 | 10.44 | Residential | Behind the Meter | Yes | SunnyMac, LLC | AC Electric |  | Accepted | 2025-07-17 | 2025-07-20 | 2026-07-20 | Solar Panels | HANWHA | Q.TRON BLK M-G2+ |  | 0.435 | 4 | 177 | 30 |  | Fixed | Roof
NJADRE1560110266 | Administratively Determined Incentive Program | BARNEGAT | 8005 | 12.18 | Residential | Behind the Meter | Yes | Brilliant Installations, Inc. | JCP&L |  | Accepted | 2025-07-18 | 2025-08-11 | 2026-08-11 | Solar Panels | HANWHA QCELLS | Q.TRON BLK M-G2.H+ 435 |  | 0.435 | 8 | 212 | 26 |  | Fixed | Roof
NJADRE1560110266 | Administratively Determined Incentive Program | BARNEGAT | 8005 | 12.18 | Residential | Behind the Meter | Yes | Brilliant Installations, Inc. | JCP&L |  | Accepted | 2025-07-18 | 2025-08-11 | 2026-08-11 | Solar Panels | HANWHA QCELLS | Q.TRON BLK M-G2.H+ 435 |  | 0.435 | 7 | 32 | 26 |  | Fixed | Roof
NJADRE1560110266 | Administratively Determined Incentive Program | BARNEGAT | 8005 | 12.18 | Residential | Behind the Meter | Yes | Brilliant Installations, Inc. | JCP&L |  | Accepted | 2025-07-18 | 2025-08-11 | 2026-08-11 | Inverters | SOLAREDGE | USE10000H-USMNBL75 | 10000 |  | 1 |  |  | 0.97 |  | Outdoor
NJADRE1560110266 | Administratively Determined Incentive Program | BARNEGAT | 8005 | 12.18 | Residential | Behind the Meter | Yes | Brilliant Installations, Inc. | JCP&L |  | Accepted | 2025-07-18 | 2025-08-11 | 2026-08-11 | Solar Panels | HANWHA QCELLS | Q.TRON BLK M-G2.H+ 435 |  | 0.435 | 9 | 212 | 26 |  | Fixed | Roof
NJADRE1560110266 | Administratively Determined Incentive Program | BARNEGAT | 8005 | 12.18 | Residential | Behind the Meter | Yes | Brilliant Installations, Inc. | JCP&L |  | Accepted | 2025-07-18 | 2025-08-11 | 2026-08-11 | Solar Panels | HANWHA QCELLS | Q.TRON BLK M-G2.H+ 435 |  | 0.435 | 4 | 32 | 26 |  | Fixed | Roof
NJADRE1560110271 | Administratively Determined Incentive Program | Voorhees | 8043 | 7.395 | Residential | Behind the Meter | Yes | Venture Home Solar, LLC | AC Electric |  | Accepted | 2025-07-17 | 2025-08-12 | 2026-08-12 | Solar Panels | Hanwha | Q.TRON BLK M-G2+ 435 |  | 0.435 | 17 | 220 | 30 |  | Fixed | Roof
NJADRE1560110271 | Administratively Determined Incentive Program | Voorhees | 8043 | 7.395 | Residential | Behind the Meter | Yes | Venture Home Solar, LLC | AC Electric |  | Accepted | 2025-07-17 | 2025-08-12 | 2026-08-12 | Inverters | Enphase Energy Inc. | IQ8HC-72-M-DOM-US (240V) | 384 |  | 17 |  |  | 0.98958 |  | Outside
NJADRE1560110298 | Administratively Determined Incentive Program | Willingboro | 8046 | 10.625 | Residential | Behind the Meter | Yes | Power Energy Solutions, LLC | PSE&G |  | Accepted | 2025-07-17 | 2025-08-12 | 2026-08-12 | Solar Panels | Trina Solar | TSM-425NE09RC.05 |  | 0.425 | 7 | 206 | 9 |  | Fixed | Roof
NJADRE1560110298 | Administratively Determined Incentive Program | Willingboro | 8046 | 10.625 | Residential | Behind the Meter | Yes | Power Energy Solutions, LLC | PSE&G |  | Accepted | 2025-07-17 | 2025-08-12 | 2026-08-12 | Solar Panels | Trina Solar | TSM-425NE09RC.05 |  | 0.425 | 12 | 207 | 29 |  | Fixed | Roof
NJADRE1560110298 | Administratively Determined Incentive Program | Willingboro | 8046 | 10.625 | Residential | Behind the Meter | Yes | Power Energy Solutions, LLC | PSE&G |  | Accepted | 2025-07-17 | 2025-08-12 | 2026-08-12 | Solar Panels | Trina Solar | TSM-425NE09RC.05 |  | 0.425 | 6 | 206 | 14 |  | Fixed | Roof
NJADRE1560110298 | Administratively Determined Incentive Program | Willingboro | 8046 | 10.625 | Residential | Behind the Meter | Yes | Power Energy Solutions, LLC | PSE&G |  | Accepted | 2025-07-17 | 2025-08-12 | 2026-08-12 | Inverters | SolarEdge | SE5700H-US | 6 |  | 1 |  |  | 0.97 |  | Outdoor
NJADRE1560110302 | Administratively Determined Incentive Program | East Brunswick | 8816 | 8.91 | Residential | Behind the Meter | Yes | Sunrun Installation Services, Inc. | JCP&L |  | Accepted | 2025-07-17 | 2025-08-09 | 2026-08-09 | Inverters | SOLAREDGE TECHNOLOGIES | SE7600H-USMN | 7600 |  | 1 |  |  | 0.99 |  | Outdoor
NJADRE1560110302 | Administratively Determined Incentive Program | East Brunswick | 8816 | 8.91 | Residential | Behind the Meter | Yes | Sunrun Installation Services, Inc. | JCP&L |  | Accepted | 2025-07-17 | 2025-08-09 | 2026-08-09 | Solar Panels | JA SOLAR | JAM54S31-405/MR |  | 0.405 | 10 | 339 | 24 |  | Fixed | Roof
NJADRE1560110302 | Administratively Determined Incentive Program | East Brunswick | 8816 | 8.91 | Residential | Behind the Meter | Yes | Sunrun Installation Services, Inc. | JCP&L |  | Accepted | 2025-07-17 | 2025-08-09 | 2026-08-09 | Solar Panels | JA SOLAR | JAM54S31-405/MR |  | 0.405 | 2 | 159 | 24 |  | Fixed | Roof
NJADRE1560110302 | Administratively Determined Incentive Program | East Brunswick | 8816 | 8.91 | Residential | Behind the Meter | Yes | Sunrun Installation Services, Inc. | JCP&L |  | Accepted | 2025-07-17 | 2025-08-09 | 2026-08-09 | Solar Panels | JA SOLAR | JAM54S31-405/MR |  | 0.405 | 6 | 339 | 24 |  | Fixed | Roof
NJADRE1560110302 | Administratively Determined Incentive Program | East Brunswick | 8816 | 8.91 | Residential | Behind the Meter | Yes | Sunrun Installation Services, Inc. | JCP&L |  | Accepted | 2025-07-17 | 2025-08-09 | 2026-08-09 | Solar Panels | JA SOLAR | JAM54S31-405/MR |  | 0.405 | 2 | 159 | 22 |  | Fixed | Roof
NJADRE1560110302 | Administratively Determined Incentive Program | East Brunswick | 8816 | 8.91 | Residential | Behind the Meter | Yes | Sunrun Installation Services, Inc. | JCP&L |  | Accepted | 2025-07-17 | 2025-08-09 | 2026-08-09 | Solar Panels | JA SOLAR | JAM54S31-405/MR |  | 0.405 | 2 | 339 | 22 |  | Fixed | Roof
NJADRE1560110321 | Administratively Determined Incentive Program | Burlington | 8016 | 9.57 | Residential | Behind the Meter | No | Venture Home Solar, LLC | PSE&G |  | Accepted | 2025-07-17 | 2025-08-12 | 2026-08-12 | Solar Panels | Hanwha | Q.TRON BLK M-G2+ 435 |  | 0.435 | 11 | 270 | 20 |  | Fixed | Roof
NJADRE1560110321 | Administratively Determined Incentive Program | Burlington | 8016 | 9.57 | Residential | Behind the Meter | No | Venture Home Solar, LLC | PSE&G |  | Accepted | 2025-07-17 | 2025-08-12 | 2026-08-12 | Solar Panels | Hanwha | Q.TRON BLK M-G2+ 435 |  | 0.435 | 11 | 180 | 35 |  | Fixed | Roof
NJADRE1560110321 | Administratively Determined Incentive Program | Burlington | 8016 | 9.57 | Residential | Behind the Meter | No | Venture Home Solar, LLC | PSE&G |  | Accepted | 2025-07-17 | 2025-08-12 | 2026-08-12 | Inverters | EnPhase | IQ8MC-72-M-US (240V) | 330 |  | 22 |  |  | 0.9697 |  | Outside
NJADRE1560110336 | Administratively Determined Incentive Program | Northfield | 8225 | 11.745 | Residential | Behind the Meter | No | Sea Bright Solar, LLC | AC Electric |  | Accepted | 2025-07-17 | 2025-08-12 | 2026-08-12 | Solar Panels | QCell | Q.TRON BLK M-G2+ 435 |  | 0.435 | 21 | 188 | 45 |  | Fixed | Roof
NJADRE1560110336 | Administratively Determined Incentive Program | Northfield | 8225 | 11.745 | Residential | Behind the Meter | No | Sea Bright Solar, LLC | AC Electric |  | Accepted | 2025-07-17 | 2025-08-12 | 2026-08-12 | Inverters | Enphase | IQ8A-72-2-US | 349 |  | 27 |  |  | 0.97 |  | Outdoor
NJADRE1560110336 | Administratively Determined Incentive Program | Northfield | 8225 | 11.745 | Residential | Behind the Meter | No | Sea Bright Solar, LLC | AC Electric |  | Accepted | 2025-07-17 | 2025-08-12 | 2026-08-12 | Solar Panels | QCell | Q.TRON BLK M-G2+ 435 |  | 0.435 | 6 | 188 | 22 |  | Fixed | Roof
NJADRE1560110376 | Administratively Determined Incentive Program | Princeton | 8540 | 37.26 | School Other | Behind the Meter | No | Solar Mite Solutions, LLC | PSE&G |  | Accepted | 2025-07-17 | 2025-08-11 | 2026-08-11 | Solar Panels | Hanwha Q.Peak | ML-G10+ |  | 0.405 | 92 | 219 | 5 |  | Fixed | Roof
NJADRE1560110376 | Administratively Determined Incentive Program | Princeton | 8540 | 37.26 | School Other | Behind the Meter | No | Solar Mite Solutions, LLC | PSE&G |  | Accepted | 2025-07-17 | 2025-08-11 | 2026-08-11 | Inverters | Solar Edge | SE17.3K-US | 17300 |  | 2 |  |  | 0.98 |  | Outside
NJADRE1560110621 | Administratively Determined Incentive Program | New Brunswick | 8901 | 9.545 | Residential | Behind the Meter | Yes | Fusion Solar Energy, LLC | PSE&G |  | Accepted | 2025-07-17 | 2025-08-09 | 2026-08-09 | Solar Panels | Q CELLS | Q.PEAK DUO BLK ML-G10+_017 |  | 0.415 | 6 | 218.33 | 37 |  | Fixed | Roof
NJADRE1560110621 | Administratively Determined Incentive Program | New Brunswick | 8901 | 9.545 | Residential | Behind the Meter | Yes | Fusion Solar Energy, LLC | PSE&G |  | Accepted | 2025-07-17 | 2025-08-09 | 2026-08-09 | Solar Panels | Q CELLS | Q.PEAK DUO BLK ML-G10+_017 |  | 0.415 | 12 | 128.86 | 30 |  | Fixed | Roof
NJADRE1560110621 | Administratively Determined Incentive Program | New Brunswick | 8901 | 9.545 | Residential | Behind the Meter | Yes | Fusion Solar Energy, LLC | PSE&G |  | Accepted | 2025-07-17 | 2025-08-09 | 2026-08-09 | Solar Panels | Q CELLS | Q.PEAK DUO BLK ML-G10+_017 |  | 0.415 | 5 | 308.86 | 23 |  | Fixed | Roof
NJADRE1560110621 | Administratively Determined Incentive Program | New Brunswick | 8901 | 9.545 | Residential | Behind the Meter | Yes | Fusion Solar Energy, LLC | PSE&G |  | Accepted | 2025-07-17 | 2025-08-09 | 2026-08-09 | Inverters | ENPHASE | IQ8HC-72-M-DOM-US | 380 |  | 23 |  |  | 0.97 |  | Outside | Roof
NJADRE1560110638 | Administratively Determined Incentive Program | Rio Grande | 8242 | 9.02 | Residential | Behind the Meter | Yes | Trinity Solar, LLC | AC Electric |  | Accepted | 2025-07-17 | 2025-08-09 | 2026-08-09 | Solar Panels | Hanwha | Q.PEAK DUO BLK ML-G10+ 410 |  | 0.41 | 14 | 114 | 30 |  | Fixed | Roof
NJADRE1560110638 | Administratively Determined Incentive Program | Rio Grande | 8242 | 9.02 | Residential | Behind the Meter | Yes | Trinity Solar, LLC | AC Electric |  | Accepted | 2025-07-17 | 2025-08-09 | 2026-08-09 | Inverters | Solar Edge | USE7600H-US | 7600 |  | 1 |  |  | 0.97 |  | Outside
NJADRE1560110638 | Administratively Determined Incentive Program | Rio Grande | 8242 | 9.02 | Residential | Behind the Meter | Yes | Trinity Solar, LLC | AC Electric |  | Accepted | 2025-07-17 | 2025-08-09 | 2026-08-09 | Solar Panels | Hanwha | Q.PEAK DUO BLK ML-G10+ 410 |  | 0.41 | 8 | 204 | 30 |  | Fixed | Roof
NJADRE1560112570 | Administratively Determined Incentive Program | Milmay | 8340 | 10.66 | Residential | Behind the Meter | Yes | Sunrun Installation Services, Inc. | AC Electric |  | Accepted | 2025-07-18 | 2025-08-09 | 2026-08-09 | Solar Panels | Elin Energy (Sirius PV) | ELNSM54M-HC-410 |  | 0.41 | 26 | 233 | 27 |  | Fixed | Roof
NJADRE1560112570 | Administratively Determined Incentive Program | Milmay | 8340 | 10.66 | Residential | Behind the Meter | Yes | Sunrun Installation Services, Inc. | AC Electric |  | Accepted | 2025-07-18 | 2025-08-09 | 2026-08-09 | Inverters | SolarEdge Technologies | SE7600H-USMN | 7600 |  | 1 |  |  | 0.99 |  | Outdoor
NJADRE1560112576 | Administratively Determined Incentive Program | Wharton | 7885 | 5.67 | Residential | Behind the Meter | Yes | Sunrun Installation Services, Inc. | JCP&L |  | Accepted | 2025-07-18 | 2025-08-09 | 2026-08-09 | Inverters | SolarEdge Technologies | SE3800H-USMN | 3800 |  | 1 |  |  | 0.99 |  | Outdoor
NJADRE1560112576 | Administratively Determined Incentive Program | Wharton | 7885 | 5.67 | Residential | Behind the Meter | Yes | Sunrun Installation Services, Inc. | JCP&L |  | Accepted | 2025-07-18 | 2025-08-09 | 2026-08-09 | Solar Panels | JA Solar | JAM54S31-405/MR |  | 0.405 | 6 | 312 | 32 |  | Fixed | Roof
NJADRE1560112576 | Administratively Determined Incentive Program | Wharton | 7885 | 5.67 | Residential | Behind the Meter | Yes | Sunrun Installation Services, Inc. | JCP&L |  | Accepted | 2025-07-18 | 2025-08-09 | 2026-08-09 | Solar Panels | JA Solar | JAM54S31-405/MR |  | 0.405 | 8 | 132 | 28 |  | Fixed | Roof
NJADRE1560112580 | Administratively Determined Incentive Program | Toms River | 8753 | 9.315 | Residential | Behind the Meter | Yes | Sunrun Installation Services, Inc. | JCP&L |  | Accepted | 2025-07-18 | 2025-08-09 | 2026-08-09 | Solar Panels | JA Solar | JAM54S31-405/MR |  | 0.405 | 8 | 182 | 28 |  | Fixed | Roof
NJADRE1560112580 | Administratively Determined Incentive Program | Toms River | 8753 | 9.315 | Residential | Behind the Meter | Yes | Sunrun Installation Services, Inc. | JCP&L |  | Accepted | 2025-07-18 | 2025-08-09 | 2026-08-09 | Inverters | SolarEdge Technologies | SE7600H-USMN | 7600 |  | 1 |  |  | 0.99 |  | Outdoor
NJADRE1560112580 | Administratively Determined Incentive Program | Toms River | 8753 | 9.315 | Residential | Behind the Meter | Yes | Sunrun Installation Services, Inc. | JCP&L |  | Accepted | 2025-07-18 | 2025-08-09 | 2026-08-09 | Solar Panels | JA Solar | JAM54S31-405/MR |  | 0.405 | 15 | 182 | 36 |  | Fixed | Roof
NJADRE1560112583 | Administratively Determined Incentive Program | FRANKLIN | 7416 | 6.375 | Residential | Behind the Meter | Yes | Power Energy Solutions, LLC | JCP&L |  | Accepted | 2025-07-18 | 2025-08-11 | 2026-08-11 | Inverters | SolarEdge | SE3800H-US | 4 |  | 1 |  |  | 0.97 |  | Outdoor
NJADRE1560112583 | Administratively Determined Incentive Program | FRANKLIN | 7416 | 6.375 | Residential | Behind the Meter | Yes | Power Energy Solutions, LLC | JCP&L |  | Accepted | 2025-07-18 | 2025-08-11 | 2026-08-11 | Solar Panels | Trina Solar | TSM-425NE09RC.05 |  | 0.425 | 8 | 72 | 31 |  | Fixed | Roof
NJADRE1560112583 | Administratively Determined Incentive Program | FRANKLIN | 7416 | 6.375 | Residential | Behind the Meter | Yes | Power Energy Solutions, LLC | JCP&L |  | Accepted | 2025-07-18 | 2025-08-11 | 2026-08-11 | Solar Panels | Trina Solar | TSM-425NE09RC.05 |  | 0.425 | 2 | 342 | 33 |  | Fixed | Roof
NJADRE1560112583 | Administratively Determined Incentive Program | FRANKLIN | 7416 | 6.375 | Residential | Behind the Meter | Yes | Power Energy Solutions, LLC | JCP&L |  | Accepted | 2025-07-18 | 2025-08-11 | 2026-08-11 | Solar Panels | Trina Solar | TSM-425NE09RC.05 |  | 0.425 | 3 | 252 | 31 |  | Fixed | Roof
NJADRE1560112583 | Administratively Determined Incentive Program | FRANKLIN | 7416 | 6.375 | Residential | Behind the Meter | Yes | Power Energy Solutions, LLC | JCP&L |  | Accepted | 2025-07-18 | 2025-08-11 | 2026-08-11 | Solar Panels | Trina Solar | TSM-425NE09RC.05 |  | 0.425 | 2 | 162 | 33 |  | Fixed | Roof
NJADRE1560112584 | Administratively Determined Incentive Program | PLAINFIELD | 7060 | 9.02 | Residential | Behind the Meter | Yes | EMT Renewables, LLC | PSE&G |  | Accepted | 2025-07-18 | 2025-08-11 | 2026-08-11 | Inverters | Enphase | IQ8HC | 380 |  | 22 |  |  | 0.98 |  | Other | UNDER EACH PANEL
NJADRE1560112584 | Administratively Determined Incentive Program | PLAINFIELD | 7060 | 9.02 | Residential | Behind the Meter | Yes | EMT Renewables, LLC | PSE&G |  | Accepted | 2025-07-18 | 2025-08-11 | 2026-08-11 | Solar Panels | MSE PERC | MSE-410 |  | 0.41 | 13 | 72 | 34 |  | Fixed | Roof
NJADRE1560112584 | Administratively Determined Incentive Program | PLAINFIELD | 7060 | 9.02 | Residential | Behind the Meter | Yes | EMT Renewables, LLC | PSE&G |  | Accepted | 2025-07-18 | 2025-08-11 | 2026-08-11 | Solar Panels | MSE PERC | MSE-410 |  | 0.41 | 6 | 251 | 27 |  | Fixed | Roof
NJADRE1560112584 | Administratively Determined Incentive Program | PLAINFIELD | 7060 | 9.02 | Residential | Behind the Meter | Yes | EMT Renewables, LLC | PSE&G |  | Accepted | 2025-07-18 | 2025-08-11 | 2026-08-11 | Solar Panels | MSE PERC | MSE-410 |  | 0.41 | 3 | 71 | 27 |  | Fixed | Roof
NJADRE1560112602 | Administratively Determined Incentive Program | PENNSAUKEN | 8110 | 8.7 | Residential | Behind the Meter | Yes | SunnyMac, LLC | PSE&G |  | Accepted | 2025-07-18 | 2025-08-11 | 2026-08-11 | Solar Panels | HANWHA | Q.TRON BLK M-G2.H+ |  | 0.435 | 9 | 237 | 31 |  | Fixed | Roof
NJADRE1560112602 | Administratively Determined Incentive Program | PENNSAUKEN | 8110 | 8.7 | Residential | Behind the Meter | Yes | SunnyMac, LLC | PSE&G |  | Accepted | 2025-07-18 | 2025-08-11 | 2026-08-11 | Inverters | SOLAREDGE HOME HUB | SE5700H-US | 5760 |  | 1 |  |  | 0.99 |  | Outdoor | next to meter
NJADRE1560112602 | Administratively Determined Incentive Program | PENNSAUKEN | 8110 | 8.7 | Residential | Behind the Meter | Yes | SunnyMac, LLC | PSE&G |  | Accepted | 2025-07-18 | 2025-08-11 | 2026-08-11 | Solar Panels | HANWHA | Q.TRON BLK M-G2.H+ |  | 0.435 | 8 | 57 | 31 |  | Fixed | Roof
NJADRE1560112602 | Administratively Determined Incentive Program | PENNSAUKEN | 8110 | 8.7 | Residential | Behind the Meter | Yes | SunnyMac, LLC | PSE&G |  | Accepted | 2025-07-18 | 2025-08-11 | 2026-08-11 | Solar Panels | HANWHA | Q.TRON BLK M-G2.H+ |  | 0.435 | 3 | 57 | 6 |  | Fixed | Roof
NJADRE1560112603 | Administratively Determined Incentive Program | CLINTON | 8809 | 10.125 | Residential | Behind the Meter | Yes | Sunrun Installation Services, Inc. | JCP&L |  | Accepted | 2025-07-18 | 2025-08-11 | 2026-08-11 | Solar Panels | JA Solar | JAM54S31-405/MR |  | 0.405 | 7 | 58 | 35 |  | Fixed | Roof
NJADRE1560112603 | Administratively Determined Incentive Program | CLINTON | 8809 | 10.125 | Residential | Behind the Meter | Yes | Sunrun Installation Services, Inc. | JCP&L |  | Accepted | 2025-07-18 | 2025-08-11 | 2026-08-11 | Solar Panels | JA Solar | JAM54S31-405/MR |  | 0.405 | 8 | 239 | 38 |  | Fixed | Roof
NJADRE1560112603 | Administratively Determined Incentive Program | CLINTON | 8809 | 10.125 | Residential | Behind the Meter | Yes | Sunrun Installation Services, Inc. | JCP&L |  | Accepted | 2025-07-18 | 2025-08-11 | 2026-08-11 | Solar Panels | JA Solar | JAM54S31-405/MR |  | 0.405 | 5 | 58 | 35 |  | Fixed | Roof
NJADRE1560112603 | Administratively Determined Incentive Program | CLINTON | 8809 | 10.125 | Residential | Behind the Meter | Yes | Sunrun Installation Services, Inc. | JCP&L |  | Accepted | 2025-07-18 | 2025-08-11 | 2026-08-11 | Inverters | SolarEdge Technologies | SE7600H-USMN | 7600 |  | 1 |  |  | 0.99 |  | Outdoor | Next to meter
NJADRE1560112603 | Administratively Determined Incentive Program | CLINTON | 8809 | 10.125 | Residential | Behind the Meter | Yes | Sunrun Installation Services, Inc. | JCP&L |  | Accepted | 2025-07-18 | 2025-08-11 | 2026-08-11 | Solar Panels | JA Solar | JAM54S31-405/MR |  | 0.405 | 5 | 238 | 36 |  | Fixed | Roof
NJADRE1560112606 | Administratively Determined Incentive Program | Manchester | 8759 | 13.94 | Residential | Behind the Meter | Yes | Whitman Construction, LLC | JCP&L |  | Accepted | 2025-07-18 | 2025-08-11 | 2026-08-11 | Solar Panels | Trina Solar | TSM-410NE09RC.05 |  | 0.41 | 8 | 356 | 27 |  | Fixed | Roof
NJADRE1560112606 | Administratively Determined Incentive Program | Manchester | 8759 | 13.94 | Residential | Behind the Meter | Yes | Whitman Construction, LLC | JCP&L |  | Accepted | 2025-07-18 | 2025-08-11 | 2026-08-11 | Solar Panels | Trina Solar | TSM-410NE09RC.05 |  | 0.41 | 2 | 86 | 24 |  | Fixed | Roof
NJADRE1560112606 | Administratively Determined Incentive Program | Manchester | 8759 | 13.94 | Residential | Behind the Meter | Yes | Whitman Construction, LLC | JCP&L |  | Accepted | 2025-07-18 | 2025-08-11 | 2026-08-11 | Solar Panels | Trina Solar | TSM-410NE09RC.05 |  | 0.41 | 4 | 86 | 27 |  | Fixed | Roof
NJADRE1560112606 | Administratively Determined Incentive Program | Manchester | 8759 | 13.94 | Residential | Behind the Meter | Yes | Whitman Construction, LLC | JCP&L |  | Accepted | 2025-07-18 | 2025-08-11 | 2026-08-11 | Solar Panels | Trina Solar | TSM-410NE09RC.05 |  | 0.41 | 14 | 176 | 27 |  | Fixed | Roof
NJADRE1560112606 | Administratively Determined Incentive Program | Manchester | 8759 | 13.94 | Residential | Behind the Meter | Yes | Whitman Construction, LLC | JCP&L |  | Accepted | 2025-07-18 | 2025-08-11 | 2026-08-11 | Solar Panels | Trina Solar | TSM-410NE09RC.05 |  | 0.41 | 4 | 266 | 27 |  | Fixed | Roof
NJADRE1560112606 | Administratively Determined Incentive Program | Manchester | 8759 | 13.94 | Residential | Behind the Meter | Yes | Whitman Construction, LLC | JCP&L |  | Accepted | 2025-07-18 | 2025-08-11 | 2026-08-11 | Solar Panels | Trina Solar | TSM-410NE09RC.05 |  | 0.41 | 2 | 266 | 24 |  | Fixed | Roof
NJADRE1560112606 | Administratively Determined Incentive Program | Manchester | 8759 | 13.94 | Residential | Behind the Meter | Yes | Whitman Construction, LLC | JCP&L |  | Accepted | 2025-07-18 | 2025-08-11 | 2026-08-11 | Inverters | ENPHASE | IQ8PLUS-72-2-US | 290 |  | 34 |  |  | 0.975 |  | Outdoor
NJADRE1560112612 | Administratively Determined Incentive Program | Wayne | 7470 | 8.61 | Residential | Behind the Meter | No | Tesla Energy Operations, Inc. | PSE&G |  | Accepted | 2025-07-18 | 2025-08-11 | 2026-08-11 | Solar Panels | Hanwha | Q.PEAK DUO BLK ML-G10+/TS 410 |  | 0.41 | 11 | 215 | 27 |  | Fixed | Roof
NJADRE1560112612 | Administratively Determined Incentive Program | Wayne | 7470 | 8.61 | Residential | Behind the Meter | No | Tesla Energy Operations, Inc. | PSE&G |  | Accepted | 2025-07-18 | 2025-08-11 | 2026-08-11 | Solar Panels | Hanwha | Q.PEAK DUO BLK ML-G10+/TS 410 |  | 0.41 | 6 | 215 | 27 |  | Fixed | Roof
NJADRE1560112612 | Administratively Determined Incentive Program | Wayne | 7470 | 8.61 | Residential | Behind the Meter | No | Tesla Energy Operations, Inc. | PSE&G |  | Accepted | 2025-07-18 | 2025-08-11 | 2026-08-11 | Solar Panels | Hanwha | Q.PEAK DUO BLK ML-G10+/TS 410 |  | 0.41 | 4 | 35 | 27 |  | Fixed | Roof
NJADRE1560112612 | Administratively Determined Incentive Program | Wayne | 7470 | 8.61 | Residential | Behind the Meter | No | Tesla Energy Operations, Inc. | PSE&G |  | Accepted | 2025-07-18 | 2025-08-11 | 2026-08-11 | Inverters | Tesla | 7.6 kW Tesla Inc 1538000-XX-Y | 7600 |  | 1 |  |  | 0.98 |  | Outdoor
NJADRE1560112613 | Administratively Determined Incentive Program | SICKLERVILLE | 8081 | 11.745 | Residential | Behind the Meter | Yes | SunnyMac, LLC | AC Electric |  | Accepted | 2025-07-18 | 2025-07-20 | 2026-07-20 | Solar Panels | HANWHA | Q.TRON BLK M-G2.H+ |  | 0.435 | 13 | 131 | 30 |  | Fixed | Roof
NJADRE1560112613 | Administratively Determined Incentive Program | SICKLERVILLE | 8081 | 11.745 | Residential | Behind the Meter | Yes | SunnyMac, LLC | AC Electric |  | Accepted | 2025-07-18 | 2025-07-20 | 2026-07-20 | Solar Panels | HANWHA | Q.TRON BLK M-G2.H+ |  | 0.435 | 4 | 131 | 30 |  | Fixed | Roof
NJADRE1560112613 | Administratively Determined Incentive Program | SICKLERVILLE | 8081 | 11.745 | Residential | Behind the Meter | Yes | SunnyMac, LLC | AC Electric |  | Accepted | 2025-07-18 | 2025-07-20 | 2026-07-20 | Inverters | SOLAREDGE HOME HUB | SE7600H-US | 7600 |  | 1 |  |  | 0.99 |  | Outdoor | next to meter
NJADRE1560112613 | Administratively Determined Incentive Program | SICKLERVILLE | 8081 | 11.745 | Residential | Behind the Meter | Yes | SunnyMac, LLC | AC Electric |  | Accepted | 2025-07-18 | 2025-07-20 | 2026-07-20 | Solar Panels | HANWHA | Q.TRON BLK M-G2.H+ |  | 0.435 | 10 | 311 | 30 |  | Fixed | Roof
NJADRE1560112627 | Administratively Determined Incentive Program | Browns Mills | 8015 | 3.825 | Residential | Behind the Meter | Yes | Whitman Construction, LLC | JCP&L |  | Accepted | 2025-07-18 | 2025-08-11 | 2026-08-11 | Solar Panels | JINKO SOLAR | JKM425N-54HL4-B |  | 0.425 | 9 | 109 | 14 |  | Fixed | Roof
NJADRE1560112627 | Administratively Determined Incentive Program | Browns Mills | 8015 | 3.825 | Residential | Behind the Meter | Yes | Whitman Construction, LLC | JCP&L |  | Accepted | 2025-07-18 | 2025-08-11 | 2026-08-11 | Inverters | ENPHASE | IQ8HC-72-M-DOM-US | 380 |  | 9 |  |  | 0.973 |  | Outdoor
NJADRE1560112636 | Administratively Determined Incentive Program | Union | 7083 | 11.89 | Residential | Behind the Meter | Yes | Sunrun Installation Services, Inc. | PSE&G |  | Accepted | 2025-07-18 | 2025-08-11 | 2026-08-11 | Solar Panels | Hanwha Q-Cells | Q.PEAK DUO BLK ML-G10+ 410 DCA |  | 0.41 | 3 | 147 | 27 |  | Fixed | Roof
NJADRE1560112636 | Administratively Determined Incentive Program | Union | 7083 | 11.89 | Residential | Behind the Meter | Yes | Sunrun Installation Services, Inc. | PSE&G |  | Accepted | 2025-07-18 | 2025-08-11 | 2026-08-11 | Solar Panels | Hanwha Q-Cells | Q.PEAK DUO BLK ML-G10+ 410 DCA |  | 0.41 | 11 | 147 | 33 |  | Fixed | Roof
NJADRE1560112636 | Administratively Determined Incentive Program | Union | 7083 | 11.89 | Residential | Behind the Meter | Yes | Sunrun Installation Services, Inc. | PSE&G |  | Accepted | 2025-07-18 | 2025-08-11 | 2026-08-11 | Solar Panels | Hanwha Q-Cells | Q.PEAK DUO BLK ML-G10+ 410 DCA |  | 0.41 | 4 | 327 | 6 |  | Fixed | Roof
NJADRE1560112636 | Administratively Determined Incentive Program | Union | 7083 | 11.89 | Residential | Behind the Meter | Yes | Sunrun Installation Services, Inc. | PSE&G |  | Accepted | 2025-07-18 | 2025-08-11 | 2026-08-11 | Solar Panels | Hanwha Q-Cells | Q.PEAK DUO BLK ML-G10+ 410 DCA |  | 0.41 | 11 | 327 | 32 |  | Fixed | Roof
NJADRE1560112636 | Administratively Determined Incentive Program | Union | 7083 | 11.89 | Residential | Behind the Meter | Yes | Sunrun Installation Services, Inc. | PSE&G |  | Accepted | 2025-07-18 | 2025-08-11 | 2026-08-11 | Electric Storage Battery | TESLA | POWERWALL 3 1707000-XX-Y |  |  | 1 |  |  |  | Lithium Ion |  | Outside
NJADRE1560112636 | Administratively Determined Incentive Program | Union | 7083 | 11.89 | Residential | Behind the Meter | Yes | Sunrun Installation Services, Inc. | PSE&G |  | Accepted | 2025-07-18 | 2025-08-11 | 2026-08-11 | Inverters | TESLA | POWERWALL 3 1707000-XX-Y | 11500 |  | 1 |  |  | 0.97 |  | Outside
NJADRE1560112644 | Administratively Determined Incentive Program | EGG HARBOR TOWNSHIP | 8234 | 9.57 | Residential | Behind the Meter | Yes | SunnyMac, LLC | AC Electric |  | Accepted | 2025-07-18 | 2025-08-11 | 2026-08-11 | Solar Panels | HANWHA | Q.TRON BLK M-G2.H+ |  | 0.435 | 9 | 291 | 32 |  | Fixed | Roof
NJADRE1560112644 | Administratively Determined Incentive Program | EGG HARBOR TOWNSHIP | 8234 | 9.57 | Residential | Behind the Meter | Yes | SunnyMac, LLC | AC Electric |  | Accepted | 2025-07-18 | 2025-08-11 | 2026-08-11 | Solar Panels | HANWHA | Q.TRON BLK M-G2.H+ |  | 0.435 | 3 | 201 | 26 |  | Fixed | Roof
NJADRE1560112644 | Administratively Determined Incentive Program | EGG HARBOR TOWNSHIP | 8234 | 9.57 | Residential | Behind the Meter | Yes | SunnyMac, LLC | AC Electric |  | Accepted | 2025-07-18 | 2025-08-11 | 2026-08-11 | Solar Panels | HANWHA | Q.TRON BLK M-G2.H+ |  | 0.435 | 10 | 111 | 32 |  | Fixed | Roof
NJADRE1560112644 | Administratively Determined Incentive Program | EGG HARBOR TOWNSHIP | 8234 | 9.57 | Residential | Behind the Meter | Yes | SunnyMac, LLC | AC Electric |  | Accepted | 2025-07-18 | 2025-08-11 | 2026-08-11 | Inverters | SOLAREDGE HOME HUB | SE7600H-US | 7600 |  | 1 |  |  | 0.99 |  | Outdoor | next to meter
NJADRE1560112645 | Administratively Determined Incentive Program | BURLINGTON | 8016 | 5.74 | Residential | Behind the Meter | Yes | Pro Custom Solar dba Momentum Solar | PSE&G |  | Accepted | 2025-07-18 | 2025-08-11 | 2026-08-11 | Inverters | ENPHASE | IQ8HC-72-M-DOM-US | 380 |  | 14 |  |  | 0.97 |  | Outdoor
NJADRE1560112645 | Administratively Determined Incentive Program | BURLINGTON | 8016 | 5.74 | Residential | Behind the Meter | Yes | Pro Custom Solar dba Momentum Solar | PSE&G |  | Accepted | 2025-07-18 | 2025-08-11 | 2026-08-11 | Solar Panels | HANWHA | Q.PEAK DUO BLK ML-G10+410 |  | 0.41 | 10 | 8 | 34 |  | Fixed | Roof
NJADRE1560112645 | Administratively Determined Incentive Program | BURLINGTON | 8016 | 5.74 | Residential | Behind the Meter | Yes | Pro Custom Solar dba Momentum Solar | PSE&G |  | Accepted | 2025-07-18 | 2025-08-11 | 2026-08-11 | Solar Panels | HANWHA | Q.PEAK DUO BLK ML-G10+410 |  | 0.41 | 4 | 188 | 34 |  | Fixed | Roof
NJADRE1560112653 | Administratively Determined Incentive Program | Woodbine | 8270 | 7.79 | Residential | Behind the Meter | Yes | Pro Custom Solar dba Momentum Solar | AC Electric |  | Accepted | 2025-07-18 | 2025-08-12 | 2026-08-12 | Inverters | ENPHASE | IQ8HC-72-M-DOM-US | 380 |  | 19 |  |  | 0.97 |  | Outdoor
NJADRE1560112653 | Administratively Determined Incentive Program | Woodbine | 8270 | 7.79 | Residential | Behind the Meter | Yes | Pro Custom Solar dba Momentum Solar | AC Electric |  | Accepted | 2025-07-18 | 2025-08-12 | 2026-08-12 | Solar Panels | HANWHA | Q.PEAK DUO BLK ML-G10+410 |  | 0.41 | 4 | 71 | 16 |  | Fixed | Roof
NJADRE1560112653 | Administratively Determined Incentive Program | Woodbine | 8270 | 7.79 | Residential | Behind the Meter | Yes | Pro Custom Solar dba Momentum Solar | AC Electric |  | Accepted | 2025-07-18 | 2025-08-12 | 2026-08-12 | Solar Panels | HANWHA | Q.PEAK DUO BLK ML-G10+410 |  | 0.41 | 4 | 71 | 25 |  | Fixed | Roof
NJADRE1560112653 | Administratively Determined Incentive Program | Woodbine | 8270 | 7.79 | Residential | Behind the Meter | Yes | Pro Custom Solar dba Momentum Solar | AC Electric |  | Accepted | 2025-07-18 | 2025-08-12 | 2026-08-12 | Solar Panels | HANWHA | Q.PEAK DUO BLK ML-G10+410 |  | 0.41 | 7 | 251 | 23 |  | Fixed | Roof
NJADRE1560112653 | Administratively Determined Incentive Program | Woodbine | 8270 | 7.79 | Residential | Behind the Meter | Yes | Pro Custom Solar dba Momentum Solar | AC Electric |  | Accepted | 2025-07-18 | 2025-08-12 | 2026-08-12 | Solar Panels | HANWHA | Q.PEAK DUO BLK ML-G10+410 |  | 0.41 | 4 | 251 | 25 |  | Fixed | Roof
NJADRE1560112656 | Administratively Determined Incentive Program | Ridgewood | 7451 | 9.135 | Residential | Behind the Meter | Yes | SunnyMac, LLC | PSE&G |  | Accepted | 2025-07-18 | 2025-08-12 | 2026-08-12 | Solar Panels | HANWHA | Q.TRON BLK M-G2.H+ |  | 0.435 | 21 | 196 | 25 |  | Fixed | Roof
NJADRE1560112656 | Administratively Determined Incentive Program | Ridgewood | 7451 | 9.135 | Residential | Behind the Meter | Yes | SunnyMac, LLC | PSE&G |  | Accepted | 2025-07-18 | 2025-08-12 | 2026-08-12 | Inverters | SOLAREDGE HOME HUB | SE7600H-US | 7600 |  | 1 |  |  | 0.99 |  | Outdoor | next to meter
NJADRE1560112665 | Administratively Determined Incentive Program | Winslow Township | 8081 | 6.09 | Residential | Behind the Meter | Yes | SunnyMac, LLC | AC Electric |  | Accepted | 2025-07-18 | 2025-08-11 | 2026-08-11 | Solar Panels | HANWHA | Q.TRON BLK M-G2.H+ |  | 0.435 | 6 | 38 | 22 |  | Fixed | Roof
NJADRE1560112665 | Administratively Determined Incentive Program | Winslow Township | 8081 | 6.09 | Residential | Behind the Meter | Yes | SunnyMac, LLC | AC Electric |  | Accepted | 2025-07-18 | 2025-08-11 | 2026-08-11 | Inverters | SOLAREDGE HOME HUB | SE5700H-US | 5760 |  | 1 |  |  | 0.99 |  | Outdoor | next to meter
NJADRE1560112665 | Administratively Determined Incentive Program | Winslow Township | 8081 | 6.09 | Residential | Behind the Meter | Yes | SunnyMac, LLC | AC Electric |  | Accepted | 2025-07-18 | 2025-08-11 | 2026-08-11 | Solar Panels | HANWHA | Q.TRON BLK M-G2.H+ |  | 0.435 | 8 | 218 | 22 |  | Fixed | Roof
NJADRE1560112668 | Administratively Determined Incentive Program | MILFORD | 8848 | 15.58 | Residential | Behind the Meter | Yes | Sunrun Installation Services, Inc. | JCP&L |  | Accepted | 2025-07-18 | 2025-08-11 | 2026-08-11 | Inverters | TESLA | POWERWALL 3 1707000-XX-Y | 11500 |  | 1 |  |  | 0.97 |  | Outside
NJADRE1560112668 | Administratively Determined Incentive Program | MILFORD | 8848 | 15.58 | Residential | Behind the Meter | Yes | Sunrun Installation Services, Inc. | JCP&L |  | Accepted | 2025-07-18 | 2025-08-11 | 2026-08-11 | Electric Storage Battery | TESLA | POWERWALL 3 1707000-XX-Y |  |  | 1 |  |  |  | Lithium Ion |  | Outside
NJADRE1560112668 | Administratively Determined Incentive Program | MILFORD | 8848 | 15.58 | Residential | Behind the Meter | Yes | Sunrun Installation Services, Inc. | JCP&L |  | Accepted | 2025-07-18 | 2025-08-11 | 2026-08-11 | Solar Panels | Hanwha Q-Cells | Q.PEAK DUO BLK ML-G10+ 410 DCA |  | 0.41 | 22 | 108 | 19 |  | Fixed | Roof
NJADRE1560112668 | Administratively Determined Incentive Program | MILFORD | 8848 | 15.58 | Residential | Behind the Meter | Yes | Sunrun Installation Services, Inc. | JCP&L |  | Accepted | 2025-07-18 | 2025-08-11 | 2026-08-11 | Solar Panels | Hanwha Q-Cells | Q.PEAK DUO BLK ML-G10+ 410 DCA |  | 0.41 | 16 | 288 | 19 |  | Fixed | Roof
NJADRE1560112679 | Administratively Determined Incentive Program | Bayville | 8721 | 8.855 | Residential | Behind the Meter | Yes | Brilliant Installations, Inc. | JCP&L |  | Accepted | 2025-07-18 | 2025-08-12 | 2026-08-12 | Solar Panels | ENPHASE ENERGY | JKM385M-6RL3-B |  | 0.385 | 10 | 232 | 18 |  | Fixed | Roof
NJADRE1560112679 | Administratively Determined Incentive Program | Bayville | 8721 | 8.855 | Residential | Behind the Meter | Yes | Brilliant Installations, Inc. | JCP&L |  | Accepted | 2025-07-18 | 2025-08-12 | 2026-08-12 | Solar Panels | ENPHASE ENERGY | JKM385M-6RL3-B |  | 0.385 | 6 | 232 | 18 |  | Fixed | Roof
NJADRE1560112679 | Administratively Determined Incentive Program | Bayville | 8721 | 8.855 | Residential | Behind the Meter | Yes | Brilliant Installations, Inc. | JCP&L |  | Accepted | 2025-07-18 | 2025-08-12 | 2026-08-12 | Solar Panels | ENPHASE ENERGY | JKM385M-6RL3-B |  | 0.385 | 7 | 52 | 18 |  | Fixed | Roof
NJADRE1560112679 | Administratively Determined Incentive Program | Bayville | 8721 | 8.855 | Residential | Behind the Meter | Yes | Brilliant Installations, Inc. | JCP&L |  | Accepted | 2025-07-18 | 2025-08-12 | 2026-08-12 | Inverters | ENPHASE ENERGY | IQ8PLUS-72-2-US | 290 |  | 23 |  |  | 0.97 |  | Outdoor
NJADRE1560112683 | Administratively Determined Incentive Program | Woodbury | 8096 | 4.73 | Residential | Behind the Meter | Yes | Pro Custom Solar dba Momentum Solar | PSE&G |  | Accepted | 2025-07-18 | 2025-08-11 | 2026-08-11 | Inverters | ENPHASE | IQ8HC-72-M-DOM-US | 380 |  | 11 |  |  | 0.97 |  | Outdoor
NJADRE1560112683 | Administratively Determined Incentive Program | Woodbury | 8096 | 4.73 | Residential | Behind the Meter | Yes | Pro Custom Solar dba Momentum Solar | PSE&G |  | Accepted | 2025-07-18 | 2025-08-11 | 2026-08-11 | Solar Panels | HANWHA | Q.TRON BLK M-G2+430 |  | 0.43 | 7 | 212 | 39 |  | Fixed | Roof
NJADRE1560112683 | Administratively Determined Incentive Program | Woodbury | 8096 | 4.73 | Residential | Behind the Meter | Yes | Pro Custom Solar dba Momentum Solar | PSE&G |  | Accepted | 2025-07-18 | 2025-08-11 | 2026-08-11 | Solar Panels | HANWHA | Q.TRON BLK M-G2+430 |  | 0.43 | 4 | 32 | 39 |  | Fixed | Roof
NJADRE1560112686 | Administratively Determined Incentive Program | LIVINGSTON | 7039 | 6.15 | Residential | Behind the Meter | No | Tesla Energy Operations, Inc. | PSE&G |  | Accepted | 2025-07-18 | 2025-08-11 | 2026-08-11 | Solar Panels | Hanwha | Q.PEAK DUO BLK ML-G10+/TS 410 |  | 0.41 | 13 | 200 | 30 |  | Fixed | Roof
NJADRE1560112686 | Administratively Determined Incentive Program | LIVINGSTON | 7039 | 6.15 | Residential | Behind the Meter | No | Tesla Energy Operations, Inc. | PSE&G |  | Accepted | 2025-07-18 | 2025-08-11 | 2026-08-11 | Electric Storage Battery | Tesla | Powerwall 3 |  |  | 1 |  |  |  | Lithium Ion |  | OUTSIDE
NJADRE1560112686 | Administratively Determined Incentive Program | LIVINGSTON | 7039 | 6.15 | Residential | Behind the Meter | No | Tesla Energy Operations, Inc. | PSE&G |  | Accepted | 2025-07-18 | 2025-08-11 | 2026-08-11 | Solar Panels | Hanwha | Q.PEAK DUO BLK ML-G10+/TS 410 |  | 0.41 | 2 | 20 | 30 |  | Fixed | Roof
NJADRE1560112686 | Administratively Determined Incentive Program | LIVINGSTON | 7039 | 6.15 | Residential | Behind the Meter | No | Tesla Energy Operations, Inc. | PSE&G |  | Accepted | 2025-07-18 | 2025-08-11 | 2026-08-11 | Inverters | Tesla | 1707000-XX-Y 11.5 kW | 11500 |  | 1 |  |  | 0.98 |  | Outdoor
NJADRE1560112692 | Administratively Determined Incentive Program | TRENTON | 8611 | 2.46 | Residential | Behind the Meter | Yes | Trinity Solar, LLC | PSE&G |  | Accepted | 2025-07-18 | 2025-08-11 | 2026-08-11 | Inverters | Solar Edge | USE3800H-USMNBL75 | 3800 |  | 1 |  |  | 0.97 |  | Outdoor
NJADRE1560112692 | Administratively Determined Incentive Program | TRENTON | 8611 | 2.46 | Residential | Behind the Meter | Yes | Trinity Solar, LLC | PSE&G |  | Accepted | 2025-07-18 | 2025-08-11 | 2026-08-11 | Solar Panels | HANWHA | (Q.PEAK DUO BLK ML-G10+ 410) |  | 0.41 | 4 | 259 | 7 |  | Fixed | Roof
NJADRE1560112692 | Administratively Determined Incentive Program | TRENTON | 8611 | 2.46 | Residential | Behind the Meter | Yes | Trinity Solar, LLC | PSE&G |  | Accepted | 2025-07-18 | 2025-08-11 | 2026-08-11 | Solar Panels | HANWHA | (Q.PEAK DUO BLK ML-G10+ 410) |  | 0.41 | 2 | 259 | 30 |  | Fixed | Roof
NJADRE1560112703 | Administratively Determined Incentive Program | EGG HARBOR TOWNSHIP | 8234 | 16.4 | Residential | Behind the Meter | Yes | Trinity Solar, LLC | AC Electric |  | Accepted | 2025-07-18 | 2025-08-11 | 2026-08-11 | Solar Panels | HANWHA 410 (Q.PEAK DUO BLK ML-G10+410) | HANWHA 410 (Q.PEAK DUO BLK ML-G10+410) |  | 0.41 | 16 | 284 | 45 |  | Fixed | Roof
NJADRE1560112703 | Administratively Determined Incentive Program | EGG HARBOR TOWNSHIP | 8234 | 16.4 | Residential | Behind the Meter | Yes | Trinity Solar, LLC | AC Electric |  | Accepted | 2025-07-18 | 2025-08-11 | 2026-08-11 | Solar Panels | HANWHA 410 (Q.PEAK DUO BLK ML-G10+410) | HANWHA 410 (Q.PEAK DUO BLK ML-G10+410) |  | 0.41 | 4 | 287 | 9 |  | Fixed | Roof
NJADRE1560112703 | Administratively Determined Incentive Program | EGG HARBOR TOWNSHIP | 8234 | 16.4 | Residential | Behind the Meter | Yes | Trinity Solar, LLC | AC Electric |  | Accepted | 2025-07-18 | 2025-08-11 | 2026-08-11 | Solar Panels | HANWHA 410 (Q.PEAK DUO BLK ML-G10+410) | HANWHA 410 (Q.PEAK DUO BLK ML-G10+410) |  | 0.41 | 4 | 107 | 45 |  | Fixed | Roof
NJADRE1560112703 | Administratively Determined Incentive Program | EGG HARBOR TOWNSHIP | 8234 | 16.4 | Residential | Behind the Meter | Yes | Trinity Solar, LLC | AC Electric |  | Accepted | 2025-07-18 | 2025-08-11 | 2026-08-11 | Inverters | TESLA 7.6kW (PV ONLY) | TESLA 7.6kW (PV ONLY) | 7600 |  | 1 |  |  | 0.97 |  | Outside
NJADRE1560112703 | Administratively Determined Incentive Program | EGG HARBOR TOWNSHIP | 8234 | 16.4 | Residential | Behind the Meter | Yes | Trinity Solar, LLC | AC Electric |  | Accepted | 2025-07-18 | 2025-08-11 | 2026-08-11 | Solar Panels | HANWHA 410 (Q.PEAK DUO BLK ML-G10+410) | HANWHA 410 (Q.PEAK DUO BLK ML-G10+410) |  | 0.41 | 16 | 107 | 45 |  | Fixed | Roof
NJADRE1560112703 | Administratively Determined Incentive Program | EGG HARBOR TOWNSHIP | 8234 | 16.4 | Residential | Behind the Meter | Yes | Trinity Solar, LLC | AC Electric |  | Accepted | 2025-07-18 | 2025-08-11 | 2026-08-11 | Inverters | TESLA 5.0kW (PV ONLY) | TESLA 5.0kW (PV ONLY) | 5000 |  | 1 |  |  | 0.97 |  | Outside
NJADRE1560112707 | Administratively Determined Incentive Program | Pompton Lakes | 7442 | 10.25 | Residential | Behind the Meter | Yes | Pro Custom Solar dba Momentum Solar | JCP&L |  | Accepted | 2025-07-18 | 2025-08-11 | 2026-08-11 | Solar Panels | HANWHA | Q.PEAK DUO BLK ML-G10+410 |  | 0.41 | 12 | 14 | 37 |  | Fixed | Roof
NJADRE1560112707 | Administratively Determined Incentive Program | Pompton Lakes | 7442 | 10.25 | Residential | Behind the Meter | Yes | Pro Custom Solar dba Momentum Solar | JCP&L |  | Accepted | 2025-07-18 | 2025-08-11 | 2026-08-11 | Inverters | ENPHASE | IQ8HC-72-M-DOM-US | 380 |  | 25 |  |  | 0.97 |  | Outdoor
NJADRE1560112707 | Administratively Determined Incentive Program | Pompton Lakes | 7442 | 10.25 | Residential | Behind the Meter | Yes | Pro Custom Solar dba Momentum Solar | JCP&L |  | Accepted | 2025-07-18 | 2025-08-11 | 2026-08-11 | Solar Panels | HANWHA | Q.PEAK DUO BLK ML-G10+410 |  | 0.41 | 13 | 194 | 39 |  | Fixed | Roof
NJADRE1560112714 | Administratively Determined Incentive Program | Gloucester Twp | 8081 | 5.655 | Residential | Behind the Meter | Yes | Velocity Energy & Home Solutions, Inc. | AC Electric |  | Accepted | 2025-07-18 | 2025-08-12 | 2026-08-12 | Solar Panels | qtron | 435w |  | 0.435 | 7 | 20 | 24 |  | Fixed | Roof
NJADRE1560112714 | Administratively Determined Incentive Program | Gloucester Twp | 8081 | 5.655 | Residential | Behind the Meter | Yes | Velocity Energy & Home Solutions, Inc. | AC Electric |  | Accepted | 2025-07-18 | 2025-08-12 | 2026-08-12 | Inverters | enphase | iq8hc | 380 |  | 13 |  |  | 0.99 |  | Outside | behind panels
NJADRE1560112714 | Administratively Determined Incentive Program | Gloucester Twp | 8081 | 5.655 | Residential | Behind the Meter | Yes | Velocity Energy & Home Solutions, Inc. | AC Electric |  | Accepted | 2025-07-18 | 2025-08-12 | 2026-08-12 | Solar Panels | qtron | 435w |  | 0.435 | 6 | 200 | 24 |  | Fixed | Roof
NJADRE1560112716 | Administratively Determined Incentive Program | Upper Deerfield Twp | 8302 | 20.88 | Residential | Behind the Meter | Yes | Integrity Solar & Home Solutions, LLC | AC Electric |  | Accepted | 2025-07-18 | 2025-08-12 | 2026-08-12 | Solar Panels | Q CELLS | Q.TRON BLK M-G2H+ 435 |  | 0.435 | 23 | 212 | 23 |  | Fixed | Roof
NJADRE1560112716 | Administratively Determined Incentive Program | Upper Deerfield Twp | 8302 | 20.88 | Residential | Behind the Meter | Yes | Integrity Solar & Home Solutions, LLC | AC Electric |  | Accepted | 2025-07-18 | 2025-08-12 | 2026-08-12 | Inverters | ENPHASE | IQ8HC | 380 |  | 48 |  |  | 0.98 |  | Other | UNDER EACH PANEL
NJADRE1560112716 | Administratively Determined Incentive Program | Upper Deerfield Twp | 8302 | 20.88 | Residential | Behind the Meter | Yes | Integrity Solar & Home Solutions, LLC | AC Electric |  | Accepted | 2025-07-18 | 2025-08-12 | 2026-08-12 | Solar Panels | Q CELLS | Q.TRON BLK M-G2H+ 435 |  | 0.435 | 25 | 32 | 23 |  | Fixed | Roof
NJADRE1560112726 | Administratively Determined Incentive Program | GALLOWAY | 8205 | 17.63 | Residential | Behind the Meter | Yes | AllSeason Solar | AC Electric |  | Accepted | 2025-07-18 | 2025-08-11 | 2026-08-11 | Solar Panels | SEG Solar | SEG430BTD-BG |  | 0.43 | 11 | 115 | 37 |  | Fixed | Roof
NJADRE1560112726 | Administratively Determined Incentive Program | GALLOWAY | 8205 | 17.63 | Residential | Behind the Meter | Yes | AllSeason Solar | AC Electric |  | Accepted | 2025-07-18 | 2025-08-11 | 2026-08-11 | Solar Panels | SEG Solar | SEG430BTD-BG |  | 0.43 | 8 | 115 | 37 |  | Fixed | Roof
NJADRE1560112726 | Administratively Determined Incentive Program | GALLOWAY | 8205 | 17.63 | Residential | Behind the Meter | Yes | AllSeason Solar | AC Electric |  | Accepted | 2025-07-18 | 2025-08-11 | 2026-08-11 | Solar Panels | SEG Solar | SEG430BTD-BG |  | 0.43 | 22 | 295 | 37 |  | Fixed | Roof
NJADRE1560112726 | Administratively Determined Incentive Program | GALLOWAY | 8205 | 17.63 | Residential | Behind the Meter | Yes | AllSeason Solar | AC Electric |  | Accepted | 2025-07-18 | 2025-08-11 | 2026-08-11 | Inverters | Enphase | IQ8 Plus | 290 |  | 41 |  |  | 0.97 |  | Outside
NJADRE1560112736 | Administratively Determined Incentive Program | Cape May Court House | 8210 | 11.475 | Residential | Behind the Meter | Yes | Power Energy Solutions, LLC | AC Electric |  | Accepted | 2025-07-18 | 2025-08-11 | 2026-08-11 | Inverters | SolarEdge | SE5700H-US | 6 |  | 1 |  |  | 0.97 |  | Outdoor
NJADRE1560112736 | Administratively Determined Incentive Program | Cape May Court House | 8210 | 11.475 | Residential | Behind the Meter | Yes | Power Energy Solutions, LLC | AC Electric |  | Accepted | 2025-07-18 | 2025-08-11 | 2026-08-11 | Solar Panels | Trina Solar | TSM-425NE09RC.05 |  | 0.425 | 15 | 125 | 21 |  | Fixed | Roof
NJADRE1560112736 | Administratively Determined Incentive Program | Cape May Court House | 8210 | 11.475 | Residential | Behind the Meter | Yes | Power Energy Solutions, LLC | AC Electric |  | Accepted | 2025-07-18 | 2025-08-11 | 2026-08-11 | Solar Panels | Trina Solar | TSM-425NE09RC.05 |  | 0.425 | 12 | 305 | 22 |  | Fixed | Roof
NJADRE1560112741 | Administratively Determined Incentive Program | Old Bridge | 8857 | 18.86 | Residential | Behind the Meter | Yes | Pro Custom Solar dba Momentum Solar | JCP&L |  | Accepted | 2025-07-18 | 2025-08-11 | 2026-08-11 | Solar Panels | HANWHA | Q.PEAK DUO BLK ML-G10+410 |  | 0.41 | 8 | 268 | 23 |  | Fixed | Roof
NJADRE1560112741 | Administratively Determined Incentive Program | Old Bridge | 8857 | 18.86 | Residential | Behind the Meter | Yes | Pro Custom Solar dba Momentum Solar | JCP&L |  | Accepted | 2025-07-18 | 2025-08-11 | 2026-08-11 | Solar Panels | HANWHA | Q.PEAK DUO BLK ML-G10+410 |  | 0.41 | 11 | 358 | 18 |  | Fixed | Roof
NJADRE1560112741 | Administratively Determined Incentive Program | Old Bridge | 8857 | 18.86 | Residential | Behind the Meter | Yes | Pro Custom Solar dba Momentum Solar | JCP&L |  | Accepted | 2025-07-18 | 2025-08-11 | 2026-08-11 | Solar Panels | HANWHA | Q.PEAK DUO BLK ML-G10+410 |  | 0.41 | 6 | 178 | 18 |  | Fixed | Roof
NJADRE1560112741 | Administratively Determined Incentive Program | Old Bridge | 8857 | 18.86 | Residential | Behind the Meter | Yes | Pro Custom Solar dba Momentum Solar | JCP&L |  | Accepted | 2025-07-18 | 2025-08-11 | 2026-08-11 | Solar Panels | HANWHA | Q.PEAK DUO BLK ML-G10+410 |  | 0.41 | 3 | 88 | 23 |  | Fixed | Roof
NJADRE1560112741 | Administratively Determined Incentive Program | Old Bridge | 8857 | 18.86 | Residential | Behind the Meter | Yes | Pro Custom Solar dba Momentum Solar | JCP&L |  | Accepted | 2025-07-18 | 2025-08-11 | 2026-08-11 | Inverters | ENPHASE | IQ8HC-72-M-DOM-US | 380 |  | 46 |  |  | 0.97 |  | Outdoor
NJADRE1560112741 | Administratively Determined Incentive Program | Old Bridge | 8857 | 18.86 | Residential | Behind the Meter | Yes | Pro Custom Solar dba Momentum Solar | JCP&L |  | Accepted | 2025-07-18 | 2025-08-11 | 2026-08-11 | Solar Panels | HANWHA | Q.PEAK DUO BLK ML-G10+410 |  | 0.41 | 4 | 178 | 22 |  | Fixed | Roof
NJADRE1560112741 | Administratively Determined Incentive Program | Old Bridge | 8857 | 18.86 | Residential | Behind the Meter | Yes | Pro Custom Solar dba Momentum Solar | JCP&L |  | Accepted | 2025-07-18 | 2025-08-11 | 2026-08-11 | Solar Panels | HANWHA | Q.PEAK DUO BLK ML-G10+410 |  | 0.41 | 5 | 88 | 18 |  | Fixed | Roof
NJADRE1560112741 | Administratively Determined Incentive Program | Old Bridge | 8857 | 18.86 | Residential | Behind the Meter | Yes | Pro Custom Solar dba Momentum Solar | JCP&L |  | Accepted | 2025-07-18 | 2025-08-11 | 2026-08-11 | Solar Panels | HANWHA | Q.PEAK DUO BLK ML-G10+410 |  | 0.41 | 4 | 358 | 22 |  | Fixed | Roof
NJADRE1560112741 | Administratively Determined Incentive Program | Old Bridge | 8857 | 18.86 | Residential | Behind the Meter | Yes | Pro Custom Solar dba Momentum Solar | JCP&L |  | Accepted | 2025-07-18 | 2025-08-11 | 2026-08-11 | Solar Panels | HANWHA | Q.PEAK DUO BLK ML-G10+410 |  | 0.41 | 5 | 268 | 18 |  | Fixed | Roof
NJADRE1560112748 | Administratively Determined Incentive Program | SUMMIT | 7901 | 4.92 | Residential | Behind the Meter | Yes | Trinity Solar, LLC | JCP&L |  | Accepted | 2025-07-18 | 2025-08-11 | 2026-08-11 | Inverters | Solar Edge | USE3800H-USMNBL75 | 3800 |  | 1 |  |  | 0.97 |  | Outdoor
NJADRE1560112748 | Administratively Determined Incentive Program | SUMMIT | 7901 | 4.92 | Residential | Behind the Meter | Yes | Trinity Solar, LLC | JCP&L |  | Accepted | 2025-07-18 | 2025-08-11 | 2026-08-11 | Solar Panels | HANWHA | Q.PEAK DUO BLK ML-G10+ 410 |  | 0.41 | 9 | 139 | 45 |  | Fixed | Roof
NJADRE1560112748 | Administratively Determined Incentive Program | SUMMIT | 7901 | 4.92 | Residential | Behind the Meter | Yes | Trinity Solar, LLC | JCP&L |  | Accepted | 2025-07-18 | 2025-08-11 | 2026-08-11 | Solar Panels | HANWHA | Q.PEAK DUO BLK ML-G10+ 410 |  | 0.41 | 3 | 229 | 21 |  | Fixed | Roof
NJADRE1560112757 | Administratively Determined Incentive Program | VILLAS | 8251 | 11.07 | Residential | Behind the Meter | Yes | EMT Renewables, LLC | AC Electric |  | Accepted | 2025-07-18 | 2025-08-14 | 2026-08-14 | Solar Panels | MSE PERC | MSE-410 |  | 0.41 | 15 | 27 | 10 |  | Fixed | Roof
NJADRE1560112757 | Administratively Determined Incentive Program | VILLAS | 8251 | 11.07 | Residential | Behind the Meter | Yes | EMT Renewables, LLC | AC Electric |  | Accepted | 2025-07-18 | 2025-08-14 | 2026-08-14 | Inverters | ENPHASE | IQ8+ | 290 |  | 27 |  |  | 0.98 |  | Other | UNDER EACH PANEL
NJADRE1560112757 | Administratively Determined Incentive Program | VILLAS | 8251 | 11.07 | Residential | Behind the Meter | Yes | EMT Renewables, LLC | AC Electric |  | Accepted | 2025-07-18 | 2025-08-14 | 2026-08-14 | Solar Panels | MSE PERC | MSE-410 |  | 0.41 | 12 | 207 | 24 |  | Fixed | Roof
NJADRE1560112764 | Administratively Determined Incentive Program | SOMERSET | 8873 | 11.34 | Residential | Behind the Meter | No | Solar Energy World | PSE&G |  | Accepted | 2025-07-18 | 2025-08-11 | 2026-08-11 | Solar Panels | LONGi | LR5-54HPB-405M |  | 0.405 | 8 | 240 | 33 |  | Fixed | Roof
NJADRE1560112764 | Administratively Determined Incentive Program | SOMERSET | 8873 | 11.34 | Residential | Behind the Meter | No | Solar Energy World | PSE&G |  | Accepted | 2025-07-18 | 2025-08-11 | 2026-08-11 | Inverters | Enphase | IQ8+-72-M-US | 290 |  | 28 |  |  | 0.97 |  | Outside
NJADRE1560112764 | Administratively Determined Incentive Program | SOMERSET | 8873 | 11.34 | Residential | Behind the Meter | No | Solar Energy World | PSE&G |  | Accepted | 2025-07-18 | 2025-08-11 | 2026-08-11 | Solar Panels | LONGi | LR5-54HPB-405M |  | 0.405 | 20 | 241 | 28 |  | Fixed | Roof
NJADRE1560112774 | Administratively Determined Incentive Program | Millville | 8332 | 9.43 | Residential | Behind the Meter | Yes | EMT Renewables, LLC | AC Electric |  | Accepted | 2025-07-18 | 2025-08-11 | 2026-08-11 | Solar Panels | MSE PERC | MSE-410 |  | 0.41 | 11 | 33 | 32 |  | Fixed | Roof
NJADRE1560112774 | Administratively Determined Incentive Program | Millville | 8332 | 9.43 | Residential | Behind the Meter | Yes | EMT Renewables, LLC | AC Electric |  | Accepted | 2025-07-18 | 2025-08-11 | 2026-08-11 | Inverters | ENPHASE | IQ8+ | 290 |  | 23 |  |  | 0.98 |  | Other | UNDER EACH PANEL
NJADRE1560112774 | Administratively Determined Incentive Program | Millville | 8332 | 9.43 | Residential | Behind the Meter | Yes | EMT Renewables, LLC | AC Electric |  | Accepted | 2025-07-18 | 2025-08-11 | 2026-08-11 | Solar Panels | MSE PERC | MSE-410 |  | 0.41 | 12 | 213 | 32 |  | Fixed | Roof
NJADRE1560112776 | Administratively Determined Incentive Program | Union | 7083 | 8.265 | Residential | Behind the Meter | Yes | Integrity Solar & Home Solutions, LLC | PSE&G |  | Accepted | 2025-07-18 | 2025-08-11 | 2026-08-11 | Solar Panels | Q CELLS | Q.TRON BLK M-G2H+ 435 |  | 0.435 | 2 | 107 | 26 |  | Fixed | Roof
NJADRE1560112776 | Administratively Determined Incentive Program | Union | 7083 | 8.265 | Residential | Behind the Meter | Yes | Integrity Solar & Home Solutions, LLC | PSE&G |  | Accepted | 2025-07-18 | 2025-08-11 | 2026-08-11 | Solar Panels | Q CELLS | Q.TRON BLK M-G2H+ 435 |  | 0.435 | 3 | 287 | 13 |  | Fixed | Roof
NJADRE1560112776 | Administratively Determined Incentive Program | Union | 7083 | 8.265 | Residential | Behind the Meter | Yes | Integrity Solar & Home Solutions, LLC | PSE&G |  | Accepted | 2025-07-18 | 2025-08-11 | 2026-08-11 | Inverters | ENPHASE | IQ8HC | 380 |  | 19 |  |  | 0.98 |  | Other | UNDER EACH PANEL
NJADRE1560112776 | Administratively Determined Incentive Program | Union | 7083 | 8.265 | Residential | Behind the Meter | Yes | Integrity Solar & Home Solutions, LLC | PSE&G |  | Accepted | 2025-07-18 | 2025-08-11 | 2026-08-11 | Solar Panels | Q CELLS | Q.TRON BLK M-G2H+ 435 |  | 0.435 | 14 | 287 | 26 |  | Fixed | Roof
NJADRE1560112778 | Administratively Determined Incentive Program | BROWNS MILLS | 8015 | 13.695 | Residential | Behind the Meter | Yes | Big Wave Roofing and Solar, LLC | JCP&L |  | Accepted | 2025-07-18 | 2025-08-11 | 2026-08-11 | Solar Panels | Q cells | Q.PEAK DUO BLK ML-G10.C+415w |  | 0.415 | 4 | 202 | 22 |  | Fixed | Roof
NJADRE1560112778 | Administratively Determined Incentive Program | BROWNS MILLS | 8015 | 13.695 | Residential | Behind the Meter | Yes | Big Wave Roofing and Solar, LLC | JCP&L |  | Accepted | 2025-07-18 | 2025-08-11 | 2026-08-11 | Inverters | Enphase | IQ8HC-72-M-DOM-US | 380 |  | 33 |  |  | 0.98 |  | Outdoor
NJADRE1560112778 | Administratively Determined Incentive Program | BROWNS MILLS | 8015 | 13.695 | Residential | Behind the Meter | Yes | Big Wave Roofing and Solar, LLC | JCP&L |  | Accepted | 2025-07-18 | 2025-08-11 | 2026-08-11 | Solar Panels | Q cells | Q.PEAK DUO BLK ML-G10.C+415w |  | 0.415 | 17 | 202 | 22 |  | Fixed | Roof
NJADRE1560112778 | Administratively Determined Incentive Program | BROWNS MILLS | 8015 | 13.695 | Residential | Behind the Meter | Yes | Big Wave Roofing and Solar, LLC | JCP&L |  | Accepted | 2025-07-18 | 2025-08-11 | 2026-08-11 | Solar Panels | Q cells | Q.PEAK DUO BLK ML-G10.C+415w |  | 0.415 | 12 | 22 | 22 |  | Fixed | Roof
NJADRE1560112785 | Administratively Determined Incentive Program | Bloomfield | 7003 | 13.76 | Residential | Behind the Meter | Yes | EMT Renewables, LLC | PSE&G |  | Accepted | 2025-07-18 | 2025-08-14 | 2026-08-14 | Solar Panels | SEG SOLAR | SEG 430 |  | 0.43 | 12 | 9 | 28 |  | Fixed | Roof
NJADRE1560112785 | Administratively Determined Incentive Program | Bloomfield | 7003 | 13.76 | Residential | Behind the Meter | Yes | EMT Renewables, LLC | PSE&G |  | Accepted | 2025-07-18 | 2025-08-14 | 2026-08-14 | Inverters | ENPHASE | IQ8+ | 290 |  | 32 |  |  | 0.98 |  | Other | UNDER EACH PANEL
NJADRE1560112785 | Administratively Determined Incentive Program | Bloomfield | 7003 | 13.76 | Residential | Behind the Meter | Yes | EMT Renewables, LLC | PSE&G |  | Accepted | 2025-07-18 | 2025-08-14 | 2026-08-14 | Solar Panels | SEG SOLAR | SEG 430 |  | 0.43 | 20 | 189 | 28 |  | Fixed | Roof
NJADRE1560112791 | Administratively Determined Incentive Program | EGG HARBOR TOWNSHIP | 8234 | 7.225 | Residential | Behind the Meter | Yes | Power Energy Solutions, LLC | AC Electric |  | Accepted | 2025-07-18 | 2025-08-12 | 2026-08-12 | Inverters | SolarEdge | SE3800H-US | 4 |  | 1 |  |  | 0.97 |  | Outdoor
NJADRE1560112791 | Administratively Determined Incentive Program | EGG HARBOR TOWNSHIP | 8234 | 7.225 | Residential | Behind the Meter | Yes | Power Energy Solutions, LLC | AC Electric |  | Accepted | 2025-07-18 | 2025-08-12 | 2026-08-12 | Solar Panels | Trina Solar | TSM-425NE09RC.05 |  | 0.425 | 17 | 165 | 20 |  | Fixed | Roof
NJADRE1560112794 | Administratively Determined Incentive Program | LAKEWOOD | 8701 | 10.92 | Residential | Behind the Meter | Yes | Kamtech Solar Solutions | JCP&L |  | Accepted | 2025-07-18 | 2025-08-11 | 2026-08-11 | Inverters | ENPHASE | IQ8AC-72M-US | 349 |  | 24 |  |  | 0.973 |  | Outdoor | ROOFTOP
NJADRE1560112794 | Administratively Determined Incentive Program | LAKEWOOD | 8701 | 10.92 | Residential | Behind the Meter | Yes | Kamtech Solar Solutions | JCP&L |  | Accepted | 2025-07-18 | 2025-08-11 | 2026-08-11 | Solar Panels | CANADIAN SOLAR | CS6. 1-54TM-455 |  | 0.455 | 24 | 187 | 30 |  | Fixed | Roof
NJADRE1560112800 | Administratively Determined Incentive Program | LITTLE EGG HARBOR | 8087 | 11.61 | Residential | Behind the Meter | Yes | AllSeason Solar | AC Electric |  | Accepted | 2025-07-18 | 2025-08-12 | 2026-08-12 | Inverters | Enphase | IQ8 Plus | 290 |  | 27 |  |  | 0.97 |  | Outside
NJADRE1560112800 | Administratively Determined Incentive Program | LITTLE EGG HARBOR | 8087 | 11.61 | Residential | Behind the Meter | Yes | AllSeason Solar | AC Electric |  | Accepted | 2025-07-18 | 2025-08-12 | 2026-08-12 | Solar Panels | SEG Solar | SEG430BTD-BG |  | 0.43 | 5 | 30 | 23 |  | Fixed | Roof
NJADRE1560112800 | Administratively Determined Incentive Program | LITTLE EGG HARBOR | 8087 | 11.61 | Residential | Behind the Meter | Yes | AllSeason Solar | AC Electric |  | Accepted | 2025-07-18 | 2025-08-12 | 2026-08-12 | Solar Panels | SEG Solar | SEG430BTD-BG |  | 0.43 | 6 | 120 | 20 |  | Fixed | Roof
NJADRE1560112800 | Administratively Determined Incentive Program | LITTLE EGG HARBOR | 8087 | 11.61 | Residential | Behind the Meter | Yes | AllSeason Solar | AC Electric |  | Accepted | 2025-07-18 | 2025-08-12 | 2026-08-12 | Solar Panels | SEG Solar | SEG430BTD-BG |  | 0.43 | 10 | 210 | 23 |  | Fixed | Roof
NJADRE1560112800 | Administratively Determined Incentive Program | LITTLE EGG HARBOR | 8087 | 11.61 | Residential | Behind the Meter | Yes | AllSeason Solar | AC Electric |  | Accepted | 2025-07-18 | 2025-08-12 | 2026-08-12 | Solar Panels | SEG Solar | SEG430BTD-BG |  | 0.43 | 6 | 300 | 20 |  | Fixed | Roof
NJADRE1560112810 | Administratively Determined Incentive Program | LAKEWOOD | 8701 | 23.205 | Residential | Behind the Meter | Yes | Powerlutions, LLC | JCP&L |  | Accepted | 2025-07-18 | 2025-08-12 | 2026-08-12 | Solar Panels | CANADIAN | CS6.1-54TM-455H |  | 0.455 | 8 | 310 | 36 |  | Fixed | Roof
NJADRE1560112810 | Administratively Determined Incentive Program | LAKEWOOD | 8701 | 23.205 | Residential | Behind the Meter | Yes | Powerlutions, LLC | JCP&L |  | Accepted | 2025-07-18 | 2025-08-12 | 2026-08-12 | Solar Panels | CANADIAN | CS6.1-54TM-455H |  | 0.455 | 21 | 220 | 36 |  | Fixed | Roof
NJADRE1560112810 | Administratively Determined Incentive Program | LAKEWOOD | 8701 | 23.205 | Residential | Behind the Meter | Yes | Powerlutions, LLC | JCP&L |  | Accepted | 2025-07-18 | 2025-08-12 | 2026-08-12 | Inverters | Enphase | IQ8MC-72-M-US | 320 |  | 51 |  |  | 0.98 |  | Outdoor
NJADRE1560112810 | Administratively Determined Incentive Program | LAKEWOOD | 8701 | 23.205 | Residential | Behind the Meter | Yes | Powerlutions, LLC | JCP&L |  | Accepted | 2025-07-18 | 2025-08-12 | 2026-08-12 | Solar Panels | CANADIAN | CS6.1-54TM-455H |  | 0.455 | 6 | 130 | 35 |  | Fixed | Roof
NJADRE1560112810 | Administratively Determined Incentive Program | LAKEWOOD | 8701 | 23.205 | Residential | Behind the Meter | Yes | Powerlutions, LLC | JCP&L |  | Accepted | 2025-07-18 | 2025-08-12 | 2026-08-12 | Solar Panels | CANADIAN | CS6.1-54TM-455H |  | 0.455 | 16 | 130 | 36 |  | Fixed | Roof
NJADRE1560112826 | Administratively Determined Incentive Program | Jackson | 8527 | 9.1 | Residential | Behind the Meter | Yes | Kamtech Solar Solutions | JCP&L |  | Accepted | 2025-07-18 | 2025-08-11 | 2026-08-11 | Solar Panels | CANADIAN SOLAR | CS6. 1-54TM-455 |  | 0.455 | 20 | 194 | 28 |  | Fixed | Roof
NJADRE1560112826 | Administratively Determined Incentive Program | Jackson | 8527 | 9.1 | Residential | Behind the Meter | Yes | Kamtech Solar Solutions | JCP&L |  | Accepted | 2025-07-18 | 2025-08-11 | 2026-08-11 | Inverters | ENPHASE | IQ8AC-72M-US | 349 |  | 20 |  |  | 0.973 |  | Outdoor | ROOFTOP
NJADRE1560112827 | Administratively Determined Incentive Program | OCEAN VIEW | 8230 | 8.7 | Residential | Behind the Meter | Yes | SunnyMac, LLC | AC Electric |  | Accepted | 2025-07-18 | 2025-08-11 | 2026-08-11 | Inverters | SOLAREDGE HOME HUB | SE5700H-US | 5760 |  | 1 |  |  | 0.99 |  | Outdoor | next to meter
NJADRE1560112827 | Administratively Determined Incentive Program | OCEAN VIEW | 8230 | 8.7 | Residential | Behind the Meter | Yes | SunnyMac, LLC | AC Electric |  | Accepted | 2025-07-18 | 2025-08-11 | 2026-08-11 | Solar Panels | HANWHA | Q.TRON BLK M-G2.H+ |  | 0.435 | 20 | 271 | 22 |  | Fixed | Roof
NJADRE1560112833 | Administratively Determined Incentive Program | WEST DEPTFORD | 8086 | 5.67 | Residential | Behind the Meter | No | Solar Energy World | PSE&G |  | Accepted | 2025-07-18 | 2025-08-11 | 2026-08-11 | Inverters | Enphase | IQ8+-72-M-US | 290 |  | 14 |  |  | 0.97 |  | Outside
NJADRE1560112833 | Administratively Determined Incentive Program | WEST DEPTFORD | 8086 | 5.67 | Residential | Behind the Meter | No | Solar Energy World | PSE&G |  | Accepted | 2025-07-18 | 2025-08-11 | 2026-08-11 | Solar Panels | LONGi | LR5-54HPB-405M |  | 0.405 | 14 | 194 | 27 |  | Fixed | Roof
NJADRE1560112835 | Administratively Determined Incentive Program | CAPE MAY COURT HOUSE | 8210 | 10.25 | Residential | Behind the Meter | No | Trinity Solar, LLC | AC Electric |  | Accepted | 2025-07-18 | 2025-08-15 | 2026-08-15 | Solar Panels | HANWHA | Q.PEAK DUO BLK ML-G10.C+ 410 |  | 0.41 | 25 | 180 | 29 |  | Fixed | Roof
NJADRE1560112835 | Administratively Determined Incentive Program | CAPE MAY COURT HOUSE | 8210 | 10.25 | Residential | Behind the Meter | No | Trinity Solar, LLC | AC Electric |  | Accepted | 2025-07-18 | 2025-08-15 | 2026-08-15 | Inverters | Solar Edge | USE7600H-USMNBL75 | 7600 |  | 1 |  |  | 0.97 |  | Outdoor
NJADRE1560112850 | Administratively Determined Incentive Program | MARLTON | 8053 | 5.95 | Residential | Behind the Meter | No | Solar Mite Solutions, LLC | PSE&G |  | Accepted | 2025-07-18 | 2025-08-11 | 2026-08-11 | Inverters | Enphase | IQ7HS-66-M-US | 384 |  | 14 |  |  | 0.97 |  | Outside
NJADRE1560112850 | Administratively Determined Incentive Program | MARLTON | 8053 | 5.95 | Residential | Behind the Meter | No | Solar Mite Solutions, LLC | PSE&G |  | Accepted | 2025-07-18 | 2025-08-11 | 2026-08-11 | Solar Panels | Jinko | JKM425N |  | 0.425 | 14 | 169 | 25 |  | Fixed | Roof
NJADRE1560112857 | Administratively Determined Incentive Program | Pemberton Twp | 8015 | 14.79 | Residential | Behind the Meter | Yes | SunnyMac, LLC | JCP&L |  | Accepted | 2025-07-18 | 2025-08-12 | 2026-08-12 | Solar Panels | HANWHA | Q.TRON BLK M-G2.H+ |  | 0.435 | 18 | 338 | 17 |  | Fixed | Roof
NJADRE1560112857 | Administratively Determined Incentive Program | Pemberton Twp | 8015 | 14.79 | Residential | Behind the Meter | Yes | SunnyMac, LLC | JCP&L |  | Accepted | 2025-07-18 | 2025-08-12 | 2026-08-12 | Solar Panels | HANWHA | Q.TRON BLK M-G2.H+ |  | 0.435 | 3 | 158 | 17 |  | Fixed | Roof
NJADRE1560112857 | Administratively Determined Incentive Program | Pemberton Twp | 8015 | 14.79 | Residential | Behind the Meter | Yes | SunnyMac, LLC | JCP&L |  | Accepted | 2025-07-18 | 2025-08-12 | 2026-08-12 | Solar Panels | HANWHA | Q.TRON BLK M-G2.H+ |  | 0.435 | 13 | 158 | 17 |  | Fixed | Roof
NJADRE1560112857 | Administratively Determined Incentive Program | Pemberton Twp | 8015 | 14.79 | Residential | Behind the Meter | Yes | SunnyMac, LLC | JCP&L |  | Accepted | 2025-07-18 | 2025-08-12 | 2026-08-12 | Inverters | SOLAREDGE HOME HUB | SE10000H-US | 10000 |  | 1 |  |  | 0.99 |  | Outdoor | next to meter
NJADRE1560113096 | Administratively Determined Incentive Program | PLEASANTVILLE | 8232 | 18.06 | Residential | Behind the Meter | Yes | AllSeason Solar | AC Electric |  | Accepted | 2025-07-18 | 2025-08-11 | 2026-08-11 | Solar Panels | SEG Solar | SEG430BTD-BG |  | 0.43 | 24 | 213 | 22 |  | Fixed | Roof
NJADRE1560113096 | Administratively Determined Incentive Program | PLEASANTVILLE | 8232 | 18.06 | Residential | Behind the Meter | Yes | AllSeason Solar | AC Electric |  | Accepted | 2025-07-18 | 2025-08-11 | 2026-08-11 | Solar Panels | SEG Solar | SEG430BTD-BG |  | 0.43 | 5 | 33 | 22 |  | Fixed | Roof
NJADRE1560113096 | Administratively Determined Incentive Program | PLEASANTVILLE | 8232 | 18.06 | Residential | Behind the Meter | Yes | AllSeason Solar | AC Electric |  | Accepted | 2025-07-18 | 2025-08-11 | 2026-08-11 | Inverters | Enphase | IQ8 Plus | 290 |  | 42 |  |  | 0.97 |  | Outside
NJADRE1560113096 | Administratively Determined Incentive Program | PLEASANTVILLE | 8232 | 18.06 | Residential | Behind the Meter | Yes | AllSeason Solar | AC Electric |  | Accepted | 2025-07-18 | 2025-08-11 | 2026-08-11 | Solar Panels | SEG Solar | SEG430BTD-BG |  | 0.43 | 13 | 213 | 22 |  | Fixed | Roof
NJADRE1560113418 | Administratively Determined Incentive Program | TOMS RIVER | 8757 | 6.88 | Residential | Behind the Meter | Yes | EMT Renewables, LLC | JCP&L |  | Accepted | 2025-07-18 | 2025-08-12 | 2026-08-12 | Inverters | ENPHASE | IQ8+ | 290 |  | 16 |  |  | 0.98 |  | Other | UNDER EACH PANEL
NJADRE1560113418 | Administratively Determined Incentive Program | TOMS RIVER | 8757 | 6.88 | Residential | Behind the Meter | Yes | EMT Renewables, LLC | JCP&L |  | Accepted | 2025-07-18 | 2025-08-12 | 2026-08-12 | Solar Panels | SEG SOLAR | SEG 430 |  | 0.43 | 16 | 156 | 23 |  | Fixed | Roof
NJADRE1560113423 | Administratively Determined Incentive Program | Wood Ridge | 7075 | 9.43 | Residential | Behind the Meter | Yes | Trinity Solar, LLC | PSE&G |  | Accepted | 2025-07-18 | 2025-08-11 | 2026-08-11 | Inverters | Solar Edge | USE7600H-US | 7600 |  | 1 |  |  | 0.97 |  | Outside
NJADRE1560113423 | Administratively Determined Incentive Program | Wood Ridge | 7075 | 9.43 | Residential | Behind the Meter | Yes | Trinity Solar, LLC | PSE&G |  | Accepted | 2025-07-18 | 2025-08-11 | 2026-08-11 | Solar Panels | Hanwha | Q.PEAK DUO BLK ML-G10+ 410 |  | 0.41 | 5 | 217 | 37 |  | Fixed | Roof
NJADRE1560113423 | Administratively Determined Incentive Program | Wood Ridge | 7075 | 9.43 | Residential | Behind the Meter | Yes | Trinity Solar, LLC | PSE&G |  | Accepted | 2025-07-18 | 2025-08-11 | 2026-08-11 | Solar Panels | Hanwha | Q.PEAK DUO BLK ML-G10+ 410 |  | 0.41 | 5 | 37 | 37 |  | Fixed | Roof
NJADRE1560113423 | Administratively Determined Incentive Program | Wood Ridge | 7075 | 9.43 | Residential | Behind the Meter | Yes | Trinity Solar, LLC | PSE&G |  | Accepted | 2025-07-18 | 2025-08-11 | 2026-08-11 | Solar Panels | Hanwha | Q.PEAK DUO BLK ML-G10+ 410 |  | 0.41 | 13 | 127 | 39 |  | Fixed | Roof
NJADRE1560113431 | Administratively Determined Incentive Program | Clayton | 8312 | 6.88 | Residential | Behind the Meter | Yes | AllSeason Solar | AC Electric |  | Accepted | 2025-07-18 | 2025-08-12 | 2026-08-12 | Solar Panels | SEG Solar | SEG430BTD-BG |  | 0.43 | 16 | 123 | 24 |  | Fixed | Roof
NJADRE1560113431 | Administratively Determined Incentive Program | Clayton | 8312 | 6.88 | Residential | Behind the Meter | Yes | AllSeason Solar | AC Electric |  | Accepted | 2025-07-18 | 2025-08-12 | 2026-08-12 | Inverters | Enphase | IQ8 Plus | 290 |  | 16 |  |  | 0.97 |  | Outside
NJADRE1560113438 | Administratively Determined Incentive Program | Mantua | 8051 | 6.88 | Residential | Behind the Meter | Yes | EMT Renewables, LLC | AC Electric |  | Accepted | 2025-07-18 | 2025-08-14 | 2026-08-14 | Solar Panels | SEG SOLAR | SEG 430 |  | 0.43 | 8 | 245 | 43 |  | Fixed | Roof
NJADRE1560113438 | Administratively Determined Incentive Program | Mantua | 8051 | 6.88 | Residential | Behind the Meter | Yes | EMT Renewables, LLC | AC Electric |  | Accepted | 2025-07-18 | 2025-08-14 | 2026-08-14 | Inverters | ENPHASE | IQ8+ | 290 |  | 16 |  |  | 0.98 |  | Other | UNDER EACH PANEL
NJADRE1560113438 | Administratively Determined Incentive Program | Mantua | 8051 | 6.88 | Residential | Behind the Meter | Yes | EMT Renewables, LLC | AC Electric |  | Accepted | 2025-07-18 | 2025-08-14 | 2026-08-14 | Solar Panels | SEG SOLAR | SEG 430 |  | 0.43 | 8 | 245 | 43 |  | Fixed | Roof
NJADRE1560113452 | Administratively Determined Incentive Program | Edison | 8817 | 5.33 | Residential | Behind the Meter | Yes | EMT Renewables, LLC | PSE&G |  | Accepted | 2025-07-18 | 2025-08-14 | 2026-08-14 | Inverters | ENPHASE | IQ8+ | 290 |  | 13 |  |  | 0.98 |  | Other | UNDER EACH PANEL
NJADRE1560113452 | Administratively Determined Incentive Program | Edison | 8817 | 5.33 | Residential | Behind the Meter | Yes | EMT Renewables, LLC | PSE&G |  | Accepted | 2025-07-18 | 2025-08-14 | 2026-08-14 | Solar Panels | MSE PERC | MSE-410 |  | 0.41 | 13 | 242 | 35 |  | Fixed | Roof
NJADRE1560113453 | Administratively Determined Incentive Program | Upper Freehold | 8501 | 16.81 | Residential | Behind the Meter | Yes | Freedom Forever New Jersey, LLC | PSE&G |  | Accepted | 2025-07-18 | 2025-08-11 | 2026-08-11 | Inverters | Solar Edge | SE11400H-US | 11400 |  | 1 |  |  | 0.99 |  | Outside
NJADRE1560113453 | Administratively Determined Incentive Program | Upper Freehold | 8501 | 16.81 | Residential | Behind the Meter | Yes | Freedom Forever New Jersey, LLC | PSE&G |  | Accepted | 2025-07-18 | 2025-08-11 | 2026-08-11 | Solar Panels | Hanwha | Q.PEAK DUO BLK ML-G10.C+ 410 |  | 0.41 | 7 | 61 | 34 |  | Fixed | Roof
NJADRE1560113453 | Administratively Determined Incentive Program | Upper Freehold | 8501 | 16.81 | Residential | Behind the Meter | Yes | Freedom Forever New Jersey, LLC | PSE&G |  | Accepted | 2025-07-18 | 2025-08-11 | 2026-08-11 | Solar Panels | Hanwha | Q.PEAK DUO BLK ML-G10.C+ 410 |  | 0.41 | 34 | 241 | 34 |  | Fixed | Roof
NJADRE1560113461 | Administratively Determined Incentive Program | CHERRY HILL | 8003 | 8.715 | Residential | Behind the Meter | No | Solar Energy World | PSE&G |  | Accepted | 2025-07-18 | 2025-08-11 | 2026-08-11 | Inverters | Enphase | IQ8+-72-M-US | 290 |  | 21 |  |  | 0.97 |  | Outside
NJADRE1560113461 | Administratively Determined Incentive Program | CHERRY HILL | 8003 | 8.715 | Residential | Behind the Meter | No | Solar Energy World | PSE&G |  | Accepted | 2025-07-18 | 2025-08-11 | 2026-08-11 | Solar Panels | HANWHA | Q.PEAK DUOBLK ML-G10+-415W |  | 0.415 | 21 | 144 | 18 |  | Fixed | Roof
NJADRE1560113464 | Administratively Determined Incentive Program | Hillsborough Twp | 8844 | 10.44 | Residential | Behind the Meter | No | Maier Solar Engineering dba Solar Me | PSE&G |  | Accepted | 2025-07-18 | 2025-08-11 | 2026-08-11 | Solar Panels | QCELL - HANWHA | QTRON- BLK-MG2+435 |  | 0.435 | 2 | 187 | 15 |  | Fixed | Roof
NJADRE1560113464 | Administratively Determined Incentive Program | Hillsborough Twp | 8844 | 10.44 | Residential | Behind the Meter | No | Maier Solar Engineering dba Solar Me | PSE&G |  | Accepted | 2025-07-18 | 2025-08-11 | 2026-08-11 | Inverters | ENPHASE | IQ8AC-72-M-US | 349 |  | 24 |  |  | 0.97 |  | Outdoor | ON RACKING
NJADRE1560113464 | Administratively Determined Incentive Program | Hillsborough Twp | 8844 | 10.44 | Residential | Behind the Meter | No | Maier Solar Engineering dba Solar Me | PSE&G |  | Accepted | 2025-07-18 | 2025-08-11 | 2026-08-11 | Solar Panels | QCELL - HANWHA | QTRON- BLK-MG2+435 |  | 0.435 | 22 | 187 | 37 |  | Fixed | Roof
NJADRE1560113469 | Administratively Determined Incentive Program | CLAYTON | 8312 | 5.74 | Residential | Behind the Meter | Yes | EMT Renewables, LLC | AC Electric |  | Accepted | 2025-07-18 | 2025-08-14 | 2026-08-14 | Solar Panels | MSE PERC | MSE-410 |  | 0.41 | 14 | 207 | 22 |  | Fixed | Roof
NJADRE1560113469 | Administratively Determined Incentive Program | CLAYTON | 8312 | 5.74 | Residential | Behind the Meter | Yes | EMT Renewables, LLC | AC Electric |  | Accepted | 2025-07-18 | 2025-08-14 | 2026-08-14 | Inverters | ENPHASE | IQ8+ | 290 |  | 14 |  |  | 0.98 |  | Other | UNDER EACH PANEL
NJADRE1560113478 | Administratively Determined Incentive Program | Kendall Park | 8824 | 12.04 | Residential | Behind the Meter | Yes | EMT Renewables, LLC | PSE&G |  | Accepted | 2025-07-18 | 2025-08-14 | 2026-08-14 | Solar Panels | SEG SOLAR | SEG 430 |  | 0.43 | 2 | 136 | 18 |  | Fixed | Roof
NJADRE1560113478 | Administratively Determined Incentive Program | Kendall Park | 8824 | 12.04 | Residential | Behind the Meter | Yes | EMT Renewables, LLC | PSE&G |  | Accepted | 2025-07-18 | 2025-08-14 | 2026-08-14 | Solar Panels | SEG SOLAR | SEG 430 |  | 0.43 | 14 | 315 | 20 |  | Fixed | Roof
NJADRE1560113478 | Administratively Determined Incentive Program | Kendall Park | 8824 | 12.04 | Residential | Behind the Meter | Yes | EMT Renewables, LLC | PSE&G |  | Accepted | 2025-07-18 | 2025-08-14 | 2026-08-14 | Solar Panels | SEG SOLAR | SEG 430 |  | 0.43 | 3 | 316 | 20 |  | Fixed | Roof
NJADRE1560113478 | Administratively Determined Incentive Program | Kendall Park | 8824 | 12.04 | Residential | Behind the Meter | Yes | EMT Renewables, LLC | PSE&G |  | Accepted | 2025-07-18 | 2025-08-14 | 2026-08-14 | Inverters | ENPHASE | IQ8+ | 290 |  | 28 |  |  | 0.98 |  | Other | UNDER EACH PANEL
NJADRE1560113478 | Administratively Determined Incentive Program | Kendall Park | 8824 | 12.04 | Residential | Behind the Meter | Yes | EMT Renewables, LLC | PSE&G |  | Accepted | 2025-07-18 | 2025-08-14 | 2026-08-14 | Solar Panels | SEG SOLAR | SEG 430 |  | 0.43 | 9 | 135 | 18 |  | Fixed | Roof
NJADRE1560113482 | Administratively Determined Incentive Program | BRIDGETON | 8302 | 13.175 | Residential | Behind the Meter | Yes | Solar Mite Solutions, LLC | AC Electric |  | Accepted | 2025-07-18 | 2025-08-12 | 2026-08-12 | Solar Panels | Jinko | JKM425N |  | 0.425 | 18 | 88 | 20 |  | Fixed | Roof
NJADRE1560113482 | Administratively Determined Incentive Program | BRIDGETON | 8302 | 13.175 | Residential | Behind the Meter | Yes | Solar Mite Solutions, LLC | AC Electric |  | Accepted | 2025-07-18 | 2025-08-12 | 2026-08-12 | Inverters | Enphase | IQ7HS-66-M-US | 384 |  | 31 |  |  | 0.97 |  | Outside
NJADRE1560113482 | Administratively Determined Incentive Program | BRIDGETON | 8302 | 13.175 | Residential | Behind the Meter | Yes | Solar Mite Solutions, LLC | AC Electric |  | Accepted | 2025-07-18 | 2025-08-12 | 2026-08-12 | Solar Panels | Jinko | JKM425N |  | 0.425 | 13 | 268 | 20 |  | Fixed | Roof
NJADRE1560113490 | Administratively Determined Incentive Program | Spring Lake | 7762 | 7.6 | Residential | Behind the Meter | No | AllSeason Solar | JCP&L |  | Accepted | 2025-07-18 | 2025-08-11 | 2026-08-11 | Solar Panels | Certainteed | CT400HC11-06 |  | 0.4 | 14 | 99 | 32 |  | Fixed | Roof
NJADRE1560113490 | Administratively Determined Incentive Program | Spring Lake | 7762 | 7.6 | Residential | Behind the Meter | No | AllSeason Solar | JCP&L |  | Accepted | 2025-07-18 | 2025-08-11 | 2026-08-11 | Inverters | Enphase | IQ8 Plus | 290 |  | 19 |  |  | 0.97 |  | Outside
NJADRE1560113490 | Administratively Determined Incentive Program | Spring Lake | 7762 | 7.6 | Residential | Behind the Meter | No | AllSeason Solar | JCP&L |  | Accepted | 2025-07-18 | 2025-08-11 | 2026-08-11 | Solar Panels | Certainteed | CT400HC11-06 |  | 0.4 | 5 | 297 | 32 |  | Fixed | Roof
NJADRE1560113495 | Administratively Determined Incentive Program | West Wildwood | 8260 | 3.28 | Residential | Behind the Meter | Yes | Trinity Solar, LLC | AC Electric |  | Accepted | 2025-07-18 | 2025-08-11 | 2026-08-11 | Inverters | Solar Edge | USE3800H-USMNBL75 | 3800 |  | 1 |  |  | 0.97 |  | Outdoor
NJADRE1560113495 | Administratively Determined Incentive Program | West Wildwood | 8260 | 3.28 | Residential | Behind the Meter | Yes | Trinity Solar, LLC | AC Electric |  | Accepted | 2025-07-18 | 2025-08-11 | 2026-08-11 | Solar Panels | HANWHA | (Q.PEAK DUO BLK ML-G10.C+ 410) |  | 0.41 | 8 | 223 | 27 |  | Fixed | Roof
NJADRE1560113496 | Administratively Determined Incentive Program | Mullica Hill | 8062 | 6.45 | Residential | Behind the Meter | Yes | EMT Renewables, LLC | AC Electric |  | Accepted | 2025-07-18 | 2025-08-14 | 2026-08-14 | Inverters | ENPHASE | IQ8+ | 290 |  | 15 |  |  | 0.98 |  | Other | UNDER EACH PANEL
NJADRE1560113496 | Administratively Determined Incentive Program | Mullica Hill | 8062 | 6.45 | Residential | Behind the Meter | Yes | EMT Renewables, LLC | AC Electric |  | Accepted | 2025-07-18 | 2025-08-14 | 2026-08-14 | Solar Panels | SEG SOLAR | SEG 430 |  | 0.43 | 15 | 176 | 15 |  | Fixed | Roof
NJADRE1560113508 | Administratively Determined Incentive Program | Pleasantville | 8232 | 6.97 | Residential | Behind the Meter | Yes | EMT Renewables, LLC | AC Electric |  | Accepted | 2025-07-18 | 2025-08-12 | 2026-08-12 | Inverters | ENPHASE | IQ8+ | 290 |  | 17 |  |  | 0.98 |  | Other | UNDER EACH PANEL
NJADRE1560113508 | Administratively Determined Incentive Program | Pleasantville | 8232 | 6.97 | Residential | Behind the Meter | Yes | EMT Renewables, LLC | AC Electric |  | Accepted | 2025-07-18 | 2025-08-12 | 2026-08-12 | Solar Panels | MSE PERC | MSE-410 |  | 0.41 | 17 | 96 | 25 |  | Fixed | Roof
NJADRE1560113512 | Administratively Determined Incentive Program | Hamilton | 8690 | 9.02 | Residential | Behind the Meter | Yes | Freedom Forever New Jersey, LLC | PSE&G |  | Accepted | 2025-07-18 | 2025-08-12 | 2026-08-12 | Solar Panels | Hanwha | Q.PEAK DUO BLK ML-G10.C+ 410 |  | 0.41 | 3 | 309 | 40 |  | Fixed | Roof
NJADRE1560113512 | Administratively Determined Incentive Program | Hamilton | 8690 | 9.02 | Residential | Behind the Meter | Yes | Freedom Forever New Jersey, LLC | PSE&G |  | Accepted | 2025-07-18 | 2025-08-12 | 2026-08-12 | Inverters | Solar Edge | SE7600H-US | 7600 |  | 1 |  |  | 0.99 |  | Outside
NJADRE1560113512 | Administratively Determined Incentive Program | Hamilton | 8690 | 9.02 | Residential | Behind the Meter | Yes | Freedom Forever New Jersey, LLC | PSE&G |  | Accepted | 2025-07-18 | 2025-08-12 | 2026-08-12 | Solar Panels | Hanwha | Q.PEAK DUO BLK ML-G10.C+ 410 |  | 0.41 | 16 | 309 | 15 |  | Fixed | Roof
NJADRE1560113512 | Administratively Determined Incentive Program | Hamilton | 8690 | 9.02 | Residential | Behind the Meter | Yes | Freedom Forever New Jersey, LLC | PSE&G |  | Accepted | 2025-07-18 | 2025-08-12 | 2026-08-12 | Solar Panels | Hanwha | Q.PEAK DUO BLK ML-G10.C+ 410 |  | 0.41 | 3 | 129 | 15 |  | Fixed | Roof
NJADRE1560113513 | Administratively Determined Incentive Program | Waretown | 8758 | 9.135 | Residential | Behind the Meter | Yes | Integrity Solar & Home Solutions, LLC | JCP&L |  | Accepted | 2025-07-18 | 2025-08-12 | 2026-08-12 | Inverters | ENPHASE | IQ8HC | 380 |  | 21 |  |  | 0.98 |  | Other | UNDER EACH PANEL
NJADRE1560113513 | Administratively Determined Incentive Program | Waretown | 8758 | 9.135 | Residential | Behind the Meter | Yes | Integrity Solar & Home Solutions, LLC | JCP&L |  | Accepted | 2025-07-18 | 2025-08-12 | 2026-08-12 | Solar Panels | Q CELLS | Q.TRON BLK M-G2H+ 435 |  | 0.435 | 11 | 135 | 34 |  | Fixed | Roof
NJADRE1560113513 | Administratively Determined Incentive Program | Waretown | 8758 | 9.135 | Residential | Behind the Meter | Yes | Integrity Solar & Home Solutions, LLC | JCP&L |  | Accepted | 2025-07-18 | 2025-08-12 | 2026-08-12 | Solar Panels | Q CELLS | Q.TRON BLK M-G2H+ 435 |  | 0.435 | 6 | 224 | 34 |  | Fixed | Roof
NJADRE1560113513 | Administratively Determined Incentive Program | Waretown | 8758 | 9.135 | Residential | Behind the Meter | Yes | Integrity Solar & Home Solutions, LLC | JCP&L |  | Accepted | 2025-07-18 | 2025-08-12 | 2026-08-12 | Solar Panels | Q CELLS | Q.TRON BLK M-G2H+ 435 |  | 0.435 | 4 | 44 | 34 |  | Fixed | Roof
NJADRE1560113515 | Administratively Determined Incentive Program | WASHINGTON | 7882 | 6.56 | Residential | Behind the Meter | Yes | Trinity Solar, LLC | JCP&L |  | Accepted | 2025-07-18 | 2025-08-12 | 2026-08-12 | Solar Panels | Hanwha | Q.PEAK DUO BLK ML-G10+ 410 |  | 0.41 | 4 | 149 | 32 |  | Fixed | Roof
NJADRE1560113515 | Administratively Determined Incentive Program | WASHINGTON | 7882 | 6.56 | Residential | Behind the Meter | Yes | Trinity Solar, LLC | JCP&L |  | Accepted | 2025-07-18 | 2025-08-12 | 2026-08-12 | Solar Panels | Hanwha | Q.PEAK DUO BLK ML-G10+ 410 |  | 0.41 | 12 | 149 | 34 |  | Fixed | Roof
NJADRE1560113515 | Administratively Determined Incentive Program | WASHINGTON | 7882 | 6.56 | Residential | Behind the Meter | Yes | Trinity Solar, LLC | JCP&L |  | Accepted | 2025-07-18 | 2025-08-12 | 2026-08-12 | Inverters | Solar Edge | USE5700H-US | 5760 |  | 1 |  |  | 0.97 |  | Outside
NJADRE1560113526 | Administratively Determined Incentive Program | Woodbridge Twp | 8863 | 10.56 | Residential | Behind the Meter | No | AllSeason Solar | PSE&G |  | Accepted | 2025-07-18 | 2025-08-12 | 2026-08-12 | Solar Panels | Certainteed | CT440HC12-08 |  | 0.44 | 4 | 260 | 27 |  | Fixed | Roof
NJADRE1560113526 | Administratively Determined Incentive Program | Woodbridge Twp | 8863 | 10.56 | Residential | Behind the Meter | No | AllSeason Solar | PSE&G |  | Accepted | 2025-07-18 | 2025-08-12 | 2026-08-12 | Solar Panels | Certainteed | CT440HC12-08 |  | 0.44 | 3 | 80 | 25 |  | Fixed | Roof
NJADRE1560113526 | Administratively Determined Incentive Program | Woodbridge Twp | 8863 | 10.56 | Residential | Behind the Meter | No | AllSeason Solar | PSE&G |  | Accepted | 2025-07-18 | 2025-08-12 | 2026-08-12 | Inverters | Enphase | IQ8MC | 320 |  | 24 |  |  | 0.97 |  | Outside
NJADRE1560113526 | Administratively Determined Incentive Program | Woodbridge Twp | 8863 | 10.56 | Residential | Behind the Meter | No | AllSeason Solar | PSE&G |  | Accepted | 2025-07-18 | 2025-08-12 | 2026-08-12 | Solar Panels | Certainteed | CT440HC12-08 |  | 0.44 | 7 | 169 | 31 |  | Fixed | Roof
NJADRE1560113526 | Administratively Determined Incentive Program | Woodbridge Twp | 8863 | 10.56 | Residential | Behind the Meter | No | AllSeason Solar | PSE&G |  | Accepted | 2025-07-18 | 2025-08-12 | 2026-08-12 | Solar Panels | Certainteed | CT440HC12-08 |  | 0.44 | 6 | 349 | 31 |  | Fixed | Roof
NJADRE1560113526 | Administratively Determined Incentive Program | Woodbridge Twp | 8863 | 10.56 | Residential | Behind the Meter | No | AllSeason Solar | PSE&G |  | Accepted | 2025-07-18 | 2025-08-12 | 2026-08-12 | Solar Panels | Certainteed | CT440HC12-08 |  | 0.44 | 3 | 80 | 25 |  | Fixed | Roof
NJADRE1560113526 | Administratively Determined Incentive Program | Woodbridge Twp | 8863 | 10.56 | Residential | Behind the Meter | No | AllSeason Solar | PSE&G |  | Accepted | 2025-07-18 | 2025-08-12 | 2026-08-12 | Solar Panels | Certainteed | CT440HC12-08 |  | 0.44 | 1 | 260 | 27 |  | Fixed | Roof
NJADRE1560113538 | Administratively Determined Incentive Program | ENGLISHTOWN | 7726 | 16.38 | Residential | Behind the Meter | No | Public Service Solar, LLC | JCP&L |  | Accepted | 2025-07-18 | 2025-08-18 | 2026-08-18 | Solar Panels | Panasonic | EVPV420HK2 |  | 0.42 | 13 | 86 | 23 |  | Fixed | Roof
NJADRE1560113538 | Administratively Determined Incentive Program | ENGLISHTOWN | 7726 | 16.38 | Residential | Behind the Meter | No | Public Service Solar, LLC | JCP&L |  | Accepted | 2025-07-18 | 2025-08-18 | 2026-08-18 | Solar Panels | Panasonic | EVPV420HK2 |  | 0.42 | 7 | 176 | 23 |  | Fixed | Roof
NJADRE1560113538 | Administratively Determined Incentive Program | ENGLISHTOWN | 7726 | 16.38 | Residential | Behind the Meter | No | Public Service Solar, LLC | JCP&L |  | Accepted | 2025-07-18 | 2025-08-18 | 2026-08-18 | Solar Panels | Panasonic | EVPV420HK2 |  | 0.42 | 12 | 266 | 23 |  | Fixed | Roof
NJADRE1560113538 | Administratively Determined Incentive Program | ENGLISHTOWN | 7726 | 16.38 | Residential | Behind the Meter | No | Public Service Solar, LLC | JCP&L |  | Accepted | 2025-07-18 | 2025-08-18 | 2026-08-18 | Solar Panels | Panasonic | EVPV420HK2 |  | 0.42 | 7 | 356 | 23 |  | Fixed | Roof
NJADRE1560113538 | Administratively Determined Incentive Program | ENGLISHTOWN | 7726 | 16.38 | Residential | Behind the Meter | No | Public Service Solar, LLC | JCP&L |  | Accepted | 2025-07-18 | 2025-08-18 | 2026-08-18 | Inverters | Enphase | iQ8HC-72-M-US | 380 |  | 39 |  |  | 0.96 |  | Outdoor | Under panels
NJADRE1560113541 | Administratively Determined Incentive Program | Lakewood | 8701 | 9.555 | Residential | Behind the Meter | Yes | Kamtech Solar Solutions | JCP&L |  | Accepted | 2025-07-18 | 2025-08-12 | 2026-08-12 | Solar Panels | CANADIAN SOLAR | CS6. 1-64TM-455H |  | 0.455 | 1 | 28 | 34 |  | Fixed | Roof
NJADRE1560113541 | Administratively Determined Incentive Program | Lakewood | 8701 | 9.555 | Residential | Behind the Meter | Yes | Kamtech Solar Solutions | JCP&L |  | Accepted | 2025-07-18 | 2025-08-12 | 2026-08-12 | Solar Panels | CANADIAN SOLAR | CS6. 1-64TM-455H |  | 0.455 | 4 | 118 | 28 |  | Fixed | Roof
NJADRE1560113541 | Administratively Determined Incentive Program | Lakewood | 8701 | 9.555 | Residential | Behind the Meter | Yes | Kamtech Solar Solutions | JCP&L |  | Accepted | 2025-07-18 | 2025-08-12 | 2026-08-12 | Solar Panels | CANADIAN SOLAR | CS6. 1-64TM-455H |  | 0.455 | 15 | 298 | 28 |  | Fixed | Roof
NJADRE1560113541 | Administratively Determined Incentive Program | Lakewood | 8701 | 9.555 | Residential | Behind the Meter | Yes | Kamtech Solar Solutions | JCP&L |  | Accepted | 2025-07-18 | 2025-08-12 | 2026-08-12 | Inverters | ENPHASE | IQ8AC-72M-US | 349 |  | 21 |  |  | 0.973 |  | Outdoor | ROOFTOP
NJADRE1560113541 | Administratively Determined Incentive Program | Lakewood | 8701 | 9.555 | Residential | Behind the Meter | Yes | Kamtech Solar Solutions | JCP&L |  | Accepted | 2025-07-18 | 2025-08-12 | 2026-08-12 | Solar Panels | CANADIAN SOLAR | CS6. 1-64TM-455H |  | 0.455 | 1 | 208 | 35 |  | Fixed | Roof
NJADRE1560113543 | Administratively Determined Incentive Program | Cherry Hill | 8002 | 9.35 | Residential | Behind the Meter | Yes | Whitman Construction, LLC | PSE&G |  | Accepted | 2025-07-18 | 2025-08-12 | 2026-08-12 | Solar Panels | JINKO SOLAR | JKM425N-54HL4-B |  | 0.425 | 13 | 83 | 30 |  | Fixed | Roof
NJADRE1560113543 | Administratively Determined Incentive Program | Cherry Hill | 8002 | 9.35 | Residential | Behind the Meter | Yes | Whitman Construction, LLC | PSE&G |  | Accepted | 2025-07-18 | 2025-08-12 | 2026-08-12 | Solar Panels | JINKO SOLAR | JKM425N-54HL4-B |  | 0.425 | 9 | 263 | 30 |  | Fixed | Roof
NJADRE1560113543 | Administratively Determined Incentive Program | Cherry Hill | 8002 | 9.35 | Residential | Behind the Meter | Yes | Whitman Construction, LLC | PSE&G |  | Accepted | 2025-07-18 | 2025-08-12 | 2026-08-12 | Inverters | ENPHASE | IQ8PLUS-72-2-US | 290 |  | 22 |  |  | 0.975 |  | Outdoor
NJADRE1560113544 | Administratively Determined Incentive Program | WENONAH | 8090 | 6.525 | Residential | Behind the Meter | Yes | SunnyMac, LLC | PSE&G |  | Accepted | 2025-07-18 | 2025-08-12 | 2026-08-12 | Inverters | SOLAREDGE HOME HUB | SE5700H-US | 5760 |  | 1 |  |  | 0.99 |  | Outdoor | next to meter
NJADRE1560113544 | Administratively Determined Incentive Program | WENONAH | 8090 | 6.525 | Residential | Behind the Meter | Yes | SunnyMac, LLC | PSE&G |  | Accepted | 2025-07-18 | 2025-08-12 | 2026-08-12 | Solar Panels | HANWHA | Q.TRON BLK M-G2.H+ |  | 0.435 | 15 | 155 | 23 |  | Fixed | Roof
NJADRE1560113546 | Administratively Determined Incentive Program | Middlesex | 8846 | 28.615 | Commercial | Behind the Meter | No | Maier Solar Engineering dba Solar Me | PSE&G |  | Accepted | 2025-07-18 | 2025-08-12 | 2026-08-12 | Solar Panels | SEG | SEG-485-BTB-BG |  | 0.485 | 33 | 174 | 1 |  | Fixed | Roof
NJADRE1560113546 | Administratively Determined Incentive Program | Middlesex | 8846 | 28.615 | Commercial | Behind the Meter | No | Maier Solar Engineering dba Solar Me | PSE&G |  | Accepted | 2025-07-18 | 2025-08-12 | 2026-08-12 | Inverters | SolarEdge | SE10KUS | 10000 |  | 1 |  |  | 0.98 |  | Outdoor | NEAR METER
NJADRE1560113546 | Administratively Determined Incentive Program | Middlesex | 8846 | 28.615 | Commercial | Behind the Meter | No | Maier Solar Engineering dba Solar Me | PSE&G |  | Accepted | 2025-07-18 | 2025-08-12 | 2026-08-12 | Solar Panels | SEG | SEG-485-BTB-BG |  | 0.485 | 26 | 144 | 1 |  | Fixed | Roof
NJADRE1560113546 | Administratively Determined Incentive Program | Middlesex | 8846 | 28.615 | Commercial | Behind the Meter | No | Maier Solar Engineering dba Solar Me | PSE&G |  | Accepted | 2025-07-18 | 2025-08-12 | 2026-08-12 | Inverters | SolarEdge | SE17.3KUS | 17300 |  | 1 |  |  | 0.98 |  | Outdoor | NEAR METER
NJADRE1560113555 | Administratively Determined Incentive Program | DUMONT | 7628 | 6.16 | Residential | Behind the Meter | Yes | Green House Solar | PSE&G |  | Accepted | 2025-07-22 | 2025-08-13 | 2026-08-13 | Inverters | IQ8MC | Enphase | 320 |  | 1 |  |  | 0.97 |  | Indoor
NJADRE1560113555 | Administratively Determined Incentive Program | DUMONT | 7628 | 6.16 | Residential | Behind the Meter | Yes | Green House Solar | PSE&G |  | Accepted | 2025-07-22 | 2025-08-13 | 2026-08-13 | Solar Panels | Silfab | Silf 440 QD |  | 0.44 | 14 | 177 | 40 |  | Fixed | Roof
NJADRE1560113561 | Administratively Determined Incentive Program | MAYS LANDING | 8330 | 13.76 | Residential | Behind the Meter | No | Green Power Energy, LLC | AC Electric |  | Accepted | 2025-07-18 | 2025-08-12 | 2026-08-12 | Solar Panels | Hanwha | Q.TRON BLK M-G2+ 430 |  | 0.43 | 17 | 297 | 7 |  | Fixed | Roof
NJADRE1560113561 | Administratively Determined Incentive Program | MAYS LANDING | 8330 | 13.76 | Residential | Behind the Meter | No | Green Power Energy, LLC | AC Electric |  | Accepted | 2025-07-18 | 2025-08-12 | 2026-08-12 | Inverters | Enphase Energy | IQ8MC-72-M-US [240V] | 320 |  | 32 |  |  | 0.98 |  | Outside | Roof
NJADRE1560113561 | Administratively Determined Incentive Program | MAYS LANDING | 8330 | 13.76 | Residential | Behind the Meter | No | Green Power Energy, LLC | AC Electric |  | Accepted | 2025-07-18 | 2025-08-12 | 2026-08-12 | Solar Panels | Hanwha | Q.TRON BLK M-G2+ 430 |  | 0.43 | 15 | 117 | 23 |  | Fixed | Roof
NJADRE1560113565 | Administratively Determined Incentive Program | BRIDGETON | 8302 | 7.79 | Residential | Behind the Meter | Yes | Freedom Forever New Jersey, LLC | AC Electric |  | Accepted | 2025-07-18 | 2025-08-12 | 2026-08-12 | Inverters | Solar Edge | SE5700H-U | 5760 |  | 1 |  |  | 0.99 |  | Outside
NJADRE1560113565 | Administratively Determined Incentive Program | BRIDGETON | 8302 | 7.79 | Residential | Behind the Meter | Yes | Freedom Forever New Jersey, LLC | AC Electric |  | Accepted | 2025-07-18 | 2025-08-12 | 2026-08-12 | Solar Panels | Hanwha | Q.PEAK DUO BLK ML-G10.C+ 410 |  | 0.41 | 19 | 175 | 23 |  | Fixed | Roof
NJADRE1560113577 | Administratively Determined Incentive Program | WILLINGBORO TWP | 8046 | 6.96 | Residential | Behind the Meter | Yes | Integrity Solar & Home Solutions, LLC | PSE&G |  | Accepted | 2025-07-18 | 2025-08-12 | 2026-08-12 | Solar Panels | Q CELLS | Q.TRON BLK M-G2H+ 435 |  | 0.435 | 6 | 103 | 18 |  | Fixed | Roof
NJADRE1560113577 | Administratively Determined Incentive Program | WILLINGBORO TWP | 8046 | 6.96 | Residential | Behind the Meter | Yes | Integrity Solar & Home Solutions, LLC | PSE&G |  | Accepted | 2025-07-18 | 2025-08-12 | 2026-08-12 | Inverters | ENPHASE | IQ8HC | 380 |  | 16 |  |  | 0.98 |  | Other | UNDER EACH PANEL
NJADRE1560113577 | Administratively Determined Incentive Program | WILLINGBORO TWP | 8046 | 6.96 | Residential | Behind the Meter | Yes | Integrity Solar & Home Solutions, LLC | PSE&G |  | Accepted | 2025-07-18 | 2025-08-12 | 2026-08-12 | Solar Panels | Q CELLS | Q.TRON BLK M-G2H+ 435 |  | 0.435 | 10 | 193 | 18 |  | Fixed | Roof
NJADRE1560113594 | Administratively Determined Incentive Program | ELIZABETH | 7202 | 16.6 | Residential | Behind the Meter | Yes | Fusion Solar Energy, LLC | PSE&G |  | Accepted | 2025-07-18 | 2025-08-12 | 2026-08-12 | Solar Panels | Q CELLS | Q.PEAK DUO BLK ML-G10+_017 |  | 0.415 | 18 | 273.61 | 42 |  | Fixed | Roof
NJADRE1560113594 | Administratively Determined Incentive Program | ELIZABETH | 7202 | 16.6 | Residential | Behind the Meter | Yes | Fusion Solar Energy, LLC | PSE&G |  | Accepted | 2025-07-18 | 2025-08-12 | 2026-08-12 | Inverters | ENPHASE | IQ8HC-72-M-DOM-US | 380 |  | 40 |  |  | 0.97 |  | Outside | Roof
NJADRE1560113594 | Administratively Determined Incentive Program | ELIZABETH | 7202 | 16.6 | Residential | Behind the Meter | Yes | Fusion Solar Energy, LLC | PSE&G |  | Accepted | 2025-07-18 | 2025-08-12 | 2026-08-12 | Solar Panels | Q CELLS | Q.PEAK DUO BLK ML-G10+_017 |  | 0.415 | 22 | 93.61 | 28 |  | Fixed | Roof
NJADRE1560113599 | Administratively Determined Incentive Program | PARSIPPANY | 7054 | 5.22 | Residential | Behind the Meter | Yes | SunnyMac, LLC | JCP&L |  | Accepted | 2025-07-18 | 2025-08-12 | 2026-08-12 | Inverters | SOLAREDGE HOME HUB | SE5700H-US | 5760 |  | 1 |  |  | 0.99 |  | Outdoor | next to meter
NJADRE1560113599 | Administratively Determined Incentive Program | PARSIPPANY | 7054 | 5.22 | Residential | Behind the Meter | Yes | SunnyMac, LLC | JCP&L |  | Accepted | 2025-07-18 | 2025-08-12 | 2026-08-12 | Solar Panels | HANWHA | Q.TRON BLK M-G2.H+ |  | 0.435 | 12 | 167 | 24 |  | Fixed | Roof
NJADRE1560113608 | Administratively Determined Incentive Program | MANALAPAN | 7726 | 14.76 | Residential | Behind the Meter | Yes | Trinity Solar, LLC | JCP&L |  | Accepted | 2025-07-18 | 2025-08-12 | 2026-08-12 | Solar Panels | Hanwha | Q.PEAK DUO BLK ML-G10+ 410 |  | 0.41 | 8 | 246 | 16 |  | Fixed | Roof
NJADRE1560113608 | Administratively Determined Incentive Program | MANALAPAN | 7726 | 14.76 | Residential | Behind the Meter | Yes | Trinity Solar, LLC | JCP&L |  | Accepted | 2025-07-18 | 2025-08-12 | 2026-08-12 | Solar Panels | Hanwha | Q.PEAK DUO BLK ML-G10+ 410 |  | 0.41 | 4 | 156 | 20 |  | Fixed | Roof
NJADRE1560113608 | Administratively Determined Incentive Program | MANALAPAN | 7726 | 14.76 | Residential | Behind the Meter | Yes | Trinity Solar, LLC | JCP&L |  | Accepted | 2025-07-18 | 2025-08-12 | 2026-08-12 | Solar Panels | Hanwha | Q.PEAK DUO BLK ML-G10+ 410 |  | 0.41 | 13 | 157 | 23 |  | Fixed | Roof
NJADRE1560113608 | Administratively Determined Incentive Program | MANALAPAN | 7726 | 14.76 | Residential | Behind the Meter | Yes | Trinity Solar, LLC | JCP&L |  | Accepted | 2025-07-18 | 2025-08-12 | 2026-08-12 | Solar Panels | Hanwha | Q.PEAK DUO BLK ML-G10+ 410 |  | 0.41 | 11 | 246 | 23 |  | Fixed | Roof
NJADRE1560113608 | Administratively Determined Incentive Program | MANALAPAN | 7726 | 14.76 | Residential | Behind the Meter | Yes | Trinity Solar, LLC | JCP&L |  | Accepted | 2025-07-18 | 2025-08-12 | 2026-08-12 | Inverters | Solar Edge | USE11400H-US | 11400 |  | 1 |  |  | 0.97 |  | Outside
NJADRE1560113611 | Administratively Determined Incentive Program | BERNARDSVILLE | 7924 | 12.9 | Residential | Behind the Meter | No | Green Power Energy, LLC | JCP&L |  | Accepted | 2025-07-18 | 2025-08-12 | 2026-08-12 | Inverters | Enphase Energy | IQ8MC-72-M-US [240V | 320 |  | 30 |  |  | 0.98 |  | Outside
NJADRE1560113611 | Administratively Determined Incentive Program | BERNARDSVILLE | 7924 | 12.9 | Residential | Behind the Meter | No | Green Power Energy, LLC | JCP&L |  | Accepted | 2025-07-18 | 2025-08-12 | 2026-08-12 | Solar Panels | SEG | SEG-430-BTD-BG |  | 0.43 | 30 | 244 | 16 |  | Fixed | Roof
NJADRE1560113627 | Administratively Determined Incentive Program | SOUTH PLAINFIELD | 7080 | 13.12 | Residential | Behind the Meter | No | Green House Solar | PSE&G |  | Accepted | 2025-07-18 | 2025-08-13 | 2026-08-13 | Inverters | Solar Edge | SE11.4HUB | 11400 |  | 1 |  |  | 0.97 |  | Indoor
NJADRE1560113627 | Administratively Determined Incentive Program | SOUTH PLAINFIELD | 7080 | 13.12 | Residential | Behind the Meter | No | Green House Solar | PSE&G |  | Accepted | 2025-07-18 | 2025-08-13 | 2026-08-13 | Solar Panels | REC | MSE410HT0B |  | 0.41 | 32 | 67 | 18 |  | Fixed | Roof
NJADRE1560114332 | Administratively Determined Incentive Program | BOONTON | 7005 | 24.36 | Residential | Behind the Meter | Yes | Skyline Solar, LLC | JCP&L |  | Accepted | 2025-07-18 | 2025-08-12 | 2026-08-12 | Solar Panels | Hanwha | Q.TRON BLK M-G2+ |  | 0.435 | 29 | 77 | 25 |  | Fixed | Roof
NJADRE1560114332 | Administratively Determined Incentive Program | BOONTON | 7005 | 24.36 | Residential | Behind the Meter | Yes | Skyline Solar, LLC | JCP&L |  | Accepted | 2025-07-18 | 2025-08-12 | 2026-08-12 | Inverters | Enphase | IQ8HC-72-M-DOM-US | 380 |  | 56 |  |  | 0.976 |  | Outside
NJADRE1560114332 | Administratively Determined Incentive Program | BOONTON | 7005 | 24.36 | Residential | Behind the Meter | Yes | Skyline Solar, LLC | JCP&L |  | Accepted | 2025-07-18 | 2025-08-12 | 2026-08-12 | Solar Panels | Hanwha | Q.TRON BLK M-G2+ |  | 0.435 | 5 | 167 | 25 |  | Fixed | Roof
NJADRE1560114332 | Administratively Determined Incentive Program | BOONTON | 7005 | 24.36 | Residential | Behind the Meter | Yes | Skyline Solar, LLC | JCP&L |  | Accepted | 2025-07-18 | 2025-08-12 | 2026-08-12 | Solar Panels | Hanwha | Q.TRON BLK M-G2+ |  | 0.435 | 18 | 257 | 34 |  | Fixed | Roof
NJADRE1560114332 | Administratively Determined Incentive Program | BOONTON | 7005 | 24.36 | Residential | Behind the Meter | Yes | Skyline Solar, LLC | JCP&L |  | Accepted | 2025-07-18 | 2025-08-12 | 2026-08-12 | Solar Panels | Hanwha | Q.TRON BLK M-G2+ |  | 0.435 | 4 | 346 | 26 |  | Fixed | Roof
NJADRE1560114453 | Administratively Determined Incentive Program | Woodbine | 8270 | 12.47 | Residential | Behind the Meter | Yes | Sun Up Zero Down, LLC | AC Electric |  | Accepted | 2025-07-18 | 2025-08-12 | 2026-08-12 | Meters | Enphase | TBD |  |  | 1 |  |  |  | Yes | Outdoor
NJADRE1560114453 | Administratively Determined Incentive Program | Woodbine | 8270 | 12.47 | Residential | Behind the Meter | Yes | Sun Up Zero Down, LLC | AC Electric |  | Accepted | 2025-07-18 | 2025-08-12 | 2026-08-12 | Inverters | Enphase | IQ8PLUS-72-2-US | 290 |  | 29 |  |  | 0.976 |  | Outdoor
NJADRE1560114453 | Administratively Determined Incentive Program | Woodbine | 8270 | 12.47 | Residential | Behind the Meter | Yes | Sun Up Zero Down, LLC | AC Electric |  | Accepted | 2025-07-18 | 2025-08-12 | 2026-08-12 | Solar Panels | SEG | SEG-430-BTD-BG |  | 0.43 | 29 | 160 | 23 |  | Fixed | Roof
NJADRE1560114455 | Administratively Determined Incentive Program | EAST ORANGE | 7018 | 4.1 | Residential | Behind the Meter | Yes | Pro Custom Solar dba Momentum Solar | PSE&G |  | Accepted | 2025-07-18 | 2025-08-12 | 2026-08-12 | Inverters | ENPHASE | IQ8HC-72-M-DOM-US | 380 |  | 10 |  |  | 0.97 |  | Outdoor
NJADRE1560114455 | Administratively Determined Incentive Program | EAST ORANGE | 7018 | 4.1 | Residential | Behind the Meter | Yes | Pro Custom Solar dba Momentum Solar | PSE&G |  | Accepted | 2025-07-18 | 2025-08-12 | 2026-08-12 | Solar Panels | hanwha | Q.PEAK DUO BLK ML-G10+410 |  | 0.41 | 3 | 114 | 43 |  | Fixed | Roof
NJADRE1560114455 | Administratively Determined Incentive Program | EAST ORANGE | 7018 | 4.1 | Residential | Behind the Meter | Yes | Pro Custom Solar dba Momentum Solar | PSE&G |  | Accepted | 2025-07-18 | 2025-08-12 | 2026-08-12 | Solar Panels | hanwha | Q.PEAK DUO BLK ML-G10+410 |  | 0.41 | 7 | 204 | 39 |  | Fixed | Roof
NJADRE1560114471 | Administratively Determined Incentive Program | TUCKERTON | 8087 | 16.15 | Residential | Behind the Meter | Yes | Whitman Construction, LLC | AC Electric |  | Accepted | 2025-07-18 | 2025-08-12 | 2026-08-12 | Solar Panels | JINKO SOLAR | JKM425N-54HL4-B |  | 0.425 | 6 | 349 | 14 |  | Fixed | Roof
NJADRE1560114471 | Administratively Determined Incentive Program | TUCKERTON | 8087 | 16.15 | Residential | Behind the Meter | Yes | Whitman Construction, LLC | AC Electric |  | Accepted | 2025-07-18 | 2025-08-12 | 2026-08-12 | Solar Panels | JINKO SOLAR | JKM425N-54HL4-B |  | 0.425 | 7 | 259 | 14 |  | Fixed | Roof
NJADRE1560114471 | Administratively Determined Incentive Program | TUCKERTON | 8087 | 16.15 | Residential | Behind the Meter | Yes | Whitman Construction, LLC | AC Electric |  | Accepted | 2025-07-18 | 2025-08-12 | 2026-08-12 | Solar Panels | JINKO SOLAR | JKM425N-54HL4-B |  | 0.425 | 14 | 169 | 14 |  | Fixed | Roof
NJADRE1560114471 | Administratively Determined Incentive Program | TUCKERTON | 8087 | 16.15 | Residential | Behind the Meter | Yes | Whitman Construction, LLC | AC Electric |  | Accepted | 2025-07-18 | 2025-08-12 | 2026-08-12 | Solar Panels | JINKO SOLAR | JKM425N-54HL4-B |  | 0.425 | 2 | 79 | 14 |  | Fixed | Roof
NJADRE1560114471 | Administratively Determined Incentive Program | TUCKERTON | 8087 | 16.15 | Residential | Behind the Meter | Yes | Whitman Construction, LLC | AC Electric |  | Accepted | 2025-07-18 | 2025-08-12 | 2026-08-12 | Solar Panels | JINKO SOLAR | JKM425N-54HL4-B |  | 0.425 | 2 | 259 | 14 |  | Fixed | Roof
NJADRE1560114471 | Administratively Determined Incentive Program | TUCKERTON | 8087 | 16.15 | Residential | Behind the Meter | Yes | Whitman Construction, LLC | AC Electric |  | Accepted | 2025-07-18 | 2025-08-12 | 2026-08-12 | Solar Panels | JINKO SOLAR | JKM425N-54HL4-B |  | 0.425 | 7 | 79 | 14 |  | Fixed | Roof
NJADRE1560114471 | Administratively Determined Incentive Program | TUCKERTON | 8087 | 16.15 | Residential | Behind the Meter | Yes | Whitman Construction, LLC | AC Electric |  | Accepted | 2025-07-18 | 2025-08-12 | 2026-08-12 | Inverters | ENPHASE | IQ8PLUS-72-M-US | 290 |  | 38 |  |  | 0.975 |  | Outdoor
NJADRE1560114484 | Administratively Determined Incentive Program | Cape May Court House | 8210 | 12.18 | Residential | Behind the Meter | Yes | RCL Enterprises, Inc. | AC Electric |  | Accepted | 2025-07-18 | 2025-08-12 | 2026-08-12 | Inverters | Enphase | IQ8HC | 380 |  | 28 |  |  | 0.97 |  | Outside
NJADRE1560114484 | Administratively Determined Incentive Program | Cape May Court House | 8210 | 12.18 | Residential | Behind the Meter | Yes | RCL Enterprises, Inc. | AC Electric |  | Accepted | 2025-07-18 | 2025-08-12 | 2026-08-12 | Solar Panels | QTRON | BLKMG2+ |  | 0.435 | 6 | 194 | 15 |  | Fixed | Roof
NJADRE1560114484 | Administratively Determined Incentive Program | Cape May Court House | 8210 | 12.18 | Residential | Behind the Meter | Yes | RCL Enterprises, Inc. | AC Electric |  | Accepted | 2025-07-18 | 2025-08-12 | 2026-08-12 | Solar Panels | QTRON | BLKMG2+ |  | 0.435 | 10 | 14 | 24 |  | Fixed | Roof
NJADRE1560114484 | Administratively Determined Incentive Program | Cape May Court House | 8210 | 12.18 | Residential | Behind the Meter | Yes | RCL Enterprises, Inc. | AC Electric |  | Accepted | 2025-07-18 | 2025-08-12 | 2026-08-12 | Solar Panels | QTRON | BLKMG2+ |  | 0.435 | 9 | 194 | 24 |  | Fixed | Roof
NJADRE1560114484 | Administratively Determined Incentive Program | Cape May Court House | 8210 | 12.18 | Residential | Behind the Meter | Yes | RCL Enterprises, Inc. | AC Electric |  | Accepted | 2025-07-18 | 2025-08-12 | 2026-08-12 | Solar Panels | QTRON | BLKMG2+ |  | 0.435 | 3 | 194 | 24 |  | Fixed | Roof
NJADRE1560114494 | Administratively Determined Incentive Program | BORDENTOWN | 8505 | 7.395 | Residential | Behind the Meter | Yes | SunnyMac, LLC | PSE&G |  | Accepted | 2025-07-18 | 2025-08-12 | 2026-08-12 | Inverters | SOLAREDGE HOME HUB | SE5700H-US | 5760 |  | 1 |  |  | 0.99 |  | Outdoor | next to meter
NJADRE1560114494 | Administratively Determined Incentive Program | BORDENTOWN | 8505 | 7.395 | Residential | Behind the Meter | Yes | SunnyMac, LLC | PSE&G |  | Accepted | 2025-07-18 | 2025-08-12 | 2026-08-12 | Solar Panels | HANWHA | Q.TRON BLK M-G2.H+ |  | 0.435 | 17 | 136 | 24 |  | Fixed | Roof
NJADRE1560114495 | Administratively Determined Incentive Program | Piscataway | 8854 | 12.71 | Residential | Behind the Meter | Yes | Pro Custom Solar dba Momentum Solar | PSE&G |  | Accepted | 2025-07-18 | 2025-08-12 | 2026-08-12 | Inverters | ENPHASE | IQ8HC-72-M-DOM-US | 380 |  | 31 |  |  | 0.97 |  | Outdoor
NJADRE1560114495 | Administratively Determined Incentive Program | Piscataway | 8854 | 12.71 | Residential | Behind the Meter | Yes | Pro Custom Solar dba Momentum Solar | PSE&G |  | Accepted | 2025-07-18 | 2025-08-12 | 2026-08-12 | Solar Panels | hanwha | Q.PEAK DUO BLK ML-G10+410 |  | 0.41 | 12 | 323 | 26 |  | Fixed | Roof
NJADRE1560114495 | Administratively Determined Incentive Program | Piscataway | 8854 | 12.71 | Residential | Behind the Meter | Yes | Pro Custom Solar dba Momentum Solar | PSE&G |  | Accepted | 2025-07-18 | 2025-08-12 | 2026-08-12 | Solar Panels | hanwha | Q.PEAK DUO BLK ML-G10+410 |  | 0.41 | 16 | 143 | 26 |  | Fixed | Roof
NJADRE1560114495 | Administratively Determined Incentive Program | Piscataway | 8854 | 12.71 | Residential | Behind the Meter | Yes | Pro Custom Solar dba Momentum Solar | PSE&G |  | Accepted | 2025-07-18 | 2025-08-12 | 2026-08-12 | Solar Panels | hanwha | Q.PEAK DUO BLK ML-G10+410 |  | 0.41 | 3 | 143 | 27 |  | Fixed | Roof
NJADRE1560114497 | Administratively Determined Incentive Program | BERGENFIELD | 7621 | 3.28 | Residential | Behind the Meter | No | Trinity Solar, LLC | PSE&G |  | Accepted | 2025-07-18 | 2025-08-12 | 2026-08-12 | Solar Panels | HANWHA | Q.PEAK DUO BLK ML-G10.C+ 410 |  | 0.41 | 8 | 176 | 42 |  | Fixed | Roof
NJADRE1560114497 | Administratively Determined Incentive Program | BERGENFIELD | 7621 | 3.28 | Residential | Behind the Meter | No | Trinity Solar, LLC | PSE&G |  | Accepted | 2025-07-18 | 2025-08-12 | 2026-08-12 | Electric Storage Battery | Tesla | 1707000-XX-Y |  |  | 2 |  |  |  | Lithium Ion |  | outdoor
NJADRE1560114497 | Administratively Determined Incentive Program | BERGENFIELD | 7621 | 3.28 | Residential | Behind the Meter | No | Trinity Solar, LLC | PSE&G |  | Accepted | 2025-07-18 | 2025-08-12 | 2026-08-12 | Inverters | Solar Edge | USE3800H-USMNBL75 | 3800 |  | 1 |  |  | 0.97 |  | Outdoor
NJADRE1560114498 | Administratively Determined Incentive Program | WARETOWN | 8758 | 6.09 | Residential | Behind the Meter | Yes | Integrity Solar & Home Solutions, LLC | JCP&L |  | Accepted | 2025-07-18 | 2025-08-13 | 2026-08-13 | Solar Panels | Q CELLS | Q.TRON BLK M-G2H+ 435 |  | 0.435 | 14 | 97 | 34 |  | Fixed | Roof
NJADRE1560114498 | Administratively Determined Incentive Program | WARETOWN | 8758 | 6.09 | Residential | Behind the Meter | Yes | Integrity Solar & Home Solutions, LLC | JCP&L |  | Accepted | 2025-07-18 | 2025-08-13 | 2026-08-13 | Inverters | ENPHASE | IQ8HC | 380 |  | 14 |  |  | 0.98 |  | Other | UNDER EACH PANEL
NJADRE1560114513 | Administratively Determined Incentive Program | Saddle Brook | 7663 | 8.265 | Residential | Behind the Meter | Yes | Skyline Solar, LLC | PSE&G |  | Accepted | 2025-07-18 | 2025-08-14 | 2026-08-14 | Solar Panels | Hanwha | Q. Tron BLK M-G2.H+ |  | 0.435 | 3 | 89 | 49 |  | Fixed | Roof
NJADRE1560114513 | Administratively Determined Incentive Program | Saddle Brook | 7663 | 8.265 | Residential | Behind the Meter | Yes | Skyline Solar, LLC | PSE&G |  | Accepted | 2025-07-18 | 2025-08-14 | 2026-08-14 | Solar Panels | Hanwha | Q. Tron BLK M-G2.H+ |  | 0.435 | 2 | 179 | 11 |  | Fixed | Roof
NJADRE1560114513 | Administratively Determined Incentive Program | Saddle Brook | 7663 | 8.265 | Residential | Behind the Meter | Yes | Skyline Solar, LLC | PSE&G |  | Accepted | 2025-07-18 | 2025-08-14 | 2026-08-14 | Inverters | Solaredge | USE7600H-USMNBL75 | 7600 |  | 1 |  |  | 0.99 |  | Outside
NJADRE1560114513 | Administratively Determined Incentive Program | Saddle Brook | 7663 | 8.265 | Residential | Behind the Meter | Yes | Skyline Solar, LLC | PSE&G |  | Accepted | 2025-07-18 | 2025-08-14 | 2026-08-14 | Solar Panels | Hanwha | Q. Tron BLK M-G2.H+ |  | 0.435 | 7 | 179 | 34 |  | Fixed | Roof
NJADRE1560114513 | Administratively Determined Incentive Program | Saddle Brook | 7663 | 8.265 | Residential | Behind the Meter | Yes | Skyline Solar, LLC | PSE&G |  | Accepted | 2025-07-18 | 2025-08-14 | 2026-08-14 | Solar Panels | Hanwha | Q. Tron BLK M-G2.H+ |  | 0.435 | 7 | 269 | 49 |  | Fixed | Roof
NJADRE1560114514 | Administratively Determined Incentive Program | Hillsborugh | 8844 | 10.32 | Residential | Behind the Meter | No | Green Power Energy, LLC | PSE&G |  | Accepted | 2025-07-18 | 2025-08-12 | 2026-08-12 | Solar Panels | SEG | SEG-430-BTD-BG |  | 0.43 | 4 | 163 | 34 |  | Fixed | Roof
NJADRE1560114514 | Administratively Determined Incentive Program | Hillsborugh | 8844 | 10.32 | Residential | Behind the Meter | No | Green Power Energy, LLC | PSE&G |  | Accepted | 2025-07-18 | 2025-08-12 | 2026-08-12 | Solar Panels | SEG Solar | SEG-430-BTD-BG |  | 0.43 | 20 | 163 | 34 |  | Fixed | Roof
NJADRE1560114514 | Administratively Determined Incentive Program | Hillsborugh | 8844 | 10.32 | Residential | Behind the Meter | No | Green Power Energy, LLC | PSE&G |  | Accepted | 2025-07-18 | 2025-08-12 | 2026-08-12 | Inverters | Enphase Energy | IQ8MC-72-M-US [240V] | 320 |  | 24 |  |  | 0.98 |  | Outside | Roof
NJADRE1560114520 | Administratively Determined Incentive Program | Newark | 7107 | 3.32 | Residential | Behind the Meter | Yes | Fusion Solar Energy, LLC | PSE&G |  | Accepted | 2025-07-18 | 2025-08-12 | 2026-08-12 | Solar Panels | Q CELLS | Q.PEAK DUO BLK ML-G10+_017 |  | 0.415 | 8 | 20.94 | 28 |  | Fixed | Roof
NJADRE1560114520 | Administratively Determined Incentive Program | Newark | 7107 | 3.32 | Residential | Behind the Meter | Yes | Fusion Solar Energy, LLC | PSE&G |  | Accepted | 2025-07-18 | 2025-08-12 | 2026-08-12 | Inverters | ENPHASE | IQ8HC-72-M-DOM-US | 380 |  | 8 |  |  | 0.973 |  | Outside | Roof
NJADRE1560114542 | Administratively Determined Incentive Program | MONTVALE | 7645 | 22.55 | Residential | Behind the Meter | Yes | Pro Custom Solar dba Momentum Solar | Orange Rockland Electric |  | Accepted | 2025-07-18 | 2025-08-12 | 2026-08-12 | Solar Panels | hanwha | Q.PEAK DUO BLK ML-G10+410 |  | 0.41 | 10 | 268 | 37 |  | Fixed | Roof
NJADRE1560114542 | Administratively Determined Incentive Program | MONTVALE | 7645 | 22.55 | Residential | Behind the Meter | Yes | Pro Custom Solar dba Momentum Solar | Orange Rockland Electric |  | Accepted | 2025-07-18 | 2025-08-12 | 2026-08-12 | Inverters | ENPHASE | IQ8HC-72-M-DOM-US | 380 |  | 55 |  |  | 0.97 |  | Outdoor
NJADRE1560114542 | Administratively Determined Incentive Program | MONTVALE | 7645 | 22.55 | Residential | Behind the Meter | Yes | Pro Custom Solar dba Momentum Solar | Orange Rockland Electric |  | Accepted | 2025-07-18 | 2025-08-12 | 2026-08-12 | Solar Panels | hanwha | Q.PEAK DUO BLK ML-G10+410 |  | 0.41 | 9 | 268 | 20 |  | Fixed | Roof
NJADRE1560114542 | Administratively Determined Incentive Program | MONTVALE | 7645 | 22.55 | Residential | Behind the Meter | Yes | Pro Custom Solar dba Momentum Solar | Orange Rockland Electric |  | Accepted | 2025-07-18 | 2025-08-12 | 2026-08-12 | Solar Panels | hanwha | Q.PEAK DUO BLK ML-G10+410 |  | 0.41 | 4 | 178 | 13 |  | Fixed | Roof
NJADRE1560114542 | Administratively Determined Incentive Program | MONTVALE | 7645 | 22.55 | Residential | Behind the Meter | Yes | Pro Custom Solar dba Momentum Solar | Orange Rockland Electric |  | Accepted | 2025-07-18 | 2025-08-12 | 2026-08-12 | Solar Panels | hanwha | Q.PEAK DUO BLK ML-G10+410 |  | 0.41 | 6 | 268 | 22 |  | Fixed | Roof
NJADRE1560114542 | Administratively Determined Incentive Program | MONTVALE | 7645 | 22.55 | Residential | Behind the Meter | Yes | Pro Custom Solar dba Momentum Solar | Orange Rockland Electric |  | Accepted | 2025-07-18 | 2025-08-12 | 2026-08-12 | Solar Panels | hanwha | Q.PEAK DUO BLK ML-G10+410 |  | 0.41 | 10 | 88 | 20 |  | Fixed | Roof
NJADRE1560114542 | Administratively Determined Incentive Program | MONTVALE | 7645 | 22.55 | Residential | Behind the Meter | Yes | Pro Custom Solar dba Momentum Solar | Orange Rockland Electric |  | Accepted | 2025-07-18 | 2025-08-12 | 2026-08-12 | Solar Panels | hanwha | Q.PEAK DUO BLK ML-G10+410 |  | 0.41 | 12 | 88 | 37 |  | Fixed | Roof
NJADRE1560114542 | Administratively Determined Incentive Program | MONTVALE | 7645 | 22.55 | Residential | Behind the Meter | Yes | Pro Custom Solar dba Momentum Solar | Orange Rockland Electric |  | Accepted | 2025-07-18 | 2025-08-12 | 2026-08-12 | Solar Panels | hanwha | Q.PEAK DUO BLK ML-G10+410 |  | 0.41 | 4 | 358 | 13 |  | Fixed | Roof
NJADRE1560114544 | Administratively Determined Incentive Program | BLOOMFIELD TOWNSHIP | 7003 | 6.9 | Residential | Behind the Meter | No | Green Power Energy, LLC | PSE&G |  | Accepted | 2025-07-18 | 2025-08-12 | 2026-08-12 | Inverters | Enphase Energy | IQ8X-80-M-US [240V] | 380 |  | 15 |  |  | 0.98 |  | Outside | Roof
NJADRE1560114544 | Administratively Determined Incentive Program | BLOOMFIELD TOWNSHIP | 7003 | 6.9 | Residential | Behind the Meter | No | Green Power Energy, LLC | PSE&G |  | Accepted | 2025-07-18 | 2025-08-12 | 2026-08-12 | Solar Panels | REC Solar | REC460AA PURE-RX |  | 0.46 | 12 | 221 | 34 |  | Fixed | Roof
NJADRE1560114544 | Administratively Determined Incentive Program | BLOOMFIELD TOWNSHIP | 7003 | 6.9 | Residential | Behind the Meter | No | Green Power Energy, LLC | PSE&G |  | Accepted | 2025-07-18 | 2025-08-12 | 2026-08-12 | Solar Panels | REC Solar | REC460AA PURE-RX |  | 0.46 | 3 | 221 | 45 |  | Fixed | Roof
NJADRE1560114555 | Administratively Determined Incentive Program | MOORESTOWN TOWNSHIP | 8057 | 12.04 | Residential | Behind the Meter | No | Green Power Energy, LLC | PSE&G |  | Accepted | 2025-07-18 | 2025-08-12 | 2026-08-12 | Solar Panels | SEG Solar | SEG-430-BTD-BG |  | 0.43 | 9 | 111 | 30 |  | Fixed | Roof
NJADRE1560114555 | Administratively Determined Incentive Program | MOORESTOWN TOWNSHIP | 8057 | 12.04 | Residential | Behind the Meter | No | Green Power Energy, LLC | PSE&G |  | Accepted | 2025-07-18 | 2025-08-12 | 2026-08-12 | Solar Panels | SEG Solar | SEG-430-BTD-BG |  | 0.43 | 19 | 110 | 30 |  | Fixed | Roof
NJADRE1560114555 | Administratively Determined Incentive Program | MOORESTOWN TOWNSHIP | 8057 | 12.04 | Residential | Behind the Meter | No | Green Power Energy, LLC | PSE&G |  | Accepted | 2025-07-18 | 2025-08-12 | 2026-08-12 | Inverters | Enphase Energy | IQ8MC-72-M-US [240V] | 320 |  | 28 |  |  | 0.98 |  | Outside | Roof
NJADRE1560114574 | Administratively Determined Incentive Program | WATERFORD | 8004 | 13.485 | Residential | Behind the Meter | Yes | SunnyMac, LLC | AC Electric |  | Accepted | 2025-07-18 | 2025-08-12 | 2026-08-12 | Inverters | SOLAREDGE HOME HUB | SE10000H-US | 10000 |  | 1 |  |  | 0.99 |  | Outdoor | next to meter
NJADRE1560114574 | Administratively Determined Incentive Program | WATERFORD | 8004 | 13.485 | Residential | Behind the Meter | Yes | SunnyMac, LLC | AC Electric |  | Accepted | 2025-07-18 | 2025-08-12 | 2026-08-12 | Solar Panels | HANWHA | Q.TRON BLK M-G2.H+ |  | 0.435 | 9 | 193 | 20 |  | Fixed | Roof
NJADRE1560114574 | Administratively Determined Incentive Program | WATERFORD | 8004 | 13.485 | Residential | Behind the Meter | Yes | SunnyMac, LLC | AC Electric |  | Accepted | 2025-07-18 | 2025-08-12 | 2026-08-12 | Solar Panels | HANWHA | Q.TRON BLK M-G2.H+ |  | 0.435 | 22 | 102 | 30 |  | Fixed | Roof
NJADRE1560114581 | Administratively Determined Incentive Program | Keansburg | 7734 | 6.48 | Residential | Behind the Meter | Yes | Sunrun Installation Services, Inc. | JCP&L |  | Accepted | 2025-07-18 | 2025-08-12 | 2026-08-12 | Solar Panels | JA Solar | JAM54S31-405/MR |  | 0.405 | 9 | 187 | 20 |  | Fixed | Roof
NJADRE1560114581 | Administratively Determined Incentive Program | Keansburg | 7734 | 6.48 | Residential | Behind the Meter | Yes | Sunrun Installation Services, Inc. | JCP&L |  | Accepted | 2025-07-18 | 2025-08-12 | 2026-08-12 | Inverters | SolarEdge Technologies | SE5700H-USMN | 5760 |  | 1 |  |  | 0.99 |  | Outdoor | Next to meter
NJADRE1560114581 | Administratively Determined Incentive Program | Keansburg | 7734 | 6.48 | Residential | Behind the Meter | Yes | Sunrun Installation Services, Inc. | JCP&L |  | Accepted | 2025-07-18 | 2025-08-12 | 2026-08-12 | Solar Panels | JA Solar | JAM54S31-405/MR |  | 0.405 | 7 | 9 | 20 |  | Fixed | Roof
NJADRE1560114587 | Administratively Determined Incentive Program | Allentown | 8501 | 8.2 | Residential | Behind the Meter | Yes | Pro Custom Solar dba Momentum Solar | PSE&G |  | Accepted | 2025-07-18 | 2025-08-14 | 2026-08-14 | Inverters | ENPHASE | IQ8HC-72-M-DOM-US | 380 |  | 20 |  |  | 0.97 |  | Outdoor
NJADRE1560114587 | Administratively Determined Incentive Program | Allentown | 8501 | 8.2 | Residential | Behind the Meter | Yes | Pro Custom Solar dba Momentum Solar | PSE&G |  | Accepted | 2025-07-18 | 2025-08-14 | 2026-08-14 | Solar Panels | hanwha | Q.PEAK DUO BLK ML-G10+410 |  | 0.41 | 20 | 98 | 22 |  | Fixed | Roof
NJADRE1560114614 | Administratively Determined Incentive Program | Fanwood | 7023 | 13.28 | Residential | Behind the Meter | Yes | Fusion Solar Energy, LLC | PSE&G |  | Accepted | 2025-07-18 | 2025-08-12 | 2026-08-12 | Solar Panels | Q CELLS | Q.PEAK DUO BLK ML-G10+_017 |  | 0.415 | 4 | 43 | 45 |  | Fixed | Roof
NJADRE1560114614 | Administratively Determined Incentive Program | Fanwood | 7023 | 13.28 | Residential | Behind the Meter | Yes | Fusion Solar Energy, LLC | PSE&G |  | Accepted | 2025-07-18 | 2025-08-12 | 2026-08-12 | Inverters | ENPHASE | IQ8HC-72-M-DOM-US | 380 |  | 32 |  |  | 0.97 |  | Outside | Roof
NJADRE1560114614 | Administratively Determined Incentive Program | Fanwood | 7023 | 13.28 | Residential | Behind the Meter | Yes | Fusion Solar Energy, LLC | PSE&G |  | Accepted | 2025-07-18 | 2025-08-12 | 2026-08-12 | Solar Panels | Q CELLS | Q.PEAK DUO BLK ML-G10+_017 |  | 0.415 | 4 | 43 | 15 |  | Fixed | Roof
NJADRE1560114614 | Administratively Determined Incentive Program | Fanwood | 7023 | 13.28 | Residential | Behind the Meter | Yes | Fusion Solar Energy, LLC | PSE&G |  | Accepted | 2025-07-18 | 2025-08-12 | 2026-08-12 | Solar Panels | Q CELLS | Q.PEAK DUO BLK ML-G10+_017 |  | 0.415 | 16 | 222 | 40 |  | Fixed | Roof
NJADRE1560114614 | Administratively Determined Incentive Program | Fanwood | 7023 | 13.28 | Residential | Behind the Meter | Yes | Fusion Solar Energy, LLC | PSE&G |  | Accepted | 2025-07-18 | 2025-08-12 | 2026-08-12 | Solar Panels | Q CELLS | Q.PEAK DUO BLK ML-G10+_017 |  | 0.415 | 8 | 43 | 43 |  | Fixed | Roof
NJADRE1560114723 | Administratively Determined Incentive Program | EDISON | 8820 | 2.87 | Residential | Behind the Meter | No | Pro Custom Solar dba Momentum Solar | PSE&G |  | Accepted | 2025-07-18 | 2025-08-12 | 2026-08-12 | Solar Panels | Hanwha | q.peak duo blk-g10+410 |  | 0.41 | 4 | 352 | 27 |  | Fixed | Roof
NJADRE1560114723 | Administratively Determined Incentive Program | EDISON | 8820 | 2.87 | Residential | Behind the Meter | No | Pro Custom Solar dba Momentum Solar | PSE&G |  | Accepted | 2025-07-18 | 2025-08-12 | 2026-08-12 | Inverters | ENPHASE | IQ8PLUS-72-2-US | 380 |  | 7 |  |  | 0.97 |  | Outdoor
NJADRE1560114723 | Administratively Determined Incentive Program | EDISON | 8820 | 2.87 | Residential | Behind the Meter | No | Pro Custom Solar dba Momentum Solar | PSE&G |  | Accepted | 2025-07-18 | 2025-08-12 | 2026-08-12 | Solar Panels | Hanwha | q.peak duo blk-g10+410 |  | 0.41 | 3 | 172 | 27 |  | Fixed | Roof
NJADRE1560115867 | Administratively Determined Incentive Program | OCEAN CITY | 8226 | 7.92 | Residential | Behind the Meter | No | Supreme Solar Services, LLC | AC Electric |  | Accepted | 2025-07-25 | 2025-08-21 | 2026-08-21 | Inverters | Enphase | IQ8AC | 349 |  | 18 |  |  | 0.98 |  | Outside
NJADRE1560115867 | Administratively Determined Incentive Program | OCEAN CITY | 8226 | 7.92 | Residential | Behind the Meter | No | Supreme Solar Services, LLC | AC Electric |  | Accepted | 2025-07-25 | 2025-08-21 | 2026-08-21 | Solar Panels | Phono Star | PS440M8GFH-18VNHB |  | 0.44 | 13 | 225 | 27 |  | Fixed | Roof | Outside
NJADRE1560115867 | Administratively Determined Incentive Program | OCEAN CITY | 8226 | 7.92 | Residential | Behind the Meter | No | Supreme Solar Services, LLC | AC Electric |  | Accepted | 2025-07-25 | 2025-08-21 | 2026-08-21 | Solar Panels | Phono Star | PS440M8GFH-18VNHB |  | 0.44 | 3 | 135 | 27 |  | Fixed | Roof | Outside
NJADRE1560115867 | Administratively Determined Incentive Program | OCEAN CITY | 8226 | 7.92 | Residential | Behind the Meter | No | Supreme Solar Services, LLC | AC Electric |  | Accepted | 2025-07-25 | 2025-08-21 | 2026-08-21 | Solar Panels | Phono Star | PS440M8GFH-18VNHB |  | 0.44 | 2 | 225 | 27 |  | Fixed | Roof | Outside
NJADRE1560117501 | Administratively Determined Incentive Program | West Orange | 7052 | 9.545 | Residential | Behind the Meter | Yes | Fusion Solar Energy, LLC | PSE&G |  | Accepted | 2025-07-19 | 2025-08-12 | 2026-08-12 | Solar Panels | Q CELLS | Q.PEAK DUO BLK ML-G10+_017 |  | 0.415 | 2 | 211.23 | 45 |  | Fixed | Roof
NJADRE1560117501 | Administratively Determined Incentive Program | West Orange | 7052 | 9.545 | Residential | Behind the Meter | Yes | Fusion Solar Energy, LLC | PSE&G |  | Accepted | 2025-07-19 | 2025-08-12 | 2026-08-12 | Inverters | ENPHASE | IQ8HC-72-M-DOM-US | 380 |  | 23 |  |  | 0.97 |  | Outside | Roof
NJADRE1560117501 | Administratively Determined Incentive Program | West Orange | 7052 | 9.545 | Residential | Behind the Meter | Yes | Fusion Solar Energy, LLC | PSE&G |  | Accepted | 2025-07-19 | 2025-08-12 | 2026-08-12 | Solar Panels | Q CELLS | Q.PEAK DUO BLK ML-G10+_017 |  | 0.415 | 1 | 211.21 | 38 |  | Fixed | Roof
NJADRE1560117501 | Administratively Determined Incentive Program | West Orange | 7052 | 9.545 | Residential | Behind the Meter | Yes | Fusion Solar Energy, LLC | PSE&G |  | Accepted | 2025-07-19 | 2025-08-12 | 2026-08-12 | Solar Panels | Q CELLS | Q.PEAK DUO BLK ML-G10+_017 |  | 0.415 | 6 | 30.52 | 21 |  | Fixed | Roof
NJADRE1560117501 | Administratively Determined Incentive Program | West Orange | 7052 | 9.545 | Residential | Behind the Meter | Yes | Fusion Solar Energy, LLC | PSE&G |  | Accepted | 2025-07-19 | 2025-08-12 | 2026-08-12 | Solar Panels | Q CELLS | Q.PEAK DUO BLK ML-G10+_017 |  | 0.415 | 14 | 121.45 | 37 |  | Fixed | Roof
NJADRE1560117555 | Administratively Determined Incentive Program | Bergenfield | 7621 | 5.67 | Residential | Behind the Meter | No | Power Home Remodeling Group | PSE&G |  | Accepted | 2025-07-19 | 2025-08-12 | 2026-08-12 | Solar Panels | JA Solar | JAM54S31 405/MR |  | 0.405 | 8 | 357 | 30 |  | Fixed | Roof
NJADRE1560117555 | Administratively Determined Incentive Program | Bergenfield | 7621 | 5.67 | Residential | Behind the Meter | No | Power Home Remodeling Group | PSE&G |  | Accepted | 2025-07-19 | 2025-08-12 | 2026-08-12 | Meters | SolarEdge | Revenue Grade Data Ansi C1220 |  |  | 1 |  |  |  | Yes | Outdoor
NJADRE1560117555 | Administratively Determined Incentive Program | Bergenfield | 7621 | 5.67 | Residential | Behind the Meter | No | Power Home Remodeling Group | PSE&G |  | Accepted | 2025-07-19 | 2025-08-12 | 2026-08-12 | Solar Panels | JA Solar | JAM54S31 405/MR |  | 0.405 | 6 | 177 | 19 |  | Fixed | Roof
NJADRE1560117555 | Administratively Determined Incentive Program | Bergenfield | 7621 | 5.67 | Residential | Behind the Meter | No | Power Home Remodeling Group | PSE&G |  | Accepted | 2025-07-19 | 2025-08-12 | 2026-08-12 | Inverters | SolarEdge | SE3800H-US | 3800 |  | 1 |  |  | 0.99 |  | Outdoor
NJADRE1560118410 | Administratively Determined Incentive Program | Skillman | 8558 | 14.79 | Residential | Behind the Meter | No | United Friend Home Improvement | PSE&G |  | Accepted | 2025-07-20 | 2025-08-14 | 2026-08-14 | Solar Panels | Hanwha Q CELLS | Q.TRON BLK M-G2+ |  | 0.435 | 17 | 96 | 24 |  | Fixed | Roof
NJADRE1560118410 | Administratively Determined Incentive Program | Skillman | 8558 | 14.79 | Residential | Behind the Meter | No | United Friend Home Improvement | PSE&G |  | Accepted | 2025-07-20 | 2025-08-14 | 2026-08-14 | Solar Panels | Hanwha Q CELLS | QCELL Q.TRON BLK M-G2.H+ 435 |  | 0.435 | 17 | 276 | 24 |  | Fixed | Roof
NJADRE1560118410 | Administratively Determined Incentive Program | Skillman | 8558 | 14.79 | Residential | Behind the Meter | No | United Friend Home Improvement | PSE&G |  | Accepted | 2025-07-20 | 2025-08-14 | 2026-08-14 | Inverters | SOLAREDGE | SE10000H-US | 10000 |  | 1 |  |  | 0.99 |  | Outside
NJADRE1560119543 | Administratively Determined Incentive Program | FORKED RIVER | 8731 | 29.75 | Residential | Behind the Meter | No | Supreme Solar Services, LLC | JCP&L |  | Accepted | 2025-07-20 | 2025-08-20 | 2026-08-20 | Solar Panels | Phono Star | PS425M8GF-18/VNHB |  | 0.425 | 16 | 340 | 25 |  | Fixed | Roof | Rooftop
NJADRE1560119543 | Administratively Determined Incentive Program | FORKED RIVER | 8731 | 29.75 | Residential | Behind the Meter | No | Supreme Solar Services, LLC | JCP&L |  | Accepted | 2025-07-20 | 2025-08-20 | 2026-08-20 | Solar Panels | Phono Star | PS425M8GF-18/VNHB |  | 0.425 | 1 | 250 | 25 |  | Fixed | Roof | Rooftop
NJADRE1560119543 | Administratively Determined Incentive Program | FORKED RIVER | 8731 | 29.75 | Residential | Behind the Meter | No | Supreme Solar Services, LLC | JCP&L |  | Accepted | 2025-07-20 | 2025-08-20 | 2026-08-20 | Solar Panels | Phono Star | PS425M8GF-18/VNHB |  | 0.425 | 18 | 70 | 22 |  | Fixed | Roof | Rooftop
NJADRE1560119543 | Administratively Determined Incentive Program | FORKED RIVER | 8731 | 29.75 | Residential | Behind the Meter | No | Supreme Solar Services, LLC | JCP&L |  | Accepted | 2025-07-20 | 2025-08-20 | 2026-08-20 | Solar Panels | Phono Star | PS425M8GF-18/VNHB |  | 0.425 | 10 | 250 | 25 |  | Fixed | Roof | Rooftop
NJADRE1560119543 | Administratively Determined Incentive Program | FORKED RIVER | 8731 | 29.75 | Residential | Behind the Meter | No | Supreme Solar Services, LLC | JCP&L |  | Accepted | 2025-07-20 | 2025-08-20 | 2026-08-20 | Solar Panels | Phono Star | PS425M8GF-18/VNHB |  | 0.425 | 18 | 160 | 25 |  | Fixed | Roof | Rooftop
NJADRE1560119543 | Administratively Determined Incentive Program | FORKED RIVER | 8731 | 29.75 | Residential | Behind the Meter | No | Supreme Solar Services, LLC | JCP&L |  | Accepted | 2025-07-20 | 2025-08-20 | 2026-08-20 | Inverters | Enphase | IQ8AC | 349 |  | 70 |  |  | 0.98 |  | Outside
NJADRE1560119543 | Administratively Determined Incentive Program | FORKED RIVER | 8731 | 29.75 | Residential | Behind the Meter | No | Supreme Solar Services, LLC | JCP&L |  | Accepted | 2025-07-20 | 2025-08-20 | 2026-08-20 | Solar Panels | Phono Star | PS425M8GF-18/VNHB |  | 0.425 | 7 | 250 | 10 |  | Fixed | Roof | Rooftop
NJADRE1560119715 | Administratively Determined Incentive Program | MANAHAWKIN | 8050 | 10.66 | Residential | Behind the Meter | Yes | Trinity Solar, LLC | AC Electric |  | Accepted | 2025-07-20 | 2025-08-12 | 2026-08-12 | Inverters | SOLAREDGE | SE10000H-US | 10000 |  | 1 |  |  | 0.97 |  | Outside
NJADRE1560119715 | Administratively Determined Incentive Program | MANAHAWKIN | 8050 | 10.66 | Residential | Behind the Meter | Yes | Trinity Solar, LLC | AC Electric |  | Accepted | 2025-07-20 | 2025-08-12 | 2026-08-12 | Solar Panels | HANWHA 410 (Q.PEAK DUO BLK ML-G10+ 410) | HANWHA 410 (Q.PEAK DUO BLK ML-G10+ 410) |  | 0.41 | 15 | 317 | 33 |  | Fixed | Roof
NJADRE1560119715 | Administratively Determined Incentive Program | MANAHAWKIN | 8050 | 10.66 | Residential | Behind the Meter | Yes | Trinity Solar, LLC | AC Electric |  | Accepted | 2025-07-20 | 2025-08-12 | 2026-08-12 | Solar Panels | HANWHA 410 (Q.PEAK DUO BLK ML-G10+ 410) | HANWHA 410 (Q.PEAK DUO BLK ML-G10+ 410) |  | 0.41 | 11 | 137 | 33 |  | Fixed | Roof
NJADRE1560119722 | Administratively Determined Incentive Program | FREEHOLD | 7728 | 6.56 | Residential | Behind the Meter | Yes | Trinity Solar, LLC | JCP&L |  | Accepted | 2025-07-20 | 2025-08-12 | 2026-08-12 | Solar Panels | HANWHA 410 (Q.PEAK DUO BLK ML-G10+ 410) | HANWHA 410 (Q.PEAK DUO BLK ML-G10+ 410) |  | 0.41 | 13 | 249 | 26 |  | Fixed | Roof
NJADRE1560119722 | Administratively Determined Incentive Program | FREEHOLD | 7728 | 6.56 | Residential | Behind the Meter | Yes | Trinity Solar, LLC | JCP&L |  | Accepted | 2025-07-20 | 2025-08-12 | 2026-08-12 | Inverters | SOLAREDGE | SE5700H-US | 5700 |  | 1 |  |  | 0.97 |  | Outside
NJADRE1560119722 | Administratively Determined Incentive Program | FREEHOLD | 7728 | 6.56 | Residential | Behind the Meter | Yes | Trinity Solar, LLC | JCP&L |  | Accepted | 2025-07-20 | 2025-08-12 | 2026-08-12 | Solar Panels | HANWHA 410 (Q.PEAK DUO BLK ML-G10+ 410) | HANWHA 410 (Q.PEAK DUO BLK ML-G10+ 410) |  | 0.41 | 3 | 249 | 26 |  | Fixed | Roof
NJADRE1560119914 | Administratively Determined Incentive Program | NORTHFIELD | 8225 | 12.04 | Residential | Behind the Meter | Yes | Sun Up Zero Down, LLC | AC Electric |  | Accepted | 2025-07-21 | 2025-08-12 | 2026-08-12 | Inverters | Enphase | IQ8PLUS-72-2-US | 290 |  | 28 |  |  | 0.976 |  | Outdoor
NJADRE1560119914 | Administratively Determined Incentive Program | NORTHFIELD | 8225 | 12.04 | Residential | Behind the Meter | Yes | Sun Up Zero Down, LLC | AC Electric |  | Accepted | 2025-07-21 | 2025-08-12 | 2026-08-12 | Meters | Enphase | TBD |  |  | 1 |  |  |  | Yes | Outdoor
NJADRE1560119914 | Administratively Determined Incentive Program | NORTHFIELD | 8225 | 12.04 | Residential | Behind the Meter | Yes | Sun Up Zero Down, LLC | AC Electric |  | Accepted | 2025-07-21 | 2025-08-12 | 2026-08-12 | Solar Panels | SEG | SEG-430-BTG-BG |  | 0.43 | 28 | 223 | 27 |  | Fixed | Roof
NJADRE1560119975 | Administratively Determined Incentive Program | West Milford | 7480 | 10.8 | Commercial | Behind the Meter | No | United Solar, LLC | Orange Rockland Electric |  | Accepted | 2025-07-21 | 2025-08-12 | 2026-08-12 | Solar Panels | AXITEC | AC 400MBT/108V |  | 0.4 | 27 | 106 | 20 |  | Fixed | Roof
NJADRE1560119975 | Administratively Determined Incentive Program | West Milford | 7480 | 10.8 | Commercial | Behind the Meter | No | United Solar, LLC | Orange Rockland Electric |  | Accepted | 2025-07-21 | 2025-08-12 | 2026-08-12 | Inverters | SOLAREDGE | SE7600H-US | 7600 |  | 1 |  |  | 0.99 |  | Outdoor
NJADRE1560119975 | Administratively Determined Incentive Program | West Milford | 7480 | 10.8 | Commercial | Behind the Meter | No | United Solar, LLC | Orange Rockland Electric |  | Accepted | 2025-07-21 | 2025-08-12 | 2026-08-12 | Meters | SOLAREDGE | SE7600H-US |  |  | 1 |  |  |  | Yes | Outdoor
NJADRE1560119978 | Administratively Determined Incentive Program | South Brunswick Twp | 8824 | 14.4 | Residential | Behind the Meter | No | Panatec Corporation | PSE&G |  | Accepted | 2025-07-21 | 2025-08-15 | 2026-08-15 | Meters | Enphase | X2-IQ-AM1-240-4 |  |  | 1 |  |  |  | Yes | Outdoor
NJADRE1560119978 | Administratively Determined Incentive Program | South Brunswick Twp | 8824 | 14.4 | Residential | Behind the Meter | No | Panatec Corporation | PSE&G |  | Accepted | 2025-07-21 | 2025-08-15 | 2026-08-15 | Solar Panels | REC | REC450AA Pure-RX |  | 0.45 | 32 | 123 | 25 |  | Fixed | Roof
NJADRE1560119978 | Administratively Determined Incentive Program | South Brunswick Twp | 8824 | 14.4 | Residential | Behind the Meter | No | Panatec Corporation | PSE&G |  | Accepted | 2025-07-21 | 2025-08-15 | 2026-08-15 | Inverters | Enphase | IQ8X | 380 |  | 32 |  |  | 0.975 |  | Outdoor
NJADRE1560119984 | Administratively Determined Incentive Program | Edison Twp | 8820 | 5.95 | Residential | Behind the Meter | No | Panatec Corporation | PSE&G |  | Accepted | 2025-07-25 | 2025-08-19 | 2026-08-19 | Inverters | Enphase | IQ8Plus | 240 |  | 14 |  |  | 0.975 |  | Outdoor
NJADRE1560119984 | Administratively Determined Incentive Program | Edison Twp | 8820 | 5.95 | Residential | Behind the Meter | No | Panatec Corporation | PSE&G |  | Accepted | 2025-07-25 | 2025-08-19 | 2026-08-19 | Meters | Enphase | X2-IQ-AM1-240-4 |  |  | 1 |  |  |  | Yes | Outdoor
NJADRE1560119984 | Administratively Determined Incentive Program | Edison Twp | 8820 | 5.95 | Residential | Behind the Meter | No | Panatec Corporation | PSE&G |  | Accepted | 2025-07-25 | 2025-08-19 | 2026-08-19 | Solar Panels | Jinko Solar | JKM425N-54HL4R-B-425 |  | 0.425 | 14 | 123 | 25 |  | Fixed | Roof
NJADRE1560119993 | Administratively Determined Incentive Program | LYNDHURST | 7071 | 7.29 | Residential | Behind the Meter | Yes | Sunrun Installation Services, Inc. | PSE&G |  | Accepted | 2025-07-21 | 2025-08-12 | 2026-08-12 | Solar Panels | JA Solar | JAM54S31-405/MR |  | 0.405 | 9 | 307 | 45 |  | Fixed | Roof
NJADRE1560119993 | Administratively Determined Incentive Program | LYNDHURST | 7071 | 7.29 | Residential | Behind the Meter | Yes | Sunrun Installation Services, Inc. | PSE&G |  | Accepted | 2025-07-21 | 2025-08-12 | 2026-08-12 | Solar Panels | JA Solar | JAM54S31-405/MR |  | 0.405 | 9 | 127 | 45 |  | Fixed | Roof
NJADRE1560119993 | Administratively Determined Incentive Program | LYNDHURST | 7071 | 7.29 | Residential | Behind the Meter | Yes | Sunrun Installation Services, Inc. | PSE&G |  | Accepted | 2025-07-21 | 2025-08-12 | 2026-08-12 | Inverters | SolarEdge Technologies | SE5700H-USMN | 5760 |  | 1 |  |  | 0.99 |  | Outdoor | Next to meter
NJADRE1560120020 | Administratively Determined Incentive Program | Manahawkin | 8050 | 11.34 | Residential | Behind the Meter | Yes | Sunrun Installation Services, Inc. | AC Electric |  | Accepted | 2025-07-21 | 2025-08-12 | 2026-08-12 | Inverters | SolarEdge Technologies | SE7600H-USMN | 7600 |  | 1 |  |  | 0.99 |  | Outdoor
NJADRE1560120020 | Administratively Determined Incentive Program | Manahawkin | 8050 | 11.34 | Residential | Behind the Meter | Yes | Sunrun Installation Services, Inc. | AC Electric |  | Accepted | 2025-07-21 | 2025-08-12 | 2026-08-12 | Solar Panels | JA Solar | JAM54S31-405/MR |  | 0.405 | 13 | 282 | 27 |  | Fixed | Roof
NJADRE1560120020 | Administratively Determined Incentive Program | Manahawkin | 8050 | 11.34 | Residential | Behind the Meter | Yes | Sunrun Installation Services, Inc. | AC Electric |  | Accepted | 2025-07-21 | 2025-08-12 | 2026-08-12 | Solar Panels | JA Solar | JAM54S31-405/MR |  | 0.405 | 4 | 193 | 34 |  | Fixed | Roof
NJADRE1560120020 | Administratively Determined Incentive Program | Manahawkin | 8050 | 11.34 | Residential | Behind the Meter | Yes | Sunrun Installation Services, Inc. | AC Electric |  | Accepted | 2025-07-21 | 2025-08-12 | 2026-08-12 | Solar Panels | JA Solar | JAM54S31-405/MR |  | 0.405 | 11 | 102 | 27 |  | Fixed | Roof
NJADRE1560120020 | Administratively Determined Incentive Program | Manahawkin | 8050 | 11.34 | Residential | Behind the Meter | Yes | Sunrun Installation Services, Inc. | AC Electric |  | Accepted | 2025-07-21 | 2025-08-12 | 2026-08-12 | Meters | SolarEdge Technologies | SE7600H-USMN |  |  | 1 |  |  |  | Yes | Outdoor
NJADRE1560120022 | Administratively Determined Incentive Program | Freehold | 7728 | 4.92 | Residential | Behind the Meter | Yes | Trinity Solar, LLC | JCP&L |  | Accepted | 2025-07-21 | 2025-08-12 | 2026-08-12 | Inverters | Solar Edge | USE3800H-US | 3800 |  | 1 |  |  | 0.97 |  | Outside
NJADRE1560120022 | Administratively Determined Incentive Program | Freehold | 7728 | 4.92 | Residential | Behind the Meter | Yes | Trinity Solar, LLC | JCP&L |  | Accepted | 2025-07-21 | 2025-08-12 | 2026-08-12 | Solar Panels | Hanwha | Q.PEAK DUO BLK ML-G10.C+ 41 |  | 0.41 | 12 | 181 | 38 |  | Fixed | Roof
NJADRE1560120025 | Administratively Determined Incentive Program | West Milford | 7480 | 11.2 | Residential | Behind the Meter | No | United Solar, LLC | Orange Rockland Electric |  | Accepted | 2025-07-21 | 2025-08-12 | 2026-08-12 | Solar Panels | AXITEC | AC400MBT/108V |  | 0.4 | 28 | 106 | 20 |  | Fixed | Roof
NJADRE1560120025 | Administratively Determined Incentive Program | West Milford | 7480 | 11.2 | Residential | Behind the Meter | No | United Solar, LLC | Orange Rockland Electric |  | Accepted | 2025-07-21 | 2025-08-12 | 2026-08-12 | Meters | SOLAREDGE | SE7600H-US |  |  | 1 |  |  |  | Yes | Outdoor
NJADRE1560120025 | Administratively Determined Incentive Program | West Milford | 7480 | 11.2 | Residential | Behind the Meter | No | United Solar, LLC | Orange Rockland Electric |  | Accepted | 2025-07-21 | 2025-08-12 | 2026-08-12 | Inverters | AXITEC | AC400MBT/108V | 7600 |  | 1 |  |  | 0.99 |  | Outdoor | Roof
NJADRE1560120039 | Administratively Determined Incentive Program | Roselle | 7203 | 6.375 | Residential | Behind the Meter | Yes | Power Energy Solutions, LLC | PSE&G |  | Accepted | 2025-07-21 | 2025-08-12 | 2026-08-12 | Solar Panels | Trina Solar | TSM-425NE09RC.05 |  | 0.425 | 5 | 260 | 9 |  | Fixed | Roof
NJADRE1560120039 | Administratively Determined Incentive Program | Roselle | 7203 | 6.375 | Residential | Behind the Meter | Yes | Power Energy Solutions, LLC | PSE&G |  | Accepted | 2025-07-21 | 2025-08-12 | 2026-08-12 | Inverters | SolarEdge | SE3800H-US | 4 |  | 1 |  |  | 0.97 |  | Outdoor
NJADRE1560120039 | Administratively Determined Incentive Program | Roselle | 7203 | 6.375 | Residential | Behind the Meter | Yes | Power Energy Solutions, LLC | PSE&G |  | Accepted | 2025-07-21 | 2025-08-12 | 2026-08-12 | Solar Panels | Trina Solar | TSM-425NE09RC.05 |  | 0.425 | 10 | 80 | 35 |  | Fixed | Roof
NJADRE1560120040 | Administratively Determined Incentive Program | UNION | 7083 | 7.29 | Residential | Behind the Meter | Yes | Sunrun Installation Services, Inc. | PSE&G |  | Accepted | 2025-07-21 | 2025-08-12 | 2026-08-12 | Inverters | SolarEdge Technologies | SE5700H-USMN | 5760 |  | 1 |  |  | 0.99 |  | Outdoor
NJADRE1560120040 | Administratively Determined Incentive Program | UNION | 7083 | 7.29 | Residential | Behind the Meter | Yes | Sunrun Installation Services, Inc. | PSE&G |  | Accepted | 2025-07-21 | 2025-08-12 | 2026-08-12 | Solar Panels | JA Solar | JAM54S31-405/MR |  | 0.405 | 18 | 98 | 34 |  | Fixed | Roof
NJADRE1560120050 | Administratively Determined Incentive Program | Montclair | 7042 | 15.48 | Residential | Behind the Meter | No | Infinity Solar Systems, LLC | PSE&G |  | Accepted | 2025-07-21 | 2025-08-14 | 2026-08-14 | Solar Panels | SEG Solar | SEG-430-BTD-BG |  | 0.43 | 4 | 128 | 0 |  | Fixed | Roof
NJADRE1560120050 | Administratively Determined Incentive Program | Montclair | 7042 | 15.48 | Residential | Behind the Meter | No | Infinity Solar Systems, LLC | PSE&G |  | Accepted | 2025-07-21 | 2025-08-14 | 2026-08-14 | Solar Panels | SEG Solar | SEG-430-BTD-BG |  | 0.43 | 3 | 218 | 44 |  | Fixed | Roof
NJADRE1560120050 | Administratively Determined Incentive Program | Montclair | 7042 | 15.48 | Residential | Behind the Meter | No | Infinity Solar Systems, LLC | PSE&G |  | Accepted | 2025-07-21 | 2025-08-14 | 2026-08-14 | Inverters | TESLA | TESLA POWERWALL 3 1707000-xx-y | 320 |  | 1 |  |  | 0.97 |  | Outdoor
NJADRE1560120050 | Administratively Determined Incentive Program | Montclair | 7042 | 15.48 | Residential | Behind the Meter | No | Infinity Solar Systems, LLC | PSE&G |  | Accepted | 2025-07-21 | 2025-08-14 | 2026-08-14 | Solar Panels | SEG Solar | SEG-430-BTD-BG |  | 0.43 | 15 | 218 | 38 |  | Fixed | Roof
NJADRE1560120050 | Administratively Determined Incentive Program | Montclair | 7042 | 15.48 | Residential | Behind the Meter | No | Infinity Solar Systems, LLC | PSE&G |  | Accepted | 2025-07-21 | 2025-08-14 | 2026-08-14 | Solar Panels | SEG Solar | SEG-430-BTD-BG |  | 0.43 | 14 | 128 | 45 |  | Fixed | Roof
NJADRE1560120055 | Administratively Determined Incentive Program | SAYREVILLE | 8872 | 16.4 | Residential | Behind the Meter | Yes | Trinity Solar,LLC | JCP&L |  | Accepted | 2025-07-21 | 2025-08-12 | 2026-08-12 | Solar Panels | HANWHA 410 (Q.PEAK DUO BLK ML-G10+410) | HANWHA 410 (Q.PEAK DUO BLK ML-G10+410) |  | 0.41 | 14 | 154 | 30 |  | Fixed | Roof
NJADRE1560120055 | Administratively Determined Incentive Program | SAYREVILLE | 8872 | 16.4 | Residential | Behind the Meter | Yes | Trinity Solar,LLC | JCP&L |  | Accepted | 2025-07-21 | 2025-08-12 | 2026-08-12 | Solar Panels | HANWHA 410 (Q.PEAK DUO BLK ML-G10+410) | HANWHA 410 (Q.PEAK DUO BLK ML-G10+410) |  | 0.41 | 4 | 154 | 14 |  | Fixed | Roof
NJADRE1560120055 | Administratively Determined Incentive Program | SAYREVILLE | 8872 | 16.4 | Residential | Behind the Meter | Yes | Trinity Solar,LLC | JCP&L |  | Accepted | 2025-07-21 | 2025-08-12 | 2026-08-12 | Solar Panels | HANWHA 410 (Q.PEAK DUO BLK ML-G10+410) | HANWHA 410 (Q.PEAK DUO BLK ML-G10+410) |  | 0.41 | 2 | 334 | 30 |  | Fixed | Roof
NJADRE1560120055 | Administratively Determined Incentive Program | SAYREVILLE | 8872 | 16.4 | Residential | Behind the Meter | Yes | Trinity Solar,LLC | JCP&L |  | Accepted | 2025-07-21 | 2025-08-12 | 2026-08-12 | Solar Panels | HANWHA 410 (Q.PEAK DUO BLK ML-G10+410) | HANWHA 410 (Q.PEAK DUO BLK ML-G10+410) |  | 0.41 | 3 | 244 | 40 |  | Fixed | Roof
NJADRE1560120055 | Administratively Determined Incentive Program | SAYREVILLE | 8872 | 16.4 | Residential | Behind the Meter | Yes | Trinity Solar,LLC | JCP&L |  | Accepted | 2025-07-21 | 2025-08-12 | 2026-08-12 | Inverters | SOLAREDGE | SE7600H-US | 7600 |  | 1 |  |  | 0.97 |  | Outside
NJADRE1560120055 | Administratively Determined Incentive Program | SAYREVILLE | 8872 | 16.4 | Residential | Behind the Meter | Yes | Trinity Solar,LLC | JCP&L |  | Accepted | 2025-07-21 | 2025-08-12 | 2026-08-12 | Solar Panels | HANWHA 410 (Q.PEAK DUO BLK ML-G10+410) | HANWHA 410 (Q.PEAK DUO BLK ML-G10+410) |  | 0.41 | 5 | 244 | 40 |  | Fixed | Roof
NJADRE1560120055 | Administratively Determined Incentive Program | SAYREVILLE | 8872 | 16.4 | Residential | Behind the Meter | Yes | Trinity Solar,LLC | JCP&L |  | Accepted | 2025-07-21 | 2025-08-12 | 2026-08-12 | Solar Panels | HANWHA 410 (Q.PEAK DUO BLK ML-G10+410) | HANWHA 410 (Q.PEAK DUO BLK ML-G10+410) |  | 0.41 | 7 | 64 | 40 |  | Fixed | Roof
NJADRE1560120055 | Administratively Determined Incentive Program | SAYREVILLE | 8872 | 16.4 | Residential | Behind the Meter | Yes | Trinity Solar,LLC | JCP&L |  | Accepted | 2025-07-21 | 2025-08-12 | 2026-08-12 | Solar Panels | HANWHA 410 (Q.PEAK DUO BLK ML-G10+410) | HANWHA 410 (Q.PEAK DUO BLK ML-G10+410) |  | 0.41 | 5 | 64 | 40 |  | Fixed | Roof
NJADRE1560120055 | Administratively Determined Incentive Program | SAYREVILLE | 8872 | 16.4 | Residential | Behind the Meter | Yes | Trinity Solar,LLC | JCP&L |  | Accepted | 2025-07-21 | 2025-08-12 | 2026-08-12 | Inverters | SOLAREDGE | SE5700H-US | 5700 |  | 1 |  |  | 0.97 |  | Outside
NJADRE1560120057 | Administratively Determined Incentive Program | TOMS RIVER | 8753 | 13.365 | Residential | Behind the Meter | Yes | Sunrun Installation Services, Inc. | JCP&L |  | Accepted | 2025-07-21 | 2025-08-12 | 2026-08-12 | Solar Panels | JA Solar | JAM54S31-405/MR |  | 0.405 | 15 | 230 | 23 |  | Fixed | Roof
NJADRE1560120057 | Administratively Determined Incentive Program | TOMS RIVER | 8753 | 13.365 | Residential | Behind the Meter | Yes | Sunrun Installation Services, Inc. | JCP&L |  | Accepted | 2025-07-21 | 2025-08-12 | 2026-08-12 | Solar Panels | JA Solar | JAM54S31-405/MR |  | 0.405 | 18 | 50 | 18 |  | Fixed | Roof
NJADRE1560120057 | Administratively Determined Incentive Program | TOMS RIVER | 8753 | 13.365 | Residential | Behind the Meter | Yes | Sunrun Installation Services, Inc. | JCP&L |  | Accepted | 2025-07-21 | 2025-08-12 | 2026-08-12 | Inverters | SolarEdge Technologies | SE10000H-USMN | 10000 |  | 1 |  |  | 0.99 |  | Outdoor
NJADRE1560120060 | Administratively Determined Incentive Program | CHERRY HILL | 8003 | 13.365 | Residential | Behind the Meter | Yes | Sunrun Installation Services, Inc. | PSE&G |  | Accepted | 2025-07-21 | 2025-08-12 | 2026-08-12 | Solar Panels | JA SOLAR | JAM54S31-405/MR |  | 0.405 | 4 | 5 | 32 |  | Fixed | Roof
NJADRE1560120060 | Administratively Determined Incentive Program | CHERRY HILL | 8003 | 13.365 | Residential | Behind the Meter | Yes | Sunrun Installation Services, Inc. | PSE&G |  | Accepted | 2025-07-21 | 2025-08-12 | 2026-08-12 | Solar Panels | JA SOLAR | JAM54S31-405/MR |  | 0.405 | 20 | 185 | 32 |  | Fixed | Roof
NJADRE1560120060 | Administratively Determined Incentive Program | CHERRY HILL | 8003 | 13.365 | Residential | Behind the Meter | Yes | Sunrun Installation Services, Inc. | PSE&G |  | Accepted | 2025-07-21 | 2025-08-12 | 2026-08-12 | Solar Panels | JA SOLAR | JAM54S31-405/MR |  | 0.405 | 9 | 275 | 34 |  | Fixed | Roof
NJADRE1560120060 | Administratively Determined Incentive Program | CHERRY HILL | 8003 | 13.365 | Residential | Behind the Meter | Yes | Sunrun Installation Services, Inc. | PSE&G |  | Accepted | 2025-07-21 | 2025-08-12 | 2026-08-12 | Inverters | SOLAREDGE TECHNOLOGIES | SE10000H-USMN | 10000 |  | 1 |  |  | 0.99 |  | Outside
NJADRE1560120064 | Administratively Determined Incentive Program | NEWARK | 7108 | 4.3 | Residential | Behind the Meter | Yes | PosiGen Developer, LLC | PSE&G |  | Accepted | 2025-07-21 | 2025-08-12 | 2026-08-12 | Solar Panels | JINKO EAGLE | G6R JKM430N-54HL4-B |  | 0.43 | 2 | 287 | 45 |  | Fixed | Roof
NJADRE1560120064 | Administratively Determined Incentive Program | NEWARK | 7108 | 4.3 | Residential | Behind the Meter | Yes | PosiGen Developer, LLC | PSE&G |  | Accepted | 2025-07-21 | 2025-08-12 | 2026-08-12 | Solar Panels | JINKO EAGLE | G6R JKM430N-54HL4-B |  | 0.43 | 3 | 197 | 14 |  | Fixed | Roof
NJADRE1560120064 | Administratively Determined Incentive Program | NEWARK | 7108 | 4.3 | Residential | Behind the Meter | Yes | PosiGen Developer, LLC | PSE&G |  | Accepted | 2025-07-21 | 2025-08-12 | 2026-08-12 | Solar Panels | JINKO EAGLE | G6R JKM430N-54HL4-B |  | 0.43 | 3 | 107 | 45 |  | Fixed | Roof
NJADRE1560120064 | Administratively Determined Incentive Program | NEWARK | 7108 | 4.3 | Residential | Behind the Meter | Yes | PosiGen Developer, LLC | PSE&G |  | Accepted | 2025-07-21 | 2025-08-12 | 2026-08-12 | Inverters | SolarEdge | SE3800H-US | 3800 |  | 1 |  |  | 0.99 |  | Outside | Within ten feet of meter
NJADRE1560120064 | Administratively Determined Incentive Program | NEWARK | 7108 | 4.3 | Residential | Behind the Meter | Yes | PosiGen Developer, LLC | PSE&G |  | Accepted | 2025-07-21 | 2025-08-12 | 2026-08-12 | Solar Panels | JINKO EAGLE | G6R JKM430N-54HL4-B |  | 0.43 | 2 | 287 | 14 |  | Fixed | Roof
NJADRE1560120065 | Administratively Determined Incentive Program | BLACKWOOD | 8012 | 11.9 | Residential | Behind the Meter | Yes | Power Energy Solutions, LLC | PSE&G |  | Accepted | 2025-07-21 | 2025-08-12 | 2026-08-12 | Inverters | SolarEdge | SE7600H-US | 8 |  | 1 |  |  | 0.97 |  | Outdoor
NJADRE1560120065 | Administratively Determined Incentive Program | BLACKWOOD | 8012 | 11.9 | Residential | Behind the Meter | Yes | Power Energy Solutions, LLC | PSE&G |  | Accepted | 2025-07-21 | 2025-08-12 | 2026-08-12 | Solar Panels | Trina Solar | TSM-425NE09RC.05 |  | 0.425 | 19 | 160 | 37 |  | Fixed | Roof
NJADRE1560120065 | Administratively Determined Incentive Program | BLACKWOOD | 8012 | 11.9 | Residential | Behind the Meter | Yes | Power Energy Solutions, LLC | PSE&G |  | Accepted | 2025-07-21 | 2025-08-12 | 2026-08-12 | Solar Panels | Trina Solar | TSM-425NE09RC.05 |  | 0.425 | 9 | 340 | 37 |  | Fixed | Roof
NJADRE1560120076 | Administratively Determined Incentive Program | NEWARK | 7104 | 16.4 | Residential | Behind the Meter | Yes | Trinity Solar, LLC | PSE&G |  | Accepted | 2025-07-21 | 2025-08-12 | 2026-08-12 | Solar Panels | HANWHA | Q.PEAK DUO BLK ML-G10.C+ 410 |  | 0.41 | 5 | 120 | 44 |  | Fixed | Roof
NJADRE1560120076 | Administratively Determined Incentive Program | NEWARK | 7104 | 16.4 | Residential | Behind the Meter | Yes | Trinity Solar, LLC | PSE&G |  | Accepted | 2025-07-21 | 2025-08-12 | 2026-08-12 | Solar Panels | HANWHA | Q.PEAK DUO BLK ML-G10.C+ 410 |  | 0.41 | 5 | 120 | 9 |  | Fixed | Roof
NJADRE1560120076 | Administratively Determined Incentive Program | NEWARK | 7104 | 16.4 | Residential | Behind the Meter | Yes | Trinity Solar, LLC | PSE&G |  | Accepted | 2025-07-21 | 2025-08-12 | 2026-08-12 | Solar Panels | HANWHA | Q.PEAK DUO BLK ML-G10.C+ 410 |  | 0.41 | 3 | 210 | 44 |  | Fixed | Roof
NJADRE1560120076 | Administratively Determined Incentive Program | NEWARK | 7104 | 16.4 | Residential | Behind the Meter | Yes | Trinity Solar, LLC | PSE&G |  | Accepted | 2025-07-21 | 2025-08-12 | 2026-08-12 | Solar Panels | HANWHA | Q.PEAK DUO BLK ML-G10.C+ 410 |  | 0.41 | 9 | 204 | 28 |  | Fixed | Roof
NJADRE1560120076 | Administratively Determined Incentive Program | NEWARK | 7104 | 16.4 | Residential | Behind the Meter | Yes | Trinity Solar, LLC | PSE&G |  | Accepted | 2025-07-21 | 2025-08-12 | 2026-08-12 | Solar Panels | HANWHA | Q.PEAK DUO BLK ML-G10.C+ 410 |  | 0.41 | 9 | 24 | 28 |  | Fixed | Roof
NJADRE1560120076 | Administratively Determined Incentive Program | NEWARK | 7104 | 16.4 | Residential | Behind the Meter | Yes | Trinity Solar, LLC | PSE&G |  | Accepted | 2025-07-21 | 2025-08-12 | 2026-08-12 | Inverters | Solar Edge | USE5700H-USMNBL75 | 5760 |  | 1 |  |  | 0.97 |  | Outdoor
NJADRE1560120076 | Administratively Determined Incentive Program | NEWARK | 7104 | 16.4 | Residential | Behind the Meter | Yes | Trinity Solar, LLC | PSE&G |  | Accepted | 2025-07-21 | 2025-08-12 | 2026-08-12 | Solar Panels | HANWHA | Q.PEAK DUO BLK ML-G10.C+ 410 |  | 0.41 | 9 | 30 | 44 |  | Fixed | Roof
NJADRE1560120076 | Administratively Determined Incentive Program | NEWARK | 7104 | 16.4 | Residential | Behind the Meter | Yes | Trinity Solar, LLC | PSE&G |  | Accepted | 2025-07-21 | 2025-08-12 | 2026-08-12 | Inverters | Solar Edge | USE7600H-USMNBL75 | 7600 |  | 1 |  |  | 0.97 |  | Outdoor
NJADRE1560120089 | Administratively Determined Incentive Program | East Brunswick | 8816 | 18.225 | Residential | Behind the Meter | Yes | Sunrun Installation Services, Inc. | PSE&G |  | Accepted | 2025-07-21 | 2025-08-12 | 2026-08-12 | Solar Panels | JA SOLAR | JAM54S31-405/MR |  | 0.405 | 10 | 154 | 18 |  | Fixed | Roof
NJADRE1560120089 | Administratively Determined Incentive Program | East Brunswick | 8816 | 18.225 | Residential | Behind the Meter | Yes | Sunrun Installation Services, Inc. | PSE&G |  | Accepted | 2025-07-21 | 2025-08-12 | 2026-08-12 | Inverters | SOLAREDGE TECHNOLOGIES | SE7600H-USMN | 7600 |  | 1 |  |  | 0.99 |  | Outside
NJADRE1560120089 | Administratively Determined Incentive Program | East Brunswick | 8816 | 18.225 | Residential | Behind the Meter | Yes | Sunrun Installation Services, Inc. | PSE&G |  | Accepted | 2025-07-21 | 2025-08-12 | 2026-08-12 | Solar Panels | JA SOLAR | JAM54S31-405/MR |  | 0.405 | 8 | 334 | 18 |  | Fixed | Roof
NJADRE1560120089 | Administratively Determined Incentive Program | East Brunswick | 8816 | 18.225 | Residential | Behind the Meter | Yes | Sunrun Installation Services, Inc. | PSE&G |  | Accepted | 2025-07-21 | 2025-08-12 | 2026-08-12 | Inverters | SOLAREDGE TECHNOLOGIES | SE5700H-USMN | 5760 |  | 1 |  |  | 0.99 |  | Outside
NJADRE1560120089 | Administratively Determined Incentive Program | East Brunswick | 8816 | 18.225 | Residential | Behind the Meter | Yes | Sunrun Installation Services, Inc. | PSE&G |  | Accepted | 2025-07-21 | 2025-08-12 | 2026-08-12 | Solar Panels | JA SOLAR | JAM54S31-405/MR |  | 0.405 | 16 | 154 | 18 |  | Fixed | Roof
NJADRE1560120089 | Administratively Determined Incentive Program | East Brunswick | 8816 | 18.225 | Residential | Behind the Meter | Yes | Sunrun Installation Services, Inc. | PSE&G |  | Accepted | 2025-07-21 | 2025-08-12 | 2026-08-12 | Solar Panels | JA SOLAR | JAM54S31-405/MR |  | 0.405 | 5 | 333 | 18 |  | Fixed | Roof
NJADRE1560120089 | Administratively Determined Incentive Program | East Brunswick | 8816 | 18.225 | Residential | Behind the Meter | Yes | Sunrun Installation Services, Inc. | PSE&G |  | Accepted | 2025-07-21 | 2025-08-12 | 2026-08-12 | Solar Panels | JA SOLAR | JAM54S31-405/MR |  | 0.405 | 6 | 334 | 19 |  | Fixed | Roof
NJADRE1560120091 | Administratively Determined Incentive Program | Pine Brook | 7058 | 11.61 | Residential | Behind the Meter | No | Green Power Energy, LLC | JCP&L |  | Accepted | 2025-07-21 | 2025-08-12 | 2026-08-12 | Inverters | Enphase Energy | IQ8MC-72-M-US [240V] | 320 |  | 27 |  |  | 0.98 |  | Outside
NJADRE1560120091 | Administratively Determined Incentive Program | Pine Brook | 7058 | 11.61 | Residential | Behind the Meter | No | Green Power Energy, LLC | JCP&L |  | Accepted | 2025-07-21 | 2025-08-12 | 2026-08-12 | Solar Panels | SEG Solar | SEG-430-BTD-BG |  | 0.43 | 27 | 123 | 18 |  | Fixed | Roof
NJADRE1560120105 | Administratively Determined Incentive Program | Bloomfield | 7003 | 8.28 | Residential | Behind the Meter | No | Infinity Solar Systems, LLC | PSE&G |  | Accepted | 2025-07-21 | 2025-08-13 | 2026-08-13 | Solar Panels | REC Solar | REC 460AA PURE-RX |  | 0.46 | 15 | 181 | 41 |  | Fixed | Roof
NJADRE1560120105 | Administratively Determined Incentive Program | Bloomfield | 7003 | 8.28 | Residential | Behind the Meter | No | Infinity Solar Systems, LLC | PSE&G |  | Accepted | 2025-07-21 | 2025-08-13 | 2026-08-13 | Inverters | ENPHASE | IQ8X-80-M-US | 380 |  | 18 |  |  | 0.97 |  | Outdoor
NJADRE1560120105 | Administratively Determined Incentive Program | Bloomfield | 7003 | 8.28 | Residential | Behind the Meter | No | Infinity Solar Systems, LLC | PSE&G |  | Accepted | 2025-07-21 | 2025-08-13 | 2026-08-13 | Solar Panels | REC Solar | REC 460AA PURE-RX |  | 0.46 | 3 | 1 | 10 |  | Fixed | Roof
NJADRE1560120107 | Administratively Determined Incentive Program | Cape May Court House | 8210 | 5.59 | Residential | Behind the Meter | No | EMT Renewables, LLC | AC Electric |  | Accepted | 2025-07-21 | 2025-08-12 | 2026-08-12 | Solar Panels | Q CELLS | Q TRON |  | 0.43 | 13 | 118 | 34 |  | Fixed | Roof
NJADRE1560120107 | Administratively Determined Incentive Program | Cape May Court House | 8210 | 5.59 | Residential | Behind the Meter | No | EMT Renewables, LLC | AC Electric |  | Accepted | 2025-07-21 | 2025-08-12 | 2026-08-12 | Inverters | ENPHASE | IQ8+ | 290 |  | 13 |  |  | 0.98 |  | Other | UNDER EACH PANEL
NJADRE1560120113 | Administratively Determined Incentive Program | Freehold | 7728 | 14.76 | Residential | Behind the Meter | Yes | Trinity Solar, LLC | JCP&L |  | Accepted | 2025-07-21 | 2025-08-12 | 2026-08-12 | Solar Panels | Hanwha | Q.PEAK DUO BLK ML-G10.C+ 410 |  | 0.41 | 10 | 43 | 34 |  | Fixed | Roof
NJADRE1560120113 | Administratively Determined Incentive Program | Freehold | 7728 | 14.76 | Residential | Behind the Meter | Yes | Trinity Solar, LLC | JCP&L |  | Accepted | 2025-07-21 | 2025-08-12 | 2026-08-12 | Solar Panels | Hanwha | Q.PEAK DUO BLK ML-G10.C+ 410 |  | 0.41 | 10 | 133 | 41 |  | Fixed | Roof
NJADRE1560120113 | Administratively Determined Incentive Program | Freehold | 7728 | 14.76 | Residential | Behind the Meter | Yes | Trinity Solar, LLC | JCP&L |  | Accepted | 2025-07-21 | 2025-08-12 | 2026-08-12 | Inverters | Solar Edge | USE11400H-US | 11400 |  | 1 |  |  | 0.97 |  | Outside
NJADRE1560120113 | Administratively Determined Incentive Program | Freehold | 7728 | 14.76 | Residential | Behind the Meter | Yes | Trinity Solar, LLC | JCP&L |  | Accepted | 2025-07-21 | 2025-08-12 | 2026-08-12 | Solar Panels | Hanwha | Q.PEAK DUO BLK ML-G10.C+ 410 |  | 0.41 | 12 | 43 | 32 |  | Fixed | Roof
NJADRE1560120113 | Administratively Determined Incentive Program | Freehold | 7728 | 14.76 | Residential | Behind the Meter | Yes | Trinity Solar, LLC | JCP&L |  | Accepted | 2025-07-21 | 2025-08-12 | 2026-08-12 | Solar Panels | Hanwha | Q.PEAK DUO BLK ML-G10.C+ 410 |  | 0.41 | 4 | 133 | 22 |  | Fixed | Roof
NJADRE1560120117 | Administratively Determined Incentive Program | BROWNS MILLS | 8015 | 5.74 | Residential | Behind the Meter | Yes | Trinity Solar, LLC | JCP&L |  | Accepted | 2025-07-21 | 2025-08-12 | 2026-08-12 | Inverters | Solar Edge | USE5700H-USMNBL75 | 5760 |  | 1 |  |  | 0.97 |  | Outdoor
NJADRE1560120117 | Administratively Determined Incentive Program | BROWNS MILLS | 8015 | 5.74 | Residential | Behind the Meter | Yes | Trinity Solar, LLC | JCP&L |  | Accepted | 2025-07-21 | 2025-08-12 | 2026-08-12 | Solar Panels | HANWHA | Q.PEAK DUO BLK ML-G10.C+ 410 |  | 0.41 | 14 | 197 | 20 |  | Fixed | Roof
NJADRE1560120118 | Administratively Determined Incentive Program | EWING TOWNSHIP | 8628 | 7.74 | Residential | Behind the Meter | No | Green Power Energy, LLC | PSE&G |  | Accepted | 2025-07-21 | 2025-08-12 | 2026-08-12 | Solar Panels | SEG Solar | SEG-430-BTD-BG |  | 0.43 | 10 | 164 | 18 |  | Fixed | Roof
NJADRE1560120118 | Administratively Determined Incentive Program | EWING TOWNSHIP | 8628 | 7.74 | Residential | Behind the Meter | No | Green Power Energy, LLC | PSE&G |  | Accepted | 2025-07-21 | 2025-08-12 | 2026-08-12 | Solar Panels | SEG Solar | SEG-430-BTD-BG |  | 0.43 | 8 | 164 | 18 |  | Fixed | Roof
NJADRE1560120118 | Administratively Determined Incentive Program | EWING TOWNSHIP | 8628 | 7.74 | Residential | Behind the Meter | No | Green Power Energy, LLC | PSE&G |  | Accepted | 2025-07-21 | 2025-08-12 | 2026-08-12 | Inverters | Enphase Energy | IQ8MC-72-M-US [240V] | 320 |  | 18 |  |  | 0.98 |  | Outside | Roof
NJADRE1560120128 | Administratively Determined Incentive Program | WEST ORANGE TWP | 7052 | 4.35 | Residential | Behind the Meter | Yes | Integrity Solar & Home Solutions, LLC | PSE&G |  | Accepted | 2025-07-21 | 2025-08-13 | 2026-08-13 | Solar Panels | Q CELLS | Q.TRON BLK M-G2H+ 435 |  | 0.435 | 10 | 134 | 34 |  | Fixed | Roof
NJADRE1560120128 | Administratively Determined Incentive Program | WEST ORANGE TWP | 7052 | 4.35 | Residential | Behind the Meter | Yes | Integrity Solar & Home Solutions, LLC | PSE&G |  | Accepted | 2025-07-21 | 2025-08-13 | 2026-08-13 | Inverters | ENPHASE | IQ8HC | 380 |  | 10 |  |  | 0.98 |  | Other | UNDER EACH PANEL
NJADRE1560120135 | Administratively Determined Incentive Program | Trenton | 8619 | 6.96 | Residential | Behind the Meter | No | Skyline Solar, LLC | PSE&G |  | Accepted | 2025-07-21 | 2025-08-13 | 2026-08-13 | Solar Panels | Hanwha | Q. Tron BLK M-G2.H+ |  | 0.435 | 16 | 223 | 23 |  | Fixed | Roof
NJADRE1560120135 | Administratively Determined Incentive Program | Trenton | 8619 | 6.96 | Residential | Behind the Meter | No | Skyline Solar, LLC | PSE&G |  | Accepted | 2025-07-21 | 2025-08-13 | 2026-08-13 | Inverters | Solaredge | USE7600H-USMNBL75 | 7600 |  | 1 |  |  | 0.99 |  | Outside
NJADRE1560120149 | Administratively Determined Incentive Program | Union City | 7087 | 3.825 | Residential | Behind the Meter | Yes | Power Energy Solutions, LLC | PSE&G |  | Accepted | 2025-07-21 | 2025-08-12 | 2026-08-12 | Solar Panels | Trina Solar | TSM-425NE09RC.05 |  | 0.425 | 9 | 205 | 1 |  | Fixed | Roof
NJADRE1560120149 | Administratively Determined Incentive Program | Union City | 7087 | 3.825 | Residential | Behind the Meter | Yes | Power Energy Solutions, LLC | PSE&G |  | Accepted | 2025-07-21 | 2025-08-12 | 2026-08-12 | Inverters | SolarEdge | SE3800H-US | 4 |  | 1 |  |  | 0.97 |  | Outdoor
NJADRE1560120152 | Administratively Determined Incentive Program | WILLINGBORO | 8046 | 6.525 | Residential | Behind the Meter | Yes | Brilliant Installations, Inc. | PSE&G |  | Accepted | 2025-07-22 | 2025-08-13 | 2026-08-13 | Inverters | SOLAREDGE | USE5700H-USMNBL75 | 5760 |  | 1 |  |  | 0.97 |  | Outdoor
NJADRE1560120152 | Administratively Determined Incentive Program | WILLINGBORO | 8046 | 6.525 | Residential | Behind the Meter | Yes | Brilliant Installations, Inc. | PSE&G |  | Accepted | 2025-07-22 | 2025-08-13 | 2026-08-13 | Solar Panels | HANWHA QCELLS | Q.TRON BLK M-G2.H+ 435 |  | 0.435 | 15 | 167 | 31 |  | Fixed | Roof
NJADRE1560120155 | Administratively Determined Incentive Program | Jersey City | 7307 | 3.8 | Residential | Behind the Meter | Yes | Freedom Forever New Jersey, LLC | PSE&G |  | Accepted | 2025-07-21 | 2025-07-31 | 2026-07-31 | Inverters | Solar Edge | SE3800H-USRGM [SI1] | 3800 |  | 1 |  |  | 0.99 |  | Outdoor
NJADRE1560120155 | Administratively Determined Incentive Program | Jersey City | 7307 | 3.8 | Residential | Behind the Meter | Yes | Freedom Forever New Jersey, LLC | PSE&G |  | Accepted | 2025-07-21 | 2025-07-31 | 2026-07-31 | Solar Panels | Silfab | SIL-380 HC |  | 0.38 | 10 | 118 | 2 |  | Fixed | Roof
NJADRE1560120165 | Administratively Determined Incentive Program | MONTCLAIR TWP | 7043 | 16.81 | Residential | Behind the Meter | No | Tesla Energy Operations, Inc. | PSE&G |  | Accepted | 2025-07-21 | 2025-08-13 | 2026-08-13 | Solar Panels | Hanwha | Q.PEAK DUO BLK ML-G10+/TS 410 |  | 0.41 | 10 | 203 | 34 |  | Fixed | Roof
NJADRE1560120165 | Administratively Determined Incentive Program | MONTCLAIR TWP | 7043 | 16.81 | Residential | Behind the Meter | No | Tesla Energy Operations, Inc. | PSE&G |  | Accepted | 2025-07-21 | 2025-08-13 | 2026-08-13 | Solar Panels | Hanwha | Q.PEAK DUO BLK ML-G10+/TS 410 |  | 0.41 | 16 | 23 | 34 |  | Fixed | Roof
NJADRE1560120165 | Administratively Determined Incentive Program | MONTCLAIR TWP | 7043 | 16.81 | Residential | Behind the Meter | No | Tesla Energy Operations, Inc. | PSE&G |  | Accepted | 2025-07-21 | 2025-08-13 | 2026-08-13 | Solar Panels | Hanwha | Q.PEAK DUO BLK ML-G10+/TS 410 |  | 0.41 | 15 | 113 | 34 |  | Fixed | Roof
NJADRE1560120165 | Administratively Determined Incentive Program | MONTCLAIR TWP | 7043 | 16.81 | Residential | Behind the Meter | No | Tesla Energy Operations, Inc. | PSE&G |  | Accepted | 2025-07-21 | 2025-08-13 | 2026-08-13 | Electric Storage Battery | Tesla | Powerwall 3 |  |  | 3 |  |  |  | Lithium Ion |  | OUTSIDE
NJADRE1560120165 | Administratively Determined Incentive Program | MONTCLAIR TWP | 7043 | 16.81 | Residential | Behind the Meter | No | Tesla Energy Operations, Inc. | PSE&G |  | Accepted | 2025-07-21 | 2025-08-13 | 2026-08-13 | Inverters | Tesla | 1707000-XX-Y 11.5 kW | 11500 |  | 1 |  |  | 0.98 |  | Outdoor
NJADRE1560120169 | Administratively Determined Incentive Program | Lanoka Harbor | 8734 | 12.615 | Residential | Behind the Meter | No | Solar Energy World | JCP&L |  | Accepted | 2025-07-21 | 2025-08-12 | 2026-08-12 | Solar Panels | HANWHA | Q.TRON BLKM-G2+435W |  | 0.435 | 18 | 158 | 30 |  | Fixed | Roof
NJADRE1560120169 | Administratively Determined Incentive Program | Lanoka Harbor | 8734 | 12.615 | Residential | Behind the Meter | No | Solar Energy World | JCP&L |  | Accepted | 2025-07-21 | 2025-08-12 | 2026-08-12 | Solar Panels | HANWHA | Q.TRON BLKM-G2+435W |  | 0.435 | 4 | 158 | 32 |  | Fixed | Roof
NJADRE1560120169 | Administratively Determined Incentive Program | Lanoka Harbor | 8734 | 12.615 | Residential | Behind the Meter | No | Solar Energy World | JCP&L |  | Accepted | 2025-07-21 | 2025-08-12 | 2026-08-12 | Inverters | Enphase | IQ8MC-72-M-US | 320 |  | 29 |  |  | 0.97 |  | Outside
NJADRE1560120169 | Administratively Determined Incentive Program | Lanoka Harbor | 8734 | 12.615 | Residential | Behind the Meter | No | Solar Energy World | JCP&L |  | Accepted | 2025-07-21 | 2025-08-12 | 2026-08-12 | Solar Panels | HANWHA | Q.TRON BLKM-G2+435W |  | 0.435 | 7 | 158 | 29 |  | Fixed | Roof
NJADRE1560120171 | Administratively Determined Incentive Program | Elizabeth | 7208 | 10.44 | Residential | Behind the Meter | Yes | Brilliant Installations, Inc. | PSE&G |  | Accepted | 2025-07-21 | 2025-09-11 | 2026-09-11 | Inverters | SOLAREDGE | USE7600H-USMNBL75 | 7600 |  | 1 |  |  | 0.97 |  | Outdoor
NJADRE1560120171 | Administratively Determined Incentive Program | Elizabeth | 7208 | 10.44 | Residential | Behind the Meter | Yes | Brilliant Installations, Inc. | PSE&G |  | Accepted | 2025-07-21 | 2025-09-11 | 2026-09-11 | Solar Panels | HANWHA QCELLS | Q.TRON BLK M-G2.H+ 435 |  | 0.435 | 2 | 8 | 35 |  | Fixed | Roof
NJADRE1560120171 | Administratively Determined Incentive Program | Elizabeth | 7208 | 10.44 | Residential | Behind the Meter | Yes | Brilliant Installations, Inc. | PSE&G |  | Accepted | 2025-07-21 | 2025-09-11 | 2026-09-11 | Solar Panels | HANWHA QCELLS | Q.TRON BLK M-G2.H+ 435 |  | 0.435 | 7 | 8 | 35 |  | Fixed | Roof
NJADRE1560120171 | Administratively Determined Incentive Program | Elizabeth | 7208 | 10.44 | Residential | Behind the Meter | Yes | Brilliant Installations, Inc. | PSE&G |  | Accepted | 2025-07-21 | 2025-09-11 | 2026-09-11 | Solar Panels | HANWHA QCELLS | Q.TRON BLK M-G2.H+ 435 |  | 0.435 | 12 | 188 | 35 |  | Fixed | Roof
NJADRE1560120171 | Administratively Determined Incentive Program | Elizabeth | 7208 | 10.44 | Residential | Behind the Meter | Yes | Brilliant Installations, Inc. | PSE&G |  | Accepted | 2025-07-21 | 2025-09-11 | 2026-09-11 | Solar Panels | HANWHA QCELLS | Q.TRON BLK M-G2.H+ 435 |  | 0.435 | 3 | 98 | 35 |  | Fixed | Roof
NJADRE1560120173 | Administratively Determined Incentive Program | LAKEWOOD | 8701 | 17.745 | Residential | Behind the Meter | Yes | Kamtech Solar Solutions | JCP&L |  | Accepted | 2025-07-21 | 2025-08-12 | 2026-08-12 | Solar Panels | CANADIAN SOLAR | CS6.1-54TM-455 |  | 0.455 | 1 | 79 | 36 |  | Fixed | Roof
NJADRE1560120173 | Administratively Determined Incentive Program | LAKEWOOD | 8701 | 17.745 | Residential | Behind the Meter | Yes | Kamtech Solar Solutions | JCP&L |  | Accepted | 2025-07-21 | 2025-08-12 | 2026-08-12 | Solar Panels | CANADIAN SOLAR | CS6.1-54TM-455 |  | 0.455 | 18 | 79 | 35 |  | Fixed | Roof
NJADRE1560120173 | Administratively Determined Incentive Program | LAKEWOOD | 8701 | 17.745 | Residential | Behind the Meter | Yes | Kamtech Solar Solutions | JCP&L |  | Accepted | 2025-07-21 | 2025-08-12 | 2026-08-12 | Solar Panels | CANADIAN SOLAR | CS6.1-54TM-455 |  | 0.455 | 12 | 349 | 30 |  | Fixed | Roof
NJADRE1560120173 | Administratively Determined Incentive Program | LAKEWOOD | 8701 | 17.745 | Residential | Behind the Meter | Yes | Kamtech Solar Solutions | JCP&L |  | Accepted | 2025-07-21 | 2025-08-12 | 2026-08-12 | Solar Panels | CANADIAN SOLAR | CS6.1-54TM-455 |  | 0.455 | 8 | 169 | 28 |  | Fixed | Roof
NJADRE1560120173 | Administratively Determined Incentive Program | LAKEWOOD | 8701 | 17.745 | Residential | Behind the Meter | Yes | Kamtech Solar Solutions | JCP&L |  | Accepted | 2025-07-21 | 2025-08-12 | 2026-08-12 | Inverters | ENPHASE | IQ8AC-72M-US | 349 |  | 39 |  |  | 0.973 |  | Outdoor | ROOFTOP
NJADRE1560120181 | Administratively Determined Incentive Program | PORT NORRIS | 8349 | 7.74 | Residential | Behind the Meter | Yes | Sun Up Zero Down, LLC | AC Electric |  | Accepted | 2025-07-21 | 2025-08-13 | 2026-08-13 | Solar Panels | SEG | SEG-430-BTD-BG |  | 0.43 | 18 | 187 | 23 |  | Fixed | Roof
NJADRE1560120181 | Administratively Determined Incentive Program | PORT NORRIS | 8349 | 7.74 | Residential | Behind the Meter | Yes | Sun Up Zero Down, LLC | AC Electric |  | Accepted | 2025-07-21 | 2025-08-13 | 2026-08-13 | Inverters | Enphase | IQ8PLUS-72-2-US | 290 |  | 18 |  |  | 0.976 |  | Outdoor
NJADRE1560120181 | Administratively Determined Incentive Program | PORT NORRIS | 8349 | 7.74 | Residential | Behind the Meter | Yes | Sun Up Zero Down, LLC | AC Electric |  | Accepted | 2025-07-21 | 2025-08-13 | 2026-08-13 | Meters | Enphase | TBD |  |  | 1 |  |  |  | Yes | Outdoor
NJADRE1560120182 | Administratively Determined Incentive Program | Newark | 7104 | 7.74 | Residential | Behind the Meter | Yes | Posigen Developer, LLC | PSE&G |  | Accepted | 2025-07-21 | 2025-08-12 | 2026-08-12 | Solar Panels | Jinko Eagle | G6R JKM430N-54HL4-B |  | 0.43 | 18 | 33 | 5 |  | Fixed | Roof
NJADRE1560120182 | Administratively Determined Incentive Program | Newark | 7104 | 7.74 | Residential | Behind the Meter | Yes | Posigen Developer, LLC | PSE&G |  | Accepted | 2025-07-21 | 2025-08-12 | 2026-08-12 | Inverters | SolarEdge | SE7600H-US | 7600 |  | 1 |  |  | 0.99 |  | Outside | Within ten feet of meter
NJADRE1560120195 | Administratively Determined Incentive Program | Paterson | 7501 | 13.2 | Residential | Behind the Meter | No | Green Revolution Solar | PSE&G |  | Accepted | 2025-07-21 | 2025-08-21 | 2026-08-21 | Inverters | Tigo | TSI11.4K-US | 11400 |  | 1 |  |  | 0.97 |  | Indoor | near the utility meter
NJADRE1560120195 | Administratively Determined Incentive Program | Paterson | 7501 | 13.2 | Residential | Behind the Meter | No | Green Revolution Solar | PSE&G |  | Accepted | 2025-07-21 | 2025-08-21 | 2026-08-21 | Solar Panels | Phono Solar | PS550M6-24/TH |  | 0.55 | 24 | 103 | 15 |  | Fixed | Roof
NJADRE1560120197 | Administratively Determined Incentive Program | PARAMUS | 7652 | 15.99 | Residential | Behind the Meter | Yes | Trinity Solar, LLC | PSE&G |  | Accepted | 2025-07-21 | 2025-08-12 | 2026-08-12 | Inverters | Solar Edge | USE7600H-USMNBL75 | 7600 |  | 1 |  |  | 0.97 |  | Outdoor
NJADRE1560120197 | Administratively Determined Incentive Program | PARAMUS | 7652 | 15.99 | Residential | Behind the Meter | Yes | Trinity Solar, LLC | PSE&G |  | Accepted | 2025-07-21 | 2025-08-12 | 2026-08-12 | Solar Panels | HANWHA | (Q.PEAK DUO BLK ML-G10.C+ 410) |  | 0.41 | 2 | 312 | 25 |  | Fixed | Roof
NJADRE1560120197 | Administratively Determined Incentive Program | PARAMUS | 7652 | 15.99 | Residential | Behind the Meter | Yes | Trinity Solar, LLC | PSE&G |  | Accepted | 2025-07-21 | 2025-08-12 | 2026-08-12 | Solar Panels | HANWHA | (Q.PEAK DUO BLK ML-G10.C+ 410) |  | 0.41 | 13 | 132 | 30 |  | Fixed | Roof
NJADRE1560120197 | Administratively Determined Incentive Program | PARAMUS | 7652 | 15.99 | Residential | Behind the Meter | Yes | Trinity Solar, LLC | PSE&G |  | Accepted | 2025-07-21 | 2025-08-12 | 2026-08-12 | Solar Panels | HANWHA | (Q.PEAK DUO BLK ML-G10.C+ 410) |  | 0.41 | 9 | 222 | 44 |  | Fixed | Roof
NJADRE1560120197 | Administratively Determined Incentive Program | PARAMUS | 7652 | 15.99 | Residential | Behind the Meter | Yes | Trinity Solar, LLC | PSE&G |  | Accepted | 2025-07-21 | 2025-08-12 | 2026-08-12 | Solar Panels | HANWHA | (Q.PEAK DUO BLK ML-G10.C+ 410) |  | 0.41 | 4 | 132 | 20 |  | Fixed | Roof
NJADRE1560120197 | Administratively Determined Incentive Program | PARAMUS | 7652 | 15.99 | Residential | Behind the Meter | Yes | Trinity Solar, LLC | PSE&G |  | Accepted | 2025-07-21 | 2025-08-12 | 2026-08-12 | Inverters | Solar Edge | USE5700H-USMNBL75 | 5760 |  | 1 |  |  | 0.97 |  | Outdoor
NJADRE1560120197 | Administratively Determined Incentive Program | PARAMUS | 7652 | 15.99 | Residential | Behind the Meter | Yes | Trinity Solar, LLC | PSE&G |  | Accepted | 2025-07-21 | 2025-08-12 | 2026-08-12 | Solar Panels | HANWHA | (Q.PEAK DUO BLK ML-G10.C+ 410) |  | 0.41 | 11 | 312 | 30 |  | Fixed | Roof
NJADRE1560120200 | Administratively Determined Incentive Program | QUINTON | 8072 | 10.875 | Residential | Behind the Meter | No | Integrity Solar & Home Solutions, LLC | AC Electric |  | Accepted | 2025-07-21 | 2025-08-12 | 2026-08-12 | Solar Panels | Q CELLS | Q.TRON BLK M-G2H+ 435 |  | 0.435 | 4 | 213 | 9 |  | Fixed | Roof
NJADRE1560120200 | Administratively Determined Incentive Program | QUINTON | 8072 | 10.875 | Residential | Behind the Meter | No | Integrity Solar & Home Solutions, LLC | AC Electric |  | Accepted | 2025-07-21 | 2025-08-12 | 2026-08-12 | Solar Panels | Q CELLS | Q.TRON BLK M-G2H+ 435 |  | 0.435 | 21 | 213 | 15 |  | Fixed | Roof
NJADRE1560120200 | Administratively Determined Incentive Program | QUINTON | 8072 | 10.875 | Residential | Behind the Meter | No | Integrity Solar & Home Solutions, LLC | AC Electric |  | Accepted | 2025-07-21 | 2025-08-12 | 2026-08-12 | Inverters | ENPHASE | IQ8HC | 380 |  | 25 |  |  | 0.98 |  | Other | UNDER EACH PANEL
NJADRE1560120212 | Administratively Determined Incentive Program | Pompton Lakes | 7442 | 6.225 | Residential | Behind the Meter | Yes | Fusion Solar Energy, LLC | JCP&L |  | Accepted | 2025-07-21 | 2025-08-12 | 2026-08-12 | Solar Panels | QCELLS | Q.PEAK DUO BLK ML-G10+ |  | 0.415 | 2 | 268 | 26 |  | Fixed | Roof
NJADRE1560120212 | Administratively Determined Incentive Program | Pompton Lakes | 7442 | 6.225 | Residential | Behind the Meter | Yes | Fusion Solar Energy, LLC | JCP&L |  | Accepted | 2025-07-21 | 2025-08-12 | 2026-08-12 | Inverters | ENPHASE | IQ8HC-72-M-DOM-US | 380 |  | 15 |  |  | 0.973 |  | Outside | Roof
NJADRE1560120212 | Administratively Determined Incentive Program | Pompton Lakes | 7442 | 6.225 | Residential | Behind the Meter | Yes | Fusion Solar Energy, LLC | JCP&L |  | Accepted | 2025-07-21 | 2025-08-12 | 2026-08-12 | Solar Panels | QCELLS | Q.PEAK DUO BLK ML-G10+ |  | 0.415 | 13 | 91 | 22 |  | Fixed | Roof
NJADRE1560120215 | Administratively Determined Incentive Program | WOODBURY | 8096 | 7.695 | Residential | Behind the Meter | Yes | Sunrun Installation Services, Inc. | PSE&G |  | Accepted | 2025-07-21 | 2025-08-12 | 2026-08-12 | Inverters | SolarEdge Technologies | SE5700H-USMN | 5760 |  | 1 |  |  | 0.99 |  | Outdoor
NJADRE1560120215 | Administratively Determined Incentive Program | WOODBURY | 8096 | 7.695 | Residential | Behind the Meter | Yes | Sunrun Installation Services, Inc. | PSE&G |  | Accepted | 2025-07-21 | 2025-08-12 | 2026-08-12 | Solar Panels | JA Solar | JAM54S31-405/MR |  | 0.405 | 3 | 308 | 27 |  | Fixed | Roof
NJADRE1560120215 | Administratively Determined Incentive Program | WOODBURY | 8096 | 7.695 | Residential | Behind the Meter | Yes | Sunrun Installation Services, Inc. | PSE&G |  | Accepted | 2025-07-21 | 2025-08-12 | 2026-08-12 | Solar Panels | JA Solar | JAM54S31-405/MR |  | 0.405 | 16 | 128 | 27 |  | Fixed | Roof
NJADRE1560120216 | Administratively Determined Incentive Program | Clementon | 8021 | 12.9 | Residential | Behind the Meter | Yes | EMT Renewables, LLC | AC Electric |  | Accepted | 2025-07-21 | 2025-08-18 | 2026-08-18 | Solar Panels | SEG SOLAR | SEG 430 |  | 0.43 | 5 | 157 | 15 |  | Fixed | Roof
NJADRE1560120216 | Administratively Determined Incentive Program | Clementon | 8021 | 12.9 | Residential | Behind the Meter | Yes | EMT Renewables, LLC | AC Electric |  | Accepted | 2025-07-21 | 2025-08-18 | 2026-08-18 | Solar Panels | SEG SOLAR | SEG 430 |  | 0.43 | 14 | 337 | 27 |  | Fixed | Roof
NJADRE1560120216 | Administratively Determined Incentive Program | Clementon | 8021 | 12.9 | Residential | Behind the Meter | Yes | EMT Renewables, LLC | AC Electric |  | Accepted | 2025-07-21 | 2025-08-18 | 2026-08-18 | Solar Panels | SEG SOLAR | SEG 430 |  | 0.43 | 11 | 157 | 27 |  | Fixed | Roof
NJADRE1560120216 | Administratively Determined Incentive Program | Clementon | 8021 | 12.9 | Residential | Behind the Meter | Yes | EMT Renewables, LLC | AC Electric |  | Accepted | 2025-07-21 | 2025-08-18 | 2026-08-18 | Inverters | IQ8HC | IQ8+ | 290 |  | 30 |  |  | 0.98 |  | Other | UNDER EACH PANEL
NJADRE1560120220 | Administratively Determined Incentive Program | CHERRY HILL TOWNSHIP | 8034 | 10.875 | Residential | Behind the Meter | Yes | Integrity Solar & Home Solutions, LLC | PSE&G |  | Accepted | 2025-07-21 | 2025-08-13 | 2026-08-13 | Solar Panels | Q CELLS | Q.TRON BLK M-G2H+ 435 |  | 0.435 | 9 | 105 | 21 |  | Fixed | Roof
NJADRE1560120220 | Administratively Determined Incentive Program | CHERRY HILL TOWNSHIP | 8034 | 10.875 | Residential | Behind the Meter | Yes | Integrity Solar & Home Solutions, LLC | PSE&G |  | Accepted | 2025-07-21 | 2025-08-13 | 2026-08-13 | Solar Panels | Q CELLS | Q.TRON BLK M-G2H+ 435 |  | 0.435 | 3 | 105 | 20 |  | Fixed | Roof
NJADRE1560120220 | Administratively Determined Incentive Program | CHERRY HILL TOWNSHIP | 8034 | 10.875 | Residential | Behind the Meter | Yes | Integrity Solar & Home Solutions, LLC | PSE&G |  | Accepted | 2025-07-21 | 2025-08-13 | 2026-08-13 | Solar Panels | Q CELLS | Q.TRON BLK M-G2H+ 435 |  | 0.435 | 3 | 15 | 20 |  | Fixed | Roof
NJADRE1560120220 | Administratively Determined Incentive Program | CHERRY HILL TOWNSHIP | 8034 | 10.875 | Residential | Behind the Meter | Yes | Integrity Solar & Home Solutions, LLC | PSE&G |  | Accepted | 2025-07-21 | 2025-08-13 | 2026-08-13 | Solar Panels | Q CELLS | Q.TRON BLK M-G2H+ 435 |  | 0.435 | 8 | 285 | 21 |  | Fixed | Roof
NJADRE1560120220 | Administratively Determined Incentive Program | CHERRY HILL TOWNSHIP | 8034 | 10.875 | Residential | Behind the Meter | Yes | Integrity Solar & Home Solutions, LLC | PSE&G |  | Accepted | 2025-07-21 | 2025-08-13 | 2026-08-13 | Inverters | ENPHASE | IQ8HC | 380 |  | 25 |  |  | 0.98 |  | Other | UNDER EACH PANEL
NJADRE1560120220 | Administratively Determined Incentive Program | CHERRY HILL TOWNSHIP | 8034 | 10.875 | Residential | Behind the Meter | Yes | Integrity Solar & Home Solutions, LLC | PSE&G |  | Accepted | 2025-07-21 | 2025-08-13 | 2026-08-13 | Solar Panels | Q CELLS | Q.TRON BLK M-G2H+ 435 |  | 0.435 | 2 | 195 | 20 |  | Fixed | Roof
NJADRE1560120221 | Administratively Determined Incentive Program | Newark | 7112 | 8 | Residential | Behind the Meter | Yes | Freedom Forever New Jersey, LLC | PSE&G |  | Accepted | 2025-07-21 | 2025-08-14 | 2026-08-14 | Solar Panels | Freedom Forever | F-MP-BBB-400 |  | 0.4 | 8 | 35 | 25 |  | Fixed | Roof
NJADRE1560120221 | Administratively Determined Incentive Program | Newark | 7112 | 8 | Residential | Behind the Meter | Yes | Freedom Forever New Jersey, LLC | PSE&G |  | Accepted | 2025-07-21 | 2025-08-14 | 2026-08-14 | Inverters | Solar Edge | SE6000H-USRGM [SI1] | 6000 |  | 1 |  |  | 0.99 |  | Outdoor
NJADRE1560120221 | Administratively Determined Incentive Program | Newark | 7112 | 8 | Residential | Behind the Meter | Yes | Freedom Forever New Jersey, LLC | PSE&G |  | Accepted | 2025-07-21 | 2025-08-14 | 2026-08-14 | Solar Panels | Freedom Forever | F-MP-BBB-400 |  | 0.4 | 8 | 35 | 10 |  | Fixed | Roof
NJADRE1560120221 | Administratively Determined Incentive Program | Newark | 7112 | 8 | Residential | Behind the Meter | Yes | Freedom Forever New Jersey, LLC | PSE&G |  | Accepted | 2025-07-21 | 2025-08-14 | 2026-08-14 | Solar Panels | Freedom Forever | FF-MP-BBB-400 |  | 0.4 | 2 | 125 | 25 |  | Fixed | Roof
NJADRE1560120221 | Administratively Determined Incentive Program | Newark | 7112 | 8 | Residential | Behind the Meter | Yes | Freedom Forever New Jersey, LLC | PSE&G |  | Accepted | 2025-07-21 | 2025-08-14 | 2026-08-14 | Solar Panels | Freedom Forever | FF-MP-BBB-400 |  | 0.4 | 2 | 215 | 25 |  | Fixed | Roof
NJADRE1560120232 | Administratively Determined Incentive Program | Vineland | 8360 | 13.05 | Residential | Behind the Meter | Yes | SunnyMac, LLC | AC Electric |  | Accepted | 2025-07-21 | 2025-08-12 | 2026-08-12 | Solar Panels | HANWHA | Q.TRON BLK M-G2.H+ |  | 0.435 | 15 | 94 | 19 |  | Fixed | Roof
NJADRE1560120232 | Administratively Determined Incentive Program | Vineland | 8360 | 13.05 | Residential | Behind the Meter | Yes | SunnyMac, LLC | AC Electric |  | Accepted | 2025-07-21 | 2025-08-12 | 2026-08-12 | Inverters | SOLAREDGE HOME HUB | SE10000H-US | 10000 |  | 1 |  |  | 0.99 |  | Outdoor | next to meter
NJADRE1560120232 | Administratively Determined Incentive Program | Vineland | 8360 | 13.05 | Residential | Behind the Meter | Yes | SunnyMac, LLC | AC Electric |  | Accepted | 2025-07-21 | 2025-08-12 | 2026-08-12 | Solar Panels | HANWHA | Q.TRON BLK M-G2.H+ |  | 0.435 | 13 | 274 | 19 |  | Fixed | Roof
NJADRE1560120232 | Administratively Determined Incentive Program | Vineland | 8360 | 13.05 | Residential | Behind the Meter | Yes | SunnyMac, LLC | AC Electric |  | Accepted | 2025-07-21 | 2025-08-12 | 2026-08-12 | Solar Panels | HANWHA | Q.TRON BLK M-G2.H+ |  | 0.435 | 2 | 274 | 19 |  | Fixed | Roof
NJADRE1560120234 | Administratively Determined Incentive Program | Gloucester Twp | 8029 | 10.005 | Residential | Behind the Meter | Yes | Integrity Solar & Home Solutions, LLC | PSE&G |  | Accepted | 2025-07-21 | 2025-08-13 | 2026-08-13 | Solar Panels | Q CELLS | Q.TRON BLK M-G2H+ 435 |  | 0.435 | 3 | 338 | 25 |  | Fixed | Roof
NJADRE1560120234 | Administratively Determined Incentive Program | Gloucester Twp | 8029 | 10.005 | Residential | Behind the Meter | Yes | Integrity Solar & Home Solutions, LLC | PSE&G |  | Accepted | 2025-07-21 | 2025-08-13 | 2026-08-13 | Inverters | ENPHASE | IQ8HC | 380 |  | 23 |  |  | 0.98 |  | Other | UNDER EACH PANEL
NJADRE1560120234 | Administratively Determined Incentive Program | Gloucester Twp | 8029 | 10.005 | Residential | Behind the Meter | Yes | Integrity Solar & Home Solutions, LLC | PSE&G |  | Accepted | 2025-07-21 | 2025-08-13 | 2026-08-13 | Solar Panels | Q CELLS | Q.TRON BLK M-G2H+ 435 |  | 0.435 | 20 | 158 | 25 |  | Fixed | Roof
NJADRE1560120238 | Administratively Determined Incentive Program | Union | 7083 | 5.265 | Residential | Behind the Meter | Yes | Sunrun Installation Services, Inc. | PSE&G |  | Accepted | 2025-07-21 | 2025-08-12 | 2026-08-12 | Solar Panels | JA SOLAR | JAM54S31-405/MR |  | 0.405 | 13 | 138 | 33 |  | Fixed | Roof
NJADRE1560120238 | Administratively Determined Incentive Program | Union | 7083 | 5.265 | Residential | Behind the Meter | Yes | Sunrun Installation Services, Inc. | PSE&G |  | Accepted | 2025-07-21 | 2025-08-12 | 2026-08-12 | Inverters | SOLAREDGE TECHNOLOGIES | SE3800H-USMN | 3800 |  | 1 |  |  | 0.99 |  | Outdoor
NJADRE1560120244 | Administratively Determined Incentive Program | Carteret | 7008 | 3.4 | Residential | Behind the Meter | Yes | Power Energy Solutions, LLC | PSE&G |  | Accepted | 2025-07-21 | 2025-08-14 | 2026-08-14 | Inverters | SolarEdge | SE3800H-US | 4 |  | 1 |  |  | 0.97 |  | Outdoor
NJADRE1560120244 | Administratively Determined Incentive Program | Carteret | 7008 | 3.4 | Residential | Behind the Meter | Yes | Power Energy Solutions, LLC | PSE&G |  | Accepted | 2025-07-21 | 2025-08-14 | 2026-08-14 | Solar Panels | Trina Solar | TSM-425NE09RC.05 |  | 0.425 | 8 | 169 | 26 |  | Fixed | Roof
NJADRE1560120254 | Administratively Determined Incentive Program | NORTH BRUNSWICK | 8902 | 6.885 | Residential | Behind the Meter | Yes | Sunrun Installation Services, Inc. | PSE&G |  | Accepted | 2025-07-21 | 2025-08-12 | 2026-08-12 | Inverters | SolarEdge Technologies | SE5700H-USMN | 5760 |  | 1 |  |  | 0.99 |  | Outdoor
NJADRE1560120254 | Administratively Determined Incentive Program | NORTH BRUNSWICK | 8902 | 6.885 | Residential | Behind the Meter | Yes | Sunrun Installation Services, Inc. | PSE&G |  | Accepted | 2025-07-21 | 2025-08-12 | 2026-08-12 | Solar Panels | JA Solar | JAM54S31-405/MR |  | 0.405 | 8 | 219 | 23 |  | Fixed | Roof
NJADRE1560120254 | Administratively Determined Incentive Program | NORTH BRUNSWICK | 8902 | 6.885 | Residential | Behind the Meter | Yes | Sunrun Installation Services, Inc. | PSE&G |  | Accepted | 2025-07-21 | 2025-08-12 | 2026-08-12 | Solar Panels | JA Solar | JAM54S31-405/MR |  | 0.405 | 9 | 219 | 23 |  | Fixed | Roof
NJADRE1560120278 | Administratively Determined Incentive Program | Berlin | 8009 | 8.7 | Residential | Behind the Meter | Yes | SunnyMac, LLC | AC Electric |  | Accepted | 2025-07-21 | 2025-08-12 | 2026-08-12 | Solar Panels | HANWHA | Q.TRON BLK M-G2.H+ |  | 0.435 | 3 | 219 | 45 |  | Fixed | Roof
NJADRE1560120278 | Administratively Determined Incentive Program | Berlin | 8009 | 8.7 | Residential | Behind the Meter | Yes | SunnyMac, LLC | AC Electric |  | Accepted | 2025-07-21 | 2025-08-12 | 2026-08-12 | Solar Panels | HANWHA | Q.TRON BLK M-G2.H+ |  | 0.435 | 5 | 129 | 7 |  | Fixed | Roof
NJADRE1560120278 | Administratively Determined Incentive Program | Berlin | 8009 | 8.7 | Residential | Behind the Meter | Yes | SunnyMac, LLC | AC Electric |  | Accepted | 2025-07-21 | 2025-08-12 | 2026-08-12 | Solar Panels | HANWHA | Q.TRON BLK M-G2.H+ |  | 0.435 | 4 | 129 | 39 |  | Fixed | Roof
NJADRE1560120278 | Administratively Determined Incentive Program | Berlin | 8009 | 8.7 | Residential | Behind the Meter | Yes | SunnyMac, LLC | AC Electric |  | Accepted | 2025-07-21 | 2025-08-12 | 2026-08-12 | Solar Panels | HANWHA | Q.TRON BLK M-G2.H+ |  | 0.435 | 8 | 309 | 16 |  | Fixed | Roof
NJADRE1560120278 | Administratively Determined Incentive Program | Berlin | 8009 | 8.7 | Residential | Behind the Meter | Yes | SunnyMac, LLC | AC Electric |  | Accepted | 2025-07-21 | 2025-08-12 | 2026-08-12 | Inverters | SOLAREDGE HOME HUB | SE5700H-US | 5760 |  | 1 |  |  | 0.99 |  | Outdoor | next to meter
NJADRE1560120279 | Administratively Determined Incentive Program | Jamesburg | 8831 | 7.83 | Residential | Behind the Meter | Yes | Integrity Solar & Home Solutions, LLC | JCP&L |  | Accepted | 2025-07-21 | 2025-08-13 | 2026-08-13 | Inverters | ENPHASE | IQ8HC | 380 |  | 18 |  |  | 0.98 |  | Other | UNDER EACH PANEL
NJADRE1560120279 | Administratively Determined Incentive Program | Jamesburg | 8831 | 7.83 | Residential | Behind the Meter | Yes | Integrity Solar & Home Solutions, LLC | JCP&L |  | Accepted | 2025-07-21 | 2025-08-13 | 2026-08-13 | Solar Panels | Q CELLS | Q.TRON BLK M-G2H+ 435 |  | 0.435 | 18 | 120 | 32 |  | Fixed | Roof
NJADRE1560120284 | Administratively Determined Incentive Program | Chesterfield | 8515 | 6.88 | Residential | Behind the Meter | Yes | Infinity Solar Systems, LLC | PSE&G |  | Accepted | 2025-07-21 | 2025-08-12 | 2026-08-12 | Solar Panels | SEG SOLAR | SEG-430-BTD-BG |  | 0.43 | 10 | 166 | 27 |  | Fixed | Roof
NJADRE1560120284 | Administratively Determined Incentive Program | Chesterfield | 8515 | 6.88 | Residential | Behind the Meter | Yes | Infinity Solar Systems, LLC | PSE&G |  | Accepted | 2025-07-21 | 2025-08-12 | 2026-08-12 | Inverters | Enphase | IQ8MC-72-M-US | 320 |  | 16 |  |  | 0.97 |  | Outdoor
NJADRE1560120284 | Administratively Determined Incentive Program | Chesterfield | 8515 | 6.88 | Residential | Behind the Meter | Yes | Infinity Solar Systems, LLC | PSE&G |  | Accepted | 2025-07-21 | 2025-08-12 | 2026-08-12 | Solar Panels | SEG SOLAR | SEG-430-BTD-BG |  | 0.43 | 6 | 256 | 40 |  | Fixed | Roof
NJADRE1560120596 | Administratively Determined Incentive Program | East Winsor | 8520 | 8.4 | Residential | Behind the Meter | Yes | Freedom Forever New Jersey, LLC | JCP&L |  | Accepted | 2025-07-21 | 2025-08-13 | 2026-08-13 | Solar Panels | Silfab | SIL-400 HC+ |  | 0.4 | 11 | 187 | 25 |  | Fixed | Roof
NJADRE1560120596 | Administratively Determined Incentive Program | East Winsor | 8520 | 8.4 | Residential | Behind the Meter | Yes | Freedom Forever New Jersey, LLC | JCP&L |  | Accepted | 2025-07-21 | 2025-08-13 | 2026-08-13 | Inverters | Solar Edge | SE7600H-USRGM [SI1 | 7600 |  | 1 |  |  | 0.99 |  | Outdoor
NJADRE1560120596 | Administratively Determined Incentive Program | East Winsor | 8520 | 8.4 | Residential | Behind the Meter | Yes | Freedom Forever New Jersey, LLC | JCP&L |  | Accepted | 2025-07-21 | 2025-08-13 | 2026-08-13 | Solar Panels | Silfab | SIL-400 HC+ |  | 0.4 | 10 | 7 | 25 |  | Fixed | Roof
NJADRE1560120613 | Administratively Determined Incentive Program | BELVIDERE | 7823 | 17.01 | Residential | Behind the Meter | Yes | Sunrun Installation Services, Inc. | JCP&L |  | Accepted | 2025-07-21 | 2025-08-12 | 2026-08-12 | Solar Panels | JA Solar | JAM54S31-405/MR |  | 0.405 | 14 | 306 | 18 |  | Fixed | Roof
NJADRE1560120613 | Administratively Determined Incentive Program | BELVIDERE | 7823 | 17.01 | Residential | Behind the Meter | Yes | Sunrun Installation Services, Inc. | JCP&L |  | Accepted | 2025-07-21 | 2025-08-12 | 2026-08-12 | Inverters | SolarEdge Technologies | SE5700H-USMN | 5760 |  | 2 |  |  | 0.99 |  | Outdoor
NJADRE1560120613 | Administratively Determined Incentive Program | BELVIDERE | 7823 | 17.01 | Residential | Behind the Meter | Yes | Sunrun Installation Services, Inc. | JCP&L |  | Accepted | 2025-07-21 | 2025-08-12 | 2026-08-12 | Solar Panels | JA Solar | JAM54S31-405/MR |  | 0.405 | 12 | 126 | 18 |  | Fixed | Roof
NJADRE1560120613 | Administratively Determined Incentive Program | BELVIDERE | 7823 | 17.01 | Residential | Behind the Meter | Yes | Sunrun Installation Services, Inc. | JCP&L |  | Accepted | 2025-07-21 | 2025-08-12 | 2026-08-12 | Solar Panels | JA Solar | JAM54S31-405/MR |  | 0.405 | 8 | 306 | 18 |  | Fixed | Roof
NJADRE1560120613 | Administratively Determined Incentive Program | BELVIDERE | 7823 | 17.01 | Residential | Behind the Meter | Yes | Sunrun Installation Services, Inc. | JCP&L |  | Accepted | 2025-07-21 | 2025-08-12 | 2026-08-12 | Solar Panels | JA Solar | JAM54S31-405/MR |  | 0.405 | 8 | 126 | 18 |  | Fixed | Roof
NJADRE1560120633 | Administratively Determined Incentive Program | EVESHAM | 8053 | 6.8 | Residential | Behind the Meter | Yes | Whitman Construction, LLC | PSE&G |  | Accepted | 2025-07-21 | 2025-08-12 | 2026-08-12 | Solar Panels | JINKO SOLAR | JKM425N-54HL4-B |  | 0.425 | 16 | 149 | 22 |  | Fixed | Roof
NJADRE1560120633 | Administratively Determined Incentive Program | EVESHAM | 8053 | 6.8 | Residential | Behind the Meter | Yes | Whitman Construction, LLC | PSE&G |  | Accepted | 2025-07-21 | 2025-08-12 | 2026-08-12 | Inverters | ENPHASE | IQ8HC-72-M-DOM-US | 380 |  | 16 |  |  | 0.973 |  | Outdoor
NJADRE1560120819 | Administratively Determined Incentive Program | PRINCETON | 8540 | 19.575 | Residential | Behind the Meter | No | Voltaic Solaire, LLC | PSE&G |  | Accepted | 2025-07-21 | 2025-08-13 | 2026-08-13 | Solar Panels | HYUNDAI | HIN-T435NF |  | 0.435 | 16 | 69 | 45 |  | Fixed | Roof
NJADRE1560120819 | Administratively Determined Incentive Program | PRINCETON | 8540 | 19.575 | Residential | Behind the Meter | No | Voltaic Solaire, LLC | PSE&G |  | Accepted | 2025-07-21 | 2025-08-13 | 2026-08-13 | Inverters | Solaredge | SE6000H-US | 6000 |  | 1 |  |  | 0.98 |  | Outside
NJADRE1560120819 | Administratively Determined Incentive Program | PRINCETON | 8540 | 19.575 | Residential | Behind the Meter | No | Voltaic Solaire, LLC | PSE&G |  | Accepted | 2025-07-21 | 2025-08-13 | 2026-08-13 | Solar Panels | HYUNDAI | HIN-T435NF |  | 0.435 | 17 | 249 | 45 |  | Fixed | Roof
NJADRE1560120819 | Administratively Determined Incentive Program | PRINCETON | 8540 | 19.575 | Residential | Behind the Meter | No | Voltaic Solaire, LLC | PSE&G |  | Accepted | 2025-07-21 | 2025-08-13 | 2026-08-13 | Inverters | Solaredge | SE10000H-US | 10000 |  | 1 |  |  | 0.98 |  | Outside
NJADRE1560120819 | Administratively Determined Incentive Program | PRINCETON | 8540 | 19.575 | Residential | Behind the Meter | No | Voltaic Solaire, LLC | PSE&G |  | Accepted | 2025-07-21 | 2025-08-13 | 2026-08-13 | Solar Panels | HYUNDAI | HIN-T435NF |  | 0.435 | 12 | 69 | 45 |  | Fixed | Roof
NJADRE1560120834 | Administratively Determined Incentive Program | NORTH PLAINFIELD BORO | 7060 | 4.05 | Residential | Behind the Meter | Yes | Sunrun Installation Services, Inc. | PSE&G |  | Accepted | 2025-07-21 | 2025-08-12 | 2026-08-12 | Inverters | SolarEdge Technologies | SE3800H-USMN | 3800 |  | 1 |  |  | 0.99 |  | Outdoor
NJADRE1560120834 | Administratively Determined Incentive Program | NORTH PLAINFIELD BORO | 7060 | 4.05 | Residential | Behind the Meter | Yes | Sunrun Installation Services, Inc. | PSE&G |  | Accepted | 2025-07-21 | 2025-08-12 | 2026-08-12 | Solar Panels | JA Solar | JAM54S31-405/MR |  | 0.405 | 5 | 129 | 32 |  | Fixed | Roof
NJADRE1560120834 | Administratively Determined Incentive Program | NORTH PLAINFIELD BORO | 7060 | 4.05 | Residential | Behind the Meter | Yes | Sunrun Installation Services, Inc. | PSE&G |  | Accepted | 2025-07-21 | 2025-08-12 | 2026-08-12 | Solar Panels | JA Solar | JAM54S31-405/MR |  | 0.405 | 5 | 309 | 32 |  | Fixed | Roof
NJADRE1560120871 | Administratively Determined Incentive Program | Hamilton | 8629 | 7.38 | Residential | Behind the Meter | Yes | Trinity Solar, LLC | PSE&G |  | Accepted | 2025-07-21 | 2025-08-12 | 2026-08-12 | Solar Panels | HANWHA 410 (Q.PEAK DUO BLK ML-G10+410) | HANWHA 410 (Q.PEAK DUO BLK ML-G10+410) |  | 0.41 | 7 | 243 | 15 |  | Fixed | Roof
NJADRE1560120871 | Administratively Determined Incentive Program | Hamilton | 8629 | 7.38 | Residential | Behind the Meter | Yes | Trinity Solar, LLC | PSE&G |  | Accepted | 2025-07-21 | 2025-08-12 | 2026-08-12 | Solar Panels | HANWHA 410 (Q.PEAK DUO BLK ML-G10+410) | HANWHA 410 (Q.PEAK DUO BLK ML-G10+410) |  | 0.41 | 2 | 243 | 13 |  | Fixed | Roof
NJADRE1560120871 | Administratively Determined Incentive Program | Hamilton | 8629 | 7.38 | Residential | Behind the Meter | Yes | Trinity Solar, LLC | PSE&G |  | Accepted | 2025-07-21 | 2025-08-12 | 2026-08-12 | Solar Panels | HANWHA 410 (Q.PEAK DUO BLK ML-G10+410) | HANWHA 410 (Q.PEAK DUO BLK ML-G10+410) |  | 0.41 | 9 | 63 | 20 |  | Fixed | Roof
NJADRE1560120871 | Administratively Determined Incentive Program | Hamilton | 8629 | 7.38 | Residential | Behind the Meter | Yes | Trinity Solar, LLC | PSE&G |  | Accepted | 2025-07-21 | 2025-08-12 | 2026-08-12 | Inverters | SOLAREDGE | SE6000H-US | 6000 |  | 1 |  |  | 0.97 |  | Outside
NJADRE1560120872 | Administratively Determined Incentive Program | PATERSON | 7502 | 12.865 | Residential | Behind the Meter | Yes | Big Wave Roofing and Solar, LLC | PSE&G |  | Accepted | 2025-07-21 | 2025-08-12 | 2026-08-12 | Solar Panels | Q cells | Q.PEAK DUO BLK ML-G10.C+415w |  | 0.415 | 4 | 319 | 5 |  | Fixed | Roof
NJADRE1560120872 | Administratively Determined Incentive Program | PATERSON | 7502 | 12.865 | Residential | Behind the Meter | Yes | Big Wave Roofing and Solar, LLC | PSE&G |  | Accepted | 2025-07-21 | 2025-08-12 | 2026-08-12 | Solar Panels | Q cells | Q.PEAK DUO BLK ML-G10.C+415w |  | 0.415 | 5 | 139 | 37 |  | Fixed | Roof
NJADRE1560120872 | Administratively Determined Incentive Program | PATERSON | 7502 | 12.865 | Residential | Behind the Meter | Yes | Big Wave Roofing and Solar, LLC | PSE&G |  | Accepted | 2025-07-21 | 2025-08-12 | 2026-08-12 | Solar Panels | Q cells | Q.PEAK DUO BLK ML-G10.C+415w |  | 0.415 | 4 | 319 | 38 |  | Fixed | Roof
NJADRE1560120872 | Administratively Determined Incentive Program | PATERSON | 7502 | 12.865 | Residential | Behind the Meter | Yes | Big Wave Roofing and Solar, LLC | PSE&G |  | Accepted | 2025-07-21 | 2025-08-12 | 2026-08-12 | Solar Panels | Q cells | Q.PEAK DUO BLK ML-G10.C+415w |  | 0.415 | 12 | 49 | 5 |  | Fixed | Roof
NJADRE1560120872 | Administratively Determined Incentive Program | PATERSON | 7502 | 12.865 | Residential | Behind the Meter | Yes | Big Wave Roofing and Solar, LLC | PSE&G |  | Accepted | 2025-07-21 | 2025-08-12 | 2026-08-12 | Inverters | Enphase | IQ8HC-72-M-DOM-US | 380 |  | 31 |  |  | 0.98 |  | Outdoor
NJADRE1560120872 | Administratively Determined Incentive Program | PATERSON | 7502 | 12.865 | Residential | Behind the Meter | Yes | Big Wave Roofing and Solar, LLC | PSE&G |  | Accepted | 2025-07-21 | 2025-08-12 | 2026-08-12 | Solar Panels | Q cells | Q.PEAK DUO BLK ML-G10.C+415w |  | 0.415 | 6 | 139 | 5 |  | Fixed | Roof
NJADRE1560120883 | Administratively Determined Incentive Program | SPARTA | 7871 | 9.84 | Residential | Behind the Meter | No | Tesla Energy Operations, Inc. | JCP&L |  | Accepted | 2025-07-21 | 2025-08-13 | 2026-08-13 | Inverters | Tesla | 7.6 kW Tesla Inc 1538000-XX-Y | 7600 |  | 1 |  |  | 0.98 |  | Outdoor
NJADRE1560120883 | Administratively Determined Incentive Program | SPARTA | 7871 | 9.84 | Residential | Behind the Meter | No | Tesla Energy Operations, Inc. | JCP&L |  | Accepted | 2025-07-21 | 2025-08-13 | 2026-08-13 | Solar Panels | Hanwha | Q.PEAK DUO BLK ML-G10+/TS 410 |  | 0.41 | 14 | 215 | 30 |  | Fixed | Roof
NJADRE1560120883 | Administratively Determined Incentive Program | SPARTA | 7871 | 9.84 | Residential | Behind the Meter | No | Tesla Energy Operations, Inc. | JCP&L |  | Accepted | 2025-07-21 | 2025-08-13 | 2026-08-13 | Solar Panels | Hanwha | Q.PEAK DUO BLK ML-G10+/TS 410 |  | 0.41 | 10 | 215 | 30 |  | Fixed | Roof
NJADRE1560120885 | Administratively Determined Incentive Program | LINDEN | 7036 | 4.05 | Residential | Behind the Meter | Yes | Sunrun Installation Services, Inc. | PSE&G |  | Accepted | 2025-07-21 | 2025-08-12 | 2026-08-12 | Solar Panels | JA Solar | JAM54S31-405/MR |  | 0.405 | 10 | 219 | 38 |  | Fixed | Roof
NJADRE1560120885 | Administratively Determined Incentive Program | LINDEN | 7036 | 4.05 | Residential | Behind the Meter | Yes | Sunrun Installation Services, Inc. | PSE&G |  | Accepted | 2025-07-21 | 2025-08-12 | 2026-08-12 | Inverters | SolarEdge Technologies | SE3800H-USMN | 3800 |  | 1 |  |  | 0.99 |  | Outdoor
NJADRE1560120890 | Administratively Determined Incentive Program | Cape May | 8204 | 4.1 | Residential | Behind the Meter | No | EMT Renewables, LLC | AC Electric |  | Accepted | 2025-07-21 | 2025-08-13 | 2026-08-13 | Inverters | ENPHASE | IQ8+ | 290 |  | 10 |  |  | 0.98 |  | Other | UNDER EACH PANEL
NJADRE1560120890 | Administratively Determined Incentive Program | Cape May | 8204 | 4.1 | Residential | Behind the Meter | No | EMT Renewables, LLC | AC Electric |  | Accepted | 2025-07-21 | 2025-08-13 | 2026-08-13 | Solar Panels | MSE PERC | MSE-410 |  | 0.41 | 10 | 151 | 25 |  | Fixed | Roof
NJADRE1560120908 | Administratively Determined Incentive Program | Cape May Court House | 8210 | 13.12 | Residential | Behind the Meter | Yes | Trinity Solar, LLC | AC Electric |  | Accepted | 2025-07-21 | 2025-08-12 | 2026-08-12 | Inverters | Solar Edge | USE10000H-USMNBL75 | 10000 |  | 1 |  |  | 0.97 |  | Outdoor
NJADRE1560120908 | Administratively Determined Incentive Program | Cape May Court House | 8210 | 13.12 | Residential | Behind the Meter | Yes | Trinity Solar, LLC | AC Electric |  | Accepted | 2025-07-21 | 2025-08-12 | 2026-08-12 | Solar Panels | HANWHA | (Q.PEAK DUO BLK ML-G10.C+410) |  | 0.41 | 20 | 115 | 30 |  | Fixed | Roof
NJADRE1560120908 | Administratively Determined Incentive Program | Cape May Court House | 8210 | 13.12 | Residential | Behind the Meter | Yes | Trinity Solar, LLC | AC Electric |  | Accepted | 2025-07-21 | 2025-08-12 | 2026-08-12 | Solar Panels | HANWHA | (Q.PEAK DUO BLK ML-G10.C+410) |  | 0.41 | 12 | 295 | 30 |  | Fixed | Roof
NJADRE1560120914 | Administratively Determined Incentive Program | Westville | 8093 | 6.09 | Residential | Behind the Meter | Yes | Integrity Solar & Home Solutions, LLC | PSE&G |  | Accepted | 2025-07-21 | 2025-08-13 | 2026-08-13 | Solar Panels | Q CELLS | Q.TRON BLK M-G2H+ 435 |  | 0.435 | 8 | 212 | 33 |  | Fixed | Roof
NJADRE1560120914 | Administratively Determined Incentive Program | Westville | 8093 | 6.09 | Residential | Behind the Meter | Yes | Integrity Solar & Home Solutions, LLC | PSE&G |  | Accepted | 2025-07-21 | 2025-08-13 | 2026-08-13 | Solar Panels | Q CELLS | Q.TRON BLK M-G2H+ 435 |  | 0.435 | 6 | 32 | 33 |  | Fixed | Roof
NJADRE1560120914 | Administratively Determined Incentive Program | Westville | 8093 | 6.09 | Residential | Behind the Meter | Yes | Integrity Solar & Home Solutions, LLC | PSE&G |  | Accepted | 2025-07-21 | 2025-08-13 | 2026-08-13 | Inverters | ENPHASE | IQ8HC | 380 |  | 14 |  |  | 0.98 |  | Other | UNDER EACH PANEL
NJADRE1560120917 | Administratively Determined Incentive Program | Newark | 7112 | 4.94 | Residential | Behind the Meter | Yes | Freedom Forever New Jersey, LLC | PSE&G |  | Accepted | 2025-07-21 | 2025-08-13 | 2026-08-13 | Solar Panels | Solar Edge | SIL-380 HC |  | 0.38 | 13 | 210 | 30 |  | Fixed | Roof
NJADRE1560120917 | Administratively Determined Incentive Program | Newark | 7112 | 4.94 | Residential | Behind the Meter | Yes | Freedom Forever New Jersey, LLC | PSE&G |  | Accepted | 2025-07-21 | 2025-08-13 | 2026-08-13 | Inverters | Solar Edge | SE5000H-USRGM [SI1 | 5000 |  | 1 |  |  | 0.99 |  | Outdoor
NJADRE1560120921 | Administratively Determined Incentive Program | Passaic | 7055 | 18.49 | Residential | Behind the Meter | No | Infinity Solar Systems, LLC | PSE&G |  | Accepted | 2025-07-21 | 2025-08-14 | 2026-08-14 | Solar Panels | SEG Solar | SEG-430-BTD-BG |  | 0.43 | 2 | 341 | 23 |  | Fixed | Roof
NJADRE1560120921 | Administratively Determined Incentive Program | Passaic | 7055 | 18.49 | Residential | Behind the Meter | No | Infinity Solar Systems, LLC | PSE&G |  | Accepted | 2025-07-21 | 2025-08-14 | 2026-08-14 | Solar Panels | SEG Solar | SEG-430-BTD-BG |  | 0.43 | 12 | 71 | 42 |  | Fixed | Roof
NJADRE1560120921 | Administratively Determined Incentive Program | Passaic | 7055 | 18.49 | Residential | Behind the Meter | No | Infinity Solar Systems, LLC | PSE&G |  | Accepted | 2025-07-21 | 2025-08-14 | 2026-08-14 | Solar Panels | SEG Solar | SEG-430-BTD-BG |  | 0.43 | 27 | 251 | 45 |  | Fixed | Roof
NJADRE1560120921 | Administratively Determined Incentive Program | Passaic | 7055 | 18.49 | Residential | Behind the Meter | No | Infinity Solar Systems, LLC | PSE&G |  | Accepted | 2025-07-21 | 2025-08-14 | 2026-08-14 | Solar Panels | SEG Solar | SEG-430-BTD-BG |  | 0.43 | 2 | 161 | 21 |  | Fixed | Roof
NJADRE1560120921 | Administratively Determined Incentive Program | Passaic | 7055 | 18.49 | Residential | Behind the Meter | No | Infinity Solar Systems, LLC | PSE&G |  | Accepted | 2025-07-21 | 2025-08-14 | 2026-08-14 | Inverters | Enphase | IQ8MC-72-M-US | 320 |  | 43 |  |  | 0.97 |  | Outdoor
NJADRE1560120934 | Administratively Determined Incentive Program | River Edge Boro | 7661 | 11.62 | Residential | Behind the Meter | No | Green Power Energy, LLC | PSE&G |  | Accepted | 2025-07-21 | 2025-08-12 | 2026-08-12 | Solar Panels | Enphase Energy | Q.PEAK DUO BLK ML-G10+ 415 |  | 0.415 | 5 | 290 | 45 |  | Fixed | Roof
NJADRE1560120934 | Administratively Determined Incentive Program | River Edge Boro | 7661 | 11.62 | Residential | Behind the Meter | No | Green Power Energy, LLC | PSE&G |  | Accepted | 2025-07-21 | 2025-08-12 | 2026-08-12 | Solar Panels | Enphase Energy | Q.PEAK DUO BLK ML-G10+ 415 |  | 0.415 | 3 | 290 | 18 |  | Fixed | Roof
NJADRE1560120934 | Administratively Determined Incentive Program | River Edge Boro | 7661 | 11.62 | Residential | Behind the Meter | No | Green Power Energy, LLC | PSE&G |  | Accepted | 2025-07-21 | 2025-08-12 | 2026-08-12 | Solar Panels | Enphase Energy | Q.PEAK DUO BLK ML-G10+ 415 |  | 0.415 | 2 | 110 | 45 |  | Fixed | Roof
NJADRE1560120934 | Administratively Determined Incentive Program | River Edge Boro | 7661 | 11.62 | Residential | Behind the Meter | No | Green Power Energy, LLC | PSE&G |  | Accepted | 2025-07-21 | 2025-08-12 | 2026-08-12 | Inverters | Enphase Energy | IQ8MC-72-M-US | 320 |  | 28 |  |  | 0.98 |  | Outside | Roof
NJADRE1560120934 | Administratively Determined Incentive Program | River Edge Boro | 7661 | 11.62 | Residential | Behind the Meter | No | Green Power Energy, LLC | PSE&G |  | Accepted | 2025-07-21 | 2025-08-12 | 2026-08-12 | Solar Panels | Hanwha | Q.PEAK DUO BLK ML-G10+ 415 |  | 0.415 | 13 | 110 | 13 |  | Fixed | Roof
NJADRE1560120934 | Administratively Determined Incentive Program | River Edge Boro | 7661 | 11.62 | Residential | Behind the Meter | No | Green Power Energy, LLC | PSE&G |  | Accepted | 2025-07-21 | 2025-08-12 | 2026-08-12 | Solar Panels | Enphase Energy | Q.PEAK DUO BLK ML-G10+ 415 |  | 0.415 | 5 | 110 | 25 |  | Fixed | Roof
NJADRE1560120947 | Administratively Determined Incentive Program | Swedesboro | 8085 | 6.09 | Residential | Behind the Meter | No | Brilliant Installations, Inc. | AC Electric |  | Accepted | 2025-07-21 | 2025-08-13 | 2026-08-13 | Solar Panels | HANWHA QCELLS | Q.TRON BLK M-G2.H+ 435 |  | 0.435 | 14 | 180 | 32 |  | Fixed | Roof
NJADRE1560120947 | Administratively Determined Incentive Program | Swedesboro | 8085 | 6.09 | Residential | Behind the Meter | No | Brilliant Installations, Inc. | AC Electric |  | Accepted | 2025-07-21 | 2025-08-13 | 2026-08-13 | Inverters | SOLAREDGE | USE5700H-USMNBL75 | 5700 |  | 1 |  |  | 0.97 |  | Outdoor
NJADRE1560120955 | Administratively Determined Incentive Program | MANVILLE | 8835 | 4.98 | Residential | Behind the Meter | Yes | Big Wave Roofing and Solar, LLC | PSE&G |  | Accepted | 2025-07-21 | 2025-08-14 | 2026-08-14 | Inverters | Enphase | IQ8HC-72-M-DOM-US | 380 |  | 12 |  |  | 0.97 |  | Outside
NJADRE1560120955 | Administratively Determined Incentive Program | MANVILLE | 8835 | 4.98 | Residential | Behind the Meter | Yes | Big Wave Roofing and Solar, LLC | PSE&G |  | Accepted | 2025-07-21 | 2025-08-14 | 2026-08-14 | Solar Panels | QCELLS | Q.PEAK DUO BLK ML-G10.C+ 415W |  | 0.415 | 7 | 103 | 9 |  | Fixed | Roof
NJADRE1560120955 | Administratively Determined Incentive Program | MANVILLE | 8835 | 4.98 | Residential | Behind the Meter | Yes | Big Wave Roofing and Solar, LLC | PSE&G |  | Accepted | 2025-07-21 | 2025-08-14 | 2026-08-14 | Solar Panels | QCELLS | Q.PEAK DUO BLK ML-G10.C+ 415W |  | 0.415 | 5 | 283 | 38 |  | Fixed | Roof
NJADRE1560120956 | Administratively Determined Incentive Program | FLEMINGTON | 8822 | 9.84 | Residential | Behind the Meter | Yes | Trinity Solar, LLC | JCP&L |  | Accepted | 2025-07-21 | 2025-08-13 | 2026-08-13 | Solar Panels | HANWHA | Q.PEAK DUO BLK ML-G10+410 |  | 0.41 | 24 | 71 | 26 |  | Fixed | Roof
NJADRE1560120956 | Administratively Determined Incentive Program | FLEMINGTON | 8822 | 9.84 | Residential | Behind the Meter | Yes | Trinity Solar, LLC | JCP&L |  | Accepted | 2025-07-21 | 2025-08-13 | 2026-08-13 | Inverters | SOLAREDGE | SE7600H-US | 7600 |  | 1 |  |  | 0.97 |  | Outside
NJADRE1560120970 | Administratively Determined Incentive Program | HADDON TOWNSHIP | 8108 | 12.325 | Residential | Behind the Meter | No | Sunwise Energy, LLC | PSE&G |  | Accepted | 2025-07-21 | 2025-08-19 | 2026-08-19 | Solar Panels | JINKO SOLAR | JKM425N-54HL4-B |  | 0.425 | 11 | 198 | 22 |  | Fixed | Roof
NJADRE1560120970 | Administratively Determined Incentive Program | HADDON TOWNSHIP | 8108 | 12.325 | Residential | Behind the Meter | No | Sunwise Energy, LLC | PSE&G |  | Accepted | 2025-07-21 | 2025-08-19 | 2026-08-19 | Inverters | ENPHASE ENERGY | IQ8PLUS-72-M-US (240V) | 290 |  | 29 |  |  | 0.977 |  | Outdoor
NJADRE1560120970 | Administratively Determined Incentive Program | HADDON TOWNSHIP | 8108 | 12.325 | Residential | Behind the Meter | No | Sunwise Energy, LLC | PSE&G |  | Accepted | 2025-07-21 | 2025-08-19 | 2026-08-19 | Solar Panels | JINKO SOLAR | JKM425N-54HL4-B |  | 0.425 | 18 | 18 | 19 |  | Fixed | Roof
NJADRE1560120975 | Administratively Determined Incentive Program | Sicklerville | 8081 | 10.44 | Residential | Behind the Meter | Yes | Integrity Solar & Home Solutions, LLC | AC Electric |  | Accepted | 2025-07-21 | 2025-08-13 | 2026-08-13 | Solar Panels | Q CELLS | Q.TRON BLK M-G2H+ 435 |  | 0.435 | 4 | 199 | 7 |  | Fixed | Roof
NJADRE1560120975 | Administratively Determined Incentive Program | Sicklerville | 8081 | 10.44 | Residential | Behind the Meter | Yes | Integrity Solar & Home Solutions, LLC | AC Electric |  | Accepted | 2025-07-21 | 2025-08-13 | 2026-08-13 | Solar Panels | Q CELLS | Q.TRON BLK M-G2H+ 435 |  | 0.435 | 12 | 199 | 22 |  | Fixed | Roof
NJADRE1560120975 | Administratively Determined Incentive Program | Sicklerville | 8081 | 10.44 | Residential | Behind the Meter | Yes | Integrity Solar & Home Solutions, LLC | AC Electric |  | Accepted | 2025-07-21 | 2025-08-13 | 2026-08-13 | Inverters | ENPHASE | IQ8HC | 380 |  | 24 |  |  | 0.98 |  | Other | UNDER EACH PANEL
NJADRE1560120975 | Administratively Determined Incentive Program | Sicklerville | 8081 | 10.44 | Residential | Behind the Meter | Yes | Integrity Solar & Home Solutions, LLC | AC Electric |  | Accepted | 2025-07-21 | 2025-08-13 | 2026-08-13 | Solar Panels | Q CELLS | Q.TRON BLK M-G2H+ 435 |  | 0.435 | 8 | 199 | 22 |  | Fixed | Roof
NJADRE1560120982 | Administratively Determined Incentive Program | Clifton City | 7013 | 4.86 | Residential | Behind the Meter | Yes | Sunrun Installation Services, Inc. | PSE&G |  | Accepted | 2025-07-21 | 2025-08-12 | 2026-08-12 | Solar Panels | JA Solar | JAM54S31-405/MR |  | 0.405 | 12 | 125 | 23 |  | Fixed | Roof
NJADRE1560120982 | Administratively Determined Incentive Program | Clifton City | 7013 | 4.86 | Residential | Behind the Meter | Yes | Sunrun Installation Services, Inc. | PSE&G |  | Accepted | 2025-07-21 | 2025-08-12 | 2026-08-12 | Inverters | SolarEdge Technologies | SE7600H-USMN | 7600 |  | 1 |  |  | 0.99 |  | Outdoor
NJADRE1560120988 | Administratively Determined Incentive Program | Swedesboro | 8085 | 11.89 | Residential | Behind the Meter | Yes | Trinity Solar, LLC | AC Electric |  | Accepted | 2025-07-21 | 2025-08-12 | 2026-08-12 | Solar Panels | HANWHA | (Q.PEAK DUO BLK ML-G10.C+ 410) |  | 0.41 | 27 | 253 | 30 |  | Fixed | Roof
NJADRE1560120988 | Administratively Determined Incentive Program | Swedesboro | 8085 | 11.89 | Residential | Behind the Meter | Yes | Trinity Solar, LLC | AC Electric |  | Accepted | 2025-07-21 | 2025-08-12 | 2026-08-12 | Inverters | Solar Edge | USE10000H-USMNBL75 | 10000 |  | 1 |  |  | 0.97 |  | Outdoor
NJADRE1560120988 | Administratively Determined Incentive Program | Swedesboro | 8085 | 11.89 | Residential | Behind the Meter | Yes | Trinity Solar, LLC | AC Electric |  | Accepted | 2025-07-21 | 2025-08-12 | 2026-08-12 | Solar Panels | HANWHA | (Q.PEAK DUO BLK ML-G10.C+ 410) |  | 0.41 | 2 | 163 | 30 |  | Fixed | Roof
NJADRE1560120993 | Administratively Determined Incentive Program | Monroe Twp | 8831 | 11.61 | Residential | Behind the Meter | No | Green Power Energy, LLC | JCP&L |  | Accepted | 2025-07-21 | 2025-08-18 | 2026-08-18 | Solar Panels | SEG Solar | SEG-430-BTD-BG |  | 0.43 | 17 | 215 | 30 |  | Fixed | Roof
NJADRE1560120993 | Administratively Determined Incentive Program | Monroe Twp | 8831 | 11.61 | Residential | Behind the Meter | No | Green Power Energy, LLC | JCP&L |  | Accepted | 2025-07-21 | 2025-08-18 | 2026-08-18 | Inverters | Enphase Energy | IQ8MC-72-M-US [240V] | 320 |  | 27 |  |  | 0.98 |  | Outside | Roof
NJADRE1560120993 | Administratively Determined Incentive Program | Monroe Twp | 8831 | 11.61 | Residential | Behind the Meter | No | Green Power Energy, LLC | JCP&L |  | Accepted | 2025-07-21 | 2025-08-18 | 2026-08-18 | Solar Panels | SEG Solar | SEG-430-BTD-BG |  | 0.43 | 3 | 125 | 40 |  | Fixed | Roof
NJADRE1560120993 | Administratively Determined Incentive Program | Monroe Twp | 8831 | 11.61 | Residential | Behind the Meter | No | Green Power Energy, LLC | JCP&L |  | Accepted | 2025-07-21 | 2025-08-18 | 2026-08-18 | Solar Panels | SEG Solar | SEG-430-BTD-BG |  | 0.43 | 7 | 125 | 40 |  | Fixed | Roof
NJADRE1560120995 | Administratively Determined Incentive Program | Woodbridge | 7095 | 4.98 | Residential | Behind the Meter | Yes | Big Wave Roofing and Solar, LLC | PSE&G |  | Accepted | 2025-07-21 | 2025-08-12 | 2026-08-12 | Solar Panels | QCELLS | Q.PEAK DUO BLK ML-G10.C+ 415W |  | 0.415 | 12 | 151 | 40 |  | Fixed | Roof
NJADRE1560120995 | Administratively Determined Incentive Program | Woodbridge | 7095 | 4.98 | Residential | Behind the Meter | Yes | Big Wave Roofing and Solar, LLC | PSE&G |  | Accepted | 2025-07-21 | 2025-08-12 | 2026-08-12 | Inverters | Enphase | IQ8HC-72-M-DOM-US | 380 |  | 12 |  |  | 0.97 |  | Outside
NJADRE1560121007 | Administratively Determined Incentive Program | Vineland | 8360 | 6.48 | Residential | Behind the Meter | Yes | Sunrun Installation Services, Inc. | Vineland Muni Electric |  | Accepted | 2025-07-21 | 2025-08-15 | 2026-08-15 | Inverters | SolarEdge Technologies | SE5700H-USMN | 5760 |  | 1 |  |  | 0.99 |  | Outdoor
NJADRE1560121007 | Administratively Determined Incentive Program | Vineland | 8360 | 6.48 | Residential | Behind the Meter | Yes | Sunrun Installation Services, Inc. | Vineland Muni Electric |  | Accepted | 2025-07-21 | 2025-08-15 | 2026-08-15 | Solar Panels | JA Solar | JAM54S31-405/MR |  | 0.405 | 16 | 94 | 24 |  | Fixed | Roof
NJADRE1560121011 | Administratively Determined Incentive Program | Villas | 8251 | 8.17 | Residential | Behind the Meter | Yes | EMT Renewables, LLC | AC Electric |  | Accepted | 2025-07-21 | 2025-08-14 | 2026-08-14 | Solar Panels | SEG SOLAR | SEG 430 |  | 0.43 | 9 | 117 | 26 |  | Fixed | Roof
NJADRE1560121011 | Administratively Determined Incentive Program | Villas | 8251 | 8.17 | Residential | Behind the Meter | Yes | EMT Renewables, LLC | AC Electric |  | Accepted | 2025-07-21 | 2025-08-14 | 2026-08-14 | Solar Panels | SEG SOLAR | SEG 430 |  | 0.43 | 10 | 297 | 26 |  | Fixed | Roof
NJADRE1560121011 | Administratively Determined Incentive Program | Villas | 8251 | 8.17 | Residential | Behind the Meter | Yes | EMT Renewables, LLC | AC Electric |  | Accepted | 2025-07-21 | 2025-08-14 | 2026-08-14 | Inverters | IQ8HC | IQ8+ | 290 |  | 19 |  |  | 0.98 |  | Other | UNDER EACH PANEL
NJADRE1560121017 | Administratively Determined Incentive Program | Tuckerton | 8087 | 13.2 | Residential | Behind the Meter | No | Solar Energy World | AC Electric |  | Accepted | 2025-07-21 | 2025-08-13 | 2026-08-13 | Solar Panels | LONGi | LR5-HABB-400M |  | 0.4 | 11 | 359 | 26 |  | Fixed | Roof
NJADRE1560121017 | Administratively Determined Incentive Program | Tuckerton | 8087 | 13.2 | Residential | Behind the Meter | No | Solar Energy World | AC Electric |  | Accepted | 2025-07-21 | 2025-08-13 | 2026-08-13 | Inverters | ENPHASE | IQ8+-72-M-US | 290 |  | 33 |  |  | 0.97 |  | Outside
NJADRE1560121017 | Administratively Determined Incentive Program | Tuckerton | 8087 | 13.2 | Residential | Behind the Meter | No | Solar Energy World | AC Electric |  | Accepted | 2025-07-21 | 2025-08-13 | 2026-08-13 | Solar Panels | LONGi | LR5-54HABB-400M |  | 0.4 | 22 | 179 | 26 |  | Fixed | Roof
NJADRE1560121021 | Administratively Determined Incentive Program | HAMILTON TOWNSHIP | 8620 | 10.875 | Residential | Behind the Meter | Yes | SunnyMac, LLC | PSE&G |  | Accepted | 2025-07-21 | 2025-08-13 | 2026-08-13 | Solar Panels | HANWHA | Q.TRON BLK M-G2.H+ |  | 0.435 | 10 | 28 | 22 |  | Fixed | Roof
NJADRE1560121021 | Administratively Determined Incentive Program | HAMILTON TOWNSHIP | 8620 | 10.875 | Residential | Behind the Meter | Yes | SunnyMac, LLC | PSE&G |  | Accepted | 2025-07-21 | 2025-08-13 | 2026-08-13 | Solar Panels | HANWHA | Q.TRON BLK M-G2.H+ |  | 0.435 | 15 | 209 | 20 |  | Fixed | Roof
NJADRE1560121021 | Administratively Determined Incentive Program | HAMILTON TOWNSHIP | 8620 | 10.875 | Residential | Behind the Meter | Yes | SunnyMac, LLC | PSE&G |  | Accepted | 2025-07-21 | 2025-08-13 | 2026-08-13 | Inverters | SOLAREDGE HOME HUB | SE7600H-US | 7600 |  | 1 |  |  | 0.99 |  | Outdoor | next to meter
NJADRE1560121024 | Administratively Determined Incentive Program | Trenton | 8619 | 9.02 | Residential | Behind the Meter | Yes | Trinity Solar, LLC | PSE&G |  | Accepted | 2025-07-21 | 2025-08-13 | 2026-08-13 | Inverters | Solar Edge | USE7600H-US | 7600 |  | 1 |  |  | 0.97 |  | Outside
NJADRE1560121024 | Administratively Determined Incentive Program | Trenton | 8619 | 9.02 | Residential | Behind the Meter | Yes | Trinity Solar, LLC | PSE&G |  | Accepted | 2025-07-21 | 2025-08-13 | 2026-08-13 | Solar Panels | HANWHA | Q.PEAK DUO BLK ML-G10.C+ 410 |  | 0.41 | 12 | 180 | 23 |  | Fixed | Roof
NJADRE1560121024 | Administratively Determined Incentive Program | Trenton | 8619 | 9.02 | Residential | Behind the Meter | Yes | Trinity Solar, LLC | PSE&G |  | Accepted | 2025-07-21 | 2025-08-13 | 2026-08-13 | Solar Panels | Hanwha | Q.PEAK DUO BLK ML-G10.C+ 410 |  | 0.41 | 10 | 180 | 20 |  | Fixed | Roof
NJADRE1560121029 | Administratively Determined Incentive Program | Mays Landing | 8330 | 8.075 | Residential | Behind the Meter | Yes | Power Energy Solutions, LLC | AC Electric |  | Accepted | 2025-07-21 | 2025-08-13 | 2026-08-13 | Inverters | SolarEdge | SE5700H-US | 6 |  | 1 |  |  | 0.97 |  | Outdoor
NJADRE1560121029 | Administratively Determined Incentive Program | Mays Landing | 8330 | 8.075 | Residential | Behind the Meter | Yes | Power Energy Solutions, LLC | AC Electric |  | Accepted | 2025-07-21 | 2025-08-13 | 2026-08-13 | Solar Panels | Trina Solar | TSM-425NE09RC.05 |  | 0.425 | 3 | 224 | 14 |  | Fixed | Roof
NJADRE1560121029 | Administratively Determined Incentive Program | Mays Landing | 8330 | 8.075 | Residential | Behind the Meter | Yes | Power Energy Solutions, LLC | AC Electric |  | Accepted | 2025-07-21 | 2025-08-13 | 2026-08-13 | Solar Panels | Trina Solar | TSM-425NE09RC.05 |  | 0.425 | 5 | 314 | 20 |  | Fixed | Roof
NJADRE1560121029 | Administratively Determined Incentive Program | Mays Landing | 8330 | 8.075 | Residential | Behind the Meter | Yes | Power Energy Solutions, LLC | AC Electric |  | Accepted | 2025-07-21 | 2025-08-13 | 2026-08-13 | Solar Panels | Trina Solar | TSM-425NE09RC.05 |  | 0.425 | 2 | 134 | 20 |  | Fixed | Roof
NJADRE1560121029 | Administratively Determined Incentive Program | Mays Landing | 8330 | 8.075 | Residential | Behind the Meter | Yes | Power Energy Solutions, LLC | AC Electric |  | Accepted | 2025-07-21 | 2025-08-13 | 2026-08-13 | Solar Panels | Trina Solar | TSM-425NE09RC.05 |  | 0.425 | 2 | 224 | 14 |  | Fixed | Roof
NJADRE1560121029 | Administratively Determined Incentive Program | Mays Landing | 8330 | 8.075 | Residential | Behind the Meter | Yes | Power Energy Solutions, LLC | AC Electric |  | Accepted | 2025-07-21 | 2025-08-13 | 2026-08-13 | Solar Panels | Trina Solar | TSM-425NE09RC.05 |  | 0.425 | 7 | 44 | 14 |  | Fixed | Roof
NJADRE1560121046 | Administratively Determined Incentive Program | Summit | 7901 | 17.63 | Residential | Behind the Meter | No | Green Power Energy, LLC | JCP&L |  | Accepted | 2025-07-21 | 2025-08-13 | 2026-08-13 | Solar Panels | SEG Solar | SEG-430-BTD-BG |  | 0.43 | 21 | 114 | 27 |  | Fixed | Roof
NJADRE1560121046 | Administratively Determined Incentive Program | Summit | 7901 | 17.63 | Residential | Behind the Meter | No | Green Power Energy, LLC | JCP&L |  | Accepted | 2025-07-21 | 2025-08-13 | 2026-08-13 | Solar Panels | SEG Solar | SEG-430-BTD-BG |  | 0.43 | 9 | 114 | 27 |  | Fixed | Roof
NJADRE1560121046 | Administratively Determined Incentive Program | Summit | 7901 | 17.63 | Residential | Behind the Meter | No | Green Power Energy, LLC | JCP&L |  | Accepted | 2025-07-21 | 2025-08-13 | 2026-08-13 | Solar Panels | SEG | SEG-430-BTD-BG |  | 0.43 | 11 | 294 | 27 |  | Fixed | Roof
NJADRE1560121046 | Administratively Determined Incentive Program | Summit | 7901 | 17.63 | Residential | Behind the Meter | No | Green Power Energy, LLC | JCP&L |  | Accepted | 2025-07-21 | 2025-08-13 | 2026-08-13 | Inverters | Enphase Energy | IQ8MC-72-M-US [240V] | 320 |  | 41 |  |  | 0.98 |  | Outside | Roof
NJADRE1560121047 | Administratively Determined Incentive Program | Phillipsburg | 8865 | 9.135 | Residential | Behind the Meter | Yes | Skyline Solar, LLC | JCP&L |  | Accepted | 2025-07-21 | 2025-08-13 | 2026-08-13 | Inverters | Enphase | IQ8HC-72-M-DOM-US | 380 |  | 21 |  |  | 0.976 |  | Outside
NJADRE1560121047 | Administratively Determined Incentive Program | Phillipsburg | 8865 | 9.135 | Residential | Behind the Meter | Yes | Skyline Solar, LLC | JCP&L |  | Accepted | 2025-07-21 | 2025-08-13 | 2026-08-13 | Solar Panels | Hanwha | Q. Tron BLK M-G2.H+ |  | 0.435 | 21 | 154 | 13 |  | Fixed | Roof
NJADRE1560121074 | Administratively Determined Incentive Program | SUSSEX | 7461 | 3.48 | Residential | Behind the Meter | Yes | Integrity Solar & Home Solutions, LLC | JCP&L |  | Accepted | 2025-07-21 | 2025-08-13 | 2026-08-13 | Inverters | ENPHASE | IQ8HC | 380 |  | 8 |  |  | 0.98 |  | Other | UNDER EACH PANEL
NJADRE1560121074 | Administratively Determined Incentive Program | SUSSEX | 7461 | 3.48 | Residential | Behind the Meter | Yes | Integrity Solar & Home Solutions, LLC | JCP&L |  | Accepted | 2025-07-21 | 2025-08-13 | 2026-08-13 | Solar Panels | Q CELLS | Q.TRON BLK M-G2H+ 435 |  | 0.435 | 8 | 222 | 34 |  | Fixed | Roof
NJADRE1560121076 | Administratively Determined Incentive Program | JACKSON | 8527 | 12.74 | Residential | Behind the Meter | Yes | Powerlutions, LLC | JCP&L |  | Accepted | 2025-07-21 | 2025-08-20 | 2026-08-20 | Solar Panels | CANADIAN | CS6.1-54TM-455H |  | 0.455 | 4 | 228 | 15 |  | Fixed | Roof
NJADRE1560121076 | Administratively Determined Incentive Program | JACKSON | 8527 | 12.74 | Residential | Behind the Meter | Yes | Powerlutions, LLC | JCP&L |  | Accepted | 2025-07-21 | 2025-08-20 | 2026-08-20 | Solar Panels | CANADIAN | CS6.1-54TM-455H |  | 0.455 | 12 | 228 | 16 |  | Fixed | Roof
NJADRE1560121076 | Administratively Determined Incentive Program | JACKSON | 8527 | 12.74 | Residential | Behind the Meter | Yes | Powerlutions, LLC | JCP&L |  | Accepted | 2025-07-21 | 2025-08-20 | 2026-08-20 | Solar Panels | CANADIAN | CS6.1-54TM-455H |  | 0.455 | 12 | 229 | 15 |  | Fixed | Roof
NJADRE1560121076 | Administratively Determined Incentive Program | JACKSON | 8527 | 12.74 | Residential | Behind the Meter | Yes | Powerlutions, LLC | JCP&L |  | Accepted | 2025-07-21 | 2025-08-20 | 2026-08-20 | Inverters | Enphase | IQ8MC-72-M-US | 320 |  | 28 |  |  | 0.98 |  | Outdoor
NJADRE1560121334 | Administratively Determined Incentive Program | Little Egg Harbor Township | 8087 | 5.655 | Residential | Behind the Meter | Yes | SunnyMac, LLC | AC Electric |  | Accepted | 2025-07-21 | 2025-08-13 | 2026-08-13 | Inverters | SOLAREDGE ENERGY HUB | SE3800H-US | 3800 |  | 1 |  |  | 0.99 |  | Outdoor | next to meter
NJADRE1560121334 | Administratively Determined Incentive Program | Little Egg Harbor Township | 8087 | 5.655 | Residential | Behind the Meter | Yes | SunnyMac, LLC | AC Electric |  | Accepted | 2025-07-21 | 2025-08-13 | 2026-08-13 | Solar Panels | HANWHA | Q.TRON BLK M-G2.H+ |  | 0.435 | 13 | 87 | 30 |  | Fixed | Roof
NJADRE1560121343 | Administratively Determined Incentive Program | Ocean View | 8230 | 7.79 | Residential | Behind the Meter | No | Big Wave Roofing and Solar, LLC | AC Electric |  | Accepted | 2025-07-21 | 2025-08-13 | 2026-08-13 | Solar Panels | MISSION SOLAR | MSE410HT0B |  | 0.41 | 19 | 215 | 44 |  | Fixed | Roof
NJADRE1560121343 | Administratively Determined Incentive Program | Ocean View | 8230 | 7.79 | Residential | Behind the Meter | No | Big Wave Roofing and Solar, LLC | AC Electric |  | Accepted | 2025-07-21 | 2025-08-13 | 2026-08-13 | Inverters | Enphase | IQ8PLUS-72-2-US | 290 |  | 19 |  |  | 0.98 |  | Outdoor
NJADRE1560121596 | Administratively Determined Incentive Program | Lakewood | 8701 | 10.01 | Residential | Behind the Meter | Yes | Powerlutions, LLC | JCP&L |  | Accepted | 2025-07-21 | 2025-08-13 | 2026-08-13 | Solar Panels | CANADIAN | CS6.1-54TM-455H |  | 0.455 | 3 | 98 | 43 |  | Fixed | Roof
NJADRE1560121596 | Administratively Determined Incentive Program | Lakewood | 8701 | 10.01 | Residential | Behind the Meter | Yes | Powerlutions, LLC | JCP&L |  | Accepted | 2025-07-21 | 2025-08-13 | 2026-08-13 | Solar Panels | CANADIAN | CS6.1-54TM-455H |  | 0.455 | 19 | 188 | 40 |  | Fixed | Roof
NJADRE1560121596 | Administratively Determined Incentive Program | Lakewood | 8701 | 10.01 | Residential | Behind the Meter | Yes | Powerlutions, LLC | JCP&L |  | Accepted | 2025-07-21 | 2025-08-13 | 2026-08-13 | Inverters | Enphase | IQ8HC-72-M-DOM-US | 380 |  | 22 |  |  | 0.98 |  | Outdoor
NJADRE1560121600 | Administratively Determined Incentive Program | Shamong | 8088 | 5.1 | Residential | Behind the Meter | Yes | Power Energy Solutions, LLC | AC Electric |  | Accepted | 2025-07-21 | 2025-08-14 | 2026-08-14 | Inverters | SolarEdge | SE3800H-US | 4 |  | 1 |  |  | 0.97 |  | Outdoor
NJADRE1560121600 | Administratively Determined Incentive Program | Shamong | 8088 | 5.1 | Residential | Behind the Meter | Yes | Power Energy Solutions, LLC | AC Electric |  | Accepted | 2025-07-21 | 2025-08-14 | 2026-08-14 | Solar Panels | Trina Solar | TSM-425NE09RC.05 |  | 0.425 | 12 | 199 | 20 |  | Fixed | Roof
NJADRE1560121606 | Administratively Determined Incentive Program | Williamstown | 8094 | 6.56 | Residential | Behind the Meter | Yes | Trinity Solar, LLC | AC Electric |  | Accepted | 2025-07-21 | 2025-08-13 | 2026-08-13 | Solar Panels | HANWHA | (Q.PEAK DUO BLK ML-G10.C+ 410) |  | 0.41 | 4 | 226 | 40 |  | Fixed | Roof
NJADRE1560121606 | Administratively Determined Incentive Program | Williamstown | 8094 | 6.56 | Residential | Behind the Meter | Yes | Trinity Solar, LLC | AC Electric |  | Accepted | 2025-07-21 | 2025-08-13 | 2026-08-13 | Solar Panels | HANWHA | (Q.PEAK DUO BLK ML-G10.C+ 410) |  | 0.41 | 3 | 136 | 37 |  | Fixed | Roof
NJADRE1560121606 | Administratively Determined Incentive Program | Williamstown | 8094 | 6.56 | Residential | Behind the Meter | Yes | Trinity Solar, LLC | AC Electric |  | Accepted | 2025-07-21 | 2025-08-13 | 2026-08-13 | Inverters | Solar Edge | USE5700H-USMNBL75 | 5760 |  | 1 |  |  | 0.97 |  | Outdoor
NJADRE1560121606 | Administratively Determined Incentive Program | Williamstown | 8094 | 6.56 | Residential | Behind the Meter | Yes | Trinity Solar, LLC | AC Electric |  | Accepted | 2025-07-21 | 2025-08-13 | 2026-08-13 | Solar Panels | HANWHA | (Q.PEAK DUO BLK ML-G10.C+ 410) |  | 0.41 | 2 | 226 | 40 |  | Fixed | Roof
NJADRE1560121606 | Administratively Determined Incentive Program | Williamstown | 8094 | 6.56 | Residential | Behind the Meter | Yes | Trinity Solar, LLC | AC Electric |  | Accepted | 2025-07-21 | 2025-08-13 | 2026-08-13 | Solar Panels | HANWHA | (Q.PEAK DUO BLK ML-G10.C+ 410) |  | 0.41 | 7 | 136 | 37 |  | Fixed | Roof
NJADRE1560121609 | Administratively Determined Incentive Program | Cherry Hill | 8003 | 4.92 | Residential | Behind the Meter | Yes | Pro Custom Solar dba Momentum Solar | PSE&G |  | Accepted | 2025-07-21 | 2025-08-13 | 2026-08-13 | Solar Panels | Hanwha | q.peak duo blk-g10+410 |  | 0.41 | 12 | 122 | 22 |  | Fixed | Roof
NJADRE1560121609 | Administratively Determined Incentive Program | Cherry Hill | 8003 | 4.92 | Residential | Behind the Meter | Yes | Pro Custom Solar dba Momentum Solar | PSE&G |  | Accepted | 2025-07-21 | 2025-08-13 | 2026-08-13 | Inverters | ENPHASE | IQ8HC-72-M-DOM-US | 380 |  | 12 |  |  | 0.97 |  | Outdoor
NJADRE1560121614 | Administratively Determined Incentive Program | BELFORD | 7718 | 8.91 | Residential | Behind the Meter | No | Power Home Remodeling Group | JCP&L |  | Accepted | 2025-07-21 | 2025-08-13 | 2026-08-13 | Solar Panels | JA Solar | JAM54S31 405/MR |  | 0.405 | 8 | 87 | 22 |  | Fixed | Roof
NJADRE1560121614 | Administratively Determined Incentive Program | BELFORD | 7718 | 8.91 | Residential | Behind the Meter | No | Power Home Remodeling Group | JCP&L |  | Accepted | 2025-07-21 | 2025-08-13 | 2026-08-13 | Solar Panels | JA Solar | JAM54S31 405/MR |  | 0.405 | 6 | 27 | 22 |  | Fixed | Roof
NJADRE1560121614 | Administratively Determined Incentive Program | BELFORD | 7718 | 8.91 | Residential | Behind the Meter | No | Power Home Remodeling Group | JCP&L |  | Accepted | 2025-07-21 | 2025-08-13 | 2026-08-13 | Inverters | SolarEdge | SE5700H-US | 5760 |  | 1 |  |  | 0.99 |  | Outside
NJADRE1560121614 | Administratively Determined Incentive Program | BELFORD | 7718 | 8.91 | Residential | Behind the Meter | No | Power Home Remodeling Group | JCP&L |  | Accepted | 2025-07-21 | 2025-08-13 | 2026-08-13 | Meters | SolarEdge | Revenue Grade Data Ansi C12.20 |  |  | 1 |  |  |  | Yes | Outdoor
NJADRE1560121614 | Administratively Determined Incentive Program | BELFORD | 7718 | 8.91 | Residential | Behind the Meter | No | Power Home Remodeling Group | JCP&L |  | Accepted | 2025-07-21 | 2025-08-13 | 2026-08-13 | Solar Panels | JA Solar | JAM54S31 405/MR |  | 0.405 | 8 | 267 | 22 |  | Fixed | Roof
NJADRE1560121624 | Administratively Determined Incentive Program | PISCATAWAY | 8854 | 16.4 | Residential | Behind the Meter | Yes | Pro Custom Solar dba Momentum Solar | PSE&G |  | Accepted | 2025-07-21 | 2025-08-13 | 2026-08-13 | Solar Panels | Hanwha | q.peak duo blk-g10+410 |  | 0.41 | 11 | 337 | 26 |  | Fixed | Roof
NJADRE1560121624 | Administratively Determined Incentive Program | PISCATAWAY | 8854 | 16.4 | Residential | Behind the Meter | Yes | Pro Custom Solar dba Momentum Solar | PSE&G |  | Accepted | 2025-07-21 | 2025-08-13 | 2026-08-13 | Inverters | ENPHASE | IQ8HC-72-M-DOM-US | 380 |  | 40 |  |  | 0.97 |  | Outdoor
NJADRE1560121624 | Administratively Determined Incentive Program | PISCATAWAY | 8854 | 16.4 | Residential | Behind the Meter | Yes | Pro Custom Solar dba Momentum Solar | PSE&G |  | Accepted | 2025-07-21 | 2025-08-13 | 2026-08-13 | Solar Panels | Hanwha | q.peak duo blk-g10+410 |  | 0.41 | 7 | 67 | 26 |  | Fixed | Roof
NJADRE1560121624 | Administratively Determined Incentive Program | PISCATAWAY | 8854 | 16.4 | Residential | Behind the Meter | Yes | Pro Custom Solar dba Momentum Solar | PSE&G |  | Accepted | 2025-07-21 | 2025-08-13 | 2026-08-13 | Solar Panels | Hanwha | q.peak duo blk-g10+410 |  | 0.41 | 7 | 157 | 26 |  | Fixed | Roof
NJADRE1560121624 | Administratively Determined Incentive Program | PISCATAWAY | 8854 | 16.4 | Residential | Behind the Meter | Yes | Pro Custom Solar dba Momentum Solar | PSE&G |  | Accepted | 2025-07-21 | 2025-08-13 | 2026-08-13 | Solar Panels | Hanwha | q.peak duo blk-g10+410 |  | 0.41 | 15 | 157 | 26 |  | Fixed | Roof
NJADRE1560121627 | Administratively Determined Incentive Program | BRIDGEWATER | 8807 | 19.35 | Residential | Behind the Meter | Yes | EMT Renewables, LLC | PSE&G |  | Accepted | 2025-07-21 | 2025-08-27 | 2026-08-27 | Solar Panels | SEG SOLAR | SEG 430 |  | 0.43 | 8 | 299 | 23 |  | Fixed | Roof
NJADRE1560121627 | Administratively Determined Incentive Program | BRIDGEWATER | 8807 | 19.35 | Residential | Behind the Meter | Yes | EMT Renewables, LLC | PSE&G |  | Accepted | 2025-07-21 | 2025-08-27 | 2026-08-27 | Inverters | IQ8HC | IQ8+ | 290 |  | 45 |  |  | 0.98 |  | Other | UNDER EACH PANEL
NJADRE1560121627 | Administratively Determined Incentive Program | BRIDGEWATER | 8807 | 19.35 | Residential | Behind the Meter | Yes | EMT Renewables, LLC | PSE&G |  | Accepted | 2025-07-21 | 2025-08-27 | 2026-08-27 | Solar Panels | SEG SOLAR | SEG 430 |  | 0.43 | 10 | 119 | 23 |  | Fixed | Roof
NJADRE1560121627 | Administratively Determined Incentive Program | BRIDGEWATER | 8807 | 19.35 | Residential | Behind the Meter | Yes | EMT Renewables, LLC | PSE&G |  | Accepted | 2025-07-21 | 2025-08-27 | 2026-08-27 | Solar Panels | SEG SOLAR | SEG 430 |  | 0.43 | 23 | 209 | 23 |  | Fixed | Roof
NJADRE1560121627 | Administratively Determined Incentive Program | BRIDGEWATER | 8807 | 19.35 | Residential | Behind the Meter | Yes | EMT Renewables, LLC | PSE&G |  | Accepted | 2025-07-21 | 2025-08-27 | 2026-08-27 | Solar Panels | SEG SOLAR | SEG 430 |  | 0.43 | 4 | 29 | 23 |  | Fixed | Roof
NJADRE1560121631 | Administratively Determined Incentive Program | BARNEGAT | 8005 | 4.73 | Residential | Behind the Meter | No | Velocity Energy & Home Solutions, Inc. | AC Electric |  | Accepted | 2025-07-21 | 2025-08-20 | 2026-08-20 | Solar Panels | sef | 430w |  | 0.43 | 11 | 218 | 38 |  | Fixed | Roof
NJADRE1560121631 | Administratively Determined Incentive Program | BARNEGAT | 8005 | 4.73 | Residential | Behind the Meter | No | Velocity Energy & Home Solutions, Inc. | AC Electric |  | Accepted | 2025-07-21 | 2025-08-20 | 2026-08-20 | Inverters | enphasee | iq8hc | 380 |  | 11 |  |  | 0.99 |  | Outside | behind panels
NJADRE1560121632 | Administratively Determined Incentive Program | Woodbridge Township | 7067 | 13.94 | Residential | Behind the Meter | Yes | Freedom Forever New Jersey, LLC | PSE&G |  | Accepted | 2025-07-21 | 2025-08-13 | 2026-08-13 | Inverters | Solar Edge | SE11400H-USRGM[S1] | 11400 |  | 1 |  |  | 0.99 |  | Outdoor
NJADRE1560121632 | Administratively Determined Incentive Program | Woodbridge Township | 7067 | 13.94 | Residential | Behind the Meter | Yes | Freedom Forever New Jersey, LLC | PSE&G |  | Accepted | 2025-07-21 | 2025-08-13 | 2026-08-13 | Solar Panels | Hanwha | Q.PEAK DUO BLK ML-G10.C+ 410 |  | 0.41 | 14 | 172 | 19 |  | Fixed | Roof
NJADRE1560121632 | Administratively Determined Incentive Program | Woodbridge Township | 7067 | 13.94 | Residential | Behind the Meter | Yes | Freedom Forever New Jersey, LLC | PSE&G |  | Accepted | 2025-07-21 | 2025-08-13 | 2026-08-13 | Solar Panels | Hanwha | Q.PEAK DUO BLK ML-G10.C+ 410 |  | 0.41 | 7 | 352 | 20 |  | Fixed | Roof
NJADRE1560121632 | Administratively Determined Incentive Program | Woodbridge Township | 7067 | 13.94 | Residential | Behind the Meter | Yes | Freedom Forever New Jersey, LLC | PSE&G |  | Accepted | 2025-07-21 | 2025-08-13 | 2026-08-13 | Solar Panels | Hanwha | Q.PEAK DUO BLK ML-G10.C+ 410 |  | 0.41 | 4 | 62 | 22 |  | Fixed | Roof
NJADRE1560121632 | Administratively Determined Incentive Program | Woodbridge Township | 7067 | 13.94 | Residential | Behind the Meter | Yes | Freedom Forever New Jersey, LLC | PSE&G |  | Accepted | 2025-07-21 | 2025-08-13 | 2026-08-13 | Solar Panels | Hanwha | Q.PEAK DUO BLK ML-G10.C+ 410 |  | 0.41 | 9 | 82 | 22 |  | Fixed | Roof
NJADRE1560121646 | Administratively Determined Incentive Program | MAYS LANDING | 8330 | 9.35 | Residential | Behind the Meter | Yes | Power Energy Solutions, LLC | AC Electric |  | Accepted | 2025-07-21 | 2025-08-14 | 2026-08-14 | Inverters | SolarEdge | SE5700H-US | 5760 |  | 1 |  |  | 0.97 |  | Outdoor
NJADRE1560121646 | Administratively Determined Incentive Program | MAYS LANDING | 8330 | 9.35 | Residential | Behind the Meter | Yes | Power Energy Solutions, LLC | AC Electric |  | Accepted | 2025-07-21 | 2025-08-14 | 2026-08-14 | Solar Panels | Trina Solar | TSM-425NE09RC.05 |  | 0.425 | 9 | 5 | 29 |  | Fixed | Roof
NJADRE1560121646 | Administratively Determined Incentive Program | MAYS LANDING | 8330 | 9.35 | Residential | Behind the Meter | Yes | Power Energy Solutions, LLC | AC Electric |  | Accepted | 2025-07-21 | 2025-08-14 | 2026-08-14 | Solar Panels | Trina Solar | TSM-425NE09RC.05 |  | 0.425 | 13 | 185 | 29 |  | Fixed | Roof
NJADRE1560121649 | Administratively Determined Incentive Program | PENNS GROVE | 8069 | 7.395 | Residential | Behind the Meter | Yes | Integrity Solar & Home Solutions, LLC | AC Electric |  | Accepted | 2025-07-21 | 2025-08-13 | 2026-08-13 | Solar Panels | Q CELLS | Q.TRON BLK M-G2H+ 435 |  | 0.435 | 7 | 141 | 44 |  | Fixed | Roof
NJADRE1560121649 | Administratively Determined Incentive Program | PENNS GROVE | 8069 | 7.395 | Residential | Behind the Meter | Yes | Integrity Solar & Home Solutions, LLC | AC Electric |  | Accepted | 2025-07-21 | 2025-08-13 | 2026-08-13 | Solar Panels | Q CELLS | Q.TRON BLK M-G2H+ 435 |  | 0.435 | 10 | 321 | 20 |  | Fixed | Roof
NJADRE1560121649 | Administratively Determined Incentive Program | PENNS GROVE | 8069 | 7.395 | Residential | Behind the Meter | Yes | Integrity Solar & Home Solutions, LLC | AC Electric |  | Accepted | 2025-07-21 | 2025-08-13 | 2026-08-13 | Inverters | ENPHASE | IQ8HC | 380 |  | 17 |  |  | 0.98 |  | Other | UNDER EACH PANEL
NJADRE1560121655 | Administratively Determined Incentive Program | SWEDESBORO | 8085 | 8.2 | Residential | Behind the Meter | Yes | EMT Renewables, LLC | AC Electric |  | Accepted | 2025-07-21 | 2025-08-13 | 2026-08-13 | Inverters | Enphase | IQ8HC | 380 |  | 20 |  |  | 0.98 |  | Other | UNDER EACH PANEL
NJADRE1560121655 | Administratively Determined Incentive Program | SWEDESBORO | 8085 | 8.2 | Residential | Behind the Meter | Yes | EMT Renewables, LLC | AC Electric |  | Accepted | 2025-07-21 | 2025-08-13 | 2026-08-13 | Solar Panels | MSE PERC | MSE-410 |  | 0.41 | 9 | 289 | 25 |  | Fixed | Roof
NJADRE1560121655 | Administratively Determined Incentive Program | SWEDESBORO | 8085 | 8.2 | Residential | Behind the Meter | Yes | EMT Renewables, LLC | AC Electric |  | Accepted | 2025-07-21 | 2025-08-13 | 2026-08-13 | Solar Panels | MSE PERC | MSE-410 |  | 0.41 | 2 | 201 | 25 |  | Fixed | Roof
NJADRE1560121655 | Administratively Determined Incentive Program | SWEDESBORO | 8085 | 8.2 | Residential | Behind the Meter | Yes | EMT Renewables, LLC | AC Electric |  | Accepted | 2025-07-21 | 2025-08-13 | 2026-08-13 | Solar Panels | MSE PERC | MSE-410 |  | 0.41 | 9 | 109 | 25 |  | Fixed | Roof
NJADRE1560121668 | Administratively Determined Incentive Program | Millville | 8332 | 14.79 | Residential | Behind the Meter | Yes | Integrity Solar & Home Solutions, LLC | AC Electric |  | Accepted | 2025-07-21 | 2025-08-13 | 2026-08-13 | Solar Panels | Q CELLS | Q.TRON BLK M-G2H+ 435 |  | 0.435 | 16 | 242 | 23 |  | Fixed | Roof
NJADRE1560121668 | Administratively Determined Incentive Program | Millville | 8332 | 14.79 | Residential | Behind the Meter | Yes | Integrity Solar & Home Solutions, LLC | AC Electric |  | Accepted | 2025-07-21 | 2025-08-13 | 2026-08-13 | Solar Panels | Q CELLS | Q.TRON BLK M-G2H+ 435 |  | 0.435 | 18 | 62 | 23 |  | Fixed | Roof
NJADRE1560121668 | Administratively Determined Incentive Program | Millville | 8332 | 14.79 | Residential | Behind the Meter | Yes | Integrity Solar & Home Solutions, LLC | AC Electric |  | Accepted | 2025-07-21 | 2025-08-13 | 2026-08-13 | Inverters | ENPHASE | IQ8HC | 380 |  | 34 |  |  | 0.98 |  | Other | UNDER EACH PANEL
NJADRE1560121682 | Administratively Determined Incentive Program | Bound Brook | 8805 | 4.455 | Residential | Behind the Meter | No | Solar Energy World | PSE&G |  | Accepted | 2025-07-21 | 2025-08-18 | 2026-08-18 | Solar Panels | LONGI | LR5-54HPB-405M |  | 0.405 | 3 | 287 | 35 |  | Fixed | Roof
NJADRE1560121682 | Administratively Determined Incentive Program | Bound Brook | 8805 | 4.455 | Residential | Behind the Meter | No | Solar Energy World | PSE&G |  | Accepted | 2025-07-21 | 2025-08-18 | 2026-08-18 | Solar Panels | LONGI | LR5-54HPB-405M |  | 0.405 | 3 | 196 | 34 |  | Fixed | Roof
NJADRE1560121682 | Administratively Determined Incentive Program | Bound Brook | 8805 | 4.455 | Residential | Behind the Meter | No | Solar Energy World | PSE&G |  | Accepted | 2025-07-21 | 2025-08-18 | 2026-08-18 | Inverters | ENPHASE | IQ8+-72-M-US | 290 |  | 11 |  |  | 0.97 |  | Outside
NJADRE1560121682 | Administratively Determined Incentive Program | Bound Brook | 8805 | 4.455 | Residential | Behind the Meter | No | Solar Energy World | PSE&G |  | Accepted | 2025-07-21 | 2025-08-18 | 2026-08-18 | Solar Panels | LONGI | LR5-54HPB-405M |  | 0.405 | 5 | 107 | 34 |  | Fixed | Roof
NJADRE1560121696 | Administratively Determined Incentive Program | LINDEN | 7036 | 4.455 | Residential | Behind the Meter | Yes | Sunrun Installation Services, Inc. | PSE&G |  | Accepted | 2025-07-21 | 2025-08-13 | 2026-08-13 | Inverters | SolarEdge Technologies | SE3800H-USMN | 3800 |  | 1 |  |  | 0.99 |  | Outdoor
NJADRE1560121696 | Administratively Determined Incentive Program | LINDEN | 7036 | 4.455 | Residential | Behind the Meter | Yes | Sunrun Installation Services, Inc. | PSE&G |  | Accepted | 2025-07-21 | 2025-08-13 | 2026-08-13 | Solar Panels | JA Solar | JAM54S31-405/MR |  | 0.405 | 11 | 128 | 43 |  | Fixed | Roof
NJADRE1560121713 | Administratively Determined Incentive Program | Brick | 8724 | 13.53 | Residential | Behind the Meter | Yes | Pro Custom Solar dba Momentum Solar | JCP&L |  | Accepted | 2025-07-21 | 2025-08-14 | 2026-08-14 | Solar Panels | HANWHA | q.peak duo blk-g10+410 |  | 0.41 | 17 | 153 | 19 |  | Fixed | Roof
NJADRE1560121713 | Administratively Determined Incentive Program | Brick | 8724 | 13.53 | Residential | Behind the Meter | Yes | Pro Custom Solar dba Momentum Solar | JCP&L |  | Accepted | 2025-07-21 | 2025-08-14 | 2026-08-14 | Inverters | ENPHASE | IQ8HC-72-M-DOM-US | 380 |  | 33 |  |  | 0.97 |  | Outdoor
NJADRE1560121713 | Administratively Determined Incentive Program | Brick | 8724 | 13.53 | Residential | Behind the Meter | Yes | Pro Custom Solar dba Momentum Solar | JCP&L |  | Accepted | 2025-07-21 | 2025-08-14 | 2026-08-14 | Solar Panels | Hanwha | q.peak duo blk-g10+410 |  | 0.41 | 6 | 333 | 20 |  | Fixed | Roof
NJADRE1560121713 | Administratively Determined Incentive Program | Brick | 8724 | 13.53 | Residential | Behind the Meter | Yes | Pro Custom Solar dba Momentum Solar | JCP&L |  | Accepted | 2025-07-21 | 2025-08-14 | 2026-08-14 | Solar Panels | Hanwha | q.peak duo blk-g10+410 |  | 0.41 | 6 | 63 | 25 |  | Fixed | Roof
NJADRE1560121713 | Administratively Determined Incentive Program | Brick | 8724 | 13.53 | Residential | Behind the Meter | Yes | Pro Custom Solar dba Momentum Solar | JCP&L |  | Accepted | 2025-07-21 | 2025-08-14 | 2026-08-14 | Solar Panels | Hanwha | q.peak duo blk-g10+410 |  | 0.41 | 4 | 63 | 24 |  | Fixed | Roof
NJADRE1560121717 | Administratively Determined Incentive Program | BLAIRSTOWN | 7825 | 17.6 | Residential | Behind the Meter | No | Green House Solar | JCP&L |  | Accepted | 2025-07-21 | 2025-08-14 | 2026-08-14 | Solar Panels | Silfab | Silf 440 QD |  | 0.44 | 32 | 170 | 34 |  | Fixed | Roof
NJADRE1560121717 | Administratively Determined Incentive Program | BLAIRSTOWN | 7825 | 17.6 | Residential | Behind the Meter | No | Green House Solar | JCP&L |  | Accepted | 2025-07-21 | 2025-08-14 | 2026-08-14 | Solar Panels | Silfab | Silf 440 QD |  | 0.44 | 8 | 260 | 34 |  | Fixed | Roof
NJADRE1560121717 | Administratively Determined Incentive Program | BLAIRSTOWN | 7825 | 17.6 | Residential | Behind the Meter | No | Green House Solar | JCP&L |  | Accepted | 2025-07-21 | 2025-08-14 | 2026-08-14 | Inverters | Enphase | IQ8MC | 320 |  | 40 |  |  | 0.97 |  | Other | Panel
NJADRE1560121738 | Administratively Determined Incentive Program | ELIZABETH | 7202 | 9.02 | Residential | Behind the Meter | Yes | Pro Custom Solar dba Momentum Solar | PSE&G |  | Accepted | 2025-07-21 | 2025-08-13 | 2026-08-13 | Solar Panels | Hanwha | q.peak duo blk-g10+410 |  | 0.41 | 12 | 251 | 35 |  | Fixed | Roof
NJADRE1560121738 | Administratively Determined Incentive Program | ELIZABETH | 7202 | 9.02 | Residential | Behind the Meter | Yes | Pro Custom Solar dba Momentum Solar | PSE&G |  | Accepted | 2025-07-21 | 2025-08-13 | 2026-08-13 | Solar Panels | Hanwha | q.peak duo blk-g10+410 |  | 0.41 | 10 | 71 | 35 |  | Fixed | Roof
NJADRE1560121738 | Administratively Determined Incentive Program | ELIZABETH | 7202 | 9.02 | Residential | Behind the Meter | Yes | Pro Custom Solar dba Momentum Solar | PSE&G |  | Accepted | 2025-07-21 | 2025-08-13 | 2026-08-13 | Inverters | ENPHASE | IQ8HC-72-M-DOM-US | 380 |  | 22 |  |  | 0.97 |  | Outdoor
NJADRE1560121739 | Administratively Determined Incentive Program | LAWRENCE | 8648 | 19.36 | Residential | Behind the Meter | No | Green House Solar | PSE&G |  | Accepted | 2025-07-23 | 2025-08-14 | 2026-08-14 | Solar Panels | Silfab | Silf 440 QD |  | 0.44 | 6 | 97 | 20 |  | Fixed | Roof
NJADRE1560121739 | Administratively Determined Incentive Program | LAWRENCE | 8648 | 19.36 | Residential | Behind the Meter | No | Green House Solar | PSE&G |  | Accepted | 2025-07-23 | 2025-08-14 | 2026-08-14 | Inverters | ENPHASE | IQ8MC | 320 |  | 44 |  |  | 0.97 |  | Other | Panel
NJADRE1560121739 | Administratively Determined Incentive Program | LAWRENCE | 8648 | 19.36 | Residential | Behind the Meter | No | Green House Solar | PSE&G |  | Accepted | 2025-07-23 | 2025-08-14 | 2026-08-14 | Solar Panels | Silfab | Silf 440 QD |  | 0.44 | 4 | 277 | 27 |  | Fixed | Roof
NJADRE1560121739 | Administratively Determined Incentive Program | LAWRENCE | 8648 | 19.36 | Residential | Behind the Meter | No | Green House Solar | PSE&G |  | Accepted | 2025-07-23 | 2025-08-14 | 2026-08-14 | Solar Panels | Silfab | Silf 440 QD |  | 0.44 | 6 | 277 | 27 |  | Fixed | Roof
NJADRE1560121739 | Administratively Determined Incentive Program | LAWRENCE | 8648 | 19.36 | Residential | Behind the Meter | No | Green House Solar | PSE&G |  | Accepted | 2025-07-23 | 2025-08-14 | 2026-08-14 | Solar Panels | Silfab | Silf 440 QD |  | 0.44 | 15 | 277 | 27 |  | Fixed | Roof
NJADRE1560121739 | Administratively Determined Incentive Program | LAWRENCE | 8648 | 19.36 | Residential | Behind the Meter | No | Green House Solar | PSE&G |  | Accepted | 2025-07-23 | 2025-08-14 | 2026-08-14 | Solar Panels | Silfab | Silf 440 QD |  | 0.44 | 13 | 97 | 27 |  | Fixed | Roof
NJADRE1560121744 | Administratively Determined Incentive Program | DUNELLEN BORO | 8812 | 5.33 | Residential | Behind the Meter | Yes | Sunrun Installation Services, Inc. | PSE&G |  | Accepted | 2025-07-21 | 2025-08-13 | 2026-08-13 | Electric Storage Battery | TESLA | Powerwall 3 1707000-xx-y |  |  | 1 |  |  |  | Lithium Ion |  | OUTSIDE
NJADRE1560121744 | Administratively Determined Incentive Program | DUNELLEN BORO | 8812 | 5.33 | Residential | Behind the Meter | Yes | Sunrun Installation Services, Inc. | PSE&G |  | Accepted | 2025-07-21 | 2025-08-13 | 2026-08-13 | Solar Panels | Hanwha Q-Cells | Q.PEAK DUO BLK ML-G10.C+ 410 (MD06G100A-017) |  | 0.41 | 13 | 168 | 34 |  | Fixed | Roof
NJADRE1560121744 | Administratively Determined Incentive Program | DUNELLEN BORO | 8812 | 5.33 | Residential | Behind the Meter | Yes | Sunrun Installation Services, Inc. | PSE&G |  | Accepted | 2025-07-21 | 2025-08-13 | 2026-08-13 | Inverters | TESLA | Powerwall 3 1707000-xx-y | 11500 |  | 1 |  |  | 0.97 |  | Outdoor
NJADRE1560121754 | Administratively Determined Incentive Program | BUDD LAKE | 7828 | 8.5 | Residential | Behind the Meter | No | Sunwise Energy, LLC | JCP&L |  | Accepted | 2025-07-21 | 2025-08-13 | 2026-08-13 | Solar Panels | JINKO SOLAR | JKM425N-54HL4-B |  | 0.425 | 20 | 196 | 26 |  | Fixed | Roof
NJADRE1560121754 | Administratively Determined Incentive Program | BUDD LAKE | 7828 | 8.5 | Residential | Behind the Meter | No | Sunwise Energy, LLC | JCP&L |  | Accepted | 2025-07-21 | 2025-08-13 | 2026-08-13 | Inverters | ENPHASE ENERGY | IQ8MC-72-M-US (240V) | 320 |  | 20 |  |  | 0.974 |  | Outdoor
NJADRE1560121795 | Administratively Determined Incentive Program | BELVIDERE | 7823 | 15.17 | Residential | Behind the Meter | Yes | Trinity Solar, LLC | JCP&L |  | Accepted | 2025-07-21 | 2025-08-14 | 2026-08-14 | Inverters | Solar Edge | USE7600H-USMNBL75 | 7600 |  | 1 |  |  | 0.97 |  | Outdoor
NJADRE1560121795 | Administratively Determined Incentive Program | BELVIDERE | 7823 | 15.17 | Residential | Behind the Meter | Yes | Trinity Solar, LLC | JCP&L |  | Accepted | 2025-07-21 | 2025-08-14 | 2026-08-14 | Solar Panels | HANWHA | (Q.PEAK DUO BLK ML-G10.C+410) |  | 0.41 | 9 | 149 | 13 |  | Fixed | Roof
NJADRE1560121795 | Administratively Determined Incentive Program | BELVIDERE | 7823 | 15.17 | Residential | Behind the Meter | Yes | Trinity Solar, LLC | JCP&L |  | Accepted | 2025-07-21 | 2025-08-14 | 2026-08-14 | Inverters | Solar Edge | USE5700H-USMNBL75 | 5760 |  | 1 |  |  | 0.97 |  | Outdoor
NJADRE1560121795 | Administratively Determined Incentive Program | BELVIDERE | 7823 | 15.17 | Residential | Behind the Meter | Yes | Trinity Solar, LLC | JCP&L |  | Accepted | 2025-07-21 | 2025-08-14 | 2026-08-14 | Solar Panels | HANWHA | (Q.PEAK DUO BLK ML-G10.C+410) |  | 0.41 | 18 | 242 | 18 |  | Fixed | Roof
NJADRE1560121795 | Administratively Determined Incentive Program | BELVIDERE | 7823 | 15.17 | Residential | Behind the Meter | Yes | Trinity Solar, LLC | JCP&L |  | Accepted | 2025-07-21 | 2025-08-14 | 2026-08-14 | Solar Panels | HANWHA | (Q.PEAK DUO BLK ML-G10.C+410) |  | 0.41 | 10 | 149 | 23 |  | Fixed | Roof
NJADRE1560121806 | Administratively Determined Incentive Program | FRANKLIN TWP | 8873 | 10.66 | Residential | Behind the Meter | Yes | Freedom Forever New Jersey, LLC | PSE&G |  | Accepted | 2025-07-21 | 2025-08-13 | 2026-08-13 | Inverters | Solar Edge | SE7600H-US | 7600 |  | 1 |  |  | 0.99 |  | Outside
NJADRE1560121806 | Administratively Determined Incentive Program | FRANKLIN TWP | 8873 | 10.66 | Residential | Behind the Meter | Yes | Freedom Forever New Jersey, LLC | PSE&G |  | Accepted | 2025-07-21 | 2025-08-13 | 2026-08-13 | Solar Panels | Hanwha | Q.PEAK DUO BLK ML-G10+ 410 |  | 0.41 | 20 | 121 | 33 |  | Fixed | Roof
NJADRE1560121806 | Administratively Determined Incentive Program | FRANKLIN TWP | 8873 | 10.66 | Residential | Behind the Meter | Yes | Freedom Forever New Jersey, LLC | PSE&G |  | Accepted | 2025-07-21 | 2025-08-13 | 2026-08-13 | Solar Panels | Hanwha | Q.PEAK DUO BLK ML-G10+ 410 |  | 0.41 | 6 | 212 | 33 |  | Fixed | Roof
NJADRE1560122646 | Administratively Determined Incentive Program | Newfoundland | 7435 | 7.38 | Residential | Behind the Meter | Yes | Sunrun Installation Services, Inc. | JCP&L |  | Accepted | 2025-07-21 | 2025-08-13 | 2026-08-13 | Electric Storage Battery | TESLA | Powerwall 3 1707000-xx-y |  |  | 1 |  |  |  | Lithium Ion |  | OUTSIDE
NJADRE1560122646 | Administratively Determined Incentive Program | Newfoundland | 7435 | 7.38 | Residential | Behind the Meter | Yes | Sunrun Installation Services, Inc. | JCP&L |  | Accepted | 2025-07-21 | 2025-08-13 | 2026-08-13 | Solar Panels | Hanwha Q-Cells | Q.PEAK DUO BLK ML-G10.C+ 410 (MD06G100A-017) |  | 0.41 | 4 | 338 | 19 |  | Fixed | Roof
NJADRE1560122646 | Administratively Determined Incentive Program | Newfoundland | 7435 | 7.38 | Residential | Behind the Meter | Yes | Sunrun Installation Services, Inc. | JCP&L |  | Accepted | 2025-07-21 | 2025-08-13 | 2026-08-13 | Inverters | TESLA | Powerwall 3 1707000-xx-y | 11500 |  | 1 |  |  | 0.97 |  | Outdoor
NJADRE1560122646 | Administratively Determined Incentive Program | Newfoundland | 7435 | 7.38 | Residential | Behind the Meter | Yes | Sunrun Installation Services, Inc. | JCP&L |  | Accepted | 2025-07-21 | 2025-08-13 | 2026-08-13 | Solar Panels | Hanwha Q-Cells | Q.PEAK DUO BLK ML-G10.C+ 410 (MD06G100A-017) |  | 0.41 | 5 | 248 | 19 |  | Fixed | Roof
NJADRE1560122646 | Administratively Determined Incentive Program | Newfoundland | 7435 | 7.38 | Residential | Behind the Meter | Yes | Sunrun Installation Services, Inc. | JCP&L |  | Accepted | 2025-07-21 | 2025-08-13 | 2026-08-13 | Solar Panels | Hanwha Q-Cells | Q.PEAK DUO BLK ML-G10.C+ 410 (MD06G100A-017) |  | 0.41 | 9 | 338 | 20 |  | Fixed | Roof
NJADRE1560122691 | Administratively Determined Incentive Program | Jamesburg | 8831 | 15.66 | Residential | Behind the Meter | No | Maier Solar Engineering dba Solar Me | JCP&L |  | Accepted | 2025-07-21 | 2025-08-13 | 2026-08-13 | Solar Panels | QCELL - HANWHA | QTRON- BLK-MG2+435 |  | 0.435 | 5 | 225 | 28 |  | Fixed | Roof
NJADRE1560122691 | Administratively Determined Incentive Program | Jamesburg | 8831 | 15.66 | Residential | Behind the Meter | No | Maier Solar Engineering dba Solar Me | JCP&L |  | Accepted | 2025-07-21 | 2025-08-13 | 2026-08-13 | Inverters | ENPHASE | IQ8AC-72-M-US | 349 |  | 36 |  |  | 0.97 |  | Outdoor | ON RACKING
NJADRE1560122691 | Administratively Determined Incentive Program | Jamesburg | 8831 | 15.66 | Residential | Behind the Meter | No | Maier Solar Engineering dba Solar Me | JCP&L |  | Accepted | 2025-07-21 | 2025-08-13 | 2026-08-13 | Solar Panels | QCELL - HANWHA | QTRON- BLK-MG2+435 |  | 0.435 | 1 | 315 | 28 |  | Fixed | Roof
NJADRE1560122691 | Administratively Determined Incentive Program | Jamesburg | 8831 | 15.66 | Residential | Behind the Meter | No | Maier Solar Engineering dba Solar Me | JCP&L |  | Accepted | 2025-07-21 | 2025-08-13 | 2026-08-13 | Solar Panels | QCELL - HANWHA | QTRON- BLK-MG2+435 |  | 0.435 | 16 | 45 | 27 |  | Fixed | Roof
NJADRE1560122691 | Administratively Determined Incentive Program | Jamesburg | 8831 | 15.66 | Residential | Behind the Meter | No | Maier Solar Engineering dba Solar Me | JCP&L |  | Accepted | 2025-07-21 | 2025-08-13 | 2026-08-13 | Solar Panels | QCELL - HANWHA | QTRON- BLK-MG2+435 |  | 0.435 | 8 | 315 | 45 |  | Fixed | Roof
NJADRE1560122691 | Administratively Determined Incentive Program | Jamesburg | 8831 | 15.66 | Residential | Behind the Meter | No | Maier Solar Engineering dba Solar Me | JCP&L |  | Accepted | 2025-07-21 | 2025-08-13 | 2026-08-13 | Solar Panels | QCELL - HANWHA | QTRON- BLK-MG2+435 |  | 0.435 | 5 | 45 | 27 |  | Fixed | Roof
NJADRE1560122691 | Administratively Determined Incentive Program | Jamesburg | 8831 | 15.66 | Residential | Behind the Meter | No | Maier Solar Engineering dba Solar Me | JCP&L |  | Accepted | 2025-07-21 | 2025-08-13 | 2026-08-13 | Solar Panels | QCELL - HANWHA | QTRON- BLK-MG2+435 |  | 0.435 | 1 | 135 | 28 |  | Fixed | Roof
NJADRE1560122717 | Administratively Determined Incentive Program | Warren | 7059 | 13.92 | Residential | Behind the Meter | No | Maier Solar Engineering dba Solar Me | JCP&L |  | Accepted | 2025-07-21 | 2025-08-13 | 2026-08-13 | Solar Panels | QCELL - HANWHA | QTRON- BLK-MG2+435 |  | 0.435 | 32 | 205 | 21 |  | Fixed | Roof
NJADRE1560122717 | Administratively Determined Incentive Program | Warren | 7059 | 13.92 | Residential | Behind the Meter | No | Maier Solar Engineering dba Solar Me | JCP&L |  | Accepted | 2025-07-21 | 2025-08-13 | 2026-08-13 | Electric Storage Battery | ENPHASE | ENCHARGE 5P |  |  | 2 |  |  |  | Lithium Ion |  | OUTSIDE
NJADRE1560122797 | Administratively Determined Incentive Program | Montgomery | 8558 | 9.68 | Residential | Behind the Meter | No | Exact Solar | PSE&G |  | Accepted | 2025-07-22 | 2025-08-13 | 2026-08-13 | Solar Panels | VSUN | VSUN440N-108BMH |  | 0.44 | 22 | 169.5 | 28 |  | Fixed | Roof
NJADRE1560122797 | Administratively Determined Incentive Program | Montgomery | 8558 | 9.68 | Residential | Behind the Meter | No | Exact Solar | PSE&G |  | Accepted | 2025-07-22 | 2025-08-13 | 2026-08-13 | Inverters | Enphase | IQ8MC-72-M-US | 320 |  | 22 |  |  | 0.974 |  | Outdoor | Under the panels
NJADRE1560124310 | Administratively Determined Incentive Program | Toms River | 8753 | 10.125 | Residential | Behind the Meter | Yes | Sunrun Installation Services, Inc. | JCP&L |  | Accepted | 2025-07-22 | 2025-08-15 | 2026-08-15 | Solar Panels | JA Solar | JAM54S31-405/MR |  | 0.405 | 9 | 293 | 21 |  | Fixed | Roof
NJADRE1560124310 | Administratively Determined Incentive Program | Toms River | 8753 | 10.125 | Residential | Behind the Meter | Yes | Sunrun Installation Services, Inc. | JCP&L |  | Accepted | 2025-07-22 | 2025-08-15 | 2026-08-15 | Inverters | SolarEdge Technologies | SE7600H-USMN | 7600 |  | 1 |  |  | 0.99 |  | Outdoor
NJADRE1560124310 | Administratively Determined Incentive Program | Toms River | 8753 | 10.125 | Residential | Behind the Meter | Yes | Sunrun Installation Services, Inc. | JCP&L |  | Accepted | 2025-07-22 | 2025-08-15 | 2026-08-15 | Solar Panels | JA Solar | JAM54S31-405/MR |  | 0.405 | 16 | 113 | 21 |  | Fixed | Roof
NJADRE1560124315 | Administratively Determined Incentive Program | Atco | 8004 | 11.745 | Residential | Behind the Meter | Yes | Sunrun Installation Services, Inc. | AC Electric |  | Accepted | 2025-07-22 | 2025-08-13 | 2026-08-13 | Solar Panels | JA Solar | JAM54S31-405/MR |  | 0.405 | 12 | 332 | 18 |  | Fixed | Roof
NJADRE1560124315 | Administratively Determined Incentive Program | Atco | 8004 | 11.745 | Residential | Behind the Meter | Yes | Sunrun Installation Services, Inc. | AC Electric |  | Accepted | 2025-07-22 | 2025-08-13 | 2026-08-13 | Solar Panels | JA Solar | JAM54S31-405/MR |  | 0.405 | 17 | 153 | 18 |  | Fixed | Roof
NJADRE1560124315 | Administratively Determined Incentive Program | Atco | 8004 | 11.745 | Residential | Behind the Meter | Yes | Sunrun Installation Services, Inc. | AC Electric |  | Accepted | 2025-07-22 | 2025-08-13 | 2026-08-13 | Inverters | SolarEdge Technologies | SE10000H-USMN | 10000 |  | 1 |  |  | 0.99 |  | Outdoor
NJADRE1560124330 | Administratively Determined Incentive Program | Sicklerville | 8081 | 5.265 | Residential | Behind the Meter | Yes | Sunrun Installation Services, Inc. | AC Electric |  | Accepted | 2025-07-22 | 2025-08-13 | 2026-08-13 | Inverters | SOLAREDGE TECHNOLOGIES | SE3800H-USMN | 3800 |  | 1 |  |  | 0.99 |  | Indoor
NJADRE1560124330 | Administratively Determined Incentive Program | Sicklerville | 8081 | 5.265 | Residential | Behind the Meter | Yes | Sunrun Installation Services, Inc. | AC Electric |  | Accepted | 2025-07-22 | 2025-08-13 | 2026-08-13 | Solar Panels | JA SOLAR | JAM54S31-405/MR |  | 0.405 | 13 | 256 | 37 |  | Fixed | Roof
NJADRE1560124330 | Administratively Determined Incentive Program | Sicklerville | 8081 | 5.265 | Residential | Behind the Meter | Yes | Sunrun Installation Services, Inc. | AC Electric |  | Accepted | 2025-07-22 | 2025-08-13 | 2026-08-13 | Meters | SOLAREDGE TECHNOLOGIES | SE3800H-USMN |  |  | 1 |  |  |  | Yes | Outdoor
NJADRE1560124332 | Administratively Determined Incentive Program | Lindenwold | 8021 | 5.81 | Residential | Behind the Meter | Yes | Big Wave Roofing and Solar, LLC | AC Electric |  | Accepted | 2025-07-22 | 2025-08-13 | 2026-08-13 | Inverters | Enphase | IQ8HC-72-M-DOM-US | 380 |  | 14 |  |  | 0.97 |  | Outside
NJADRE1560124332 | Administratively Determined Incentive Program | Lindenwold | 8021 | 5.81 | Residential | Behind the Meter | Yes | Big Wave Roofing and Solar, LLC | AC Electric |  | Accepted | 2025-07-22 | 2025-08-13 | 2026-08-13 | Solar Panels | QCELLS | Q.PEAK DUO BLK ML-G10.C+ 415W |  | 0.415 | 9 | 157 | 25 |  | Fixed | Roof
NJADRE1560124332 | Administratively Determined Incentive Program | Lindenwold | 8021 | 5.81 | Residential | Behind the Meter | Yes | Big Wave Roofing and Solar, LLC | AC Electric |  | Accepted | 2025-07-22 | 2025-08-13 | 2026-08-13 | Solar Panels | QCELLS | Q.PEAK DUO BLK ML-G10.C+ 415W |  | 0.415 | 5 | 247 | 25 |  | Fixed | Roof
NJADRE1560124345 | Administratively Determined Incentive Program | South Egg Harbor | 8215 | 7.65 | Residential | Behind the Meter | Yes | Whitman Construction, LLC | AC Electric |  | Accepted | 2025-07-22 | 2025-08-13 | 2026-08-13 | Solar Panels | JINKO SOLAR | JKM425N-54HL4-B |  | 0.425 | 9 | 132 | 23 |  | Fixed | Roof
NJADRE1560124345 | Administratively Determined Incentive Program | South Egg Harbor | 8215 | 7.65 | Residential | Behind the Meter | Yes | Whitman Construction, LLC | AC Electric |  | Accepted | 2025-07-22 | 2025-08-13 | 2026-08-13 | Solar Panels | JINKO SOLAR | JKM425N-54HL4-B |  | 0.425 | 5 | 222 | 30 |  | Fixed | Roof
NJADRE1560124345 | Administratively Determined Incentive Program | South Egg Harbor | 8215 | 7.65 | Residential | Behind the Meter | Yes | Whitman Construction, LLC | AC Electric |  | Accepted | 2025-07-22 | 2025-08-13 | 2026-08-13 | Solar Panels | JINKO SOLAR | JKM425N-54HL4-B |  | 0.425 | 4 | 221 | 10 |  | Fixed | Roof
NJADRE1560124345 | Administratively Determined Incentive Program | South Egg Harbor | 8215 | 7.65 | Residential | Behind the Meter | Yes | Whitman Construction, LLC | AC Electric |  | Accepted | 2025-07-22 | 2025-08-13 | 2026-08-13 | Inverters | ENPHASE | IQ8PLUS-72-2-US | 290 |  | 18 |  |  | 0.975 |  | Outdoor
NJADRE1560124346 | Administratively Determined Incentive Program | SICKLERVILLE | 8081 | 15.3 | Residential | Behind the Meter | Yes | Power Energy Solutions, LLC | AC Electric |  | Accepted | 2025-07-22 | 2025-08-15 | 2026-08-15 | Inverters | SolarEdge | SE10000H-US | 10000 |  | 1 |  |  | 0.97 |  | Outdoor
NJADRE1560124346 | Administratively Determined Incentive Program | SICKLERVILLE | 8081 | 15.3 | Residential | Behind the Meter | Yes | Power Energy Solutions, LLC | AC Electric |  | Accepted | 2025-07-22 | 2025-08-15 | 2026-08-15 | Solar Panels | Trina Solar | TSM-425NE09RC.05 |  | 0.425 | 7 | 244 | 34 |  | Fixed | Roof
NJADRE1560124346 | Administratively Determined Incentive Program | SICKLERVILLE | 8081 | 15.3 | Residential | Behind the Meter | Yes | Power Energy Solutions, LLC | AC Electric |  | Accepted | 2025-07-22 | 2025-08-15 | 2026-08-15 | Solar Panels | Trina Solar | TSM-425NE09RC.05 |  | 0.425 | 19 | 64 | 34 |  | Fixed | Roof
NJADRE1560124346 | Administratively Determined Incentive Program | SICKLERVILLE | 8081 | 15.3 | Residential | Behind the Meter | Yes | Power Energy Solutions, LLC | AC Electric |  | Accepted | 2025-07-22 | 2025-08-15 | 2026-08-15 | Solar Panels | Trina Solar | TSM-425NE09RC.05 |  | 0.425 | 8 | 65 | 34 |  | Fixed | Roof
NJADRE1560124346 | Administratively Determined Incentive Program | SICKLERVILLE | 8081 | 15.3 | Residential | Behind the Meter | Yes | Power Energy Solutions, LLC | AC Electric |  | Accepted | 2025-07-22 | 2025-08-15 | 2026-08-15 | Solar Panels | Trina Solar | TSM-425NE09RC.05 |  | 0.425 | 2 | 245 | 34 |  | Fixed | Roof
NJADRE1560124355 | Administratively Determined Incentive Program | METUCHEN | 8840 | 8.265 | Residential | Behind the Meter | Yes | SunnyMac, LLC | PSE&G |  | Accepted | 2025-07-22 | 2025-08-13 | 2026-08-13 | Solar Panels | HANWHA | Q.TRON BLK M-G2+ |  | 0.435 | 9 | 244 | 45 |  | Fixed | Roof
NJADRE1560124355 | Administratively Determined Incentive Program | METUCHEN | 8840 | 8.265 | Residential | Behind the Meter | Yes | SunnyMac, LLC | PSE&G |  | Accepted | 2025-07-22 | 2025-08-13 | 2026-08-13 | Inverters | SOLAREDGE ENERGY HUB | SE5700H-US | 5760 |  | 1 |  |  | 0.99 |  | Outdoor | next to meter
NJADRE1560124355 | Administratively Determined Incentive Program | METUCHEN | 8840 | 8.265 | Residential | Behind the Meter | Yes | SunnyMac, LLC | PSE&G |  | Accepted | 2025-07-22 | 2025-08-13 | 2026-08-13 | Solar Panels | HANWHA | Q.TRON BLK M-G2+ |  | 0.435 | 10 | 60 | 24 |  | Fixed | Roof
NJADRE1560124357 | Administratively Determined Incentive Program | MORRIS PLAINS | 7950 | 17.2 | Residential | Behind the Meter | No | Infinity Solar Systems, LLC | JCP&L |  | Accepted | 2025-07-22 | 2025-08-14 | 2026-08-14 | Solar Panels | SEG Solar | SEG-430-BTD-BG |  | 0.43 | 5 | 333 | 34 |  | Fixed | Roof
NJADRE1560124357 | Administratively Determined Incentive Program | MORRIS PLAINS | 7950 | 17.2 | Residential | Behind the Meter | No | Infinity Solar Systems, LLC | JCP&L |  | Accepted | 2025-07-22 | 2025-08-14 | 2026-08-14 | Solar Panels | SEG Solar | SEG-430-BTD-BG |  | 0.43 | 7 | 243 | 33 |  | Fixed | Roof
NJADRE1560124357 | Administratively Determined Incentive Program | MORRIS PLAINS | 7950 | 17.2 | Residential | Behind the Meter | No | Infinity Solar Systems, LLC | JCP&L |  | Accepted | 2025-07-22 | 2025-08-14 | 2026-08-14 | Solar Panels | SEG Solar | SEG-430-BTD-BG |  | 0.43 | 3 | 63 | 33 |  | Fixed | Roof
NJADRE1560124357 | Administratively Determined Incentive Program | MORRIS PLAINS | 7950 | 17.2 | Residential | Behind the Meter | No | Infinity Solar Systems, LLC | JCP&L |  | Accepted | 2025-07-22 | 2025-08-14 | 2026-08-14 | Solar Panels | SEG Solar | SEG-430-BTD-BG |  | 0.43 | 7 | 243 | 33 |  | Fixed | Roof
NJADRE1560124357 | Administratively Determined Incentive Program | MORRIS PLAINS | 7950 | 17.2 | Residential | Behind the Meter | No | Infinity Solar Systems, LLC | JCP&L |  | Accepted | 2025-07-22 | 2025-08-14 | 2026-08-14 | Solar Panels | SEG Solar | SEG-430-BTD-BG |  | 0.43 | 9 | 153 | 34 |  | Fixed | Roof
NJADRE1560124357 | Administratively Determined Incentive Program | MORRIS PLAINS | 7950 | 17.2 | Residential | Behind the Meter | No | Infinity Solar Systems, LLC | JCP&L |  | Accepted | 2025-07-22 | 2025-08-14 | 2026-08-14 | Inverters | Enphase | IQ8MC-72-M-US | 320 |  | 40 |  |  | 0.97 |  | Outdoor
NJADRE1560124357 | Administratively Determined Incentive Program | MORRIS PLAINS | 7950 | 17.2 | Residential | Behind the Meter | No | Infinity Solar Systems, LLC | JCP&L |  | Accepted | 2025-07-22 | 2025-08-14 | 2026-08-14 | Solar Panels | SEG Solar | SEG-430-BTD-BG |  | 0.43 | 9 | 333 | 34 |  | Fixed | Roof
NJADRE1560124361 | Administratively Determined Incentive Program | FRANKLIN TWP SOM | 8873 | 7.695 | Residential | Behind the Meter | Yes | Sunrun Installation Services, Inc. | PSE&G |  | Accepted | 2025-07-22 | 2025-08-13 | 2026-08-13 | Solar Panels | JA SOLAR | JAM54S31-405/MR |  | 0.405 | 7 | 220 | 17 |  | Fixed | Roof
NJADRE1560124361 | Administratively Determined Incentive Program | FRANKLIN TWP SOM | 8873 | 7.695 | Residential | Behind the Meter | Yes | Sunrun Installation Services, Inc. | PSE&G |  | Accepted | 2025-07-22 | 2025-08-13 | 2026-08-13 | Inverters | SOLAREDGE TECHNOLOGIES | SE5700H-USMN | 5760 |  | 1 |  |  | 0.99 |  | Outdoor
NJADRE1560124361 | Administratively Determined Incentive Program | FRANKLIN TWP SOM | 8873 | 7.695 | Residential | Behind the Meter | Yes | Sunrun Installation Services, Inc. | PSE&G |  | Accepted | 2025-07-22 | 2025-08-13 | 2026-08-13 | Solar Panels | JA SOLAR | JAM54S31-405/MR |  | 0.405 | 12 | 41 | 39 |  | Fixed | Roof
NJADRE1560124370 | Administratively Determined Incentive Program | Blackwood | 8012 | 6.8 | Residential | Behind the Meter | Yes | Power Energy Solutions, LLC | PSE&G |  | Accepted | 2025-07-22 | 2025-08-15 | 2026-08-15 | Inverters | SolarEdge | SE3800H-US | 4 |  | 1 |  |  | 0.97 |  | Outdoor
NJADRE1560124370 | Administratively Determined Incentive Program | Blackwood | 8012 | 6.8 | Residential | Behind the Meter | Yes | Power Energy Solutions, LLC | PSE&G |  | Accepted | 2025-07-22 | 2025-08-15 | 2026-08-15 | Solar Panels | Trina Solar | TSM-425NE09RC.05 |  | 0.425 | 9 | 72 | 22 |  | Fixed | Roof
NJADRE1560124370 | Administratively Determined Incentive Program | Blackwood | 8012 | 6.8 | Residential | Behind the Meter | Yes | Power Energy Solutions, LLC | PSE&G |  | Accepted | 2025-07-22 | 2025-08-15 | 2026-08-15 | Solar Panels | Trina Solar | TSM-425NE09RC.05 |  | 0.425 | 7 | 252 | 22 |  | Fixed | Roof
NJADRE1560124376 | Administratively Determined Incentive Program | Sicklerville | 8081 | 6.96 | Residential | Behind the Meter | Yes | SunnyMac, LLC | AC Electric |  | Accepted | 2025-07-22 | 2025-08-13 | 2026-08-13 | Solar Panels | HANWHA | Q.TRON BLK M-G2.H+ |  | 0.435 | 16 | 147 | 34 |  | Fixed | Roof
NJADRE1560124376 | Administratively Determined Incentive Program | Sicklerville | 8081 | 6.96 | Residential | Behind the Meter | Yes | SunnyMac, LLC | AC Electric |  | Accepted | 2025-07-22 | 2025-08-13 | 2026-08-13 | Inverters | SOLAREDGE HOME HUB | SE5700H-US | 5760 |  | 1 |  |  | 0.99 |  | Outdoor | next to meter
NJADRE1560124379 | Administratively Determined Incentive Program | Union | 7083 | 6.885 | Residential | Behind the Meter | Yes | Sunrun Installation Services, Inc. | PSE&G |  | Accepted | 2025-07-22 | 2025-08-13 | 2026-08-13 | Solar Panels | JA SOLAR | JAM54S31-405/MR |  | 0.405 | 9 | 166 | 34 |  | Fixed | Roof
NJADRE1560124379 | Administratively Determined Incentive Program | Union | 7083 | 6.885 | Residential | Behind the Meter | Yes | Sunrun Installation Services, Inc. | PSE&G |  | Accepted | 2025-07-22 | 2025-08-13 | 2026-08-13 | Inverters | SOLAREDGE TECHNOLOGIES | SE5700H-USMN | 5760 |  | 1 |  |  | 0.99 |  | Outside
NJADRE1560124379 | Administratively Determined Incentive Program | Union | 7083 | 6.885 | Residential | Behind the Meter | Yes | Sunrun Installation Services, Inc. | PSE&G |  | Accepted | 2025-07-22 | 2025-08-13 | 2026-08-13 | Solar Panels | JA SOLAR | JAM54S31-405/MR |  | 0.405 | 8 | 346 | 34 |  | Fixed | Roof
NJADRE1560124391 | Administratively Determined Incentive Program | TRENTON | 8638 | 5.33 | Residential | Behind the Meter | Yes | Pro Custom Solar dba Momentum Solar | PSE&G |  | Accepted | 2025-07-22 | 2025-08-13 | 2026-08-13 | Inverters | ENPHASE | IQ8HC-72-M-DOM-US | 380 |  | 13 |  |  | 0.97 |  | Outdoor
NJADRE1560124391 | Administratively Determined Incentive Program | TRENTON | 8638 | 5.33 | Residential | Behind the Meter | Yes | Pro Custom Solar dba Momentum Solar | PSE&G |  | Accepted | 2025-07-22 | 2025-08-13 | 2026-08-13 | Solar Panels | HANWHA | q.peak duo blk-g10+410 |  | 0.41 | 7 | 74 | 29 |  | Fixed | Roof
NJADRE1560124391 | Administratively Determined Incentive Program | TRENTON | 8638 | 5.33 | Residential | Behind the Meter | Yes | Pro Custom Solar dba Momentum Solar | PSE&G |  | Accepted | 2025-07-22 | 2025-08-13 | 2026-08-13 | Solar Panels | HANWHA | q.peak duo blk-g10+410 |  | 0.41 | 6 | 254 | 29 |  | Fixed | Roof
NJADRE1560124396 | Administratively Determined Incentive Program | Camden | 8105 | 9.02 | Residential | Behind the Meter | Yes | Sunrun Installation Services, Inc. | PSE&G |  | Accepted | 2025-07-22 | 2025-08-13 | 2026-08-13 | Inverters | SOLAREDGE TECHNOLOGIES | SE7600H-USMN | 7600 |  | 1 |  |  | 0.99 |  | Outdoor
NJADRE1560124396 | Administratively Determined Incentive Program | Camden | 8105 | 9.02 | Residential | Behind the Meter | Yes | Sunrun Installation Services, Inc. | PSE&G |  | Accepted | 2025-07-22 | 2025-08-13 | 2026-08-13 | Solar Panels | ELIN ENERGY | ELNSM54M-HC-410 |  | 0.41 | 10 | 31 | 10 |  | Fixed | Roof
NJADRE1560124396 | Administratively Determined Incentive Program | Camden | 8105 | 9.02 | Residential | Behind the Meter | Yes | Sunrun Installation Services, Inc. | PSE&G |  | Accepted | 2025-07-22 | 2025-08-13 | 2026-08-13 | Solar Panels | ELIN ENERGY | ELNSM54M-HC-410 |  | 0.41 | 12 | 212 | 10 |  | Fixed | Roof
NJADRE1560124397 | Administratively Determined Incentive Program | Westville | 8093 | 9.02 | Residential | Behind the Meter | Yes | Sunrun Installation Services, Inc. | PSE&G |  | Accepted | 2025-07-22 | 2025-08-13 | 2026-08-13 | Solar Panels | ELIN ENERGY (SIRIUS PV) | ELNSM54M-HC-410 |  | 0.41 | 5 | 220 | 25 |  | Fixed | Roof
NJADRE1560124397 | Administratively Determined Incentive Program | Westville | 8093 | 9.02 | Residential | Behind the Meter | Yes | Sunrun Installation Services, Inc. | PSE&G |  | Accepted | 2025-07-22 | 2025-08-13 | 2026-08-13 | Solar Panels | ELIN ENERGY (SIRIUS PV) | ELNSM54M-HC-410 |  | 0.41 | 7 | 310 | 25 |  | Fixed | Roof
NJADRE1560124397 | Administratively Determined Incentive Program | Westville | 8093 | 9.02 | Residential | Behind the Meter | Yes | Sunrun Installation Services, Inc. | PSE&G |  | Accepted | 2025-07-22 | 2025-08-13 | 2026-08-13 | Inverters | SOLAREDGE TECHNOLOGIES | SE7600H-USMN | 7600 |  | 1 |  |  | 0.99 |  | Outside
NJADRE1560124397 | Administratively Determined Incentive Program | Westville | 8093 | 9.02 | Residential | Behind the Meter | Yes | Sunrun Installation Services, Inc. | PSE&G |  | Accepted | 2025-07-22 | 2025-08-13 | 2026-08-13 | Solar Panels | ELIN ENERGY (SIRIUS PV) | ELNSM54M-HC-410 |  | 0.41 | 6 | 130 | 22 |  | Fixed | Roof
NJADRE1560124397 | Administratively Determined Incentive Program | Westville | 8093 | 9.02 | Residential | Behind the Meter | Yes | Sunrun Installation Services, Inc. | PSE&G |  | Accepted | 2025-07-22 | 2025-08-13 | 2026-08-13 | Solar Panels | ELIN ENERGY (SIRIUS PV) | ELNSM54M-HC-410 |  | 0.41 | 4 | 220 | 15 |  | Fixed | Roof
NJADRE1560124404 | Administratively Determined Incentive Program | Hammonton | 8037 | 16.2 | Residential | Behind the Meter | Yes | Solar Energy World | AC Electric |  | Accepted | 2025-07-22 | 2025-08-13 | 2026-08-13 | Solar Panels | LONGI | LR5-HPB-405M |  | 0.405 | 5 | 352 | 22 |  | Fixed | Roof
NJADRE1560124404 | Administratively Determined Incentive Program | Hammonton | 8037 | 16.2 | Residential | Behind the Meter | Yes | Solar Energy World | AC Electric |  | Accepted | 2025-07-22 | 2025-08-13 | 2026-08-13 | Solar Panels | LONGI | LR5-HPB-405M |  | 0.405 | 5 | 172 | 23 |  | Fixed | Roof
NJADRE1560124404 | Administratively Determined Incentive Program | Hammonton | 8037 | 16.2 | Residential | Behind the Meter | Yes | Solar Energy World | AC Electric |  | Accepted | 2025-07-22 | 2025-08-13 | 2026-08-13 | Solar Panels | LONGI | LR5-54HPB-405M |  | 0.405 | 12 | 352 | 22 |  | Fixed | Roof
NJADRE1560124404 | Administratively Determined Incentive Program | Hammonton | 8037 | 16.2 | Residential | Behind the Meter | Yes | Solar Energy World | AC Electric |  | Accepted | 2025-07-22 | 2025-08-13 | 2026-08-13 | Solar Panels | LONGI | LR5-54HPB-405M |  | 0.405 | 18 | 172 | 22 |  | Fixed | Roof
NJADRE1560124404 | Administratively Determined Incentive Program | Hammonton | 8037 | 16.2 | Residential | Behind the Meter | Yes | Solar Energy World | AC Electric |  | Accepted | 2025-07-22 | 2025-08-13 | 2026-08-13 | Inverters | ENPHASE | IQ8HC-72-M-DOM-US | 384 |  | 40 |  |  | 0.97 |  | Outside
NJADRE1560124417 | Administratively Determined Incentive Program | Edison Twp | 8820 | 10.125 | Residential | Behind the Meter | Yes | Sunrun Installation Services, Inc. | PSE&G |  | Accepted | 2025-07-22 | 2025-08-13 | 2026-08-13 | Solar Panels | JA SOLAR | JAM54S31-405/MR |  | 0.405 | 16 | 356 | 22 |  | Fixed | Roof
NJADRE1560124417 | Administratively Determined Incentive Program | Edison Twp | 8820 | 10.125 | Residential | Behind the Meter | Yes | Sunrun Installation Services, Inc. | PSE&G |  | Accepted | 2025-07-22 | 2025-08-13 | 2026-08-13 | Solar Panels | JA SOLAR | JAM54S31-405/MR |  | 0.405 | 9 | 176 | 22 |  | Fixed | Roof
NJADRE1560124417 | Administratively Determined Incentive Program | Edison Twp | 8820 | 10.125 | Residential | Behind the Meter | Yes | Sunrun Installation Services, Inc. | PSE&G |  | Accepted | 2025-07-22 | 2025-08-13 | 2026-08-13 | Inverters | SOLAREDGE TECHNOLOGIES | SE7600H-USMN | 7600 |  | 1 |  |  | 0.99 |  | Outdoor
NJADRE1560124421 | Administratively Determined Incentive Program | TEANECK | 7666 | 5.95 | Residential | Behind the Meter | Yes | Power Energy Solutions, LLC | PSE&G |  | Accepted | 2025-07-22 | 2025-08-15 | 2026-08-15 | Solar Panels | Trina Solar | TSM-425NE09RC.05 |  | 0.425 | 3 | 17 | 25 |  | Fixed | Roof
NJADRE1560124421 | Administratively Determined Incentive Program | TEANECK | 7666 | 5.95 | Residential | Behind the Meter | Yes | Power Energy Solutions, LLC | PSE&G |  | Accepted | 2025-07-22 | 2025-08-15 | 2026-08-15 | Solar Panels | Trina Solar | TSM-425NE09RC.05 |  | 0.425 | 11 | 197 | 23 |  | Fixed | Roof
NJADRE1560124421 | Administratively Determined Incentive Program | TEANECK | 7666 | 5.95 | Residential | Behind the Meter | Yes | Power Energy Solutions, LLC | PSE&G |  | Accepted | 2025-07-22 | 2025-08-15 | 2026-08-15 | Inverters | SolarEdge | SE3800H-US | 3800 |  | 1 |  |  | 0.97 |  | Outdoor
NJADRE1560124433 | Administratively Determined Incentive Program | WEST BERLIN | 8091 | 6.525 | Residential | Behind the Meter | Yes | Integrity Solar & Home Solutions, LLC | AC Electric |  | Accepted | 2025-07-22 | 2025-08-14 | 2026-08-14 | Inverters | ENPHASE | IQ8HC | 380 |  | 15 |  |  | 0.98 |  | Other | UNDER EACH PANEL
NJADRE1560124433 | Administratively Determined Incentive Program | WEST BERLIN | 8091 | 6.525 | Residential | Behind the Meter | Yes | Integrity Solar & Home Solutions, LLC | AC Electric |  | Accepted | 2025-07-22 | 2025-08-14 | 2026-08-14 | Solar Panels | Q CELLS | Q.TRON BLK M-G2H+ 435 |  | 0.435 | 15 | 187 | 21 |  | Fixed | Roof
NJADRE1560124436 | Administratively Determined Incentive Program | LAKEWOOD | 8701 | 10.35 | Residential | Behind the Meter | Yes | Powerlutions, LLC | JCP&L |  | Accepted | 2025-07-22 | 2025-08-15 | 2026-08-15 | Inverters | Enphase | IQ8HC-72-M-DOM-US | 380 |  | 23 |  |  | 0.98 |  | Outdoor
NJADRE1560124436 | Administratively Determined Incentive Program | LAKEWOOD | 8701 | 10.35 | Residential | Behind the Meter | Yes | Powerlutions, LLC | JCP&L |  | Accepted | 2025-07-22 | 2025-08-15 | 2026-08-15 | Solar Panels | Canadian Solar | CS6.1-54TM-450H |  | 0.45 | 23 | 202 | 23 |  | Fixed | Roof
NJADRE1560124439 | Administratively Determined Incentive Program | PISCATAWAY | 8854 | 7.29 | Residential | Behind the Meter | No | Power Home Remodeling Group | PSE&G |  | Accepted | 2025-07-22 | 2025-08-13 | 2026-08-13 | Meters | SolarEdge | Revenue Grade Data Ansi C12.20 |  |  | 1 |  |  |  | Yes | Outdoor
NJADRE1560124439 | Administratively Determined Incentive Program | PISCATAWAY | 8854 | 7.29 | Residential | Behind the Meter | No | Power Home Remodeling Group | PSE&G |  | Accepted | 2025-07-22 | 2025-08-13 | 2026-08-13 | Inverters | SolarEdge | SE5700H-US | 5760 |  | 1 |  |  | 0.99 |  | Outside
NJADRE1560124439 | Administratively Determined Incentive Program | PISCATAWAY | 8854 | 7.29 | Residential | Behind the Meter | No | Power Home Remodeling Group | PSE&G |  | Accepted | 2025-07-22 | 2025-08-13 | 2026-08-13 | Solar Panels | JA Solar | JAM54S31 405/MR |  | 0.405 | 18 | 233 | 19 |  | Fixed | Roof
NJADRE1560124454 | Administratively Determined Incentive Program | HAWTHORNE | 7506 | 18.92 | Residential | Behind the Meter | Yes | K Hanrahan Enterprises, Inc. | PSE&G |  | Accepted | 2025-07-22 | 2025-08-14 | 2026-08-14 | Meters | GRIDSTREAM | FOCUS |  |  | 1 |  |  |  | Yes | Outdoor
NJADRE1560124454 | Administratively Determined Incentive Program | HAWTHORNE | 7506 | 18.92 | Residential | Behind the Meter | Yes | K Hanrahan Enterprises, Inc. | PSE&G |  | Accepted | 2025-07-22 | 2025-08-14 | 2026-08-14 | Inverters | ENPHASE | IQ8PLUS-72-2-US | 290 |  | 44 |  |  | 0.99 |  | Outdoor
NJADRE1560124454 | Administratively Determined Incentive Program | HAWTHORNE | 7506 | 18.92 | Residential | Behind the Meter | Yes | K Hanrahan Enterprises, Inc. | PSE&G |  | Accepted | 2025-07-22 | 2025-08-14 | 2026-08-14 | Solar Panels | JINKO | JKM430N-54-HL4-B |  | 0.43 | 44 | 100 | 90 |  | Fixed | Roof
NJADRE1560124459 | Administratively Determined Incentive Program | TRENTON | 8610 | 8.075 | Residential | Behind the Meter | Yes | Power Energy Solutions, LLC | PSE&G |  | Accepted | 2025-07-22 | 2025-08-15 | 2026-08-15 | Inverters | SolarEdge | SE5700H-US | 6 |  | 1 |  |  | 0.97 |  | Outdoor
NJADRE1560124459 | Administratively Determined Incentive Program | TRENTON | 8610 | 8.075 | Residential | Behind the Meter | Yes | Power Energy Solutions, LLC | PSE&G |  | Accepted | 2025-07-22 | 2025-08-15 | 2026-08-15 | Solar Panels | Trina Solar | TSM-425NE09RC.05 |  | 0.425 | 6 | 176 | 32 |  | Fixed | Roof
NJADRE1560124459 | Administratively Determined Incentive Program | TRENTON | 8610 | 8.075 | Residential | Behind the Meter | Yes | Power Energy Solutions, LLC | PSE&G |  | Accepted | 2025-07-22 | 2025-08-15 | 2026-08-15 | Solar Panels | Trina Solar | TSM-425NE09RC.05 |  | 0.425 | 1 | 86 | 14 |  | Fixed | Roof
NJADRE1560124459 | Administratively Determined Incentive Program | TRENTON | 8610 | 8.075 | Residential | Behind the Meter | Yes | Power Energy Solutions, LLC | PSE&G |  | Accepted | 2025-07-22 | 2025-08-15 | 2026-08-15 | Solar Panels | Trina Solar | TSM-425NE09RC.05 |  | 0.425 | 12 | 356 | 32 |  | Fixed | Roof
NJADRE1560124462 | Administratively Determined Incentive Program | ELIZABETH | 7201 | 9.02 | Residential | Behind the Meter | No | Pro Custom Solar dba Momentum Solar | PSE&G |  | Accepted | 2025-07-22 | 2025-08-13 | 2026-08-13 | Solar Panels | Hanwha | q.peak duo blk-g10+410 |  | 0.41 | 22 | 209 | 40 |  | Fixed | Roof
NJADRE1560124462 | Administratively Determined Incentive Program | ELIZABETH | 7201 | 9.02 | Residential | Behind the Meter | No | Pro Custom Solar dba Momentum Solar | PSE&G |  | Accepted | 2025-07-22 | 2025-08-13 | 2026-08-13 | Inverters | ENPHASE | IQ8PLUS-72-2-US | 380 |  | 22 |  |  | 0.97 |  | Outdoor
NJADRE1560124464 | Administratively Determined Incentive Program | HAMILTON TOWNSHIP | 8629 | 3.44 | Residential | Behind the Meter | No | EMT Renewables, LLC | PSE&G |  | Accepted | 2025-07-22 | 2025-08-14 | 2026-08-14 | Inverters | Q.MI.349B | IQ8+ | 290 |  | 8 |  |  | 0.98 |  | Other | UNDER EACH PANEL
NJADRE1560124464 | Administratively Determined Incentive Program | HAMILTON TOWNSHIP | 8629 | 3.44 | Residential | Behind the Meter | No | EMT Renewables, LLC | PSE&G |  | Accepted | 2025-07-22 | 2025-08-14 | 2026-08-14 | Solar Panels | Q CELLS | Q TRON |  | 0.43 | 8 | 144 | 31 |  | Fixed | Roof
NJADRE1560124470 | Administratively Determined Incentive Program | Hillsborough Twp | 8844 | 13.92 | Residential | Behind the Meter | Yes | Velocity Energy & Home Solutions, Inc. | PSE&G |  | Accepted | 2025-07-22 | 2025-08-20 | 2026-08-20 | Solar Panels | qtron | 435w |  | 0.435 | 15 | 78 | 27 |  | Fixed | Roof
NJADRE1560124470 | Administratively Determined Incentive Program | Hillsborough Twp | 8844 | 13.92 | Residential | Behind the Meter | Yes | Velocity Energy & Home Solutions, Inc. | PSE&G |  | Accepted | 2025-07-22 | 2025-08-20 | 2026-08-20 | Inverters | enphase | iq8hc | 380 |  | 32 |  |  | 0.99 |  | Outside | behind panels
NJADRE1560124470 | Administratively Determined Incentive Program | Hillsborough Twp | 8844 | 13.92 | Residential | Behind the Meter | Yes | Velocity Energy & Home Solutions, Inc. | PSE&G |  | Accepted | 2025-07-22 | 2025-08-20 | 2026-08-20 | Solar Panels | qtron | 435w |  | 0.435 | 17 | 79 | 30 |  | Fixed | Roof
NJADRE1560124475 | Administratively Determined Incentive Program | BRANCHBURG | 8853 | 15.91 | Residential | Behind the Meter | No | Pro Custom Solar dba Momentum Solar | JCP&L |  | Accepted | 2025-07-22 | 2025-08-13 | 2026-08-13 | Inverters | ENPHASE | IQ8PLUS-72-2-US | 380 |  | 37 |  |  | 0.97 |  | Outdoor
NJADRE1560124475 | Administratively Determined Incentive Program | BRANCHBURG | 8853 | 15.91 | Residential | Behind the Meter | No | Pro Custom Solar dba Momentum Solar | JCP&L |  | Accepted | 2025-07-22 | 2025-08-13 | 2026-08-13 | Solar Panels | Hanwha | Q.TRON BLK M-G2+430 |  | 0.43 | 19 | 144 | 34 |  | Fixed | Roof
NJADRE1560124475 | Administratively Determined Incentive Program | BRANCHBURG | 8853 | 15.91 | Residential | Behind the Meter | No | Pro Custom Solar dba Momentum Solar | JCP&L |  | Accepted | 2025-07-22 | 2025-08-13 | 2026-08-13 | Solar Panels | Hanwha | Q.TRON BLK M-G2+430 |  | 0.43 | 18 | 324 | 34 |  | Fixed | Roof
NJADRE1560124485 | Administratively Determined Incentive Program | Hightstown | 8520 | 13.53 | Residential | Behind the Meter | No | Tesla Energy Operations, Inc. | JCP&L |  | Accepted | 2025-07-22 | 2025-08-13 | 2026-08-13 | Solar Panels | Hanwha | Q.PEAK DUO BLK ML-G10+/TS 410 |  | 0.41 | 22 | 183 | 34 |  | Fixed | Roof
NJADRE1560124485 | Administratively Determined Incentive Program | Hightstown | 8520 | 13.53 | Residential | Behind the Meter | No | Tesla Energy Operations, Inc. | JCP&L |  | Accepted | 2025-07-22 | 2025-08-13 | 2026-08-13 | Inverters | Tesla | 1707000-XX-Y 11.5 kW | 11500 |  | 1 |  |  | 0.98 |  | Outdoor
NJADRE1560124485 | Administratively Determined Incentive Program | Hightstown | 8520 | 13.53 | Residential | Behind the Meter | No | Tesla Energy Operations, Inc. | JCP&L |  | Accepted | 2025-07-22 | 2025-08-13 | 2026-08-13 | Electric Storage Battery | Tesla | Powerwall 3 |  |  | 2 |  |  |  | Lithium Ion |  | OUTSIDE
NJADRE1560124485 | Administratively Determined Incentive Program | Hightstown | 8520 | 13.53 | Residential | Behind the Meter | No | Tesla Energy Operations, Inc. | JCP&L |  | Accepted | 2025-07-22 | 2025-08-13 | 2026-08-13 | Solar Panels | Hanwha | Q.PEAK DUO BLK ML-G10+/TS 410 |  | 0.41 | 11 | 183 | 34 |  | Fixed | Roof
NJADRE1560124494 | Administratively Determined Incentive Program | Pennsville | 8070 | 5.74 | Residential | Behind the Meter | Yes | Trinity Solar, LLC | AC Electric |  | Accepted | 2025-07-22 | 2025-08-13 | 2026-08-13 | Solar Panels | HANWHA | (Q.PEAK DUO BLK ML-G10.C+ 410) |  | 0.41 | 14 | 195 | 27 |  | Fixed | Roof
NJADRE1560124494 | Administratively Determined Incentive Program | Pennsville | 8070 | 5.74 | Residential | Behind the Meter | Yes | Trinity Solar, LLC | AC Electric |  | Accepted | 2025-07-22 | 2025-08-13 | 2026-08-13 | Inverters | Solar Edge | USE5700H-USMNBL75 | 5760 |  | 1 |  |  | 0.97 |  | Outdoor
NJADRE1560124496 | Administratively Determined Incentive Program | Sicklerville | 8081 | 3.915 | Residential | Behind the Meter | Yes | SunnyMac, LLC | AC Electric |  | Accepted | 2025-07-22 | 2025-08-13 | 2026-08-13 | Solar Panels | HANWHA | Q.TRON BLK M-G2.H+ |  | 0.435 | 9 | 146 | 26 |  | Fixed | Roof
NJADRE1560124496 | Administratively Determined Incentive Program | Sicklerville | 8081 | 3.915 | Residential | Behind the Meter | Yes | SunnyMac, LLC | AC Electric |  | Accepted | 2025-07-22 | 2025-08-13 | 2026-08-13 | Inverters | SOLAREDGE HOME HUB | SE3800H-US | 3800 |  | 1 |  |  | 0.99 |  | Outdoor | next to meter
NJADRE1560124501 | Administratively Determined Incentive Program | Lincoln Park | 7035 | 14.76 | Residential | Behind the Meter | Yes | Trinity Solar, LLC | JCP&L |  | Accepted | 2025-07-22 | 2025-08-13 | 2026-08-13 | Inverters | SOLAREDGE | SE11400H-US | 11400 |  | 1 |  |  | 0.97 |  | Outside
NJADRE1560124501 | Administratively Determined Incentive Program | Lincoln Park | 7035 | 14.76 | Residential | Behind the Meter | Yes | Trinity Solar, LLC | JCP&L |  | Accepted | 2025-07-22 | 2025-08-13 | 2026-08-13 | Solar Panels | HANWHA 410 (Q.PEAK DUO BLK ML-G10+410) | HANWHA 410 (Q.PEAK DUO BLK ML-G10+410) |  | 0.41 | 20 | 81 | 24 |  | Fixed | Roof
NJADRE1560124501 | Administratively Determined Incentive Program | Lincoln Park | 7035 | 14.76 | Residential | Behind the Meter | Yes | Trinity Solar, LLC | JCP&L |  | Accepted | 2025-07-22 | 2025-08-13 | 2026-08-13 | Solar Panels | HANWHA 410 (Q.PEAK DUO BLK ML-G10+410) | HANWHA 410 (Q.PEAK DUO BLK ML-G10+410) |  | 0.41 | 16 | 261 | 21 |  | Fixed | Roof
NJADRE1560124509 | Administratively Determined Incentive Program | Atlantic City | 8401 | 2.61 | Residential | Behind the Meter | Yes | Integrity Solar & Home Solutions, LLC | AC Electric |  | Accepted | 2025-07-22 | 2025-08-14 | 2026-08-14 | Inverters | ENPHASE | IQ8HC | 380 |  | 6 |  |  | 0.98 |  | Other | UNDER EACH PANEL
NJADRE1560124509 | Administratively Determined Incentive Program | Atlantic City | 8401 | 2.61 | Residential | Behind the Meter | Yes | Integrity Solar & Home Solutions, LLC | AC Electric |  | Accepted | 2025-07-22 | 2025-08-14 | 2026-08-14 | Solar Panels | Q CELLS | Q.TRON BLK M-G2H+ 435 |  | 0.435 | 6 | 243 | 34 |  | Fixed | Roof
NJADRE1560124510 | Administratively Determined Incentive Program | Irvington | 7111 | 4.92 | Residential | Behind the Meter | Yes | Trinity Solar, LLC | PSE&G |  | Accepted | 2025-07-22 | 2025-08-13 | 2026-08-13 | Solar Panels | Hanwha | Q.PEAK DUO BLK ML-G10+ 410 |  | 0.41 | 3 | 25 | 18 |  | Fixed | Roof
NJADRE1560124510 | Administratively Determined Incentive Program | Irvington | 7111 | 4.92 | Residential | Behind the Meter | Yes | Trinity Solar, LLC | PSE&G |  | Accepted | 2025-07-22 | 2025-08-13 | 2026-08-13 | Inverters | Solar Edge | USE3800H-US | 3800 |  | 1 |  |  | 0.97 |  | Outside
NJADRE1560124510 | Administratively Determined Incentive Program | Irvington | 7111 | 4.92 | Residential | Behind the Meter | Yes | Trinity Solar, LLC | PSE&G |  | Accepted | 2025-07-22 | 2025-08-13 | 2026-08-13 | Solar Panels | Hanwha | Q.PEAK DUO BLK ML-G10+ 410 |  | 0.41 | 4 | 205 | 30 |  | Fixed | Roof
NJADRE1560124510 | Administratively Determined Incentive Program | Irvington | 7111 | 4.92 | Residential | Behind the Meter | Yes | Trinity Solar, LLC | PSE&G |  | Accepted | 2025-07-22 | 2025-08-13 | 2026-08-13 | Solar Panels | Hanwha | Q.PEAK DUO BLK ML-G10+ 410 |  | 0.41 | 5 | 205 | 18 |  | Fixed | Roof
NJADRE1560124527 | Administratively Determined Incentive Program | PENNSVILLE | 8070 | 18.06 | Residential | Behind the Meter | No | RCL Enterprises, Inc. | AC Electric |  | Accepted | 2025-07-22 | 2025-08-13 | 2026-08-13 | Inverters | Enphase | IQ8plus | 290 |  | 42 |  |  | 0.97 |  | Outside
NJADRE1560124527 | Administratively Determined Incentive Program | PENNSVILLE | 8070 | 18.06 | Residential | Behind the Meter | No | RCL Enterprises, Inc. | AC Electric |  | Accepted | 2025-07-22 | 2025-08-13 | 2026-08-13 | Solar Panels | SEG Solar | SEG430BTD |  | 0.43 | 21 | 127 | 13 |  | Fixed | Roof
NJADRE1560124527 | Administratively Determined Incentive Program | PENNSVILLE | 8070 | 18.06 | Residential | Behind the Meter | No | RCL Enterprises, Inc. | AC Electric |  | Accepted | 2025-07-22 | 2025-08-13 | 2026-08-13 | Solar Panels | SEG Solar | SEG430BTD |  | 0.43 | 21 | 307 | 13 |  | Fixed | Roof
NJADRE1560124535 | Administratively Determined Incentive Program | Berlin | 8009 | 10.005 | Residential | Behind the Meter | No | Impact Solar, LLC | AC Electric |  | Accepted | 2025-07-22 | 2025-08-13 | 2026-08-13 | Inverters | Enphase | IQ8MC-72-2-US | 320 |  | 23 |  |  | 0.97 |  | Outdoor | under panels
NJADRE1560124535 | Administratively Determined Incentive Program | Berlin | 8009 | 10.005 | Residential | Behind the Meter | No | Impact Solar, LLC | AC Electric |  | Accepted | 2025-07-22 | 2025-08-13 | 2026-08-13 | Meters | Enphase | Envoy |  |  | 1 |  |  |  | Yes | Outdoor
NJADRE1560124535 | Administratively Determined Incentive Program | Berlin | 8009 | 10.005 | Residential | Behind the Meter | No | Impact Solar, LLC | AC Electric |  | Accepted | 2025-07-22 | 2025-08-13 | 2026-08-13 | Solar Panels | Hanwha | Q.TRON BLK M-G2+ 435 |  | 0.435 | 4 | 262 | 34 |  | Fixed | Roof
NJADRE1560124535 | Administratively Determined Incentive Program | Berlin | 8009 | 10.005 | Residential | Behind the Meter | No | Impact Solar, LLC | AC Electric |  | Accepted | 2025-07-22 | 2025-08-13 | 2026-08-13 | Solar Panels | Hanwha | Q.TRON BLK M-G2+ 435 |  | 0.435 | 19 | 262 | 34 |  | Fixed | Roof
NJADRE1560124536 | Administratively Determined Incentive Program | Monroe Township | 8831 | 57.6 | Farm | Behind the Meter | No | Advanced Solar & Energy Solutions, LLC | JCP&L |  | Accepted | 2025-07-22 | 2025-08-21 | 2026-08-21 | Inverters | enphase | iq8plus-72-m-us | 373 |  | 144 |  |  | 0.97 |  | Outside
NJADRE1560124536 | Administratively Determined Incentive Program | Monroe Township | 8831 | 57.6 | Farm | Behind the Meter | No | Advanced Solar & Energy Solutions, LLC | JCP&L |  | Accepted | 2025-07-22 | 2025-08-21 | 2026-08-21 | Solar Panels | axitec | ac-400mbt/108v |  | 0.4 | 144 | 130 | 20 |  | Fixed | Roof
NJADRE1560124538 | Administratively Determined Incentive Program | Swedesboro | 8085 | 10.005 | Residential | Behind the Meter | Yes | Velocity Energy & Home Solutions, Inc. | AC Electric |  | Accepted | 2025-07-22 | 2025-08-20 | 2026-08-20 | Solar Panels | qtron | 435w |  | 0.435 | 7 | 116 | 40 |  | Fixed | Roof
NJADRE1560124538 | Administratively Determined Incentive Program | Swedesboro | 8085 | 10.005 | Residential | Behind the Meter | Yes | Velocity Energy & Home Solutions, Inc. | AC Electric |  | Accepted | 2025-07-22 | 2025-08-20 | 2026-08-20 | Inverters | enphase | iq8hc | 380 |  | 23 |  |  | 0.99 |  | Outside | behind panels
NJADRE1560124538 | Administratively Determined Incentive Program | Swedesboro | 8085 | 10.005 | Residential | Behind the Meter | Yes | Velocity Energy & Home Solutions, Inc. | AC Electric |  | Accepted | 2025-07-22 | 2025-08-20 | 2026-08-20 | Solar Panels | qtron | 435w |  | 0.435 | 11 | 116 | 34 |  | Fixed | Roof
NJADRE1560124538 | Administratively Determined Incentive Program | Swedesboro | 8085 | 10.005 | Residential | Behind the Meter | Yes | Velocity Energy & Home Solutions, Inc. | AC Electric |  | Accepted | 2025-07-22 | 2025-08-20 | 2026-08-20 | Solar Panels | qtron | 435 |  | 0.435 | 5 | 296 | 34 |  | Fixed | Roof
NJADRE1560124549 | Administratively Determined Incentive Program | MOUNT LAUREL | 8054 | 7.395 | Residential | Behind the Meter | No | Impact Solar, LLC | PSE&G |  | Accepted | 2025-07-22 | 2025-08-15 | 2026-08-15 | Inverters | Enphase | IQ8MC-72-2-US | 320 |  | 17 |  |  | 0.97 |  | Outdoor | under panels
NJADRE1560124549 | Administratively Determined Incentive Program | MOUNT LAUREL | 8054 | 7.395 | Residential | Behind the Meter | No | Impact Solar, LLC | PSE&G |  | Accepted | 2025-07-22 | 2025-08-15 | 2026-08-15 | Solar Panels | Hanwha | Q.TRON BLK M-G2+ 435 |  | 0.435 | 8 | 138 | 34 |  | Fixed | Roof
NJADRE1560124549 | Administratively Determined Incentive Program | MOUNT LAUREL | 8054 | 7.395 | Residential | Behind the Meter | No | Impact Solar, LLC | PSE&G |  | Accepted | 2025-07-22 | 2025-08-15 | 2026-08-15 | Meters | Enphase | Envoy |  |  | 1 |  |  |  | Yes | Outdoor
NJADRE1560124549 | Administratively Determined Incentive Program | MOUNT LAUREL | 8054 | 7.395 | Residential | Behind the Meter | No | Impact Solar, LLC | PSE&G |  | Accepted | 2025-07-22 | 2025-08-15 | 2026-08-15 | Solar Panels | Hanwha | Q.TRON BLK M-G2+ 435 |  | 0.435 | 9 | 228 | 23 |  | Fixed | Roof
NJADRE1560124553 | Administratively Determined Incentive Program | MAHWAH | 7430 | 23.375 | Residential | Behind the Meter | Yes | Power Energy Solutions, LLC | Orange Rockland Electric |  | Accepted | 2025-07-22 | 2025-08-15 | 2026-08-15 | Solar Panels | Trina Solar | TSM-425NE09RC.05 |  | 0.425 | 5 | 300 | 26 |  | Fixed | Roof
NJADRE1560124553 | Administratively Determined Incentive Program | MAHWAH | 7430 | 23.375 | Residential | Behind the Meter | Yes | Power Energy Solutions, LLC | Orange Rockland Electric |  | Accepted | 2025-07-22 | 2025-08-15 | 2026-08-15 | Solar Panels | Trina Solar | TSM-425NE09RC.05 |  | 0.425 | 14 | 299 | 29 |  | Fixed | Roof
NJADRE1560124553 | Administratively Determined Incentive Program | MAHWAH | 7430 | 23.375 | Residential | Behind the Meter | Yes | Power Energy Solutions, LLC | Orange Rockland Electric |  | Accepted | 2025-07-22 | 2025-08-15 | 2026-08-15 | Solar Panels | Trina Solar | TSM-425NE09RC.05 |  | 0.425 | 11 | 119 | 29 |  | Fixed | Roof
NJADRE1560124553 | Administratively Determined Incentive Program | MAHWAH | 7430 | 23.375 | Residential | Behind the Meter | Yes | Power Energy Solutions, LLC | Orange Rockland Electric |  | Accepted | 2025-07-22 | 2025-08-15 | 2026-08-15 | Solar Panels | Trina Solar | TSM-425NE09RC.05 |  | 0.425 | 8 | 210 | 27 |  | Fixed | Roof
NJADRE1560124553 | Administratively Determined Incentive Program | MAHWAH | 7430 | 23.375 | Residential | Behind the Meter | Yes | Power Energy Solutions, LLC | Orange Rockland Electric |  | Accepted | 2025-07-22 | 2025-08-15 | 2026-08-15 | Inverters | SolarEdge | SE7600H-US | 760 |  | 2 |  |  | 0.97 |  | Outdoor
NJADRE1560124553 | Administratively Determined Incentive Program | MAHWAH | 7430 | 23.375 | Residential | Behind the Meter | Yes | Power Energy Solutions, LLC | Orange Rockland Electric |  | Accepted | 2025-07-22 | 2025-08-15 | 2026-08-15 | Solar Panels | Trina Solar | TSM-425NE09RC.05 |  | 0.425 | 4 | 120 | 26 |  | Fixed | Roof
NJADRE1560124553 | Administratively Determined Incentive Program | MAHWAH | 7430 | 23.375 | Residential | Behind the Meter | Yes | Power Energy Solutions, LLC | Orange Rockland Electric |  | Accepted | 2025-07-22 | 2025-08-15 | 2026-08-15 | Solar Panels | Trina Solar | TSM-425NE09RC.05 |  | 0.425 | 6 | 30 | 17 |  | Fixed | Roof
NJADRE1560124553 | Administratively Determined Incentive Program | MAHWAH | 7430 | 23.375 | Residential | Behind the Meter | Yes | Power Energy Solutions, LLC | Orange Rockland Electric |  | Accepted | 2025-07-22 | 2025-08-15 | 2026-08-15 | Solar Panels | Trina Solar | TSM-425NE09RC.05 |  | 0.425 | 7 | 210 | 27 |  | Fixed | Roof
NJADRE1560124555 | Administratively Determined Incentive Program | Pleasantville | 8232 | 4.92 | Residential | Behind the Meter | No | Sunwise Energy, LLC | AC Electric |  | Accepted | 2025-07-22 | 2025-08-14 | 2026-08-14 | Solar Panels | MISSION SOLAR | MSE410TH0B |  | 0.41 | 12 | 206 | 24 |  | Fixed | Roof
NJADRE1560124555 | Administratively Determined Incentive Program | Pleasantville | 8232 | 4.92 | Residential | Behind the Meter | No | Sunwise Energy, LLC | AC Electric |  | Accepted | 2025-07-22 | 2025-08-14 | 2026-08-14 | Inverters | ENPHASE ENERGY | IQ8PLUS-72-M-US (240V) | 290 |  | 12 |  |  | 0.977 |  | Outdoor
NJADRE1560124564 | Administratively Determined Incentive Program | Estell Manor | 8319 | 12.75 | Residential | Behind the Meter | No | RCL Enterprises, Inc. | AC Electric |  | Accepted | 2025-07-22 | 2025-08-13 | 2026-08-13 | Inverters | Enphase | IQ8plus | 290 |  | 30 |  |  | 0.97 |  | Outside
NJADRE1560124564 | Administratively Determined Incentive Program | Estell Manor | 8319 | 12.75 | Residential | Behind the Meter | No | RCL Enterprises, Inc. | AC Electric |  | Accepted | 2025-07-22 | 2025-08-13 | 2026-08-13 | Solar Panels | Jinko | JKM425N |  | 0.425 | 30 | 180 | 25 |  | Fixed | Ground
NJADRE1560124570 | Administratively Determined Incentive Program | Burlington Twp | 8016 | 6.525 | Residential | Behind the Meter | Yes | SunnyMac, LLC | PSE&G |  | Accepted | 2025-07-22 | 2025-08-13 | 2026-08-13 | Inverters | SOLAREDGE HOME HUB | SE5700H-US | 5760 |  | 1 |  |  | 0.99 |  | Outdoor | next to meter
NJADRE1560124570 | Administratively Determined Incentive Program | Burlington Twp | 8016 | 6.525 | Residential | Behind the Meter | Yes | SunnyMac, LLC | PSE&G |  | Accepted | 2025-07-22 | 2025-08-13 | 2026-08-13 | Solar Panels | HANWHA | Q.TRON BLK M-G2.H+ |  | 0.435 | 11 | 223 | 30 |  | Fixed | Roof
NJADRE1560124570 | Administratively Determined Incentive Program | Burlington Twp | 8016 | 6.525 | Residential | Behind the Meter | Yes | SunnyMac, LLC | PSE&G |  | Accepted | 2025-07-22 | 2025-08-13 | 2026-08-13 | Solar Panels | HANWHA | Q.TRON BLK M-G2.H+ |  | 0.435 | 4 | 133 | 45 |  | Fixed | Roof
NJADRE1560124576 | Administratively Determined Incentive Program | Madison | 7940 | 9.68 | Residential | Behind the Meter | No | Green House Solar | Borough of Madison |  | Accepted | 2025-07-22 | 2025-08-14 | 2026-08-14 | Electric Storage Battery | Enphase | IQ10C |  |  | 1 |  |  |  | Lithium Ion |  | Outside
NJADRE1560124576 | Administratively Determined Incentive Program | Madison | 7940 | 9.68 | Residential | Behind the Meter | No | Green House Solar | Borough of Madison |  | Accepted | 2025-07-22 | 2025-08-14 | 2026-08-14 | Solar Panels | Silfab | Silf 440 QD |  | 0.44 | 11 | 255 | 37 |  | Fixed | Roof
NJADRE1560124576 | Administratively Determined Incentive Program | Madison | 7940 | 9.68 | Residential | Behind the Meter | No | Green House Solar | Borough of Madison |  | Accepted | 2025-07-22 | 2025-08-14 | 2026-08-14 | Solar Panels | Silfab | Silf 440 QD |  | 0.44 | 11 | 75 | 37 |  | Fixed | Roof
NJADRE1560124576 | Administratively Determined Incentive Program | Madison | 7940 | 9.68 | Residential | Behind the Meter | No | Green House Solar | Borough of Madison |  | Accepted | 2025-07-22 | 2025-08-14 | 2026-08-14 | Inverters | ENPHASE | IQ8MC | 330 |  | 22 |  |  | 0.97 |  | Outdoor | Panel
NJADRE1560124576 | Administratively Determined Incentive Program | Madison | 7940 | 9.68 | Residential | Behind the Meter | No | Green House Solar | Borough of Madison |  | Accepted | 2025-07-22 | 2025-08-14 | 2026-08-14 | Meters | Enphase | x-iq-am1-240-6C |  |  | 1 |  |  |  | Yes | Outdoor
NJADRE1560124582 | Administratively Determined Incentive Program | HOWELL | 7731 | 13.94 | Residential | Behind the Meter | Yes | Trinity Solar, LLC | JCP&L |  | Accepted | 2025-07-22 | 2025-08-13 | 2026-08-13 | Inverters | Solar Edge | USE11400H-USMNBL75 | 11400 |  | 1 |  |  | 0.97 |  | Outdoor
NJADRE1560124582 | Administratively Determined Incentive Program | HOWELL | 7731 | 13.94 | Residential | Behind the Meter | Yes | Trinity Solar, LLC | JCP&L |  | Accepted | 2025-07-22 | 2025-08-13 | 2026-08-13 | Solar Panels | HANWHA | Q.PEAK DUO BLK ML-G10.C+ 410 |  | 0.41 | 3 | 170 | 20 |  | Fixed | Roof
NJADRE1560124582 | Administratively Determined Incentive Program | HOWELL | 7731 | 13.94 | Residential | Behind the Meter | Yes | Trinity Solar, LLC | JCP&L |  | Accepted | 2025-07-22 | 2025-08-13 | 2026-08-13 | Solar Panels | HANWHA | Q.PEAK DUO BLK ML-G10.C+ 410 |  | 0.41 | 6 | 350 | 14 |  | Fixed | Roof
NJADRE1560124582 | Administratively Determined Incentive Program | HOWELL | 7731 | 13.94 | Residential | Behind the Meter | Yes | Trinity Solar, LLC | JCP&L |  | Accepted | 2025-07-22 | 2025-08-13 | 2026-08-13 | Solar Panels | HANWHA | Q.PEAK DUO BLK ML-G10.C+ 410 |  | 0.41 | 15 | 170 | 20 |  | Fixed | Roof
NJADRE1560124582 | Administratively Determined Incentive Program | HOWELL | 7731 | 13.94 | Residential | Behind the Meter | Yes | Trinity Solar, LLC | JCP&L |  | Accepted | 2025-07-22 | 2025-08-13 | 2026-08-13 | Solar Panels | HANWHA | Q.PEAK DUO BLK ML-G10.C+ 410 |  | 0.41 | 10 | 350 | 20 |  | Fixed | Roof
NJADRE1560124600 | Administratively Determined Incentive Program | Little Egg Harbor | 8087 | 14.94 | Residential | Behind the Meter | Yes | Big Wave Roofing and Solar, LLC | AC Electric |  | Accepted | 2025-07-22 | 2025-08-13 | 2026-08-13 | Inverters | Enphase | IQ8HC-72-M-DOM-US | 380 |  | 36 |  |  | 0.98 |  | Outdoor
NJADRE1560124600 | Administratively Determined Incentive Program | Little Egg Harbor | 8087 | 14.94 | Residential | Behind the Meter | Yes | Big Wave Roofing and Solar, LLC | AC Electric |  | Accepted | 2025-07-22 | 2025-08-13 | 2026-08-13 | Solar Panels | Q cells | Q.PEAK DUO BLK ML-G10.C+415w |  | 0.415 | 15 | 205 | 25 |  | Fixed | Roof
NJADRE1560124600 | Administratively Determined Incentive Program | Little Egg Harbor | 8087 | 14.94 | Residential | Behind the Meter | Yes | Big Wave Roofing and Solar, LLC | AC Electric |  | Accepted | 2025-07-22 | 2025-08-13 | 2026-08-13 | Solar Panels | Q cells | Q.PEAK DUO BLK ML-G10.C+415w |  | 0.415 | 12 | 25 | 25 |  | Fixed | Roof
NJADRE1560124600 | Administratively Determined Incentive Program | Little Egg Harbor | 8087 | 14.94 | Residential | Behind the Meter | Yes | Big Wave Roofing and Solar, LLC | AC Electric |  | Accepted | 2025-07-22 | 2025-08-13 | 2026-08-13 | Solar Panels | Q cells | Q.PEAK DUO BLK ML-G10.C+415w |  | 0.415 | 6 | 25 | 25 |  | Fixed | Roof
NJADRE1560124600 | Administratively Determined Incentive Program | Little Egg Harbor | 8087 | 14.94 | Residential | Behind the Meter | Yes | Big Wave Roofing and Solar, LLC | AC Electric |  | Accepted | 2025-07-22 | 2025-08-13 | 2026-08-13 | Solar Panels | Q cells | Q.PEAK DUO BLK ML-G10.C+415w |  | 0.415 | 3 | 25 | 25 |  | Fixed | Roof
NJADRE1560124603 | Administratively Determined Incentive Program | BROWNS MILLS | 8015 | 16.095 | Residential | Behind the Meter | Yes | SunnyMac, LLC | JCP&L |  | Accepted | 2025-07-22 | 2025-08-13 | 2026-08-13 | Solar Panels | HANWHA | Q.TRON BLK M-G2.H+ |  | 0.435 | 9 | 245 | 24 |  | Fixed | Roof
NJADRE1560124603 | Administratively Determined Incentive Program | BROWNS MILLS | 8015 | 16.095 | Residential | Behind the Meter | Yes | SunnyMac, LLC | JCP&L |  | Accepted | 2025-07-22 | 2025-08-13 | 2026-08-13 | Solar Panels | HANWHA | Q.TRON BLK M-G2.H+ |  | 0.435 | 10 | 244 | 19 |  | Fixed | Roof
NJADRE1560124603 | Administratively Determined Incentive Program | BROWNS MILLS | 8015 | 16.095 | Residential | Behind the Meter | Yes | SunnyMac, LLC | JCP&L |  | Accepted | 2025-07-22 | 2025-08-13 | 2026-08-13 | Inverters | SOLAREDGE HOME HUB | SE7600H-US | 7600 |  | 1 |  |  | 0.99 |  | Outdoor | next to meter
NJADRE1560124603 | Administratively Determined Incentive Program | BROWNS MILLS | 8015 | 16.095 | Residential | Behind the Meter | Yes | SunnyMac, LLC | JCP&L |  | Accepted | 2025-07-22 | 2025-08-13 | 2026-08-13 | Inverters | SOLAREDGE HOME HUB | SE3800H-US | 3800 |  | 1 |  |  | 0.99 |  | Outdoor | next to meter
NJADRE1560124603 | Administratively Determined Incentive Program | BROWNS MILLS | 8015 | 16.095 | Residential | Behind the Meter | Yes | SunnyMac, LLC | JCP&L |  | Accepted | 2025-07-22 | 2025-08-13 | 2026-08-13 | Solar Panels | HANWHA | Q.TRON BLK M-G2.H+ |  | 0.435 | 18 | 155 | 24 |  | Fixed | Roof
NJADRE1560124606 | Administratively Determined Incentive Program | Newton | 7860 | 20.5 | Residential | Behind the Meter | Yes | Trinity Solar, LLC | JCP&L |  | Accepted | 2025-07-22 | 2025-08-17 | 2026-08-17 | Solar Panels | HANWHA 410 (Q.PEAK DUO BLK ML-G10+410) | HANWHA 410 (Q.PEAK DUO BLK ML-G10+410) |  | 0.41 | 50 | 180 | 29 |  | Fixed | Ground
NJADRE1560124606 | Administratively Determined Incentive Program | Newton | 7860 | 20.5 | Residential | Behind the Meter | Yes | Trinity Solar, LLC | JCP&L |  | Accepted | 2025-07-22 | 2025-08-17 | 2026-08-17 | Inverters | SOLAREDGE | SE7600H-US | 7600 |  | 2 |  |  | 0.97 |  | Outside
NJADRE1560124635 | Administratively Determined Incentive Program | SALEM | 8079 | 24.6 | Residential | Behind the Meter | No | RCL Enterprises, Inc. | AC Electric |  | Accepted | 2025-07-22 | 2025-08-13 | 2026-08-13 | Solar Panels | Mission Solar | MSE410 PERC |  | 0.41 | 15 | 255 | 30 |  | Fixed | Roof
NJADRE1560124635 | Administratively Determined Incentive Program | SALEM | 8079 | 24.6 | Residential | Behind the Meter | No | RCL Enterprises, Inc. | AC Electric |  | Accepted | 2025-07-22 | 2025-08-13 | 2026-08-13 | Solar Panels | Mission Solar | MSE410 PERC |  | 0.41 | 25 | 255 | 30 |  | Fixed | Roof
NJADRE1560124635 | Administratively Determined Incentive Program | SALEM | 8079 | 24.6 | Residential | Behind the Meter | No | RCL Enterprises, Inc. | AC Electric |  | Accepted | 2025-07-22 | 2025-08-13 | 2026-08-13 | Inverters | Enphase | IQ8plus | 290 |  | 60 |  |  | 0.97 |  | Outside
NJADRE1560124635 | Administratively Determined Incentive Program | SALEM | 8079 | 24.6 | Residential | Behind the Meter | No | RCL Enterprises, Inc. | AC Electric |  | Accepted | 2025-07-22 | 2025-08-13 | 2026-08-13 | Solar Panels | Mission Solar | MSE410 PERC |  | 0.41 | 20 | 75 | 22 |  | Fixed | Roof
NJADRE1560124638 | Administratively Determined Incentive Program | Green Brook Twp | 8812 | 12.615 | Residential | Behind the Meter | No | Install Sun, LLC | PSE&G |  | Accepted | 2025-07-25 | 2025-08-20 | 2026-08-20 | Inverters | ENPHASE | IQ8PLUS-72-M-US | 8700 |  | 29 |  |  | 0.95 |  | Outside
NJADRE1560124638 | Administratively Determined Incentive Program | Green Brook Twp | 8812 | 12.615 | Residential | Behind the Meter | No | Install Sun, LLC | PSE&G |  | Accepted | 2025-07-25 | 2025-08-20 | 2026-08-20 | Solar Panels | Q CELLS | Q CELLS Q.TRON BLK M-G2+ |  | 0.435 | 4 | 53 | 30 |  | Fixed | Roof
NJADRE1560124638 | Administratively Determined Incentive Program | Green Brook Twp | 8812 | 12.615 | Residential | Behind the Meter | No | Install Sun, LLC | PSE&G |  | Accepted | 2025-07-25 | 2025-08-20 | 2026-08-20 | Solar Panels | Q CELLS | Q CELLS Q.TRON BLK M-G2+ |  | 0.435 | 4 | 53 | 11 |  | Fixed | Roof
NJADRE1560124638 | Administratively Determined Incentive Program | Green Brook Twp | 8812 | 12.615 | Residential | Behind the Meter | No | Install Sun, LLC | PSE&G |  | Accepted | 2025-07-25 | 2025-08-20 | 2026-08-20 | Solar Panels | QCELLS | Q CELLS Q.TRON BLK M-G2+ |  | 0.435 | 6 | 233 | 30 |  | Fixed | Roof
NJADRE1560124638 | Administratively Determined Incentive Program | Green Brook Twp | 8812 | 12.615 | Residential | Behind the Meter | No | Install Sun, LLC | PSE&G |  | Accepted | 2025-07-25 | 2025-08-20 | 2026-08-20 | Solar Panels | Q CELLS | Q CELLS Q.TRON BLK M-G2+ |  | 0.435 | 7 | 233 | 30 |  | Fixed | Roof
NJADRE1560124638 | Administratively Determined Incentive Program | Green Brook Twp | 8812 | 12.615 | Residential | Behind the Meter | No | Install Sun, LLC | PSE&G |  | Accepted | 2025-07-25 | 2025-08-20 | 2026-08-20 | Solar Panels | Q CELLS | Q CELLS Q.TRON BLK M-G2+ |  | 0.435 | 8 | 53 | 30 |  | Fixed | Roof
NJADRE1560124644 | Administratively Determined Incentive Program | TUCKERTON | 8087 | 8.2 | Residential | Behind the Meter | Yes | Whitman Construction, LLC | AC Electric |  | Accepted | 2025-07-22 | 2025-08-14 | 2026-08-14 | Solar Panels | Trina Solar | TSM-410NE09RC.05 |  | 0.41 | 20 | 209 | 18 |  | Fixed | Roof
NJADRE1560124644 | Administratively Determined Incentive Program | TUCKERTON | 8087 | 8.2 | Residential | Behind the Meter | Yes | Whitman Construction, LLC | AC Electric |  | Accepted | 2025-07-22 | 2025-08-14 | 2026-08-14 | Inverters | ENPHASE | IQ8PLUS-72-2-US | 290 |  | 20 |  |  | 0.975 |  | Outdoor
NJADRE1560124651 | Administratively Determined Incentive Program | Elmwood Park | 7407 | 14.85 | Commercial | Behind the Meter | No | Ignite Lighting dba Ignite Energy | PSE&G |  | Accepted | 2025-07-22 | 2025-08-13 | 2026-08-13 | Meters | APsystems | ECU-R |  |  | 1 |  |  |  | Yes | Outdoor
NJADRE1560124651 | Administratively Determined Incentive Program | Elmwood Park | 7407 | 14.85 | Commercial | Behind the Meter | No | Ignite Lighting dba Ignite Energy | PSE&G |  | Accepted | 2025-07-22 | 2025-08-13 | 2026-08-13 | Inverters | APsystems | DS3-L | 768 |  | 17 |  |  | 0.972 |  | Outside | Rooftop
NJADRE1560124651 | Administratively Determined Incentive Program | Elmwood Park | 7407 | 14.85 | Commercial | Behind the Meter | No | Ignite Lighting dba Ignite Energy | PSE&G |  | Accepted | 2025-07-22 | 2025-08-13 | 2026-08-13 | Solar Panels | CSI Solar | CS6.1-54TM-450W |  | 0.45 | 33 | 180 | 5 |  | Fixed | Roof
NJADRE1560124652 | Administratively Determined Incentive Program | FIELDSBORO | 8505 | 12.18 | Residential | Behind the Meter | No | Impact Solar, LLC | PSE&G |  | Accepted | 2025-07-22 | 2025-08-13 | 2026-08-13 | Solar Panels | Hanwha | Q.TRON BLK M-G2+ 435 |  | 0.435 | 3 | 202 | 23 |  | Fixed | Roof
NJADRE1560124652 | Administratively Determined Incentive Program | FIELDSBORO | 8505 | 12.18 | Residential | Behind the Meter | No | Impact Solar, LLC | PSE&G |  | Accepted | 2025-07-22 | 2025-08-13 | 2026-08-13 | Solar Panels | Hanwha | Q.TRON BLK M-G2+ 435 |  | 0.435 | 18 | 112 | 19 |  | Fixed | Roof
NJADRE1560124652 | Administratively Determined Incentive Program | FIELDSBORO | 8505 | 12.18 | Residential | Behind the Meter | No | Impact Solar, LLC | PSE&G |  | Accepted | 2025-07-22 | 2025-08-13 | 2026-08-13 | Meters | Enphase | Envoy |  |  | 1 |  |  |  | Yes | Indoor
NJADRE1560124652 | Administratively Determined Incentive Program | FIELDSBORO | 8505 | 12.18 | Residential | Behind the Meter | No | Impact Solar, LLC | PSE&G |  | Accepted | 2025-07-22 | 2025-08-13 | 2026-08-13 | Inverters | Enphase | IQ8MC-72-2-US | 320 |  | 28 |  |  | 0.97 |  | Outdoor | under panels
NJADRE1560124652 | Administratively Determined Incentive Program | FIELDSBORO | 8505 | 12.18 | Residential | Behind the Meter | No | Impact Solar, LLC | PSE&G |  | Accepted | 2025-07-22 | 2025-08-13 | 2026-08-13 | Solar Panels | Hanwha | Q.TRON BLK M-G2+ 435 |  | 0.435 | 7 | 202 | 23 |  | Fixed | Roof
NJADRE1560124654 | Administratively Determined Incentive Program | NEWARK | 7107 | 6.375 | Residential | Behind the Meter | Yes | Power Energy Solutions, LLC | PSE&G |  | Accepted | 2025-07-22 | 2025-08-15 | 2026-08-15 | Solar Panels | Trina Solar | TSM-425NE09RC.05 |  | 0.425 | 6 | 207 | 18 |  | Fixed | Roof
NJADRE1560124654 | Administratively Determined Incentive Program | NEWARK | 7107 | 6.375 | Residential | Behind the Meter | Yes | Power Energy Solutions, LLC | PSE&G |  | Accepted | 2025-07-22 | 2025-08-15 | 2026-08-15 | Inverters | SolarEdge | SE3800H-US | 4 |  | 1 |  |  | 0.97 |  | Outdoor
NJADRE1560124654 | Administratively Determined Incentive Program | NEWARK | 7107 | 6.375 | Residential | Behind the Meter | Yes | Power Energy Solutions, LLC | PSE&G |  | Accepted | 2025-07-22 | 2025-08-15 | 2026-08-15 | Solar Panels | Trina Solar | TSM-425NE09RC.05 |  | 0.425 | 4 | 297 | 17 |  | Fixed | Roof
NJADRE1560124654 | Administratively Determined Incentive Program | NEWARK | 7107 | 6.375 | Residential | Behind the Meter | Yes | Power Energy Solutions, LLC | PSE&G |  | Accepted | 2025-07-22 | 2025-08-15 | 2026-08-15 | Solar Panels | Trina Solar | TSM-425NE09RC.05 |  | 0.425 | 5 | 117 | 18 |  | Fixed | Roof
NJADRE1560124658 | Administratively Determined Incentive Program | LINCROFT | 7738 | 11.89 | Residential | Behind the Meter | Yes | Pro Custom Solar dba Momentum Solar | JCP&L |  | Accepted | 2025-07-22 | 2025-08-15 | 2026-08-15 | Inverters | ENPHASE | IQ8HC-72-M-DOM-US | 380 |  | 29 |  |  | 0.97 |  | Outdoor
NJADRE1560124658 | Administratively Determined Incentive Program | LINCROFT | 7738 | 11.89 | Residential | Behind the Meter | Yes | Pro Custom Solar dba Momentum Solar | JCP&L |  | Accepted | 2025-07-22 | 2025-08-15 | 2026-08-15 | Solar Panels | Hanwha | q.peak duo blk-g10+410 |  | 0.41 | 29 | 190 | 29 |  | Fixed | Roof
NJADRE1560124673 | Administratively Determined Incentive Program | Union Twp | 7088 | 9.135 | Residential | Behind the Meter | Yes | Integrity Solar & Home Solutions, LLC | PSE&G |  | Accepted | 2025-07-22 | 2025-08-14 | 2026-08-14 | Solar Panels | Q CELLS | Q.TRON BLK M-G2H+ 435 |  | 0.435 | 3 | 307 | 37 |  | Fixed | Roof
NJADRE1560124673 | Administratively Determined Incentive Program | Union Twp | 7088 | 9.135 | Residential | Behind the Meter | Yes | Integrity Solar & Home Solutions, LLC | PSE&G |  | Accepted | 2025-07-22 | 2025-08-14 | 2026-08-14 | Inverters | ENPHASE | IQ8HC | 380 |  | 21 |  |  | 0.98 |  | Other | UNDER EACH PANEL
NJADRE1560124673 | Administratively Determined Incentive Program | Union Twp | 7088 | 9.135 | Residential | Behind the Meter | Yes | Integrity Solar & Home Solutions, LLC | PSE&G |  | Accepted | 2025-07-22 | 2025-08-14 | 2026-08-14 | Solar Panels | Q CELLS | Q.TRON BLK M-G2H+ 435 |  | 0.435 | 9 | 37 | 37 |  | Fixed | Roof
NJADRE1560124673 | Administratively Determined Incentive Program | Union Twp | 7088 | 9.135 | Residential | Behind the Meter | Yes | Integrity Solar & Home Solutions, LLC | PSE&G |  | Accepted | 2025-07-22 | 2025-08-14 | 2026-08-14 | Solar Panels | Q CELLS | Q.TRON BLK M-G2H+ 435 |  | 0.435 | 9 | 217 | 37 |  | Fixed | Roof
NJADRE1560124674 | Administratively Determined Incentive Program | Woodbridge Township | 7067 | 11.7 | Residential | Behind the Meter | No | Impact Solar, LLC | PSE&G |  | Accepted | 2025-07-22 | 2025-08-14 | 2026-08-14 | Solar Panels | Canadian Solar | CS6.1-54TM-450 |  | 0.45 | 9 | 85 | 34 |  | Fixed | Roof
NJADRE1560124674 | Administratively Determined Incentive Program | Woodbridge Township | 7067 | 11.7 | Residential | Behind the Meter | No | Impact Solar, LLC | PSE&G |  | Accepted | 2025-07-22 | 2025-08-14 | 2026-08-14 | Solar Panels | Canadian Solar | CS6.1-54TM-450 |  | 0.45 | 2 | 85 | 34 |  | Fixed | Roof
NJADRE1560124674 | Administratively Determined Incentive Program | Woodbridge Township | 7067 | 11.7 | Residential | Behind the Meter | No | Impact Solar, LLC | PSE&G |  | Accepted | 2025-07-22 | 2025-08-14 | 2026-08-14 | Solar Panels | Canadian Solar | CS6.1-54TM-450 |  | 0.45 | 5 | 175 | 34 |  | Fixed | Roof
NJADRE1560124674 | Administratively Determined Incentive Program | Woodbridge Township | 7067 | 11.7 | Residential | Behind the Meter | No | Impact Solar, LLC | PSE&G |  | Accepted | 2025-07-22 | 2025-08-14 | 2026-08-14 | Inverters | Enphase | IQ8MC-72-2-US | 320 |  | 26 |  |  | 0.97 |  | Outdoor | under panels
NJADRE1560124674 | Administratively Determined Incentive Program | Woodbridge Township | 7067 | 11.7 | Residential | Behind the Meter | No | Impact Solar, LLC | PSE&G |  | Accepted | 2025-07-22 | 2025-08-14 | 2026-08-14 | Solar Panels | Canadian Solar | CS6.1-54TM-450 |  | 0.45 | 10 | 265 | 34 |  | Fixed | Roof
NJADRE1560124674 | Administratively Determined Incentive Program | Woodbridge Township | 7067 | 11.7 | Residential | Behind the Meter | No | Impact Solar, LLC | PSE&G |  | Accepted | 2025-07-22 | 2025-08-14 | 2026-08-14 | Meters | Enphase | Envoy |  |  | 1 |  |  |  | Yes | Indoor
NJADRE1560124678 | Administratively Determined Incentive Program | Penns Grove | 8069 | 13.12 | Residential | Behind the Meter | Yes | Trinity Solar, LLC | AC Electric |  | Accepted | 2025-07-22 | 2025-08-13 | 2026-08-13 | Inverters | TESLA 7.6kW (PV ONLY) | TESLA 7.6kW (PV ONLY) | 7600 |  | 1 |  |  | 0.97 |  | Outside
NJADRE1560124678 | Administratively Determined Incentive Program | Penns Grove | 8069 | 13.12 | Residential | Behind the Meter | Yes | Trinity Solar, LLC | AC Electric |  | Accepted | 2025-07-22 | 2025-08-13 | 2026-08-13 | Inverters | TESLA 3.8kW (PV ONLY) | TESLA 3.8kW (PV ONLY) | 3800 |  | 1 |  |  | 0.97 |  | Outside
NJADRE1560124678 | Administratively Determined Incentive Program | Penns Grove | 8069 | 13.12 | Residential | Behind the Meter | Yes | Trinity Solar, LLC | AC Electric |  | Accepted | 2025-07-22 | 2025-08-13 | 2026-08-13 | Solar Panels | HANWHA 410 (Q.PEAK DUO BLK ML-G10+410) | HANWHA 410 (Q.PEAK DUO BLK ML-G10+410) |  | 0.41 | 15 | 297 | 23 |  | Fixed | Roof
NJADRE1560124678 | Administratively Determined Incentive Program | Penns Grove | 8069 | 13.12 | Residential | Behind the Meter | Yes | Trinity Solar, LLC | AC Electric |  | Accepted | 2025-07-22 | 2025-08-13 | 2026-08-13 | Solar Panels | HANWHA 410 (Q.PEAK DUO BLK ML-G10+410) | HANWHA 410 (Q.PEAK DUO BLK ML-G10+410) |  | 0.41 | 11 | 117 | 23 |  | Fixed | Roof
NJADRE1560124678 | Administratively Determined Incentive Program | Penns Grove | 8069 | 13.12 | Residential | Behind the Meter | Yes | Trinity Solar, LLC | AC Electric |  | Accepted | 2025-07-22 | 2025-08-13 | 2026-08-13 | Solar Panels | HANWHA 410 (Q.PEAK DUO BLK ML-G10+410) | HANWHA 410 (Q.PEAK DUO BLK ML-G10+410) |  | 0.41 | 6 | 117 | 18 |  | Fixed | Roof
NJADRE1560124679 | Administratively Determined Incentive Program | Bridgeton | 8302 | 9.135 | Residential | Behind the Meter | Yes | RCL Enterprises, Inc. | AC Electric |  | Accepted | 2025-07-22 | 2025-08-13 | 2026-08-13 | Solar Panels | QTRON | BLKMG2H |  | 0.435 | 21 | 175 | 18 |  | Fixed | Roof
NJADRE1560124679 | Administratively Determined Incentive Program | Bridgeton | 8302 | 9.135 | Residential | Behind the Meter | Yes | RCL Enterprises, Inc. | AC Electric |  | Accepted | 2025-07-22 | 2025-08-13 | 2026-08-13 | Inverters | Enphase | IQ8HC | 380 |  | 21 |  |  | 0.97 |  | Outside
NJADRE1560124707 | Administratively Determined Incentive Program | HILLSIDE | 7205 | 9.135 | Residential | Behind the Meter | No | Voltaic Solaire, LLC | PSE&G |  | Accepted | 2025-07-24 | 2025-09-22 | 2026-09-22 | Solar Panels | HYUNDAI | HIN-T435NF |  | 0.435 | 7 | 255 | 20 |  | Fixed | Roof
NJADRE1560124707 | Administratively Determined Incentive Program | HILLSIDE | 7205 | 9.135 | Residential | Behind the Meter | No | Voltaic Solaire, LLC | PSE&G |  | Accepted | 2025-07-24 | 2025-09-22 | 2026-09-22 | Solar Panels | HYUNDAI | HIN-T435NF |  | 0.435 | 6 | 165 | 3 |  | Fixed | Roof
NJADRE1560124707 | Administratively Determined Incentive Program | HILLSIDE | 7205 | 9.135 | Residential | Behind the Meter | No | Voltaic Solaire, LLC | PSE&G |  | Accepted | 2025-07-24 | 2025-09-22 | 2026-09-22 | Inverters | Solaredge | SE7600H-US | 7600 |  | 1 |  |  | 0.98 |  | Outside
NJADRE1560124707 | Administratively Determined Incentive Program | HILLSIDE | 7205 | 9.135 | Residential | Behind the Meter | No | Voltaic Solaire, LLC | PSE&G |  | Accepted | 2025-07-24 | 2025-09-22 | 2026-09-22 | Solar Panels | HYUNDAI | HIN-T435NF |  | 0.435 | 8 | 75 | 20 |  | Fixed | Roof
NJADRE1560125415 | Administratively Determined Incentive Program | LAKEWOOD | 8701 | 15.015 | Residential | Behind the Meter | Yes | Kamtech Solar Solutions | JCP&L |  | Accepted | 2025-07-22 | 2025-08-13 | 2026-08-13 | Solar Panels | CANADIAN SOLAR | CS6. 1-64TM-455H |  | 0.455 | 19 | 187 | 40 |  | Fixed | Roof
NJADRE1560125415 | Administratively Determined Incentive Program | LAKEWOOD | 8701 | 15.015 | Residential | Behind the Meter | Yes | Kamtech Solar Solutions | JCP&L |  | Accepted | 2025-07-22 | 2025-08-13 | 2026-08-13 | Solar Panels | CANADIAN SOLAR | CS6. 1-64TM-455H |  | 0.455 | 14 | 7 | 15 |  | Fixed | Roof
NJADRE1560125415 | Administratively Determined Incentive Program | LAKEWOOD | 8701 | 15.015 | Residential | Behind the Meter | Yes | Kamtech Solar Solutions | JCP&L |  | Accepted | 2025-07-22 | 2025-08-13 | 2026-08-13 | Inverters | ENPHASE | IQ8AC-72M-US | 349 |  | 33 |  |  | 0.973 |  | Outdoor | ROOFTOP
NJADRE1560125425 | Administratively Determined Incentive Program | MOUNT LAUREL | 8054 | 16.15 | Residential | Behind the Meter | Yes | Power Energy Solutions, LLC | PSE&G |  | Accepted | 2025-07-22 | 2025-08-14 | 2026-08-14 | Inverters | SolarEdge | SE10000H-US | 10 |  | 1 |  |  | 0.97 |  | Outdoor
NJADRE1560125425 | Administratively Determined Incentive Program | MOUNT LAUREL | 8054 | 16.15 | Residential | Behind the Meter | Yes | Power Energy Solutions, LLC | PSE&G |  | Accepted | 2025-07-22 | 2025-08-14 | 2026-08-14 | Solar Panels | Trina Solar | TSM-425NE09RC.05 |  | 0.425 | 8 | 138 | 42 |  | Fixed | Roof
NJADRE1560125425 | Administratively Determined Incentive Program | MOUNT LAUREL | 8054 | 16.15 | Residential | Behind the Meter | Yes | Power Energy Solutions, LLC | PSE&G |  | Accepted | 2025-07-22 | 2025-08-14 | 2026-08-14 | Solar Panels | Trina Solar | TSM-425NE09RC.05 |  | 0.425 | 9 | 318 | 39 |  | Fixed | Roof
NJADRE1560125425 | Administratively Determined Incentive Program | MOUNT LAUREL | 8054 | 16.15 | Residential | Behind the Meter | Yes | Power Energy Solutions, LLC | PSE&G |  | Accepted | 2025-07-22 | 2025-08-14 | 2026-08-14 | Solar Panels | Trina Solar | TSM-425NE09RC.05 |  | 0.425 | 8 | 228 | 48 |  | Fixed | Roof
NJADRE1560125425 | Administratively Determined Incentive Program | MOUNT LAUREL | 8054 | 16.15 | Residential | Behind the Meter | Yes | Power Energy Solutions, LLC | PSE&G |  | Accepted | 2025-07-22 | 2025-08-14 | 2026-08-14 | Solar Panels | Trina Solar | TSM-425NE09RC.05 |  | 0.425 | 10 | 318 | 42 |  | Fixed | Roof
NJADRE1560125425 | Administratively Determined Incentive Program | MOUNT LAUREL | 8054 | 16.15 | Residential | Behind the Meter | Yes | Power Energy Solutions, LLC | PSE&G |  | Accepted | 2025-07-22 | 2025-08-14 | 2026-08-14 | Solar Panels | Trina Solar | TSM-425NE09RC.05 |  | 0.425 | 3 | 48 | 45 |  | Fixed | Roof
NJADRE1560125552 | Administratively Determined Incentive Program | PATERSON | 7501 | 15.05 | Residential | Behind the Meter | Yes | Pro Custom Solar dba Momentum Solar | PSE&G |  | Accepted | 2025-07-22 | 2025-08-14 | 2026-08-14 | Solar Panels | HANWHA | Q.TRON BLK M-G2+430 |  | 0.43 | 16 | 183 | 18 |  | Fixed | Roof
NJADRE1560125552 | Administratively Determined Incentive Program | PATERSON | 7501 | 15.05 | Residential | Behind the Meter | Yes | Pro Custom Solar dba Momentum Solar | PSE&G |  | Accepted | 2025-07-22 | 2025-08-14 | 2026-08-14 | Inverters | ENPHASE | IQ8HC-72-M-DOM-US | 380 |  | 35 |  |  | 0.97 |  | Outdoor
NJADRE1560125552 | Administratively Determined Incentive Program | PATERSON | 7501 | 15.05 | Residential | Behind the Meter | Yes | Pro Custom Solar dba Momentum Solar | PSE&G |  | Accepted | 2025-07-22 | 2025-08-14 | 2026-08-14 | Solar Panels | HANWHA | Q.TRON BLK M-G2+430 |  | 0.43 | 19 | 3 | 26 |  | Fixed | Roof
NJADRE1560125560 | Administratively Determined Incentive Program | PINE HILL | 8021 | 12.9 | Residential | Behind the Meter | No | Impact Solar, LLC | AC Electric |  | Accepted | 2025-07-22 | 2025-08-13 | 2026-08-13 | Solar Panels | SEG Solar | SEG-430-BTD-BG |  | 0.43 | 18 | 270 | 19 |  | Fixed | Roof
NJADRE1560125560 | Administratively Determined Incentive Program | PINE HILL | 8021 | 12.9 | Residential | Behind the Meter | No | Impact Solar, LLC | AC Electric |  | Accepted | 2025-07-22 | 2025-08-13 | 2026-08-13 | Meters | Neurio | W2HEM |  |  | 1 |  |  |  | Yes | Outdoor
NJADRE1560125560 | Administratively Determined Incentive Program | PINE HILL | 8021 | 12.9 | Residential | Behind the Meter | No | Impact Solar, LLC | AC Electric |  | Accepted | 2025-07-22 | 2025-08-13 | 2026-08-13 | Solar Panels | SEG Solar | SEG-430-BTD-BG |  | 0.43 | 12 | 90 | 19 |  | Fixed | Roof
NJADRE1560125560 | Administratively Determined Incentive Program | PINE HILL | 8021 | 12.9 | Residential | Behind the Meter | No | Impact Solar, LLC | AC Electric |  | Accepted | 2025-07-22 | 2025-08-13 | 2026-08-13 | Inverters | Tesla | 1538000 | 7600 |  | 1 |  |  | 0.97 |  | Outdoor
NJADRE1560126175 | Administratively Determined Incentive Program | Cranford | 7016 | 307.45 | School Public K-12 | Behind the Meter | Yes | HESP Construction, LLC | PSE&G |  | Accepted | 2025-08-15 | 2025-09-10 | 2026-09-10 | Inverters | SOLAREDGE | SE50KUS | 250000 |  | 5 |  |  | 0.97 |  | Outdoor
NJADRE1560126175 | Administratively Determined Incentive Program | Cranford | 7016 | 307.45 | School Public K-12 | Behind the Meter | Yes | HESP Construction, LLC | PSE&G |  | Accepted | 2025-08-15 | 2025-09-10 | 2026-09-10 | Solar Panels | HT-SAAE | HT72-18X-550 |  | 0.55 | 399 | 137 | 5 |  | Fixed | Roof
NJADRE1560126175 | Administratively Determined Incentive Program | Cranford | 7016 | 307.45 | School Public K-12 | Behind the Meter | Yes | HESP Construction, LLC | PSE&G |  | Accepted | 2025-08-15 | 2025-09-10 | 2026-09-10 | Solar Panels | HT-SAAE | HT72-18X-550 |  | 0.55 | 10 | 137 | 5 |  | Fixed | Roof
NJADRE1560126175 | Administratively Determined Incentive Program | Cranford | 7016 | 307.45 | School Public K-12 | Behind the Meter | Yes | HESP Construction, LLC | PSE&G |  | Accepted | 2025-08-15 | 2025-09-10 | 2026-09-10 | Solar Panels | HT-SAAE | HT72-18X-550 |  | 0.55 | 150 | 47 | 5 |  | Fixed | Roof
NJADRE1560126176 | Administratively Determined Incentive Program | Lanoka Harbor | 8734 | 5.67 | Residential | Behind the Meter | No | Power Home Remodeling Group | JCP&L |  | Accepted | 2025-07-22 | 2025-08-22 | 2026-08-22 | Solar Panels | JA Solar | JAM54S31 405/MR |  | 0.405 | 10 | 3 | 21 |  | Fixed | Roof
NJADRE1560126176 | Administratively Determined Incentive Program | Lanoka Harbor | 8734 | 5.67 | Residential | Behind the Meter | No | Power Home Remodeling Group | JCP&L |  | Accepted | 2025-07-22 | 2025-08-22 | 2026-08-22 | Inverters | SolarEdge | SE3800H-US | 3800 |  | 1 |  |  | 0.99 |  | Outside
NJADRE1560126176 | Administratively Determined Incentive Program | Lanoka Harbor | 8734 | 5.67 | Residential | Behind the Meter | No | Power Home Remodeling Group | JCP&L |  | Accepted | 2025-07-22 | 2025-08-22 | 2026-08-22 | Meters | SolarEdge | Revenue Grade Data Ansi C12.20 |  |  | 1 |  |  |  | Yes | Outdoor
NJADRE1560126176 | Administratively Determined Incentive Program | Lanoka Harbor | 8734 | 5.67 | Residential | Behind the Meter | No | Power Home Remodeling Group | JCP&L |  | Accepted | 2025-07-22 | 2025-08-22 | 2026-08-22 | Solar Panels | JA Solar | JAM54S31 405/MR |  | 0.405 | 4 | 183 | 21 |  | Fixed | Roof
NJADRE1560126178 | Administratively Determined Incentive Program | GALLOWAY | 8205 | 11.05 | Residential | Behind the Meter | Yes | Whitman Construction, LLC | AC Electric |  | Accepted | 2025-07-22 | 2025-08-14 | 2026-08-14 | Solar Panels | JINKO SOLAR | JKM425N-54HL4-B |  | 0.425 | 23 | 265 | 40 |  | Fixed | Roof
NJADRE1560126178 | Administratively Determined Incentive Program | GALLOWAY | 8205 | 11.05 | Residential | Behind the Meter | Yes | Whitman Construction, LLC | AC Electric |  | Accepted | 2025-07-22 | 2025-08-14 | 2026-08-14 | Inverters | ENPHASE | IQ8PLUS-72-M-US | 290 |  | 26 |  |  | 0.975 |  | Outdoor
NJADRE1560126178 | Administratively Determined Incentive Program | GALLOWAY | 8205 | 11.05 | Residential | Behind the Meter | Yes | Whitman Construction, LLC | AC Electric |  | Accepted | 2025-07-22 | 2025-08-14 | 2026-08-14 | Solar Panels | JINKO SOLAR | JKM425N-54HL4-B |  | 0.425 | 3 | 85 | 40 |  | Fixed | Roof
NJADRE1560126180 | Administratively Determined Incentive Program | Southampton | 8088 | 12.865 | Residential | Behind the Meter | Yes | Big Wave Roofing and Solar, LLC | PSE&G |  | Accepted | 2025-07-22 | 2025-08-14 | 2026-08-14 | Solar Panels | Q cells | Q.PEAK DUO BLK ML-G10.C+415w |  | 0.415 | 14 | 255 | 25 |  | Fixed | Roof
NJADRE1560126180 | Administratively Determined Incentive Program | Southampton | 8088 | 12.865 | Residential | Behind the Meter | Yes | Big Wave Roofing and Solar, LLC | PSE&G |  | Accepted | 2025-07-22 | 2025-08-14 | 2026-08-14 | Inverters | Enphase | IQ8HC-72-M-DOM-US | 380 |  | 31 |  |  | 0.98 |  | Outdoor
NJADRE1560126180 | Administratively Determined Incentive Program | Southampton | 8088 | 12.865 | Residential | Behind the Meter | Yes | Big Wave Roofing and Solar, LLC | PSE&G |  | Accepted | 2025-07-22 | 2025-08-14 | 2026-08-14 | Solar Panels | Q cells | Q.PEAK DUO BLK ML-G10.C+415w |  | 0.415 | 13 | 75 | 25 |  | Fixed | Roof
NJADRE1560126180 | Administratively Determined Incentive Program | Southampton | 8088 | 12.865 | Residential | Behind the Meter | Yes | Big Wave Roofing and Solar, LLC | PSE&G |  | Accepted | 2025-07-22 | 2025-08-14 | 2026-08-14 | Solar Panels | Q cells | Q.PEAK DUO BLK ML-G10.C+415w |  | 0.415 | 4 | 165 | 15 |  | Fixed | Roof
NJADRE1560126189 | Administratively Determined Incentive Program | Bridgewater | 8807 | 10.66 | Residential | Behind the Meter | Yes | Trinity Solar, LLC | PSE&G |  | Accepted | 2025-07-22 | 2025-08-13 | 2026-08-13 | Inverters | Solar Edge | USE10000H-USMNBL75 | 10000 |  | 1 |  |  | 0.97 |  | Outdoor
NJADRE1560126189 | Administratively Determined Incentive Program | Bridgewater | 8807 | 10.66 | Residential | Behind the Meter | Yes | Trinity Solar, LLC | PSE&G |  | Accepted | 2025-07-22 | 2025-08-13 | 2026-08-13 | Solar Panels | HANWHA | (Q.PEAK DUO BLK ML-G10.C+ 410) |  | 0.41 | 26 | 285 | 18 |  | Fixed | Roof
NJADRE1560126208 | Administratively Determined Incentive Program | Pittsgrove | 8318 | 10.44 | Residential | Behind the Meter | Yes | SunnyMac, LLC | AC Electric |  | Accepted | 2025-07-22 | 2025-08-14 | 2026-08-14 | Solar Panels | HANWHA | Q.TRON BLK M-G2+ |  | 0.435 | 6 | 284 | 22 |  | Fixed | Roof
NJADRE1560126208 | Administratively Determined Incentive Program | Pittsgrove | 8318 | 10.44 | Residential | Behind the Meter | Yes | SunnyMac, LLC | AC Electric |  | Accepted | 2025-07-22 | 2025-08-14 | 2026-08-14 | Solar Panels | HANWHA | Q.TRON BLK M-G2+ |  | 0.435 | 18 | 103 | 22 |  | Fixed | Roof
NJADRE1560126208 | Administratively Determined Incentive Program | Pittsgrove | 8318 | 10.44 | Residential | Behind the Meter | Yes | SunnyMac, LLC | AC Electric |  | Accepted | 2025-07-22 | 2025-08-14 | 2026-08-14 | Inverters | SOLAREDGE HOME HUB | SE7600H-US | 7600 |  | 1 |  |  | 0.99 |  | Outdoor | next to meter
NJADRE1560126215 | Administratively Determined Incentive Program | Bridgewater | 8807 | 5.74 | Residential | Behind the Meter | Yes | Freedom Forever New Jersey, LLC | PSE&G |  | Accepted | 2025-07-22 | 2025-08-14 | 2026-08-14 | Solar Panels | Hanwha | Q.PEAK DUO BLK ML-G10.C+ 410 |  | 0.41 | 6 | 285 | 33 |  | Fixed | Roof
NJADRE1560126215 | Administratively Determined Incentive Program | Bridgewater | 8807 | 5.74 | Residential | Behind the Meter | Yes | Freedom Forever New Jersey, LLC | PSE&G |  | Accepted | 2025-07-22 | 2025-08-14 | 2026-08-14 | Solar Panels | Hanwha | Q.PEAK DUO BLK ML-G10.C+ 410 |  | 0.41 | 8 | 105 | 33 |  | Fixed | Roof
NJADRE1560126215 | Administratively Determined Incentive Program | Bridgewater | 8807 | 5.74 | Residential | Behind the Meter | Yes | Freedom Forever New Jersey, LLC | PSE&G |  | Accepted | 2025-07-22 | 2025-08-14 | 2026-08-14 | Inverters | Solar Edge | SE3800H-US | 3800 |  | 1 |  |  | 0.99 |  | Outdoor
NJADRE1560126248 | Administratively Determined Incentive Program | Erial | 8081 | 10.66 | Residential | Behind the Meter | Yes | EMT Renewables, LLC | AC Electric |  | Accepted | 2025-07-22 | 2025-08-13 | 2026-08-13 | Inverters | ENPHASE | IQ8+ | 290 |  | 26 |  |  | 0.98 |  | Other | UNDER EACH PANEL
NJADRE1560126248 | Administratively Determined Incentive Program | Erial | 8081 | 10.66 | Residential | Behind the Meter | Yes | EMT Renewables, LLC | AC Electric |  | Accepted | 2025-07-22 | 2025-08-13 | 2026-08-13 | Solar Panels | MSE PERC | MSE-410 |  | 0.41 | 5 | 30 | 25 |  | Fixed | Roof
NJADRE1560126248 | Administratively Determined Incentive Program | Erial | 8081 | 10.66 | Residential | Behind the Meter | Yes | EMT Renewables, LLC | AC Electric |  | Accepted | 2025-07-22 | 2025-08-13 | 2026-08-13 | Solar Panels | MSE PERC | MSE-410 |  | 0.41 | 21 | 210 | 25 |  | Fixed | Roof
NJADRE1560126255 | Administratively Determined Incentive Program | Wildwood | 8260 | 10.005 | Residential | Behind the Meter | Yes | Integrity Solar & Home Solutions, LLC | AC Electric |  | Accepted | 2025-07-22 | 2025-08-14 | 2026-08-14 | Solar Panels | Q CELLS | Q.TRON BLK M-G2H+ 435 |  | 0.435 | 11 | 206 | 26 |  | Fixed | Roof
NJADRE1560126255 | Administratively Determined Incentive Program | Wildwood | 8260 | 10.005 | Residential | Behind the Meter | Yes | Integrity Solar & Home Solutions, LLC | AC Electric |  | Accepted | 2025-07-22 | 2025-08-14 | 2026-08-14 | Solar Panels | Q CELLS | Q.TRON BLK M-G2H+ 435 |  | 0.435 | 6 | 26 | 26 |  | Fixed | Roof
NJADRE1560126255 | Administratively Determined Incentive Program | Wildwood | 8260 | 10.005 | Residential | Behind the Meter | Yes | Integrity Solar & Home Solutions, LLC | AC Electric |  | Accepted | 2025-07-22 | 2025-08-14 | 2026-08-14 | Inverters | ENPHASE | IQ8HC | 380 |  | 23 |  |  | 0.98 |  | Other | UNDER EACH PANEL
NJADRE1560126255 | Administratively Determined Incentive Program | Wildwood | 8260 | 10.005 | Residential | Behind the Meter | Yes | Integrity Solar & Home Solutions, LLC | AC Electric |  | Accepted | 2025-07-22 | 2025-08-14 | 2026-08-14 | Solar Panels | Q CELLS | Q.TRON BLK M-G2H+ 435 |  | 0.435 | 6 | 117 | 26 |  | Fixed | Roof
NJADRE1560126279 | Administratively Determined Incentive Program | Tenafly | 7670 | 6.96 | Residential | Behind the Meter | No | Maier Solar Engineering dba Solar Me | PSE&G |  | Accepted | 2025-07-22 | 2025-08-14 | 2026-08-14 | Solar Panels | QCELL - HANWHA | QTRON- BLK-MG2+435 |  | 0.435 | 16 | 218 | 32 |  | Fixed | Roof | DETACHED BUILDING
NJADRE1560126279 | Administratively Determined Incentive Program | Tenafly | 7670 | 6.96 | Residential | Behind the Meter | No | Maier Solar Engineering dba Solar Me | PSE&G |  | Accepted | 2025-07-22 | 2025-08-14 | 2026-08-14 | Electric Storage Battery | ENPHASE | IQ BATTERY 10C |  |  | 1 |  |  |  | Lithium Ion |  | INSIDE DETACHED STRUCTURE
NJADRE1560126279 | Administratively Determined Incentive Program | Tenafly | 7670 | 6.96 | Residential | Behind the Meter | No | Maier Solar Engineering dba Solar Me | PSE&G |  | Accepted | 2025-07-22 | 2025-08-14 | 2026-08-14 | Inverters | ENPHASE | IQ8AC-72-M-US | 349 |  | 16 |  |  | 0.97 |  | Outdoor | ON RACKING
NJADRE1560126284 | Administratively Determined Incentive Program | Cranford | 7016 | 140.8 | School Public K-12 | Behind the Meter | Yes | HESP Construction, LLC | PSE&G |  | Accepted | 2025-08-15 | 2025-09-10 | 2026-09-10 | Inverters | SOLAREDGE | SE120KUS | 120000 |  | 1 |  |  | 0.98 |  | Outside
NJADRE1560126284 | Administratively Determined Incentive Program | Cranford | 7016 | 140.8 | School Public K-12 | Behind the Meter | Yes | HESP Construction, LLC | PSE&G |  | Accepted | 2025-08-15 | 2025-09-10 | 2026-09-10 | Solar Panels | Thornova | TS-BG72-550 |  | 0.55 | 4 | 190 | 5 |  | Fixed | Roof
NJADRE1560126284 | Administratively Determined Incentive Program | Cranford | 7016 | 140.8 | School Public K-12 | Behind the Meter | Yes | HESP Construction, LLC | PSE&G |  | Accepted | 2025-08-15 | 2025-09-10 | 2026-09-10 | Solar Panels | HT-SAAE | HT72-18X-550 |  | 0.55 | 252 | 190 | 5 |  | Fixed | Roof
NJADRE1560126286 | Administratively Determined Incentive Program | Pilesgrove | 8098 | 9.84 | Residential | Behind the Meter | Yes | EMT Renewables, LLC | AC Electric |  | Accepted | 2025-07-22 | 2025-08-14 | 2026-08-14 | Solar Panels | MSE PERC | MSE-410 |  | 0.41 | 14 | 129 | 36 |  | Fixed | Roof
NJADRE1560126286 | Administratively Determined Incentive Program | Pilesgrove | 8098 | 9.84 | Residential | Behind the Meter | Yes | EMT Renewables, LLC | AC Electric |  | Accepted | 2025-07-22 | 2025-08-14 | 2026-08-14 | Inverters | ENPHASE | IQ8+ | 290 |  | 24 |  |  | 0.98 |  | Other | UNDER EACH PANEL
NJADRE1560126286 | Administratively Determined Incentive Program | Pilesgrove | 8098 | 9.84 | Residential | Behind the Meter | Yes | EMT Renewables, LLC | AC Electric |  | Accepted | 2025-07-22 | 2025-08-14 | 2026-08-14 | Solar Panels | MSE PERC | MSE-410 |  | 0.41 | 6 | 128 | 20 |  | Fixed | Roof
NJADRE1560126286 | Administratively Determined Incentive Program | Pilesgrove | 8098 | 9.84 | Residential | Behind the Meter | Yes | EMT Renewables, LLC | AC Electric |  | Accepted | 2025-07-22 | 2025-08-14 | 2026-08-14 | Solar Panels | MSE PERC | MSE-410 |  | 0.41 | 4 | 309 | 36 |  | Fixed | Roof
NJADRE1560126299 | Administratively Determined Incentive Program | LAKEWOOD | 8701 | 17.745 | Residential | Behind the Meter | Yes | Kamtech Solar Solutions | JCP&L |  | Accepted | 2025-07-22 | 2025-08-14 | 2026-08-14 | Inverters | ENPHASE | IQ8AC-72M-US | 349 |  | 39 |  |  | 0.973 |  | Outdoor | ROOFTOP
NJADRE1560126299 | Administratively Determined Incentive Program | LAKEWOOD | 8701 | 17.745 | Residential | Behind the Meter | Yes | Kamtech Solar Solutions | JCP&L |  | Accepted | 2025-07-22 | 2025-08-14 | 2026-08-14 | Solar Panels | CANADIAN SOLAR | CS6. 1-54TM-455H |  | 0.455 | 3 | 277 | 30 |  | Fixed | Roof
NJADRE1560126299 | Administratively Determined Incentive Program | LAKEWOOD | 8701 | 17.745 | Residential | Behind the Meter | Yes | Kamtech Solar Solutions | JCP&L |  | Accepted | 2025-07-22 | 2025-08-14 | 2026-08-14 | Solar Panels | CANADIAN SOLAR | CS6. 1-54TM-455H |  | 0.455 | 26 | 187 | 30 |  | Fixed | Roof
NJADRE1560126299 | Administratively Determined Incentive Program | LAKEWOOD | 8701 | 17.745 | Residential | Behind the Meter | Yes | Kamtech Solar Solutions | JCP&L |  | Accepted | 2025-07-22 | 2025-08-14 | 2026-08-14 | Solar Panels | CANADIAN SOLAR | CS6. 1-54TM-455H |  | 0.455 | 10 | 7 | 30 |  | Fixed | Roof
NJADRE1560126303 | Administratively Determined Incentive Program | Williamstown | 8094 | 11.18 | Residential | Behind the Meter | Yes | EMT Renewables, LLC | AC Electric |  | Accepted | 2025-07-22 | 2025-08-14 | 2026-08-14 | Solar Panels | SEG SOLAR | SEG 430 |  | 0.43 | 7 | 158 | 28 |  | Fixed | Roof
NJADRE1560126303 | Administratively Determined Incentive Program | Williamstown | 8094 | 11.18 | Residential | Behind the Meter | Yes | EMT Renewables, LLC | AC Electric |  | Accepted | 2025-07-22 | 2025-08-14 | 2026-08-14 | Solar Panels | SEG SOLAR | SEG 430 |  | 0.43 | 5 | 339 | 10 |  | Fixed | Roof
NJADRE1560126303 | Administratively Determined Incentive Program | Williamstown | 8094 | 11.18 | Residential | Behind the Meter | Yes | EMT Renewables, LLC | AC Electric |  | Accepted | 2025-07-22 | 2025-08-14 | 2026-08-14 | Inverters | ENPHASE | IQ8+ | 290 |  | 26 |  |  | 0.98 |  | Other | UNDER EACH PANEL
NJADRE1560126303 | Administratively Determined Incentive Program | Williamstown | 8094 | 11.18 | Residential | Behind the Meter | Yes | EMT Renewables, LLC | AC Electric |  | Accepted | 2025-07-22 | 2025-08-14 | 2026-08-14 | Solar Panels | SEG SOLAR | SEG 430 |  | 0.43 | 14 | 158 | 10 |  | Fixed | Roof
NJADRE1560126318 | Administratively Determined Incentive Program | MARLTON | 8053 | 9.35 | Residential | Behind the Meter | Yes | Power Energy Solutions, LLC | PSE&G |  | Accepted | 2025-07-22 | 2025-08-15 | 2026-08-15 | Solar Panels | Trina Solar | TSM-425NE09RC.05 |  | 0.425 | 12 | 151 | 35 |  | Fixed | Roof
NJADRE1560126318 | Administratively Determined Incentive Program | MARLTON | 8053 | 9.35 | Residential | Behind the Meter | Yes | Power Energy Solutions, LLC | PSE&G |  | Accepted | 2025-07-22 | 2025-08-15 | 2026-08-15 | Solar Panels | Trina Solar | TSM-425NE09RC.05 |  | 0.425 | 10 | 331 | 35 |  | Fixed | Roof
NJADRE1560126318 | Administratively Determined Incentive Program | MARLTON | 8053 | 9.35 | Residential | Behind the Meter | Yes | Power Energy Solutions, LLC | PSE&G |  | Accepted | 2025-07-22 | 2025-08-15 | 2026-08-15 | Inverters | SolarEdge | SE5700H-US | 5760 |  | 1 |  |  | 0.97 |  | Outdoor
NJADRE1560126321 | Administratively Determined Incentive Program | Cranford | 7016 | 75.9 | School Public K-12 | Behind the Meter | Yes | HESP Construction, LLC | PSE&G |  | Accepted | 2025-08-15 | 2025-09-10 | 2026-09-10 | Solar Panels | HT-SAAE | HT72-18X-550 |  | 0.55 | 134 | 137 | 5 |  | Fixed | Roof
NJADRE1560126321 | Administratively Determined Incentive Program | Cranford | 7016 | 75.9 | School Public K-12 | Behind the Meter | Yes | HESP Construction, LLC | PSE&G |  | Accepted | 2025-08-15 | 2025-09-10 | 2026-09-10 | Solar Panels | Thornova | TS-BG72-550 |  | 0.55 | 4 | 138 | 5 |  | Fixed | Roof
NJADRE1560126321 | Administratively Determined Incentive Program | Cranford | 7016 | 75.9 | School Public K-12 | Behind the Meter | Yes | HESP Construction, LLC | PSE&G |  | Accepted | 2025-08-15 | 2025-09-10 | 2026-09-10 | Inverters | SOLAREDGE | SE10KUS | 10000 |  | 1 |  |  | 0.97 |  | Outside
NJADRE1560126321 | Administratively Determined Incentive Program | Cranford | 7016 | 75.9 | School Public K-12 | Behind the Meter | Yes | HESP Construction, LLC | PSE&G |  | Accepted | 2025-08-15 | 2025-09-10 | 2026-09-10 | Inverters | SOLAREDGE | SE50KUS | 50000 |  | 1 |  |  | 0.97 |  | Outside
NJADRE1560126323 | Administratively Determined Incentive Program | Salem | 8079 | 6.97 | Residential | Behind the Meter | Yes | EMT Renewables, LLC | AC Electric |  | Accepted | 2025-07-22 | 2025-08-14 | 2026-08-14 | Inverters | ENPHASE | IQ8+ | 290 |  | 17 |  |  | 0.98 |  | Other | UNDER EACH PANEL
NJADRE1560126323 | Administratively Determined Incentive Program | Salem | 8079 | 6.97 | Residential | Behind the Meter | Yes | EMT Renewables, LLC | AC Electric |  | Accepted | 2025-07-22 | 2025-08-14 | 2026-08-14 | Solar Panels | MSE PERC | MSE-410 |  | 0.41 | 12 | 111 | 36 |  | Fixed | Roof
NJADRE1560126323 | Administratively Determined Incentive Program | Salem | 8079 | 6.97 | Residential | Behind the Meter | Yes | EMT Renewables, LLC | AC Electric |  | Accepted | 2025-07-22 | 2025-08-14 | 2026-08-14 | Solar Panels | MSE PERC | MSE-410 |  | 0.41 | 5 | 291 | 52 |  | Fixed | Roof
NJADRE1560126336 | Administratively Determined Incentive Program | Ewing | 8638 | 7.79 | Residential | Behind the Meter | Yes | EMT Renewables, LLC | PSE&G |  | Accepted | 2025-07-22 | 2025-08-14 | 2026-08-14 | Solar Panels | MSE PERC | MSE-410 |  | 0.41 | 4 | 123 | 33 |  | Fixed | Roof
NJADRE1560126336 | Administratively Determined Incentive Program | Ewing | 8638 | 7.79 | Residential | Behind the Meter | Yes | EMT Renewables, LLC | PSE&G |  | Accepted | 2025-07-22 | 2025-08-14 | 2026-08-14 | Inverters | ENPHASE | IQ8+ | 290 |  | 19 |  |  | 0.98 |  | Other | UNDER EACH PANEL
NJADRE1560126336 | Administratively Determined Incentive Program | Ewing | 8638 | 7.79 | Residential | Behind the Meter | Yes | EMT Renewables, LLC | PSE&G |  | Accepted | 2025-07-22 | 2025-08-14 | 2026-08-14 | Solar Panels | MSE PERC | MSE-410 |  | 0.41 | 15 | 33 | 7 |  | Fixed | Roof
NJADRE1560126339 | Administratively Determined Incentive Program | LAKEWOOD | 8701 | 22.08 | Residential | Behind the Meter | Yes | Kamtech Solar Solutions | JCP&L |  | Accepted | 2025-07-22 | 2025-08-14 | 2026-08-14 | Solar Panels | REC | REC 460 AA PURE RX |  | 0.46 | 4 | 72 | 34 |  | Fixed | Roof
NJADRE1560126339 | Administratively Determined Incentive Program | LAKEWOOD | 8701 | 22.08 | Residential | Behind the Meter | Yes | Kamtech Solar Solutions | JCP&L |  | Accepted | 2025-07-22 | 2025-08-14 | 2026-08-14 | Solar Panels | REC | REC 460 AA PURE RX |  | 0.46 | 17 | 162 | 35 |  | Fixed | Roof
NJADRE1560126339 | Administratively Determined Incentive Program | LAKEWOOD | 8701 | 22.08 | Residential | Behind the Meter | Yes | Kamtech Solar Solutions | JCP&L |  | Accepted | 2025-07-22 | 2025-08-14 | 2026-08-14 | Solar Panels | REC | REC 460 AA PURE RX |  | 0.46 | 4 | 252 | 34 |  | Fixed | Roof
NJADRE1560126339 | Administratively Determined Incentive Program | LAKEWOOD | 8701 | 22.08 | Residential | Behind the Meter | Yes | Kamtech Solar Solutions | JCP&L |  | Accepted | 2025-07-22 | 2025-08-14 | 2026-08-14 | Inverters | ENPHASE | IQ8X-80-M-US | 349 |  | 48 |  |  | 0.973 |  | Outdoor | ROOFTOP
NJADRE1560126339 | Administratively Determined Incentive Program | LAKEWOOD | 8701 | 22.08 | Residential | Behind the Meter | Yes | Kamtech Solar Solutions | JCP&L |  | Accepted | 2025-07-22 | 2025-08-14 | 2026-08-14 | Solar Panels | REC | REC 460 AA PURE RX |  | 0.46 | 23 | 342 | 35 |  | Fixed | Roof
NJADRE1560126350 | Administratively Determined Incentive Program | SECAUCUS | 7094 | 7.395 | Residential | Behind the Meter | No | Maier Solar Engineering dba Solar Me | PSE&G |  | Accepted | 2025-07-22 | 2025-08-19 | 2026-08-19 | Inverters | ENPHASE | IQ8AC-72-M-US | 349 |  | 17 |  |  | 0.97 |  | Outdoor | ON RACKING
NJADRE1560126350 | Administratively Determined Incentive Program | SECAUCUS | 7094 | 7.395 | Residential | Behind the Meter | No | Maier Solar Engineering dba Solar Me | PSE&G |  | Accepted | 2025-07-22 | 2025-08-19 | 2026-08-19 | Solar Panels | HYUNDAI | HIN-T435NF |  | 0.435 | 2 | 30 | 45 |  | Fixed | Roof
NJADRE1560126350 | Administratively Determined Incentive Program | SECAUCUS | 7094 | 7.395 | Residential | Behind the Meter | No | Maier Solar Engineering dba Solar Me | PSE&G |  | Accepted | 2025-07-22 | 2025-08-19 | 2026-08-19 | Solar Panels | HYUNDAI | HIN-T435NF |  | 0.435 | 15 | 210 | 45 |  | Fixed | Roof
NJADRE1560126359 | Administratively Determined Incentive Program | Mays Landing | 8330 | 8.61 | Residential | Behind the Meter | Yes | Trinity Solar, LLC | AC Electric |  | Accepted | 2025-07-22 | 2025-08-14 | 2026-08-14 | Solar Panels | Hanwha | Q.PEAK DUO BLK ML-G10+ 410 |  | 0.41 | 10 | 139 | 23 |  | Fixed | Roof
NJADRE1560126359 | Administratively Determined Incentive Program | Mays Landing | 8330 | 8.61 | Residential | Behind the Meter | Yes | Trinity Solar, LLC | AC Electric |  | Accepted | 2025-07-22 | 2025-08-14 | 2026-08-14 | Solar Panels | Hanwha | Q.PEAK DUO BLK ML-G10.C+ 410 |  | 0.41 | 11 | 319 | 23 |  | Fixed | Roof
NJADRE1560126359 | Administratively Determined Incentive Program | Mays Landing | 8330 | 8.61 | Residential | Behind the Meter | Yes | Trinity Solar, LLC | AC Electric |  | Accepted | 2025-07-22 | 2025-08-14 | 2026-08-14 | Inverters | Solar Edge | USE7600H-US | 7600 |  | 1 |  |  | 0.97 |  | Outside
NJADRE1560126363 | Administratively Determined Incentive Program | PORT READING | 7064 | 5.67 | Residential | Behind the Meter | No | Power Home Remodeling Group | PSE&G |  | Accepted | 2025-07-22 | 2025-08-19 | 2026-08-19 | Inverters | SolarEdge | SE3800H-US | 3800 |  | 1 |  |  | 0.99 |  | Outside
NJADRE1560126363 | Administratively Determined Incentive Program | PORT READING | 7064 | 5.67 | Residential | Behind the Meter | No | Power Home Remodeling Group | PSE&G |  | Accepted | 2025-07-22 | 2025-08-19 | 2026-08-19 | Solar Panels | JA Solar | JAM54S31 405/MR |  | 0.405 | 14 | 273 | 27 |  | Fixed | Roof
NJADRE1560126363 | Administratively Determined Incentive Program | PORT READING | 7064 | 5.67 | Residential | Behind the Meter | No | Power Home Remodeling Group | PSE&G |  | Accepted | 2025-07-22 | 2025-08-19 | 2026-08-19 | Meters | SolarEdge | Revenue Grade Data Ansi C12.20 |  |  | 1 |  |  |  | Yes | Outdoor
NJADRE1560126368 | Administratively Determined Incentive Program | Irvington | 7111 | 4.25 | Residential | Behind the Meter | Yes | Power Energy Solutions, LLC | PSE&G |  | Accepted | 2025-07-22 | 2025-08-15 | 2026-08-15 | Solar Panels | Trina Solar | TSM-425NE09RC.05 |  | 0.425 | 10 | 136 | 22 |  | Fixed | Roof
NJADRE1560126368 | Administratively Determined Incentive Program | Irvington | 7111 | 4.25 | Residential | Behind the Meter | Yes | Power Energy Solutions, LLC | PSE&G |  | Accepted | 2025-07-22 | 2025-08-15 | 2026-08-15 | Inverters | SolarEdge | SE3800H-US | 3800 |  | 1 |  |  | 0.97 |  | Outdoor
NJADRE1560126375 | Administratively Determined Incentive Program | Hillside | 7205 | 5.33 | Residential | Behind the Meter | Yes | EMT Renewables, LLC | PSE&G |  | Accepted | 2025-07-22 | 2025-08-14 | 2026-08-14 | Inverters | ENPHASE | IQ8+ | 290 |  | 13 |  |  | 0.98 |  | Other | UNDER EACH PANEL
NJADRE1560126375 | Administratively Determined Incentive Program | Hillside | 7205 | 5.33 | Residential | Behind the Meter | Yes | EMT Renewables, LLC | PSE&G |  | Accepted | 2025-07-22 | 2025-08-14 | 2026-08-14 | Solar Panels | MSE PERC | MSE-410 |  | 0.41 | 7 | 93 | 41 |  | Fixed | Roof
NJADRE1560126375 | Administratively Determined Incentive Program | Hillside | 7205 | 5.33 | Residential | Behind the Meter | Yes | EMT Renewables, LLC | PSE&G |  | Accepted | 2025-07-22 | 2025-08-14 | 2026-08-14 | Solar Panels | MSE PERC | MSE-410 |  | 0.41 | 6 | 273 | 41 |  | Fixed | Roof
NJADRE1560126381 | Administratively Determined Incentive Program | Toms River | 8753 | 12.71 | Residential | Behind the Meter | Yes | EMT Renewables, LLC | JCP&L |  | Accepted | 2025-07-22 | 2025-08-14 | 2026-08-14 | Solar Panels | MSE PERC | MSE-410 |  | 0.41 | 20 | 117 | 28 |  | Fixed | Roof
NJADRE1560126381 | Administratively Determined Incentive Program | Toms River | 8753 | 12.71 | Residential | Behind the Meter | Yes | EMT Renewables, LLC | JCP&L |  | Accepted | 2025-07-22 | 2025-08-14 | 2026-08-14 | Inverters | ENPHASE | IQ8+ | 290 |  | 31 |  |  | 0.98 |  | Other | UNDER EACH PANEL
NJADRE1560126381 | Administratively Determined Incentive Program | Toms River | 8753 | 12.71 | Residential | Behind the Meter | Yes | EMT Renewables, LLC | JCP&L |  | Accepted | 2025-07-22 | 2025-08-14 | 2026-08-14 | Solar Panels | MSE PERC | MSE-410 |  | 0.41 | 11 | 297 | 28 |  | Fixed | Roof
NJADRE1560126392 | Administratively Determined Incentive Program | Hamilton | 8690 | 18.06 | Residential | Behind the Meter | Yes | EMT Renewables, LLC | PSE&G |  | Accepted | 2025-07-22 | 2025-08-14 | 2026-08-14 | Solar Panels | SEG SOLAR | SEG 430 |  | 0.43 | 8 | 70 | 18 |  | Fixed | Roof
NJADRE1560126392 | Administratively Determined Incentive Program | Hamilton | 8690 | 18.06 | Residential | Behind the Meter | Yes | EMT Renewables, LLC | PSE&G |  | Accepted | 2025-07-22 | 2025-08-14 | 2026-08-14 | Inverters | ENPHASE | IQ8+ | 290 |  | 42 |  |  | 0.98 |  | Other | UNDER EACH PANEL
NJADRE1560126392 | Administratively Determined Incentive Program | Hamilton | 8690 | 18.06 | Residential | Behind the Meter | Yes | EMT Renewables, LLC | PSE&G |  | Accepted | 2025-07-22 | 2025-08-14 | 2026-08-14 | Solar Panels | SEG SOLAR | SEG 430 |  | 0.43 | 14 | 250 | 21 |  | Fixed | Roof
NJADRE1560126392 | Administratively Determined Incentive Program | Hamilton | 8690 | 18.06 | Residential | Behind the Meter | Yes | EMT Renewables, LLC | PSE&G |  | Accepted | 2025-07-22 | 2025-08-14 | 2026-08-14 | Solar Panels | SEG SOLAR | SEG 430 |  | 0.43 | 14 | 70 | 21 |  | Fixed | Roof
NJADRE1560126392 | Administratively Determined Incentive Program | Hamilton | 8690 | 18.06 | Residential | Behind the Meter | Yes | EMT Renewables, LLC | PSE&G |  | Accepted | 2025-07-22 | 2025-08-14 | 2026-08-14 | Solar Panels | SEG SOLAR | SEG 430 |  | 0.43 | 6 | 250 | 18 |  | Fixed | Roof
NJADRE1560126397 | Administratively Determined Incentive Program | Bridgeton | 8302 | 9.43 | Residential | Behind the Meter | Yes | Freedom Forever New Jersey, LLC | AC Electric |  | Accepted | 2025-07-22 | 2025-08-14 | 2026-08-14 | Solar Panels | Hanwha | Q.PEAK DUO BLK ML-G10.C+ 410 |  | 0.41 | 4 | 290 | 29 |  | Fixed | Roof
NJADRE1560126397 | Administratively Determined Incentive Program | Bridgeton | 8302 | 9.43 | Residential | Behind the Meter | Yes | Freedom Forever New Jersey, LLC | AC Electric |  | Accepted | 2025-07-22 | 2025-08-14 | 2026-08-14 | Solar Panels | Hanwha | Q.PEAK DUO BLK ML-G10.C+ 410 |  | 0.41 | 5 | 20 | 29 |  | Fixed | Roof
NJADRE1560126397 | Administratively Determined Incentive Program | Bridgeton | 8302 | 9.43 | Residential | Behind the Meter | Yes | Freedom Forever New Jersey, LLC | AC Electric |  | Accepted | 2025-07-22 | 2025-08-14 | 2026-08-14 | Solar Panels | Hanwha | Q.PEAK DUO BLK ML-G10.C+ 410 |  | 0.41 | 1 | 199 | 27 |  | Fixed | Roof
NJADRE1560126397 | Administratively Determined Incentive Program | Bridgeton | 8302 | 9.43 | Residential | Behind the Meter | Yes | Freedom Forever New Jersey, LLC | AC Electric |  | Accepted | 2025-07-22 | 2025-08-14 | 2026-08-14 | Solar Panels | Hanwha | Q.PEAK DUO BLK ML-G10.C+ 410 |  | 0.41 | 6 | 200 | 29 |  | Fixed | Roof
NJADRE1560126397 | Administratively Determined Incentive Program | Bridgeton | 8302 | 9.43 | Residential | Behind the Meter | Yes | Freedom Forever New Jersey, LLC | AC Electric |  | Accepted | 2025-07-22 | 2025-08-14 | 2026-08-14 | Solar Panels | Hanwha | Q.PEAK DUO BLK ML-G10.C+ 410 |  | 0.41 | 3 | 110 | 29 |  | Fixed | Roof
NJADRE1560126397 | Administratively Determined Incentive Program | Bridgeton | 8302 | 9.43 | Residential | Behind the Meter | Yes | Freedom Forever New Jersey, LLC | AC Electric |  | Accepted | 2025-07-22 | 2025-08-14 | 2026-08-14 | Solar Panels | Hanwha | Q.PEAK DUO BLK ML-G10.C+ 410 |  | 0.41 | 3 | 290 | 11 |  | Fixed | Roof
NJADRE1560126397 | Administratively Determined Incentive Program | Bridgeton | 8302 | 9.43 | Residential | Behind the Meter | Yes | Freedom Forever New Jersey, LLC | AC Electric |  | Accepted | 2025-07-22 | 2025-08-14 | 2026-08-14 | Inverters | Enphase | IQ8HC-72-M-DOM-US | 380 |  | 23 |  |  | 0.99 |  | Outside
NJADRE1560126397 | Administratively Determined Incentive Program | Bridgeton | 8302 | 9.43 | Residential | Behind the Meter | Yes | Freedom Forever New Jersey, LLC | AC Electric |  | Accepted | 2025-07-22 | 2025-08-14 | 2026-08-14 | Solar Panels | Hanwha | Q.PEAK DUO BLK ML-G10.C+ 410 |  | 0.41 | 1 | 19 | 27 |  | Fixed | Roof
NJADRE1560126438 | Administratively Determined Incentive Program | Ship Bottom | 8008 | 11.07 | Residential | Behind the Meter | Yes | Trinity Solar, LLC | AC Electric |  | Accepted | 2025-07-22 | 2025-08-14 | 2026-08-14 | Solar Panels | HANWHA 410 (Q.PEAK DUO BLK ML-G10+410) | HANWHA 410 (Q.PEAK DUO BLK ML-G10+410) |  | 0.41 | 5 | 302 | 20 |  | Fixed | Roof
NJADRE1560126438 | Administratively Determined Incentive Program | Ship Bottom | 8008 | 11.07 | Residential | Behind the Meter | Yes | Trinity Solar, LLC | AC Electric |  | Accepted | 2025-07-22 | 2025-08-14 | 2026-08-14 | Solar Panels | HANWHA 410 (Q.PEAK DUO BLK ML-G10+410) | HANWHA 410 (Q.PEAK DUO BLK ML-G10+410) |  | 0.41 | 5 | 122 | 19 |  | Fixed | Roof
NJADRE1560126438 | Administratively Determined Incentive Program | Ship Bottom | 8008 | 11.07 | Residential | Behind the Meter | Yes | Trinity Solar, LLC | AC Electric |  | Accepted | 2025-07-22 | 2025-08-14 | 2026-08-14 | Solar Panels | HANWHA 410 (Q.PEAK DUO BLK ML-G10+410) | HANWHA 410 (Q.PEAK DUO BLK ML-G10+410) |  | 0.41 | 4 | 32 | 19 |  | Fixed | Roof
NJADRE1560126438 | Administratively Determined Incentive Program | Ship Bottom | 8008 | 11.07 | Residential | Behind the Meter | Yes | Trinity Solar, LLC | AC Electric |  | Accepted | 2025-07-22 | 2025-08-14 | 2026-08-14 | Solar Panels | HANWHA 410 (Q.PEAK DUO BLK ML-G10+410) | HANWHA 410 (Q.PEAK DUO BLK ML-G10+410) |  | 0.41 | 6 | 212 | 19 |  | Fixed | Roof
NJADRE1560126438 | Administratively Determined Incentive Program | Ship Bottom | 8008 | 11.07 | Residential | Behind the Meter | Yes | Trinity Solar, LLC | AC Electric |  | Accepted | 2025-07-22 | 2025-08-14 | 2026-08-14 | Solar Panels | HANWHA 410 (Q.PEAK DUO BLK ML-G10+410) | HANWHA 410 (Q.PEAK DUO BLK ML-G10+410) |  | 0.41 | 3 | 212 | 20 |  | Fixed | Roof
NJADRE1560126438 | Administratively Determined Incentive Program | Ship Bottom | 8008 | 11.07 | Residential | Behind the Meter | Yes | Trinity Solar, LLC | AC Electric |  | Accepted | 2025-07-22 | 2025-08-14 | 2026-08-14 | Solar Panels | HANWHA 410 (Q.PEAK DUO BLK ML-G10+410) | HANWHA 410 (Q.PEAK DUO BLK ML-G10+410) |  | 0.41 | 4 | 122 | 18 |  | Fixed | Roof
NJADRE1560126438 | Administratively Determined Incentive Program | Ship Bottom | 8008 | 11.07 | Residential | Behind the Meter | Yes | Trinity Solar, LLC | AC Electric |  | Accepted | 2025-07-22 | 2025-08-14 | 2026-08-14 | Inverters | SOLAREDGE | SE10000H-US | 10000 |  | 1 |  |  | 0.97 |  | Outside
NJADRE1560126446 | Administratively Determined Incentive Program | Trenton | 8618 | 5.16 | Residential | Behind the Meter | Yes | EMT Renewables, LLC | PSE&G |  | Accepted | 2025-07-22 | 2025-08-14 | 2026-08-14 | Inverters | ENPHASE | IQ8+ | 290 |  | 12 |  |  | 0.98 |  | Other | UNDER EACH PANEL
NJADRE1560126446 | Administratively Determined Incentive Program | Trenton | 8618 | 5.16 | Residential | Behind the Meter | Yes | EMT Renewables, LLC | PSE&G |  | Accepted | 2025-07-22 | 2025-08-14 | 2026-08-14 | Solar Panels | SEG SOLAR | SEG 430 |  | 0.43 | 4 | 299 | 9 |  | Fixed | Roof
NJADRE1560126446 | Administratively Determined Incentive Program | Trenton | 8618 | 5.16 | Residential | Behind the Meter | Yes | EMT Renewables, LLC | PSE&G |  | Accepted | 2025-07-22 | 2025-08-14 | 2026-08-14 | Solar Panels | SEG SOLAR | SEG 430 |  | 0.43 | 4 | 120 | 1 |  | Fixed | Roof
NJADRE1560126446 | Administratively Determined Incentive Program | Trenton | 8618 | 5.16 | Residential | Behind the Meter | Yes | EMT Renewables, LLC | PSE&G |  | Accepted | 2025-07-22 | 2025-08-14 | 2026-08-14 | Solar Panels | SEG SOLAR | SEG 430 |  | 0.43 | 4 | 210 | 17 |  | Fixed | Roof
NJADRE1560126448 | Administratively Determined Incentive Program | MORGANVILLE | 7751 | 4.98 | Residential | Behind the Meter | Yes | Big Wave Roofing and Solar, LLC | JCP&L |  | Accepted | 2025-07-22 | 2025-08-14 | 2026-08-14 | Inverters | Enphase | IQ8HC-72-M-DOM-US | 380 |  | 12 |  |  | 0.97 |  | Outside
NJADRE1560126448 | Administratively Determined Incentive Program | MORGANVILLE | 7751 | 4.98 | Residential | Behind the Meter | Yes | Big Wave Roofing and Solar, LLC | JCP&L |  | Accepted | 2025-07-22 | 2025-08-14 | 2026-08-14 | Solar Panels | QCELLS | Q.PEAK DUO BLK ML-G10.C+ 415W |  | 0.415 | 12 | 232 | 25 |  | Fixed | Roof
NJADRE1560126450 | Administratively Determined Incentive Program | CINNAMINSON | 8077 | 9.9 | Residential | Behind the Meter | Yes | Power Energy Solutions, LLC | PSE&G |  | Accepted | 2025-07-22 | 2025-08-15 | 2026-08-15 | Solar Panels | Trina Solar | TSM-425NE09RC.05 |  | 0.45 | 4 | 116 | 16 |  | Fixed | Roof
NJADRE1560126450 | Administratively Determined Incentive Program | CINNAMINSON | 8077 | 9.9 | Residential | Behind the Meter | Yes | Power Energy Solutions, LLC | PSE&G |  | Accepted | 2025-07-22 | 2025-08-15 | 2026-08-15 | Solar Panels | Trina Solar | TSM-425NE09RC.05 |  | 0.45 | 10 | 115 | 19 |  | Fixed | Roof
NJADRE1560126450 | Administratively Determined Incentive Program | CINNAMINSON | 8077 | 9.9 | Residential | Behind the Meter | Yes | Power Energy Solutions, LLC | PSE&G |  | Accepted | 2025-07-22 | 2025-08-15 | 2026-08-15 | Inverters | SolarEdge | SE5700H-US | 5760 |  | 1 |  |  | 0.97 |  | Outdoor
NJADRE1560126450 | Administratively Determined Incentive Program | CINNAMINSON | 8077 | 9.9 | Residential | Behind the Meter | Yes | Power Energy Solutions, LLC | PSE&G |  | Accepted | 2025-07-22 | 2025-08-15 | 2026-08-15 | Solar Panels | Trina Solar | TSM-425NE09RC.05 |  | 0.45 | 8 | 295 | 19 |  | Fixed | Roof
NJADRE1560126451 | Administratively Determined Incentive Program | Cranford | 7016 | 81.95 | School Public K-12 | Behind the Meter | Yes | HESP Construction, LLC | PSE&G |  | Accepted | 2025-08-15 | 2025-09-10 | 2026-09-10 | Solar Panels | Thornova | TS-BG72-550 |  | 0.55 | 4 | 144 | 5 |  | Fixed | Roof
NJADRE1560126451 | Administratively Determined Incentive Program | Cranford | 7016 | 81.95 | School Public K-12 | Behind the Meter | Yes | HESP Construction, LLC | PSE&G |  | Accepted | 2025-08-15 | 2025-09-10 | 2026-09-10 | Inverters | SOLAREDGE | SE10KUS | 10000 |  | 1 |  |  | 0.97 |  | Outside
NJADRE1560126451 | Administratively Determined Incentive Program | Cranford | 7016 | 81.95 | School Public K-12 | Behind the Meter | Yes | HESP Construction, LLC | PSE&G |  | Accepted | 2025-08-15 | 2025-09-10 | 2026-09-10 | Solar Panels | HT-SAAE | HT72-18X-550 |  | 0.55 | 145 | 144 | 5 |  | Fixed | Roof
NJADRE1560126451 | Administratively Determined Incentive Program | Cranford | 7016 | 81.95 | School Public K-12 | Behind the Meter | Yes | HESP Construction, LLC | PSE&G |  | Accepted | 2025-08-15 | 2025-09-10 | 2026-09-10 | Inverters | SOLAREDGE | SE50KUS | 50000 |  | 1 |  |  | 0.97 |  | Outside
NJADRE1560126471 | Administratively Determined Incentive Program | MANCHESTER | 8759 | 10.01 | Residential | Behind the Meter | Yes | Powerlutions, LLC | JCP&L |  | Accepted | 2025-07-22 | 2025-08-14 | 2026-08-14 | Inverters | Enphase | IQ8MC-72-M-US | 320 |  | 22 |  |  | 0.98 |  | Outdoor
NJADRE1560126471 | Administratively Determined Incentive Program | MANCHESTER | 8759 | 10.01 | Residential | Behind the Meter | Yes | Powerlutions, LLC | JCP&L |  | Accepted | 2025-07-22 | 2025-08-14 | 2026-08-14 | Solar Panels | CANADIAN | CS6.1-54TM-455H |  | 0.455 | 22 | 127 | 35 |  | Fixed | Roof
NJADRE1560126584 | Administratively Determined Incentive Program | FAR HILLS | 7931 | 28.52 | Residential | Behind the Meter | No | Vanguard Energy Partners, LLC | JCP&L |  | Accepted | 2025-07-24 | 2025-08-19 | 2026-08-19 | Solar Panels | REC Solar PTE LTD. | REC ALPHA PURE-RX SERIES 460 W |  | 0.46 | 10 | 27.36 | 25 |  | Fixed | Roof
NJADRE1560126584 | Administratively Determined Incentive Program | FAR HILLS | 7931 | 28.52 | Residential | Behind the Meter | No | Vanguard Energy Partners, LLC | JCP&L |  | Accepted | 2025-07-24 | 2025-08-19 | 2026-08-19 | Solar Panels | REC Solar PTE LTD. | REC ALPHA PURE-RX SERIES 460 W |  | 0.46 | 4 | 116.8 | 24 |  | Fixed | Roof
NJADRE1560126584 | Administratively Determined Incentive Program | FAR HILLS | 7931 | 28.52 | Residential | Behind the Meter | No | Vanguard Energy Partners, LLC | JCP&L |  | Accepted | 2025-07-24 | 2025-08-19 | 2026-08-19 | Inverters | Solar Edge | SE-10000H-US | 10000 |  | 2 |  |  | 0.992 |  | Outside
NJADRE1560126584 | Administratively Determined Incentive Program | FAR HILLS | 7931 | 28.52 | Residential | Behind the Meter | No | Vanguard Energy Partners, LLC | JCP&L |  | Accepted | 2025-07-24 | 2025-08-19 | 2026-08-19 | Solar Panels | REC Solar PTE LTD. | REC ALPHA PURE-RX SERIES 460 W |  | 0.46 | 11 | 206.7 | 23 |  | Fixed | Roof
NJADRE1560126584 | Administratively Determined Incentive Program | FAR HILLS | 7931 | 28.52 | Residential | Behind the Meter | No | Vanguard Energy Partners, LLC | JCP&L |  | Accepted | 2025-07-24 | 2025-08-19 | 2026-08-19 | Solar Panels | REC Solar PTE LTD. | REC ALPHA PURE-RX SERIES 460 W |  | 0.46 | 2 | 117.06 | 25 |  | Fixed | Roof
NJADRE1560126584 | Administratively Determined Incentive Program | FAR HILLS | 7931 | 28.52 | Residential | Behind the Meter | No | Vanguard Energy Partners, LLC | JCP&L |  | Accepted | 2025-07-24 | 2025-08-19 | 2026-08-19 | Solar Panels | REC Solar PTE LTD. | REC ALPHA PURE-RX SERIES 460 W |  | 0.46 | 15 | 116.8 | 24 |  | Fixed | Roof
NJADRE1560126584 | Administratively Determined Incentive Program | FAR HILLS | 7931 | 28.52 | Residential | Behind the Meter | No | Vanguard Energy Partners, LLC | JCP&L |  | Accepted | 2025-07-24 | 2025-08-19 | 2026-08-19 | Solar Panels | REC Solar PTE LTD. | REC ALPHA PURE-RX SERIES 460 W |  | 0.46 | 12 | 25.6 | 25 |  | Fixed | Roof
NJADRE1560126584 | Administratively Determined Incentive Program | FAR HILLS | 7931 | 28.52 | Residential | Behind the Meter | No | Vanguard Energy Partners, LLC | JCP&L |  | Accepted | 2025-07-24 | 2025-08-19 | 2026-08-19 | Solar Panels | REC Solar PTE LTD. | REC ALPHA PURE-RX SERIES 460 W |  | 0.46 | 5 | 207.42 | 25 |  | Fixed | Roof
NJADRE1560126584 | Administratively Determined Incentive Program | FAR HILLS | 7931 | 28.52 | Residential | Behind the Meter | No | Vanguard Energy Partners, LLC | JCP&L |  | Accepted | 2025-07-24 | 2025-08-19 | 2026-08-19 | Solar Panels | REC Solar PTE LTD. | REC ALPHA PURE-RX SERIES 460 W |  | 0.46 | 3 | 27.2 | 25 |  | Fixed | Roof
NJADRE1560126829 | Administratively Determined Incentive Program | Lakewood | 8701 | 14.105 | Residential | Behind the Meter | Yes | Powerlutions, LLC | JCP&L |  | Accepted | 2025-07-22 | 2025-08-14 | 2026-08-14 | Inverters | Enphase | IQ8HC-72-M-US | 380 |  | 31 |  |  | 0.98 |  | Outdoor
NJADRE1560126829 | Administratively Determined Incentive Program | Lakewood | 8701 | 14.105 | Residential | Behind the Meter | Yes | Powerlutions, LLC | JCP&L |  | Accepted | 2025-07-22 | 2025-08-14 | 2026-08-14 | Solar Panels | Enphase | CS6.1-54TM-455H |  | 0.455 | 2 | 135 | 25 |  | Fixed | Roof
NJADRE1560126829 | Administratively Determined Incentive Program | Lakewood | 8701 | 14.105 | Residential | Behind the Meter | Yes | Powerlutions, LLC | JCP&L |  | Accepted | 2025-07-22 | 2025-08-14 | 2026-08-14 | Solar Panels | CANADIAN | CS6.1-54TM-455H |  | 0.455 | 6 | 135 | 36 |  | Fixed | Roof
NJADRE1560126829 | Administratively Determined Incentive Program | Lakewood | 8701 | 14.105 | Residential | Behind the Meter | Yes | Powerlutions, LLC | JCP&L |  | Accepted | 2025-07-22 | 2025-08-14 | 2026-08-14 | Solar Panels | CANADIAN | CS6.1-54TM-455H |  | 0.455 | 23 | 225 | 45 |  | Fixed | Roof
NJADRE1560126845 | Administratively Determined Incentive Program | Cranford | 7016 | 78.65 | School Public K-12 | Behind the Meter | Yes | HESP Construction, LLC | PSE&G |  | Accepted | 2025-08-15 | 2025-09-10 | 2026-09-10 | Solar Panels | Thornova | TS-BG72-550 |  | 0.55 | 4 | 144 | 5 |  | Fixed | Roof
NJADRE1560126845 | Administratively Determined Incentive Program | Cranford | 7016 | 78.65 | School Public K-12 | Behind the Meter | Yes | HESP Construction, LLC | PSE&G |  | Accepted | 2025-08-15 | 2025-09-10 | 2026-09-10 | Solar Panels | HT-SAAE | HT72-18X-550 |  | 0.55 | 139 | 143 | 5 |  | Fixed | Roof
NJADRE1560126845 | Administratively Determined Incentive Program | Cranford | 7016 | 78.65 | School Public K-12 | Behind the Meter | Yes | HESP Construction, LLC | PSE&G |  | Accepted | 2025-08-15 | 2025-09-10 | 2026-09-10 | Inverters | SOLAREDGE | SE50KUS | 50000 |  | 1 |  |  | 0.97 |  | Outside
NJADRE1560126845 | Administratively Determined Incentive Program | Cranford | 7016 | 78.65 | School Public K-12 | Behind the Meter | Yes | HESP Construction, LLC | PSE&G |  | Accepted | 2025-08-15 | 2025-09-10 | 2026-09-10 | Inverters | SOLAREDGE | SE10KUS | 10000 |  | 1 |  |  | 0.97 |  | Outside
NJADRE1560126890 | Administratively Determined Incentive Program | Port Norris | 8349 | 14.76 | Residential | Behind the Meter | Yes | Trinity Solar, LLC | AC Electric |  | Accepted | 2025-07-22 | 2025-08-14 | 2026-08-14 | Solar Panels | HANWHA | (Q.PEAK DUO BLK ML-G10.C+ 410) |  | 0.41 | 36 | 180 | 29 |  | Fixed | Ground
NJADRE1560126890 | Administratively Determined Incentive Program | Port Norris | 8349 | 14.76 | Residential | Behind the Meter | Yes | Trinity Solar, LLC | AC Electric |  | Accepted | 2025-07-22 | 2025-08-14 | 2026-08-14 | Inverters | Solar Edge | SE11400H-US | 11400 |  | 1 |  |  | 0.97 |  | Outdoor
NJADRE1560126986 | Administratively Determined Incentive Program | ERIAL | 8081 | 5.265 | Residential | Behind the Meter | Yes | Sunrun Installation Services, Inc. | AC Electric |  | Accepted | 2025-07-22 | 2025-08-14 | 2026-08-14 | Solar Panels | JA SOLAR | JAM54S31-405/MR |  | 0.405 | 8 | 223 | 27 |  | Fixed | Roof
NJADRE1560126986 | Administratively Determined Incentive Program | ERIAL | 8081 | 5.265 | Residential | Behind the Meter | Yes | Sunrun Installation Services, Inc. | AC Electric |  | Accepted | 2025-07-22 | 2025-08-14 | 2026-08-14 | Solar Panels | JA SOLAR | JAM54S31-405/MR |  | 0.405 | 5 | 223 | 27 |  | Fixed | Roof
NJADRE1560126986 | Administratively Determined Incentive Program | ERIAL | 8081 | 5.265 | Residential | Behind the Meter | Yes | Sunrun Installation Services, Inc. | AC Electric |  | Accepted | 2025-07-22 | 2025-08-14 | 2026-08-14 | Inverters | SOLAREDGE TECHNOLOGIES | SE3800H-USMN | 3800 |  | 1 |  |  | 0.99 |  | Outdoor
NJADRE1560127006 | Administratively Determined Incentive Program | Elizabeth | 7206 | 8.5 | Residential | Behind the Meter | Yes | Solar Mite Solutions, LLC | PSE&G |  | Accepted | 2025-07-22 | 2025-08-14 | 2026-08-14 | Inverters | Enphase | IQ7HS-66-M-US | 384 |  | 20 |  |  | 0.97 |  | Outside
NJADRE1560127006 | Administratively Determined Incentive Program | Elizabeth | 7206 | 8.5 | Residential | Behind the Meter | Yes | Solar Mite Solutions, LLC | PSE&G |  | Accepted | 2025-07-22 | 2025-08-14 | 2026-08-14 | Solar Panels | Jinko | JKM425N |  | 0.425 | 5 | 156 | 5 |  | Fixed | Roof
NJADRE1560127006 | Administratively Determined Incentive Program | Elizabeth | 7206 | 8.5 | Residential | Behind the Meter | Yes | Solar Mite Solutions, LLC | PSE&G |  | Accepted | 2025-07-22 | 2025-08-14 | 2026-08-14 | Solar Panels | Jinko | JKM425N |  | 0.425 | 15 | 246 | 15 |  | Fixed | Roof
NJADRE1560127008 | Administratively Determined Incentive Program | Green Brook | 8812 | 6.225 | Residential | Behind the Meter | Yes | Big Wave Roofing and Solar, LLC | PSE&G |  | Accepted | 2025-07-22 | 2025-08-14 | 2026-08-14 | Solar Panels | Q cells | Q.PEAK DUO BLK ML-G10.C+415w |  | 0.415 | 9 | 238 | 24 |  | Fixed | Roof
NJADRE1560127008 | Administratively Determined Incentive Program | Green Brook | 8812 | 6.225 | Residential | Behind the Meter | Yes | Big Wave Roofing and Solar, LLC | PSE&G |  | Accepted | 2025-07-22 | 2025-08-14 | 2026-08-14 | Inverters | Enphase | IQ8HC-72-M-DOM-US | 380 |  | 15 |  |  | 0.98 |  | Outdoor
NJADRE1560127008 | Administratively Determined Incentive Program | Green Brook | 8812 | 6.225 | Residential | Behind the Meter | Yes | Big Wave Roofing and Solar, LLC | PSE&G |  | Accepted | 2025-07-22 | 2025-08-14 | 2026-08-14 | Solar Panels | Q cells | Q.PEAK DUO BLK ML-G10.C+415w |  | 0.415 | 6 | 238 | 24 |  | Fixed | Roof
NJADRE1560127022 | Administratively Determined Incentive Program | Paterson | 7501 | 8.2 | Residential | Behind the Meter | Yes | Trinity Solar, LLC | PSE&G |  | Accepted | 2025-07-22 | 2025-08-14 | 2026-08-14 | Solar Panels | HANWHA | (Q.PEAK DUO BLK ML-G10.C+ 410) |  | 0.41 | 10 | 103 | 20 |  | Fixed | Roof
NJADRE1560127022 | Administratively Determined Incentive Program | Paterson | 7501 | 8.2 | Residential | Behind the Meter | Yes | Trinity Solar, LLC | PSE&G |  | Accepted | 2025-07-22 | 2025-08-14 | 2026-08-14 | Solar Panels | HANWHA | (Q.PEAK DUO BLK ML-G10.C+ 410) |  | 0.41 | 10 | 283 | 20 |  | Fixed | Roof
NJADRE1560127022 | Administratively Determined Incentive Program | Paterson | 7501 | 8.2 | Residential | Behind the Meter | Yes | Trinity Solar, LLC | PSE&G |  | Accepted | 2025-07-22 | 2025-08-14 | 2026-08-14 | Inverters | Solar Edge | USE7600H-USMNBL75 | 7600 |  | 1 |  |  | 0.97 |  | Outdoor
NJADRE1560127080 | Administratively Determined Incentive Program | Atlantic City | 8401 | 7.65 | Residential | Behind the Meter | Yes | Power Energy Solutions, LLC | AC Electric |  | Accepted | 2025-07-22 | 2025-08-18 | 2026-08-18 | Solar Panels | Trina Solar | TSM-425NE09RC.05 |  | 0.425 | 2 | 332 | 40 |  | Fixed | Roof
NJADRE1560127080 | Administratively Determined Incentive Program | Atlantic City | 8401 | 7.65 | Residential | Behind the Meter | Yes | Power Energy Solutions, LLC | AC Electric |  | Accepted | 2025-07-22 | 2025-08-18 | 2026-08-18 | Solar Panels | Trina Solar | TSM-425NE09RC.05 |  | 0.425 | 3 | 62 | 4 |  | Fixed | Roof
NJADRE1560127080 | Administratively Determined Incentive Program | Atlantic City | 8401 | 7.65 | Residential | Behind the Meter | Yes | Power Energy Solutions, LLC | AC Electric |  | Accepted | 2025-07-22 | 2025-08-18 | 2026-08-18 | Solar Panels | Trina Solar | TSM-425NE09RC.05 |  | 0.425 | 3 | 152 | 38 |  | Fixed | Roof
NJADRE1560127080 | Administratively Determined Incentive Program | Atlantic City | 8401 | 7.65 | Residential | Behind the Meter | Yes | Power Energy Solutions, LLC | AC Electric |  | Accepted | 2025-07-22 | 2025-08-18 | 2026-08-18 | Solar Panels | Trina Solar | TSM-425NE09RC.05 |  | 0.425 | 3 | 352 | 38 |  | Fixed | Roof
NJADRE1560127080 | Administratively Determined Incentive Program | Atlantic City | 8401 | 7.65 | Residential | Behind the Meter | Yes | Power Energy Solutions, LLC | AC Electric |  | Accepted | 2025-07-22 | 2025-08-18 | 2026-08-18 | Solar Panels | Trina Solar | TSM-425NE09RC.05 |  | 0.425 | 2 | 152 | 40 |  | Fixed | Roof
NJADRE1560127080 | Administratively Determined Incentive Program | Atlantic City | 8401 | 7.65 | Residential | Behind the Meter | Yes | Power Energy Solutions, LLC | AC Electric |  | Accepted | 2025-07-22 | 2025-08-18 | 2026-08-18 | Solar Panels | Trina Solar | TSM-425NE09RC.05 |  | 0.425 | 5 | 242 | 35 |  | Fixed | Roof
NJADRE1560127080 | Administratively Determined Incentive Program | Atlantic City | 8401 | 7.65 | Residential | Behind the Meter | Yes | Power Energy Solutions, LLC | AC Electric |  | Accepted | 2025-07-22 | 2025-08-18 | 2026-08-18 | Inverters | SolarEdge | SE5700H-US | 6 |  | 1 |  |  | 0.97 |  | Outdoor
NJADRE1560127082 | Administratively Determined Incentive Program | BRIDGETON | 8302 | 4.92 | Residential | Behind the Meter | Yes | Freedom Forever New Jersey, LLC | AC Electric |  | Accepted | 2025-07-22 | 2025-08-14 | 2026-08-14 | Solar Panels | Hanwha | Q.PEAK DUO BLK ML-G10.C+ 410 |  | 0.41 | 12 | 161 | 19 |  | Fixed | Roof
NJADRE1560127082 | Administratively Determined Incentive Program | BRIDGETON | 8302 | 4.92 | Residential | Behind the Meter | Yes | Freedom Forever New Jersey, LLC | AC Electric |  | Accepted | 2025-07-22 | 2025-08-14 | 2026-08-14 | Inverters | Solar Edge | SE3800H-US | 3800 |  | 1 |  |  | 0.99 |  | Outdoor
NJADRE1560127126 | Administratively Determined Incentive Program | BRIDGETON | 8302 | 11.89 | Residential | Behind the Meter | Yes | Trinity Solar, LLC | AC Electric |  | Accepted | 2025-07-22 | 2025-08-14 | 2026-08-14 | Inverters | Solar Edge | USE10000H-USMNBL75 | 10000 |  | 1 |  |  | 0.97 |  | Outdoor
NJADRE1560127126 | Administratively Determined Incentive Program | BRIDGETON | 8302 | 11.89 | Residential | Behind the Meter | Yes | Trinity Solar, LLC | AC Electric |  | Accepted | 2025-07-22 | 2025-08-14 | 2026-08-14 | Solar Panels | HANWHA | (Q.PEAK DUO BLK ML-G10.C+410) |  | 0.41 | 2 | 105 | 11 |  | Fixed | Roof
NJADRE1560127126 | Administratively Determined Incentive Program | BRIDGETON | 8302 | 11.89 | Residential | Behind the Meter | Yes | Trinity Solar, LLC | AC Electric |  | Accepted | 2025-07-22 | 2025-08-14 | 2026-08-14 | Solar Panels | HANWHA | (Q.PEAK DUO BLK ML-G10.C+410) |  | 0.41 | 5 | 285 | 40 |  | Fixed | Roof
NJADRE1560127126 | Administratively Determined Incentive Program | BRIDGETON | 8302 | 11.89 | Residential | Behind the Meter | Yes | Trinity Solar, LLC | AC Electric |  | Accepted | 2025-07-22 | 2025-08-14 | 2026-08-14 | Solar Panels | HANWHA | (Q.PEAK DUO BLK ML-G10.C+410) |  | 0.41 | 2 | 105 | 23 |  | Fixed | Roof
NJADRE1560127126 | Administratively Determined Incentive Program | BRIDGETON | 8302 | 11.89 | Residential | Behind the Meter | Yes | Trinity Solar, LLC | AC Electric |  | Accepted | 2025-07-22 | 2025-08-14 | 2026-08-14 | Solar Panels | HANWHA | (Q.PEAK DUO BLK ML-G10.C+410) |  | 0.41 | 16 | 105 | 40 |  | Fixed | Roof
NJADRE1560127126 | Administratively Determined Incentive Program | BRIDGETON | 8302 | 11.89 | Residential | Behind the Meter | Yes | Trinity Solar, LLC | AC Electric |  | Accepted | 2025-07-22 | 2025-08-14 | 2026-08-14 | Solar Panels | HANWHA | (Q.PEAK DUO BLK ML-G10.C+410) |  | 0.41 | 2 | 195 | 14 |  | Fixed | Roof
NJADRE1560127126 | Administratively Determined Incentive Program | BRIDGETON | 8302 | 11.89 | Residential | Behind the Meter | Yes | Trinity Solar, LLC | AC Electric |  | Accepted | 2025-07-22 | 2025-08-14 | 2026-08-14 | Solar Panels | HANWHA | (Q.PEAK DUO BLK ML-G10.C+410) |  | 0.41 | 2 | 285 | 13 |  | Fixed | Roof
NJADRE1560127130 | Administratively Determined Incentive Program | MORGANVILLE | 7751 | 16.4 | Residential | Behind the Meter | No | PV4U, LLC | JCP&L |  | Accepted | 2025-07-22 | 2025-08-14 | 2026-08-14 | Solar Panels | Hanwha | qcells 410 |  | 0.41 | 4 | 298 | 39 |  | Fixed | Roof
NJADRE1560127130 | Administratively Determined Incentive Program | MORGANVILLE | 7751 | 16.4 | Residential | Behind the Meter | No | PV4U, LLC | JCP&L |  | Accepted | 2025-07-22 | 2025-08-14 | 2026-08-14 | Solar Panels | Hanwha | qcells 410 |  | 0.41 | 28 | 208 | 39 |  | Fixed | Roof
NJADRE1560127130 | Administratively Determined Incentive Program | MORGANVILLE | 7751 | 16.4 | Residential | Behind the Meter | No | PV4U, LLC | JCP&L |  | Accepted | 2025-07-22 | 2025-08-14 | 2026-08-14 | Solar Panels | Hanwha | qcells 410 |  | 0.41 | 8 | 118 | 36 |  | Fixed | Roof
NJADRE1560127130 | Administratively Determined Incentive Program | MORGANVILLE | 7751 | 16.4 | Residential | Behind the Meter | No | PV4U, LLC | JCP&L |  | Accepted | 2025-07-22 | 2025-08-14 | 2026-08-14 | Inverters | ENPHASE | IQ8PLUS | 290 |  | 40 |  |  | 0.98 |  | Outside
NJADRE1560127160 | Administratively Determined Incentive Program | Hightstown | 8520 | 7.79 | Residential | Behind the Meter | Yes | Freedom Forever New Jersey, LLC | JCP&L |  | Accepted | 2025-07-22 | 2025-08-14 | 2026-08-14 | Inverters | Solar Edge | SE7600H-US | 7600 |  | 1 |  |  | 0.99 |  | Outside
NJADRE1560127160 | Administratively Determined Incentive Program | Hightstown | 8520 | 7.79 | Residential | Behind the Meter | Yes | Freedom Forever New Jersey, LLC | JCP&L |  | Accepted | 2025-07-22 | 2025-08-14 | 2026-08-14 | Solar Panels | Hanwha | Q.PEAK DUO BLK ML-G10.C+ 410 |  | 0.41 | 6 | 7 | 24 |  | Fixed | Roof
NJADRE1560127160 | Administratively Determined Incentive Program | Hightstown | 8520 | 7.79 | Residential | Behind the Meter | Yes | Freedom Forever New Jersey, LLC | JCP&L |  | Accepted | 2025-07-22 | 2025-08-14 | 2026-08-14 | Solar Panels | Hanwha | Q.PEAK DUO BLK ML-G10.C+ 410 |  | 0.41 | 9 | 187 | 24 |  | Fixed | Roof
NJADRE1560127160 | Administratively Determined Incentive Program | Hightstown | 8520 | 7.79 | Residential | Behind the Meter | Yes | Freedom Forever New Jersey, LLC | JCP&L |  | Accepted | 2025-07-22 | 2025-08-14 | 2026-08-14 | Solar Panels | Hanwha | Q.PEAK DUO BLK ML-G10.C+ 410 |  | 0.41 | 4 | 187 | 24 |  | Fixed | Roof
NJADRE1560127170 | Administratively Determined Incentive Program | MONROE TOWNSHIP | 8831 | 12.71 | Residential | Behind the Meter | Yes | Trinity Solar, LLC | PSE&G |  | Accepted | 2025-07-22 | 2025-08-14 | 2026-08-14 | Inverters | Solar Edge | USE5700H-USMNBL75 | 5760 |  | 1 |  |  | 0.97 |  | Outdoor
NJADRE1560127170 | Administratively Determined Incentive Program | MONROE TOWNSHIP | 8831 | 12.71 | Residential | Behind the Meter | Yes | Trinity Solar, LLC | PSE&G |  | Accepted | 2025-07-22 | 2025-08-14 | 2026-08-14 | Inverters | Solar Edge | USE3800H-USMNBL75 | 3800 |  | 1 |  |  | 0.97 |  | Outdoor
NJADRE1560127170 | Administratively Determined Incentive Program | MONROE TOWNSHIP | 8831 | 12.71 | Residential | Behind the Meter | Yes | Trinity Solar, LLC | PSE&G |  | Accepted | 2025-07-22 | 2025-08-14 | 2026-08-14 | Solar Panels | HANWHA | Q.PEAK DUO BLK ML-G10.C+410 |  | 0.41 | 20 | 128 | 28 |  | Fixed | Roof
NJADRE1560127170 | Administratively Determined Incentive Program | MONROE TOWNSHIP | 8831 | 12.71 | Residential | Behind the Meter | Yes | Trinity Solar, LLC | PSE&G |  | Accepted | 2025-07-22 | 2025-08-14 | 2026-08-14 | Solar Panels | HANWHA | Q.PEAK DUO BLK ML-G10.C+410 |  | 0.41 | 11 | 308 | 28 |  | Fixed | Roof
NJADRE1560127968 | Administratively Determined Incentive Program | CRANFORD | 7016 | 10.44 | Residential | Behind the Meter | No | Maier Solar Engineering dba Solar Me | PSE&G |  | Accepted | 2025-07-22 | 2025-08-14 | 2026-08-14 | Solar Panels | QCELL - HANWHA | QTRON- BLK-MG2+435 |  | 0.435 | 16 | 249 | 21 |  | Fixed | Roof
NJADRE1560127968 | Administratively Determined Incentive Program | CRANFORD | 7016 | 10.44 | Residential | Behind the Meter | No | Maier Solar Engineering dba Solar Me | PSE&G |  | Accepted | 2025-07-22 | 2025-08-14 | 2026-08-14 | Solar Panels | QCELL - HANWHA | QTRON- BLK-MG2+435 |  | 0.435 | 8 | 159 | 21 |  | Fixed | Roof
NJADRE1560127968 | Administratively Determined Incentive Program | CRANFORD | 7016 | 10.44 | Residential | Behind the Meter | No | Maier Solar Engineering dba Solar Me | PSE&G |  | Accepted | 2025-07-22 | 2025-08-14 | 2026-08-14 | Inverters | ENPHASE | IQ8AC-72-M-US | 349 |  | 24 |  |  | 0.97 |  | Outdoor | ON RACKING
NJADRE1560127981 | Administratively Determined Incentive Program | WEST ORANGE TWP | 7052 | 6.96 | Residential | Behind the Meter | No | Maier Solar Engineering dba Solar Me | PSE&G |  | Accepted | 2025-07-22 | 2025-08-14 | 2026-08-14 | Solar Panels | HYUNDAI | HIN-T435NF |  | 0.435 | 4 | 134 | 33 |  | Fixed | Roof
NJADRE1560127981 | Administratively Determined Incentive Program | WEST ORANGE TWP | 7052 | 6.96 | Residential | Behind the Meter | No | Maier Solar Engineering dba Solar Me | PSE&G |  | Accepted | 2025-07-22 | 2025-08-14 | 2026-08-14 | Solar Panels | HYUNDAI | HIN-T435NF |  | 0.435 | 4 | 224 | 33 |  | Fixed | Roof
NJADRE1560127981 | Administratively Determined Incentive Program | WEST ORANGE TWP | 7052 | 6.96 | Residential | Behind the Meter | No | Maier Solar Engineering dba Solar Me | PSE&G |  | Accepted | 2025-07-22 | 2025-08-14 | 2026-08-14 | Solar Panels | HYUNDAI | HIN-T435NF |  | 0.435 | 3 | 44 | 33 |  | Fixed | Roof
NJADRE1560127981 | Administratively Determined Incentive Program | WEST ORANGE TWP | 7052 | 6.96 | Residential | Behind the Meter | No | Maier Solar Engineering dba Solar Me | PSE&G |  | Accepted | 2025-07-22 | 2025-08-14 | 2026-08-14 | Inverters | ENPHASE | IQ8AC-72-M-US | 349 |  | 16 |  |  | 0.97 |  | Outdoor | ON RACKING
NJADRE1560127981 | Administratively Determined Incentive Program | WEST ORANGE TWP | 7052 | 6.96 | Residential | Behind the Meter | No | Maier Solar Engineering dba Solar Me | PSE&G |  | Accepted | 2025-07-22 | 2025-08-14 | 2026-08-14 | Solar Panels | HYUNDAI | HIN-T435NF |  | 0.435 | 5 | 314 | 33 |  | Fixed | Roof
NJADRE1560129227 | Administratively Determined Incentive Program | Galloway | 8205 | 9.46 | Residential | Behind the Meter | Yes | Sun Up Zero Down, LLC | AC Electric |  | Accepted | 2025-07-23 | 2025-08-18 | 2026-08-18 | Meters | Enphase | TBD |  |  | 1 |  |  |  | Yes | Outdoor
NJADRE1560129227 | Administratively Determined Incentive Program | Galloway | 8205 | 9.46 | Residential | Behind the Meter | Yes | Sun Up Zero Down, LLC | AC Electric |  | Accepted | 2025-07-23 | 2025-08-18 | 2026-08-18 | Inverters | Enphase | IQ8PLUS-72-2-US | 290 |  | 22 |  |  | 0.976 |  | Outdoor
NJADRE1560129227 | Administratively Determined Incentive Program | Galloway | 8205 | 9.46 | Residential | Behind the Meter | Yes | Sun Up Zero Down, LLC | AC Electric |  | Accepted | 2025-07-23 | 2025-08-18 | 2026-08-18 | Solar Panels | SEG | SEG-430-BTD-BG |  | 0.43 | 22 | 229 | 35 |  | Fixed | Roof
NJADRE1560129230 | Administratively Determined Incentive Program | LAWRENCE TWP MER | 8648 | 4.1 | Residential | Behind the Meter | Yes | Sunrun Installation Services, Inc. | PSE&G |  | Accepted | 2025-07-23 | 2025-08-15 | 2026-08-15 | Solar Panels | Elin Energy (Sirius PV) | ELNSM54M-HC-410 |  | 0.41 | 10 | 132 | 43 |  | Fixed | Roof
NJADRE1560129230 | Administratively Determined Incentive Program | LAWRENCE TWP MER | 8648 | 4.1 | Residential | Behind the Meter | Yes | Sunrun Installation Services, Inc. | PSE&G |  | Accepted | 2025-07-23 | 2025-08-15 | 2026-08-15 | Inverters | SolarEdge Technologies | SE3800H-USMN | 3800 |  | 1 |  |  | 0.99 |  | Outdoor | Next to meter
NJADRE1560129233 | Administratively Determined Incentive Program | UNION | 7083 | 12.75 | Residential | Behind the Meter | Yes | Whitman Construction, LLC | PSE&G |  | Accepted | 2025-07-23 | 2025-08-14 | 2026-08-14 | Solar Panels | Trina Solar | TSM-425NE09RC.05 |  | 0.425 | 9 | 244 | 23 |  | Fixed | Roof
NJADRE1560129233 | Administratively Determined Incentive Program | UNION | 7083 | 12.75 | Residential | Behind the Meter | Yes | Whitman Construction, LLC | PSE&G |  | Accepted | 2025-07-23 | 2025-08-14 | 2026-08-14 | Inverters | ENPHASE | IQ8PLUS-72-2-US | 290 |  | 30 |  |  | 0.975 |  | Outdoor
NJADRE1560129233 | Administratively Determined Incentive Program | UNION | 7083 | 12.75 | Residential | Behind the Meter | Yes | Whitman Construction, LLC | PSE&G |  | Accepted | 2025-07-23 | 2025-08-14 | 2026-08-14 | Solar Panels | Trina Solar | TSM-425NE09RC.05 |  | 0.425 | 8 | 244 | 23 |  | Fixed | Roof
NJADRE1560129233 | Administratively Determined Incentive Program | UNION | 7083 | 12.75 | Residential | Behind the Meter | Yes | Whitman Construction, LLC | PSE&G |  | Accepted | 2025-07-23 | 2025-08-14 | 2026-08-14 | Solar Panels | Trina Solar | TSM-425NE09RC.05 |  | 0.425 | 5 | 64 | 23 |  | Fixed | Roof
NJADRE1560129233 | Administratively Determined Incentive Program | UNION | 7083 | 12.75 | Residential | Behind the Meter | Yes | Whitman Construction, LLC | PSE&G |  | Accepted | 2025-07-23 | 2025-08-14 | 2026-08-14 | Solar Panels | Trina Solar | TSM-425NE09RC.05 |  | 0.425 | 8 | 64 | 23 |  | Fixed | Roof
NJADRE1560129236 | Administratively Determined Incentive Program | Matawan | 7747 | 6.885 | Residential | Behind the Meter | Yes | Sunrun Installation Services, Inc. | JCP&L |  | Accepted | 2025-07-23 | 2025-08-14 | 2026-08-14 | Solar Panels | JA Solar | JAM54S31-405/MR |  | 0.405 | 11 | 91 | 18 |  | Fixed | Roof
NJADRE1560129236 | Administratively Determined Incentive Program | Matawan | 7747 | 6.885 | Residential | Behind the Meter | Yes | Sunrun Installation Services, Inc. | JCP&L |  | Accepted | 2025-07-23 | 2025-08-14 | 2026-08-14 | Inverters | SolarEdge Technologies | SE5700H-USMN | 5760 |  | 1 |  |  | 0.99 |  | Outdoor
NJADRE1560129236 | Administratively Determined Incentive Program | Matawan | 7747 | 6.885 | Residential | Behind the Meter | Yes | Sunrun Installation Services, Inc. | JCP&L |  | Accepted | 2025-07-23 | 2025-08-14 | 2026-08-14 | Solar Panels | JA Solar | JAM54S31-405/MR |  | 0.405 | 6 | 270 | 40 |  | Fixed | Roof
NJADRE1560129240 | Administratively Determined Incentive Program | LAWRENCE TWP MER | 8648 | 7.695 | Residential | Behind the Meter | Yes | Sunrun Installation Services, Inc. | PSE&G |  | Accepted | 2025-07-23 | 2025-08-14 | 2026-08-14 | Solar Panels | JA Solar | JAM54S31-405/MR |  | 0.405 | 6 | 160 | 30 |  | Fixed | Roof
NJADRE1560129240 | Administratively Determined Incentive Program | LAWRENCE TWP MER | 8648 | 7.695 | Residential | Behind the Meter | Yes | Sunrun Installation Services, Inc. | PSE&G |  | Accepted | 2025-07-23 | 2025-08-14 | 2026-08-14 | Solar Panels | JA Solar | JAM54S31-405/MR |  | 0.405 | 3 | 250 | 30 |  | Fixed | Roof
NJADRE1560129240 | Administratively Determined Incentive Program | LAWRENCE TWP MER | 8648 | 7.695 | Residential | Behind the Meter | Yes | Sunrun Installation Services, Inc. | PSE&G |  | Accepted | 2025-07-23 | 2025-08-14 | 2026-08-14 | Inverters | SolarEdge Technologies | SE5700H-USMN | 5760 |  | 1 |  |  | 0.99 |  | Outdoor
NJADRE1560129240 | Administratively Determined Incentive Program | LAWRENCE TWP MER | 8648 | 7.695 | Residential | Behind the Meter | Yes | Sunrun Installation Services, Inc. | PSE&G |  | Accepted | 2025-07-23 | 2025-08-14 | 2026-08-14 | Solar Panels | JA Solar | JAM54S31-405/MR |  | 0.405 | 10 | 160 | 30 |  | Fixed | Roof
NJADRE1560129245 | Administratively Determined Incentive Program | Barnegat | 8005 | 6.15 | Residential | Behind the Meter | Yes | Sunrun Installation Services, Inc. | JCP&L |  | Accepted | 2025-07-23 | 2025-08-14 | 2026-08-14 | Solar Panels | Hanwha Q-Cells | Q.PEAK DUO BLK ML-G10.C+ 410 (MD06G100A-017) |  | 0.41 | 6 | 171 | 34 |  | Fixed | Roof
NJADRE1560129245 | Administratively Determined Incentive Program | Barnegat | 8005 | 6.15 | Residential | Behind the Meter | Yes | Sunrun Installation Services, Inc. | JCP&L |  | Accepted | 2025-07-23 | 2025-08-14 | 2026-08-14 | Solar Panels | Hanwha Q-Cells | Q.PEAK DUO BLK ML-G10.C+ 410 (MD06G100A-017) |  | 0.41 | 6 | 351 | 34 |  | Fixed | Roof
NJADRE1560129245 | Administratively Determined Incentive Program | Barnegat | 8005 | 6.15 | Residential | Behind the Meter | Yes | Sunrun Installation Services, Inc. | JCP&L |  | Accepted | 2025-07-23 | 2025-08-14 | 2026-08-14 | Electric Storage Battery | TESLA | Powerwall 3 1707000-xx-y |  |  | 1 |  |  |  | Lithium Ion |  | OUTSIDE
NJADRE1560129245 | Administratively Determined Incentive Program | Barnegat | 8005 | 6.15 | Residential | Behind the Meter | Yes | Sunrun Installation Services, Inc. | JCP&L |  | Accepted | 2025-07-23 | 2025-08-14 | 2026-08-14 | Inverters | TESLA | Powerwall 3 1707000-xx-y | 11500 |  | 1 |  |  | 0.97 |  | Outdoor
NJADRE1560129245 | Administratively Determined Incentive Program | Barnegat | 8005 | 6.15 | Residential | Behind the Meter | Yes | Sunrun Installation Services, Inc. | JCP&L |  | Accepted | 2025-07-23 | 2025-08-14 | 2026-08-14 | Solar Panels | Hanwha Q-Cells | Q.PEAK DUO BLK ML-G10.C+ 410 (MD06G100A-017) |  | 0.41 | 3 | 171 | 34 |  | Fixed | Roof
NJADRE1560129247 | Administratively Determined Incentive Program | Washington Township | 8012 | 20.01 | Residential | Behind the Meter | Yes | SunnyMac, LLC | AC Electric |  | Accepted | 2025-07-23 | 2025-08-14 | 2026-08-14 | Solar Panels | HANWHA | Q.TRON BLK M-G2.H+ |  | 0.435 | 12 | 240 | 24 |  | Fixed | Roof
NJADRE1560129247 | Administratively Determined Incentive Program | Washington Township | 8012 | 20.01 | Residential | Behind the Meter | Yes | SunnyMac, LLC | AC Electric |  | Accepted | 2025-07-23 | 2025-08-14 | 2026-08-14 | Inverters | SOLAREDGE HOME HUB | SE10000H-US | 10000 |  | 1 |  |  | 0.99 |  | Outdoor | next to meter
NJADRE1560129247 | Administratively Determined Incentive Program | Washington Township | 8012 | 20.01 | Residential | Behind the Meter | Yes | SunnyMac, LLC | AC Electric |  | Accepted | 2025-07-23 | 2025-08-14 | 2026-08-14 | Solar Panels | HANWHA | Q.TRON BLK M-G2.H+ |  | 0.435 | 6 | 60 | 10 |  | Fixed | Roof
NJADRE1560129247 | Administratively Determined Incentive Program | Washington Township | 8012 | 20.01 | Residential | Behind the Meter | Yes | SunnyMac, LLC | AC Electric |  | Accepted | 2025-07-23 | 2025-08-14 | 2026-08-14 | Inverters | SOLAREDGE HOME HUB | SE5700H-US | 5760 |  | 1 |  |  | 0.99 |  | Outdoor | next to meter
NJADRE1560129247 | Administratively Determined Incentive Program | Washington Township | 8012 | 20.01 | Residential | Behind the Meter | Yes | SunnyMac, LLC | AC Electric |  | Accepted | 2025-07-23 | 2025-08-14 | 2026-08-14 | Solar Panels | HANWHA | Q.TRON BLK M-G2.H+ |  | 0.435 | 18 | 60 | 29 |  | Fixed | Roof
NJADRE1560129247 | Administratively Determined Incentive Program | Washington Township | 8012 | 20.01 | Residential | Behind the Meter | Yes | SunnyMac, LLC | AC Electric |  | Accepted | 2025-07-23 | 2025-08-14 | 2026-08-14 | Solar Panels | HANWHA | Q.TRON BLK M-G2.H+ |  | 0.435 | 10 | 240 | 20 |  | Fixed | Roof
NJADRE1560129261 | Administratively Determined Incentive Program | Middletown Township | 7748 | 10.005 | Residential | Behind the Meter | No | SunnyMac, LLC | JCP&L |  | Accepted | 2025-07-23 | 2025-08-14 | 2026-08-14 | Inverters | SOLAREDGE HOME HUB | SE10000H-US | 10000 |  | 1 |  |  | 0.99 |  | Outdoor | next to meter
NJADRE1560129261 | Administratively Determined Incentive Program | Middletown Township | 7748 | 10.005 | Residential | Behind the Meter | No | SunnyMac, LLC | JCP&L |  | Accepted | 2025-07-23 | 2025-08-14 | 2026-08-14 | Solar Panels | HANWHA | Q.TRON BLK M-G2.H+ |  | 0.435 | 23 | 190 | 32 |  | Fixed | Roof
NJADRE1560129267 | Administratively Determined Incentive Program | Irvington | 7111 | 6.375 | Residential | Behind the Meter | Yes | Power Energy Solutions, LLC | PSE&G |  | Accepted | 2025-07-23 | 2025-08-15 | 2026-08-15 | Inverters | IQ8+-72-2-US | Enphase | 4 |  | 15 |  |  | 0.97 |  | Outdoor
NJADRE1560129267 | Administratively Determined Incentive Program | Irvington | 7111 | 6.375 | Residential | Behind the Meter | Yes | Power Energy Solutions, LLC | PSE&G |  | Accepted | 2025-07-23 | 2025-08-15 | 2026-08-15 | Solar Panels | Trina Solar | TSM-425NE09RC.05 |  | 0.425 | 4 | 211 | 10 |  | Fixed | Roof
NJADRE1560129267 | Administratively Determined Incentive Program | Irvington | 7111 | 6.375 | Residential | Behind the Meter | Yes | Power Energy Solutions, LLC | PSE&G |  | Accepted | 2025-07-23 | 2025-08-15 | 2026-08-15 | Solar Panels | Trina Solar | TSM-425NE09RC.05 |  | 0.425 | 2 | 31 | 15 |  | Fixed | Roof
NJADRE1560129267 | Administratively Determined Incentive Program | Irvington | 7111 | 6.375 | Residential | Behind the Meter | Yes | Power Energy Solutions, LLC | PSE&G |  | Accepted | 2025-07-23 | 2025-08-15 | 2026-08-15 | Solar Panels | Trina Solar | TSM-425NE09RC.05 |  | 0.425 | 2 | 211 | 15 |  | Fixed | Roof
NJADRE1560129267 | Administratively Determined Incentive Program | Irvington | 7111 | 6.375 | Residential | Behind the Meter | Yes | Power Energy Solutions, LLC | PSE&G |  | Accepted | 2025-07-23 | 2025-08-15 | 2026-08-15 | Solar Panels | Trina Solar | TSM-425NE09RC.05 |  | 0.425 | 3 | 212 | 20 |  | Fixed | Roof
NJADRE1560129267 | Administratively Determined Incentive Program | Irvington | 7111 | 6.375 | Residential | Behind the Meter | Yes | Power Energy Solutions, LLC | PSE&G |  | Accepted | 2025-07-23 | 2025-08-15 | 2026-08-15 | Solar Panels | Trina Solar | TSM-425NE09RC.05 |  | 0.425 | 4 | 31 | 10 |  | Fixed | Roof
NJADRE1560129273 | Administratively Determined Incentive Program | Pennsauken Township | 8110 | 9.57 | Residential | Behind the Meter | Yes | SunnyMac, LLC | PSE&G |  | Accepted | 2025-07-23 | 2025-08-14 | 2026-08-14 | Solar Panels | HANWHA | Q.TRON BLK M-G2.H+ |  | 0.435 | 4 | 59 | 23 |  | Fixed | Roof
NJADRE1560129273 | Administratively Determined Incentive Program | Pennsauken Township | 8110 | 9.57 | Residential | Behind the Meter | Yes | SunnyMac, LLC | PSE&G |  | Accepted | 2025-07-23 | 2025-08-14 | 2026-08-14 | Inverters | SOLAREDGE ENERGY HUB | SE7600H-US | 7600 |  | 1 |  |  | 0.99 |  | Outdoor | next to meter
NJADRE1560129273 | Administratively Determined Incentive Program | Pennsauken Township | 8110 | 9.57 | Residential | Behind the Meter | Yes | SunnyMac, LLC | PSE&G |  | Accepted | 2025-07-23 | 2025-08-14 | 2026-08-14 | Solar Panels | HANWHA | Q.TRON BLK M-G2.H+ |  | 0.435 | 12 | 239 | 23 |  | Fixed | Roof
NJADRE1560129273 | Administratively Determined Incentive Program | Pennsauken Township | 8110 | 9.57 | Residential | Behind the Meter | Yes | SunnyMac, LLC | PSE&G |  | Accepted | 2025-07-23 | 2025-08-14 | 2026-08-14 | Solar Panels | HANWHA | Q.TRON BLK M-G2.H+ |  | 0.435 | 6 | 239 | 23 |  | Fixed | Roof
NJADRE1560129278 | Administratively Determined Incentive Program | Lumberton Twp | 8048 | 6.56 | Residential | Behind the Meter | Yes | Sunrun Installation Services, Inc. | PSE&G |  | Accepted | 2025-07-23 | 2025-08-15 | 2026-08-15 | Electric Storage Battery | TESLA | Powerwall 3 1707000-xx-y |  |  | 1 |  |  |  | Lithium Ion |  | OUTSIDE
NJADRE1560129278 | Administratively Determined Incentive Program | Lumberton Twp | 8048 | 6.56 | Residential | Behind the Meter | Yes | Sunrun Installation Services, Inc. | PSE&G |  | Accepted | 2025-07-23 | 2025-08-15 | 2026-08-15 | Solar Panels | Hanwha Q-Cells | Q.PEAK DUO BLK ML-G10.C+ 410 (MD06G100A-017) |  | 0.41 | 10 | 358 | 26 |  | Fixed | Roof
NJADRE1560129278 | Administratively Determined Incentive Program | Lumberton Twp | 8048 | 6.56 | Residential | Behind the Meter | Yes | Sunrun Installation Services, Inc. | PSE&G |  | Accepted | 2025-07-23 | 2025-08-15 | 2026-08-15 | Solar Panels | Hanwha Q-Cells | Q.PEAK DUO BLK ML-G10.C+ 410 (MD06G100A-017) |  | 0.41 | 6 | 178 | 26 |  | Fixed | Roof
NJADRE1560129278 | Administratively Determined Incentive Program | Lumberton Twp | 8048 | 6.56 | Residential | Behind the Meter | Yes | Sunrun Installation Services, Inc. | PSE&G |  | Accepted | 2025-07-23 | 2025-08-15 | 2026-08-15 | Inverters | TESLA | Powerwall 3 1707000-xx-y | 11500 |  | 1 |  |  | 0.97 |  | Outdoor
NJADRE1560129279 | Administratively Determined Incentive Program | Cedar Grove | 7009 | 549.78 | Commercial | Behind the Meter | No | AEPS Electric, LLC | PSE&G |  | Accepted | 2025-07-30 | 2025-09-02 | 2026-09-02 | Solar Panels | HANWHA | Q.PEAK DUO XL-G11S |  | 0.595 | 924 | 222 | 10 |  | Fixed | Roof
NJADRE1560129279 | Administratively Determined Incentive Program | Cedar Grove | 7009 | 549.78 | Commercial | Behind the Meter | No | AEPS Electric, LLC | PSE&G |  | Accepted | 2025-07-30 | 2025-09-02 | 2026-09-02 | Inverters | SMA | STP50-US-41 | 50000 |  | 8 |  |  | 0.975 |  | Outdoor
NJADRE1560129279 | Administratively Determined Incentive Program | Cedar Grove | 7009 | 549.78 | Commercial | Behind the Meter | No | AEPS Electric, LLC | PSE&G |  | Accepted | 2025-07-30 | 2025-09-02 | 2026-09-02 | Meters | Elkor | W2-M1-MA-DL |  |  | 1 |  |  |  | Yes | Outdoor
NJADRE1560129285 | Administratively Determined Incentive Program | MANALAPAN | 7726 | 15.48 | Residential | Behind the Meter | Yes | Infinity Solar Systems, LLC | JCP&L |  | Accepted | 2025-07-23 | 2025-08-14 | 2026-08-14 | Inverters | Enphase | IQ8MC-72-M-US | 320 |  | 36 |  |  | 0.97 |  | Outdoor
NJADRE1560129285 | Administratively Determined Incentive Program | MANALAPAN | 7726 | 15.48 | Residential | Behind the Meter | Yes | Infinity Solar Systems, LLC | JCP&L |  | Accepted | 2025-07-23 | 2025-08-14 | 2026-08-14 | Solar Panels | SEG Solar | SEG-430-BTD-BG |  | 0.43 | 10 | 258 | 21 |  | Fixed | Roof
NJADRE1560129285 | Administratively Determined Incentive Program | MANALAPAN | 7726 | 15.48 | Residential | Behind the Meter | Yes | Infinity Solar Systems, LLC | JCP&L |  | Accepted | 2025-07-23 | 2025-08-14 | 2026-08-14 | Solar Panels | SEG Solar | SEG-430-BTD-BG |  | 0.43 | 3 | 168 | 21 |  | Fixed | Roof
NJADRE1560129285 | Administratively Determined Incentive Program | MANALAPAN | 7726 | 15.48 | Residential | Behind the Meter | Yes | Infinity Solar Systems, LLC | JCP&L |  | Accepted | 2025-07-23 | 2025-08-14 | 2026-08-14 | Solar Panels | SEG Solar | SEG-430-BTD-BG |  | 0.43 | 12 | 78 | 21 |  | Fixed | Roof
NJADRE1560129285 | Administratively Determined Incentive Program | MANALAPAN | 7726 | 15.48 | Residential | Behind the Meter | Yes | Infinity Solar Systems, LLC | JCP&L |  | Accepted | 2025-07-23 | 2025-08-14 | 2026-08-14 | Solar Panels | SEG Solar | SEG-430-BTD-BG |  | 0.43 | 5 | 348 | 21 |  | Fixed | Roof
NJADRE1560129285 | Administratively Determined Incentive Program | MANALAPAN | 7726 | 15.48 | Residential | Behind the Meter | Yes | Infinity Solar Systems, LLC | JCP&L |  | Accepted | 2025-07-23 | 2025-08-14 | 2026-08-14 | Solar Panels | SEG Solar | SEG-430-BTD-BG |  | 0.43 | 3 | 258 | 20 |  | Fixed | Roof
NJADRE1560129285 | Administratively Determined Incentive Program | MANALAPAN | 7726 | 15.48 | Residential | Behind the Meter | Yes | Infinity Solar Systems, LLC | JCP&L |  | Accepted | 2025-07-23 | 2025-08-14 | 2026-08-14 | Solar Panels | SEG Solar | SEG-430-BTD-BG |  | 0.43 | 3 | 78 | 20 |  | Fixed | Roof
NJADRE1560129294 | Administratively Determined Incentive Program | ELIZABETH | 7202 | 6.96 | Residential | Behind the Meter | Yes | Skyline Solar, LLC | PSE&G |  | Accepted | 2025-07-24 | 2025-08-19 | 2026-08-19 | Solar Panels | Hanwha | Q. Tron BLK M-G2.H+ |  | 0.435 | 16 | 285 | 1 |  | Fixed | Roof
NJADRE1560129294 | Administratively Determined Incentive Program | ELIZABETH | 7202 | 6.96 | Residential | Behind the Meter | Yes | Skyline Solar, LLC | PSE&G |  | Accepted | 2025-07-24 | 2025-08-19 | 2026-08-19 | Inverters | IQ8HC-72-M-DOM-US | Enphase | 380 |  | 16 |  |  | 0.976 |  | Outside
NJADRE1560129295 | Administratively Determined Incentive Program | MILLVILLE | 8332 | 9.57 | Residential | Behind the Meter | Yes | SunnyMac, LLC | AC Electric |  | Accepted | 2025-07-23 | 2025-08-14 | 2026-08-14 | Solar Panels | HANWHA | Q.TRON BLK M-G2.H+ |  | 0.435 | 20 | 222 | 21 |  | Fixed | Roof
NJADRE1560129295 | Administratively Determined Incentive Program | MILLVILLE | 8332 | 9.57 | Residential | Behind the Meter | Yes | SunnyMac, LLC | AC Electric |  | Accepted | 2025-07-23 | 2025-08-14 | 2026-08-14 | Inverters | SOLAREDGE ENERGY HUB | SE7600H-US | 7600 |  | 1 |  |  | 0.99 |  | Outdoor | next to meter
NJADRE1560129295 | Administratively Determined Incentive Program | MILLVILLE | 8332 | 9.57 | Residential | Behind the Meter | Yes | SunnyMac, LLC | AC Electric |  | Accepted | 2025-07-23 | 2025-08-14 | 2026-08-14 | Solar Panels | HANWHA | Q.TRON BLK M-G2.H+ |  | 0.435 | 2 | 132 | 14 |  | Fixed | Roof
NJADRE1560129296 | Administratively Determined Incentive Program | BELLEVILLE | 7109 | 7.65 | Residential | Behind the Meter | Yes | Power Energy Solutions, LLC | PSE&G |  | Accepted | 2025-07-23 | 2025-08-14 | 2026-08-14 | Solar Panels | Trina Solar | TSM-425NE09RC.05 |  | 0.425 | 16 | 198 | 10 |  | Fixed | Roof
NJADRE1560129296 | Administratively Determined Incentive Program | BELLEVILLE | 7109 | 7.65 | Residential | Behind the Meter | Yes | Power Energy Solutions, LLC | PSE&G |  | Accepted | 2025-07-23 | 2025-08-14 | 2026-08-14 | Solar Panels | Trina Solar | TSM-425NE09RC.05 |  | 0.425 | 2 | 18 | 10 |  | Fixed | Roof
NJADRE1560129296 | Administratively Determined Incentive Program | BELLEVILLE | 7109 | 7.65 | Residential | Behind the Meter | Yes | Power Energy Solutions, LLC | PSE&G |  | Accepted | 2025-07-23 | 2025-08-14 | 2026-08-14 | Inverters | SolarEdge | SE5700H-US | 6 |  | 1 |  |  | 0.97 |  | Outdoor
NJADRE1560129300 | Administratively Determined Incentive Program | ELIZABETH | 7201 | 3.915 | Residential | Behind the Meter | Yes | SunnyMac, LLC | PSE&G |  | Accepted | 2025-07-23 | 2025-08-14 | 2026-08-14 | Solar Panels | HANWHA | Q.TRON BLK M-G2.H+ |  | 0.435 | 9 | 200 | 45 |  | Fixed | Roof
NJADRE1560129300 | Administratively Determined Incentive Program | ELIZABETH | 7201 | 3.915 | Residential | Behind the Meter | Yes | SunnyMac, LLC | PSE&G |  | Accepted | 2025-07-23 | 2025-08-14 | 2026-08-14 | Inverters | SOLAREDGE ENERGY HUB | SE3800H-US | 3800 |  | 1 |  |  | 0.99 |  | Outdoor | next to meter
NJADRE1560129301 | Administratively Determined Incentive Program | CAMDEN | 8103 | 3.24 | Residential | Behind the Meter | Yes | Sunrun Installation Services, Inc. | PSE&G |  | Accepted | 2025-07-23 | 2025-08-14 | 2026-08-14 | Solar Panels | JA SOLAR | JAM54S31-405/MR |  | 0.405 | 8 | 180 | 5 |  | Fixed | Roof
NJADRE1560129301 | Administratively Determined Incentive Program | CAMDEN | 8103 | 3.24 | Residential | Behind the Meter | Yes | Sunrun Installation Services, Inc. | PSE&G |  | Accepted | 2025-07-23 | 2025-08-14 | 2026-08-14 | Inverters | SOLAREDGE TECHNOLOGIES | SE3800H-USMN | 3800 |  | 1 |  |  | 0.99 |  | Outside
NJADRE1560129310 | Administratively Determined Incentive Program | MALAGA | 8328 | 6.02 | Residential | Behind the Meter | Yes | PosiGen Developer, LLC | AC Electric |  | Accepted | 2025-07-23 | 2025-08-14 | 2026-08-14 | Solar Panels | JINKO EAGLE | G6R JKM430N-54HL4-B |  | 0.43 | 2 | 257 | 18 |  | Fixed | Roof
NJADRE1560129310 | Administratively Determined Incentive Program | MALAGA | 8328 | 6.02 | Residential | Behind the Meter | Yes | PosiGen Developer, LLC | AC Electric |  | Accepted | 2025-07-23 | 2025-08-14 | 2026-08-14 | Solar Panels | JINKO EAGLE | G6R JKM430N-54HL4-B |  | 0.43 | 8 | 77 | 18 |  | Fixed | Roof
NJADRE1560129310 | Administratively Determined Incentive Program | MALAGA | 8328 | 6.02 | Residential | Behind the Meter | Yes | PosiGen Developer, LLC | AC Electric |  | Accepted | 2025-07-23 | 2025-08-14 | 2026-08-14 | Solar Panels | JINKO EAGLE | G6R JKM430N-54HL4-B |  | 0.43 | 4 | 77 | 18 |  | Fixed | Roof
NJADRE1560129310 | Administratively Determined Incentive Program | MALAGA | 8328 | 6.02 | Residential | Behind the Meter | Yes | PosiGen Developer, LLC | AC Electric |  | Accepted | 2025-07-23 | 2025-08-14 | 2026-08-14 | Inverters | SolarEdge | SE5700H-US | 5700 |  | 1 |  |  | 0.99 |  | Outside | within ten feet of meter
NJADRE1560129313 | Administratively Determined Incentive Program | Belleville | 7109 | 3.69 | Residential | Behind the Meter | Yes | Trinity Solar, LLC | PSE&G |  | Accepted | 2025-07-23 | 2025-08-14 | 2026-08-14 | Solar Panels | HANWHA | (Q.PEAK DUO BLK ML-G10.C+ 410) |  | 0.41 | 5 | 32 | 37 |  | Fixed | Roof
NJADRE1560129313 | Administratively Determined Incentive Program | Belleville | 7109 | 3.69 | Residential | Behind the Meter | Yes | Trinity Solar, LLC | PSE&G |  | Accepted | 2025-07-23 | 2025-08-14 | 2026-08-14 | Solar Panels | HANWHA | (Q.PEAK DUO BLK ML-G10.C+ 410) |  | 0.41 | 4 | 212 | 34 |  | Fixed | Roof
NJADRE1560129313 | Administratively Determined Incentive Program | Belleville | 7109 | 3.69 | Residential | Behind the Meter | Yes | Trinity Solar, LLC | PSE&G |  | Accepted | 2025-07-23 | 2025-08-14 | 2026-08-14 | Inverters | Solar Edge | USE3800H-USMNBL75 | 3800 |  | 1 |  |  | 0.97 |  | Outdoor
NJADRE1560129320 | Administratively Determined Incentive Program | Toms River | 8755 | 8.1 | Residential | Behind the Meter | No | Power Home Remodeling Group | JCP&L |  | Accepted | 2025-07-23 | 2025-08-19 | 2026-08-19 | Solar Panels | JA Solar | JAM54S31 405/MR |  | 0.405 | 8 | 177 | 30 |  | Fixed | Roof
NJADRE1560129320 | Administratively Determined Incentive Program | Toms River | 8755 | 8.1 | Residential | Behind the Meter | No | Power Home Remodeling Group | JCP&L |  | Accepted | 2025-07-23 | 2025-08-19 | 2026-08-19 | Solar Panels | JA Solar | JAM54S31 405/MR |  | 0.405 | 8 | 267 | 33 |  | Fixed | Roof
NJADRE1560129320 | Administratively Determined Incentive Program | Toms River | 8755 | 8.1 | Residential | Behind the Meter | No | Power Home Remodeling Group | JCP&L |  | Accepted | 2025-07-23 | 2025-08-19 | 2026-08-19 | Solar Panels | JA Solar | JAM54S31 405/MR |  | 0.405 | 4 | 87 | 33 |  | Fixed | Roof
NJADRE1560129320 | Administratively Determined Incentive Program | Toms River | 8755 | 8.1 | Residential | Behind the Meter | No | Power Home Remodeling Group | JCP&L |  | Accepted | 2025-07-23 | 2025-08-19 | 2026-08-19 | Inverters | SolarEdge | SE5700H-US | 5760 |  | 1 |  |  | 0.99 |  | Outside
NJADRE1560129320 | Administratively Determined Incentive Program | Toms River | 8755 | 8.1 | Residential | Behind the Meter | No | Power Home Remodeling Group | JCP&L |  | Accepted | 2025-07-23 | 2025-08-19 | 2026-08-19 | Meters | SolarEdge | Revenue Grade Data Ansi C12.20 |  |  | 1 |  |  |  | Yes | Outdoor
NJADRE1560129324 | Administratively Determined Incentive Program | Mullica Hill | 8062 | 9.57 | Residential | Behind the Meter | Yes | SunnyMac, LLC | AC Electric |  | Accepted | 2025-07-23 | 2025-08-18 | 2026-08-18 | Solar Panels | HANWHA | Q.TRON BLK M-G2.H+ |  | 0.435 | 22 | 277 | 30 |  | Fixed | Roof
NJADRE1560129324 | Administratively Determined Incentive Program | Mullica Hill | 8062 | 9.57 | Residential | Behind the Meter | Yes | SunnyMac, LLC | AC Electric |  | Accepted | 2025-07-23 | 2025-08-18 | 2026-08-18 | Inverters | SOLAREDGE ENERGY HUB | SE7600H-US | 7600 |  | 1 |  |  | 0.99 |  | Outdoor | next to meter
NJADRE1560129324 | Administratively Determined Incentive Program | Mullica Hill | 8062 | 9.57 | Residential | Behind the Meter | Yes | SunnyMac, LLC | AC Electric |  | Accepted | 2025-07-23 | 2025-08-18 | 2026-08-18 | Meters | SOLAREDGE HOME HUB | SE-RGMTR-1D-240C-B |  |  | 1 |  |  |  | Yes | Outdoor
NJADRE1560129325 | Administratively Determined Incentive Program | Freehold | 7728 | 17.22 | Residential | Behind the Meter | Yes | Trinity Solar, LLC | JCP&L |  | Accepted | 2025-07-23 | 2025-08-14 | 2026-08-14 | Solar Panels | Hanwha | Q.PEAK DUO BLK ML-G10+ 410 |  | 0.41 | 10 | 160 | 34 |  | Fixed | Roof
NJADRE1560129325 | Administratively Determined Incentive Program | Freehold | 7728 | 17.22 | Residential | Behind the Meter | Yes | Trinity Solar, LLC | JCP&L |  | Accepted | 2025-07-23 | 2025-08-14 | 2026-08-14 | Inverters | Solar Edge | USE10000H-US | 10000 |  | 1 |  |  | 0.97 |  | Outside
NJADRE1560129325 | Administratively Determined Incentive Program | Freehold | 7728 | 17.22 | Residential | Behind the Meter | Yes | Trinity Solar, LLC | JCP&L |  | Accepted | 2025-07-23 | 2025-08-14 | 2026-08-14 | Solar Panels | Hanwha | Q.PEAK DUO BLK ML-G10+ 410 |  | 0.41 | 12 | 160 | 34 |  | Fixed | Roof
NJADRE1560129325 | Administratively Determined Incentive Program | Freehold | 7728 | 17.22 | Residential | Behind the Meter | Yes | Trinity Solar, LLC | JCP&L |  | Accepted | 2025-07-23 | 2025-08-14 | 2026-08-14 | Solar Panels | Hanwha | Q.PEAK DUO BLK ML-G10+ 410 |  | 0.41 | 6 | 70 | 45 |  | Fixed | Roof
NJADRE1560129325 | Administratively Determined Incentive Program | Freehold | 7728 | 17.22 | Residential | Behind the Meter | Yes | Trinity Solar, LLC | JCP&L |  | Accepted | 2025-07-23 | 2025-08-14 | 2026-08-14 | Solar Panels | Hanwha | Q.PEAK DUO BLK ML-G10+ 410 |  | 0.41 | 7 | 250 | 45 |  | Fixed | Roof
NJADRE1560129325 | Administratively Determined Incentive Program | Freehold | 7728 | 17.22 | Residential | Behind the Meter | Yes | Trinity Solar, LLC | JCP&L |  | Accepted | 2025-07-23 | 2025-08-14 | 2026-08-14 | Inverters | Solar Edge | SE3800H-US | 3800 |  | 1 |  |  | 0.97 |  | Outside
NJADRE1560129325 | Administratively Determined Incentive Program | Freehold | 7728 | 17.22 | Residential | Behind the Meter | Yes | Trinity Solar, LLC | JCP&L |  | Accepted | 2025-07-23 | 2025-08-14 | 2026-08-14 | Solar Panels | Hanwha | Q.PEAK DUO BLK ML-G10+ 410 |  | 0.41 | 7 | 250 | 44 |  | Fixed | Roof
NJADRE1560129330 | Administratively Determined Incentive Program | PASSAIC | 7055 | 8.6 | Residential | Behind the Meter | Yes | Posigen Developer, LLC | PSE&G |  | Accepted | 2025-07-23 | 2025-08-14 | 2026-08-14 | Solar Panels | Jinko Eagle | G6R JKM430N-54HL4-B |  | 0.43 | 8 | 217 | 45 |  | Fixed | Roof
NJADRE1560129330 | Administratively Determined Incentive Program | PASSAIC | 7055 | 8.6 | Residential | Behind the Meter | Yes | Posigen Developer, LLC | PSE&G |  | Accepted | 2025-07-23 | 2025-08-14 | 2026-08-14 | Solar Panels | Jinko Eagle | G6R JKM430N-54HL4-B |  | 0.43 | 12 | 37 | 45 |  | Fixed | Roof
NJADRE1560129330 | Administratively Determined Incentive Program | PASSAIC | 7055 | 8.6 | Residential | Behind the Meter | Yes | Posigen Developer, LLC | PSE&G |  | Accepted | 2025-07-23 | 2025-08-14 | 2026-08-14 | Inverters | SolarEdge | SE7600H-US | 7600 |  | 1 |  |  | 0.99 |  | Other | Within ten feet of meter
NJADRE1560129331 | Administratively Determined Incentive Program | Jersey City | 7305 | 10.32 | Residential | Behind the Meter | Yes | PosiGen Developer, LLC | PSE&G |  | Accepted | 2025-07-23 | 2025-08-14 | 2026-08-14 | Solar Panels | JINKO EAGLE | G6RJKM430N-54HL4-B |  | 0.43 | 24 | 57 | 3 |  | Fixed | Roof
NJADRE1560129331 | Administratively Determined Incentive Program | Jersey City | 7305 | 10.32 | Residential | Behind the Meter | Yes | PosiGen Developer, LLC | PSE&G |  | Accepted | 2025-07-23 | 2025-08-14 | 2026-08-14 | Inverters | SOLAREDGE | SE10000H-US | 10000 |  | 1 |  |  | 0.99 |  | Outside | Within ten feet of meter
NJADRE1560129337 | Administratively Determined Incentive Program | Villas | 8251 | 8.7 | Residential | Behind the Meter | Yes | SunnyMac, LLC | AC Electric |  | Accepted | 2025-07-23 | 2025-08-14 | 2026-08-14 | Solar Panels | HANWHA | Q.TRON BLK M-G2.H+ |  | 0.435 | 11 | 27 | 22 |  | Fixed | Roof
NJADRE1560129337 | Administratively Determined Incentive Program | Villas | 8251 | 8.7 | Residential | Behind the Meter | Yes | SunnyMac, LLC | AC Electric |  | Accepted | 2025-07-23 | 2025-08-14 | 2026-08-14 | Inverters | SOLAREDGE HOME HUB | SE5700H-US | 5760 |  | 1 |  |  | 0.99 |  | Outdoor | next to meter
NJADRE1560129337 | Administratively Determined Incentive Program | Villas | 8251 | 8.7 | Residential | Behind the Meter | Yes | SunnyMac, LLC | AC Electric |  | Accepted | 2025-07-23 | 2025-08-14 | 2026-08-14 | Solar Panels | HANWHA | Q.TRON BLK M-G2.H+ |  | 0.435 | 9 | 207 | 22 |  | Fixed | Roof
NJADRE1560129342 | Administratively Determined Incentive Program | PISCATAWAY TWP | 8854 | 5.33 | Residential | Behind the Meter | Yes | Sunrun Installation Services, Inc. | PSE&G |  | Accepted | 2025-07-23 | 2025-08-14 | 2026-08-14 | Solar Panels | Hanwha Q-Cells | Q.PEAK DUO BLK ML-G10+ 410 DCA |  | 0.41 | 13 | 131 | 22 |  | Fixed | Roof
NJADRE1560129342 | Administratively Determined Incentive Program | PISCATAWAY TWP | 8854 | 5.33 | Residential | Behind the Meter | Yes | Sunrun Installation Services, Inc. | PSE&G |  | Accepted | 2025-07-23 | 2025-08-14 | 2026-08-14 | Inverters | TESLA | POWERWALL 3 1707000-XX-Y | 11500 |  | 1 |  |  | 0.97 |  | Outside
NJADRE1560129342 | Administratively Determined Incentive Program | PISCATAWAY TWP | 8854 | 5.33 | Residential | Behind the Meter | Yes | Sunrun Installation Services, Inc. | PSE&G |  | Accepted | 2025-07-23 | 2025-08-14 | 2026-08-14 | Electric Storage Battery | TESLA | POWERWALL 3 1707000-XX-Y |  |  | 1 |  |  |  | Lithium Ion |  | OUTSIDE
NJADRE1560129343 | Administratively Determined Incentive Program | MONROE TOWNSHIP | 8831 | 22.96 | Residential | Behind the Meter | No | Tesla Energy Operations, Inc. | JCP&L |  | Accepted | 2025-07-23 | 2025-08-14 | 2026-08-14 | Solar Panels | Hanwha | Q Cells Q.PEAK DUO BLK ML-G10+/TS 410 |  | 0.41 | 5 | 116 | 40 |  | Fixed | Roof
NJADRE1560129343 | Administratively Determined Incentive Program | MONROE TOWNSHIP | 8831 | 22.96 | Residential | Behind the Meter | No | Tesla Energy Operations, Inc. | JCP&L |  | Accepted | 2025-07-23 | 2025-08-14 | 2026-08-14 | Inverters | Tesla | 1707000-XX-Y 11.5 kW | 11500 |  | 2 |  |  | 0.98 |  | Outdoor
NJADRE1560129343 | Administratively Determined Incentive Program | MONROE TOWNSHIP | 8831 | 22.96 | Residential | Behind the Meter | No | Tesla Energy Operations, Inc. | JCP&L |  | Accepted | 2025-07-23 | 2025-08-14 | 2026-08-14 | Electric Storage Battery | Tesla | Powerwall 3 |  |  | 2 |  |  |  | Lithium Ion |  | OUTSIDE
NJADRE1560129343 | Administratively Determined Incentive Program | MONROE TOWNSHIP | 8831 | 22.96 | Residential | Behind the Meter | No | Tesla Energy Operations, Inc. | JCP&L |  | Accepted | 2025-07-23 | 2025-08-14 | 2026-08-14 | Solar Panels | Hanwha | Q Cells Q.PEAK DUO BLK ML-G10+/TS 410 |  | 0.41 | 2 | 116 | 40 |  | Fixed | Roof
NJADRE1560129343 | Administratively Determined Incentive Program | MONROE TOWNSHIP | 8831 | 22.96 | Residential | Behind the Meter | No | Tesla Energy Operations, Inc. | JCP&L |  | Accepted | 2025-07-23 | 2025-08-14 | 2026-08-14 | Solar Panels | Hanwha | Q Cells Q.PEAK DUO BLK ML-G10+/TS 410 |  | 0.41 | 6 | 206 | 40 |  | Fixed | Roof
NJADRE1560129343 | Administratively Determined Incentive Program | MONROE TOWNSHIP | 8831 | 22.96 | Residential | Behind the Meter | No | Tesla Energy Operations, Inc. | JCP&L |  | Accepted | 2025-07-23 | 2025-08-14 | 2026-08-14 | Solar Panels | Hanwha | Q Cells Q.PEAK DUO BLK ML-G10+/TS 410 |  | 0.41 | 13 | 296 | 40 |  | Fixed | Roof
NJADRE1560129343 | Administratively Determined Incentive Program | MONROE TOWNSHIP | 8831 | 22.96 | Residential | Behind the Meter | No | Tesla Energy Operations, Inc. | JCP&L |  | Accepted | 2025-07-23 | 2025-08-14 | 2026-08-14 | Solar Panels | Hanwha | Q Cells Q.PEAK DUO BLK ML-G10+/TS 410 |  | 0.41 | 6 | 116 | 40 |  | Fixed | Roof
NJADRE1560129343 | Administratively Determined Incentive Program | MONROE TOWNSHIP | 8831 | 22.96 | Residential | Behind the Meter | No | Tesla Energy Operations, Inc. | JCP&L |  | Accepted | 2025-07-23 | 2025-08-14 | 2026-08-14 | Solar Panels | Hanwha | Q Cells Q.PEAK DUO BLK ML-G10+/TS 410 |  | 0.41 | 4 | 116 | 40 |  | Fixed | Roof
NJADRE1560129343 | Administratively Determined Incentive Program | MONROE TOWNSHIP | 8831 | 22.96 | Residential | Behind the Meter | No | Tesla Energy Operations, Inc. | JCP&L |  | Accepted | 2025-07-23 | 2025-08-14 | 2026-08-14 | Solar Panels | Hanwha | Q Cells Q.PEAK DUO BLK ML-G10+/TS 410 |  | 0.41 | 12 | 296 | 26 |  | Fixed | Roof
NJADRE1560129343 | Administratively Determined Incentive Program | MONROE TOWNSHIP | 8831 | 22.96 | Residential | Behind the Meter | No | Tesla Energy Operations, Inc. | JCP&L |  | Accepted | 2025-07-23 | 2025-08-14 | 2026-08-14 | Solar Panels | Hanwha | Q Cells Q.PEAK DUO BLK ML-G10+/TS 410 |  | 0.41 | 8 | 26 | 40 |  | Fixed | Roof
NJADRE1560129344 | Administratively Determined Incentive Program | OCEAN | 7712 | 9.45 | Residential | Behind the Meter | Yes | Power Energy Solutions, LLC | JCP&L |  | Accepted | 2025-07-23 | 2025-08-15 | 2026-08-15 | Solar Panels | Trina Solar | TSM-425NE09RC.05 |  | 0.45 | 10 | 249 | 26 |  | Fixed | Roof
NJADRE1560129344 | Administratively Determined Incentive Program | OCEAN | 7712 | 9.45 | Residential | Behind the Meter | Yes | Power Energy Solutions, LLC | JCP&L |  | Accepted | 2025-07-23 | 2025-08-15 | 2026-08-15 | Inverters | SolarEdge | SE5700H-US | 5760 |  | 1 |  |  | 0.97 |  | Outdoor
NJADRE1560129344 | Administratively Determined Incentive Program | OCEAN | 7712 | 9.45 | Residential | Behind the Meter | Yes | Power Energy Solutions, LLC | JCP&L |  | Accepted | 2025-07-23 | 2025-08-15 | 2026-08-15 | Solar Panels | Trina Solar | TSM-425NE09RC.05 |  | 0.45 | 11 | 159 | 26 |  | Fixed | Roof
NJADRE1560129348 | Administratively Determined Incentive Program | ABSECON | 8201 | 7.74 | Residential | Behind the Meter | Yes | PosiGen Developer, LLC | AC Electric |  | Accepted | 2025-07-23 | 2025-08-14 | 2026-08-14 | Solar Panels | JINKO EAGLE | G6R JKM430N-54HL4-B |  | 0.43 | 18 | 115 | 23 |  | Fixed | Roof
NJADRE1560129348 | Administratively Determined Incentive Program | ABSECON | 8201 | 7.74 | Residential | Behind the Meter | Yes | PosiGen Developer, LLC | AC Electric |  | Accepted | 2025-07-23 | 2025-08-14 | 2026-08-14 | Inverters | SolarEdge | SE7600H-US | 7600 |  | 1 |  |  | 0.99 |  | Outside
NJADRE1560129350 | Administratively Determined Incentive Program | Cape May Court House | 8210 | 13.92 | Residential | Behind the Meter | Yes | SunnyMac, LLC | AC Electric |  | Accepted | 2025-07-23 | 2025-08-14 | 2026-08-14 | Solar Panels | HANWHA | Q.TRON BLK M-G2.H+ |  | 0.435 | 10 | 290 | 30 |  | Fixed | Roof
NJADRE1560129350 | Administratively Determined Incentive Program | Cape May Court House | 8210 | 13.92 | Residential | Behind the Meter | Yes | SunnyMac, LLC | AC Electric |  | Accepted | 2025-07-23 | 2025-08-14 | 2026-08-14 | Solar Panels | HANWHA | Q.TRON BLK M-G2.H+ |  | 0.435 | 4 | 110 | 11 |  | Fixed | Roof
NJADRE1560129350 | Administratively Determined Incentive Program | Cape May Court House | 8210 | 13.92 | Residential | Behind the Meter | Yes | SunnyMac, LLC | AC Electric |  | Accepted | 2025-07-23 | 2025-08-14 | 2026-08-14 | Solar Panels | HANWHA | Q.TRON BLK M-G2.H+ |  | 0.435 | 2 | 111 | 20 |  | Fixed | Roof
NJADRE1560129350 | Administratively Determined Incentive Program | Cape May Court House | 8210 | 13.92 | Residential | Behind the Meter | Yes | SunnyMac, LLC | AC Electric |  | Accepted | 2025-07-23 | 2025-08-14 | 2026-08-14 | Inverters | SOLAREDGE HOME HUB | SE5700H-US | 5760 |  | 1 |  |  | 0.99 |  | Outdoor | next to meter
NJADRE1560129350 | Administratively Determined Incentive Program | Cape May Court House | 8210 | 13.92 | Residential | Behind the Meter | Yes | SunnyMac, LLC | AC Electric |  | Accepted | 2025-07-23 | 2025-08-14 | 2026-08-14 | Solar Panels | HANWHA | Q.TRON BLK M-G2.H+ |  | 0.435 | 10 | 110 | 30 |  | Fixed | Roof
NJADRE1560129350 | Administratively Determined Incentive Program | Cape May Court House | 8210 | 13.92 | Residential | Behind the Meter | Yes | SunnyMac, LLC | AC Electric |  | Accepted | 2025-07-23 | 2025-08-14 | 2026-08-14 | Solar Panels | HANWHA | Q.TRON BLK M-G2.H+ |  | 0.435 | 4 | 110 | 8 |  | Fixed | Roof
NJADRE1560129350 | Administratively Determined Incentive Program | Cape May Court House | 8210 | 13.92 | Residential | Behind the Meter | Yes | SunnyMac, LLC | AC Electric |  | Accepted | 2025-07-23 | 2025-08-14 | 2026-08-14 | Solar Panels | HANWHA | Q.TRON BLK M-G2.H+ |  | 0.435 | 2 | 291 | 20 |  | Fixed | Roof
NJADRE1560129350 | Administratively Determined Incentive Program | Cape May Court House | 8210 | 13.92 | Residential | Behind the Meter | Yes | SunnyMac, LLC | AC Electric |  | Accepted | 2025-07-23 | 2025-08-14 | 2026-08-14 | Inverters | SOLAREDGE HOME HUB | SE3800H-US | 3800 |  | 1 |  |  | 0.99 |  | Outdoor | next to meter
NJADRE1560129366 | Administratively Determined Incentive Program | Waldwick | 7463 | 7.74 | Residential | Behind the Meter | Yes | PosiGen Developer, LLC | PSE&G |  | Accepted | 2025-07-23 | 2025-08-14 | 2026-08-14 | Solar Panels | JINKO EAGLE | G6RJKM430N-54HL4-B |  | 0.43 | 6 | 102 | 30 |  | Fixed | Roof
NJADRE1560129366 | Administratively Determined Incentive Program | Waldwick | 7463 | 7.74 | Residential | Behind the Meter | Yes | PosiGen Developer, LLC | PSE&G |  | Accepted | 2025-07-23 | 2025-08-14 | 2026-08-14 | Solar Panels | JINKO EAGLE | G6RJKM430N-54HL4-B |  | 0.43 | 12 | 192 | 23 |  | Fixed | Roof
NJADRE1560129366 | Administratively Determined Incentive Program | Waldwick | 7463 | 7.74 | Residential | Behind the Meter | Yes | PosiGen Developer, LLC | PSE&G |  | Accepted | 2025-07-23 | 2025-08-14 | 2026-08-14 | Inverters | SOLAREDGE | SE7600H-US | 7600 |  | 1 |  |  | 0.99 |  | Outside | Within ten feet of meter
NJADRE1560129378 | Administratively Determined Incentive Program | Cranford | 7016 | 92.4 | School Public K-12 | Behind the Meter | Yes | HESP Construction, LLC | PSE&G |  | Accepted | 2025-08-14 | 2025-09-09 | 2026-09-09 | Inverters | SOLAREDGE | SE17.3KUS | 17300 |  | 1 |  |  | 0.975 |  | Outside
NJADRE1560129378 | Administratively Determined Incentive Program | Cranford | 7016 | 92.4 | School Public K-12 | Behind the Meter | Yes | HESP Construction, LLC | PSE&G |  | Accepted | 2025-08-14 | 2025-09-09 | 2026-09-09 | Solar Panels | HT-SAAE | HT72-18X-550 |  | 0.55 | 164 | 219 | 5 |  | Fixed | Roof
NJADRE1560129378 | Administratively Determined Incentive Program | Cranford | 7016 | 92.4 | School Public K-12 | Behind the Meter | Yes | HESP Construction, LLC | PSE&G |  | Accepted | 2025-08-14 | 2025-09-09 | 2026-09-09 | Solar Panels | Thornova | TS-BG72-550 |  | 0.55 | 4 | 219 | 5 |  | Fixed | Roof
NJADRE1560129378 | Administratively Determined Incentive Program | Cranford | 7016 | 92.4 | School Public K-12 | Behind the Meter | Yes | HESP Construction, LLC | PSE&G |  | Accepted | 2025-08-14 | 2025-09-09 | 2026-09-09 | Inverters | SOLAREDGE | SE50KUS | 50000 |  | 1 |  |  | 0.97 |  | Outside
NJADRE1560129386 | Administratively Determined Incentive Program | Medford | 8055 | 10.44 | Residential | Behind the Meter | No | Sunwise Energy, LLC | PSE&G |  | Accepted | 2025-07-23 | 2025-08-16 | 2026-08-16 | Solar Panels | Q CELLS | Q TRON BLK M-G2+SERIES |  | 0.435 | 24 | 184 | 25 |  | Fixed | Roof
NJADRE1560129386 | Administratively Determined Incentive Program | Medford | 8055 | 10.44 | Residential | Behind the Meter | No | Sunwise Energy, LLC | PSE&G |  | Accepted | 2025-07-23 | 2025-08-16 | 2026-08-16 | Inverters | ENPHASE ENERGY | IQ8HC-72-M-DOM-US | 380 |  | 24 |  |  | 0.973 |  | Outdoor
NJADRE1560129397 | Administratively Determined Incentive Program | BELLMAWR | 8031 | 7.65 | Residential | Behind the Meter | Yes | Power Energy Solutions, LLC | PSE&G |  | Accepted | 2025-07-23 | 2025-08-15 | 2026-08-15 | Solar Panels | Trina Solar | TSM-425NE09RC.05 |  | 0.425 | 6 | 83 | 26 |  | Fixed | Roof
NJADRE1560129397 | Administratively Determined Incentive Program | BELLMAWR | 8031 | 7.65 | Residential | Behind the Meter | Yes | Power Energy Solutions, LLC | PSE&G |  | Accepted | 2025-07-23 | 2025-08-15 | 2026-08-15 | Inverters | SolarEdge | SE5700H-US | 5760 |  | 1 |  |  | 0.97 |  | Outdoor
NJADRE1560129397 | Administratively Determined Incentive Program | BELLMAWR | 8031 | 7.65 | Residential | Behind the Meter | Yes | Power Energy Solutions, LLC | PSE&G |  | Accepted | 2025-07-23 | 2025-08-15 | 2026-08-15 | Solar Panels | Trina Solar | TSM-425NE09RC.05 |  | 0.425 | 12 | 263 | 13 |  | Fixed | Roof
NJADRE1560129408 | Administratively Determined Incentive Program | LYNDHURST | 7071 | 6.88 | Residential | Behind the Meter | No | Infinity Solar Systems, LLC | PSE&G |  | Accepted | 2025-07-23 | 2025-08-15 | 2026-08-15 | Solar Panels | SEG Solar | SEG-430-BTD-BG |  | 0.43 | 9 | 308 | 26 |  | Fixed | Roof
NJADRE1560129408 | Administratively Determined Incentive Program | LYNDHURST | 7071 | 6.88 | Residential | Behind the Meter | No | Infinity Solar Systems, LLC | PSE&G |  | Accepted | 2025-07-23 | 2025-08-15 | 2026-08-15 | Inverters | Enphase | IQ8MC-72-M-US | 320 |  | 16 |  |  | 0.97 |  | Outdoor
NJADRE1560129408 | Administratively Determined Incentive Program | LYNDHURST | 7071 | 6.88 | Residential | Behind the Meter | No | Infinity Solar Systems, LLC | PSE&G |  | Accepted | 2025-07-23 | 2025-08-15 | 2026-08-15 | Solar Panels | SEG Solar | SEG-430-BTD-BG |  | 0.43 | 2 | 128 | 26 |  | Fixed | Roof
NJADRE1560129408 | Administratively Determined Incentive Program | LYNDHURST | 7071 | 6.88 | Residential | Behind the Meter | No | Infinity Solar Systems, LLC | PSE&G |  | Accepted | 2025-07-23 | 2025-08-15 | 2026-08-15 | Solar Panels | SEG Solar | SEG-430-BTD-BG |  | 0.43 | 5 | 128 | 13 |  | Fixed | Roof
NJADRE1560129414 | Administratively Determined Incentive Program | FREEHOLD | 7728 | 5.74 | Residential | Behind the Meter | Yes | Trinity Solar, LLC | JCP&L |  | Accepted | 2025-07-23 | 2025-08-14 | 2026-08-14 | Solar Panels | HANWHA | (Q.PEAK DUO BLK ML-G10.C+ 410) |  | 0.41 | 3 | 87 | 34 |  | Fixed | Roof
NJADRE1560129414 | Administratively Determined Incentive Program | FREEHOLD | 7728 | 5.74 | Residential | Behind the Meter | Yes | Trinity Solar, LLC | JCP&L |  | Accepted | 2025-07-23 | 2025-08-14 | 2026-08-14 | Inverters | Solar Edge | USE5700H-USMNBL75 | 5760 |  | 1 |  |  | 0.97 |  | Outdoor
NJADRE1560129414 | Administratively Determined Incentive Program | FREEHOLD | 7728 | 5.74 | Residential | Behind the Meter | Yes | Trinity Solar, LLC | JCP&L |  | Accepted | 2025-07-23 | 2025-08-14 | 2026-08-14 | Solar Panels | HANWHA | (Q.PEAK DUO BLK ML-G10.C+ 410) |  | 0.41 | 11 | 267 | 34 |  | Fixed | Roof
NJADRE1560129417 | Administratively Determined Incentive Program | LITTLE FALLS | 7424 | 5.16 | Residential | Behind the Meter | Yes | PosiGen Developer, LLC | PSE&G |  | Accepted | 2025-07-23 | 2025-08-14 | 2026-08-14 | Solar Panels | Jinko Eagle | G6R JKM430N-54HL4-B |  | 0.43 | 6 | 212 | 45 |  | Fixed | Roof
NJADRE1560129417 | Administratively Determined Incentive Program | LITTLE FALLS | 7424 | 5.16 | Residential | Behind the Meter | Yes | PosiGen Developer, LLC | PSE&G |  | Accepted | 2025-07-23 | 2025-08-14 | 2026-08-14 | Solar Panels | Jinko Eagle | G6R JKM430N-54HL4-B |  | 0.43 | 6 | 32 | 18 |  | Fixed | Roof
NJADRE1560129417 | Administratively Determined Incentive Program | LITTLE FALLS | 7424 | 5.16 | Residential | Behind the Meter | Yes | PosiGen Developer, LLC | PSE&G |  | Accepted | 2025-07-23 | 2025-08-14 | 2026-08-14 | Inverters | SolarEdge | SE3800H-US | 3800 |  | 1 |  |  | 0.99 |  | Outside | Within ten feet of meter
NJADRE1560129423 | Administratively Determined Incentive Program | SEA ISLE CITY | 8243 | 10.005 | Residential | Behind the Meter | No | Solar Energy World | AC Electric |  | Accepted | 2025-07-23 | 2025-08-15 | 2026-08-15 | Solar Panels | HANWHA | Q.TRON BLK M-G2+435W |  | 0.435 | 14 | 161 | 16 |  | Fixed | Roof
NJADRE1560129423 | Administratively Determined Incentive Program | SEA ISLE CITY | 8243 | 10.005 | Residential | Behind the Meter | No | Solar Energy World | AC Electric |  | Accepted | 2025-07-23 | 2025-08-15 | 2026-08-15 | Inverters | ENPHASE | IQ8MC-72-M-US | 320 |  | 23 |  |  | 0.97 |  | Outside
NJADRE1560129423 | Administratively Determined Incentive Program | SEA ISLE CITY | 8243 | 10.005 | Residential | Behind the Meter | No | Solar Energy World | AC Electric |  | Accepted | 2025-07-23 | 2025-08-15 | 2026-08-15 | Solar Panels | HANWHA | Q.TRON BLK M-G2+435W |  | 0.435 | 9 | 341 | 16 |  | Fixed | Roof
NJADRE1560129427 | Administratively Determined Incentive Program | BRIDGETON | 8302 | 8.2 | Residential | Behind the Meter | No | RCL Enterprises, Inc. | AC Electric |  | Accepted | 2025-07-23 | 2025-08-15 | 2026-08-15 | Inverters | Enphase | IQ8+ | 290 |  | 20 |  |  | 0.97 |  | Outside
NJADRE1560129427 | Administratively Determined Incentive Program | BRIDGETON | 8302 | 8.2 | Residential | Behind the Meter | No | RCL Enterprises, Inc. | AC Electric |  | Accepted | 2025-07-23 | 2025-08-15 | 2026-08-15 | Solar Panels | Mission Solar | MSE 410 PERC |  | 0.41 | 20 | 180 | 25 |  | Fixed | Ground
NJADRE1560129442 | Administratively Determined Incentive Program | MATAWAN | 7747 | 11.89 | Residential | Behind the Meter | Yes | Trinity Solar, LLC | JCP&L |  | Accepted | 2025-07-23 | 2025-08-14 | 2026-08-14 | Inverters | Solar Edge | USE10000H-US | 10000 |  | 1 |  |  | 0.97 |  | Outside
NJADRE1560129442 | Administratively Determined Incentive Program | MATAWAN | 7747 | 11.89 | Residential | Behind the Meter | Yes | Trinity Solar, LLC | JCP&L |  | Accepted | 2025-07-23 | 2025-08-14 | 2026-08-14 | Solar Panels | Hanwha | Q.PEAK DUO BLK ML-G10.C+ 410 |  | 0.41 | 20 | 237 | 34 |  | Fixed | Roof
NJADRE1560129442 | Administratively Determined Incentive Program | MATAWAN | 7747 | 11.89 | Residential | Behind the Meter | Yes | Trinity Solar, LLC | JCP&L |  | Accepted | 2025-07-23 | 2025-08-14 | 2026-08-14 | Solar Panels | Hanwha | Q.PEAK DUO BLK ML-G10.C+ 410 |  | 0.41 | 9 | 57 | 34 |  | Fixed | Roof
NJADRE1560129452 | Administratively Determined Incentive Program | Toms River | 8755 | 21.385 | Residential | Behind the Meter | Yes | Kamtech Solar Solutions | JCP&L |  | Accepted | 2025-07-23 | 2025-08-22 | 2026-08-22 | Inverters | ENPHASE | IQ8AC-72M-US | 349 |  | 47 |  |  | 0.973 |  | Outdoor | ROOFTOP
NJADRE1560129452 | Administratively Determined Incentive Program | Toms River | 8755 | 21.385 | Residential | Behind the Meter | Yes | Kamtech Solar Solutions | JCP&L |  | Accepted | 2025-07-23 | 2025-08-22 | 2026-08-22 | Solar Panels | CANADIAN SOLAR | CS6. 1-54TM-455 |  | 0.455 | 47 | 24 | 25 |  | Fixed | Roof
NJADRE1560129465 | Administratively Determined Incentive Program | TOMS RIVER | 8757 | 17.29 | Residential | Behind the Meter | No | Powerlutions, LLC | JCP&L |  | Accepted | 2025-07-23 | 2025-08-19 | 2026-08-19 | Solar Panels | CANADIAN | CS6.1-54TM-455H |  | 0.455 | 38 | 167 | 38 |  | Fixed | Roof
NJADRE1560129465 | Administratively Determined Incentive Program | TOMS RIVER | 8757 | 17.29 | Residential | Behind the Meter | No | Powerlutions, LLC | JCP&L |  | Accepted | 2025-07-23 | 2025-08-19 | 2026-08-19 | Inverters | Enphase | IQ8MC-72-M-US | 320 |  | 38 |  |  | 0.98 |  | Outdoor
NJADRE1560129468 | Administratively Determined Incentive Program | VILLAS | 8251 | 4.51 | Residential | Behind the Meter | Yes | Trinity Solar, LLC | AC Electric |  | Accepted | 2025-07-23 | 2025-08-15 | 2026-08-15 | Inverters | Solar Edge | USE3800H-USMNBL75 | 3800 |  | 1 |  |  | 0.97 |  | Outdoor
NJADRE1560129468 | Administratively Determined Incentive Program | VILLAS | 8251 | 4.51 | Residential | Behind the Meter | Yes | Trinity Solar, LLC | AC Electric |  | Accepted | 2025-07-23 | 2025-08-15 | 2026-08-15 | Solar Panels | HANWHA | (Q.PEAK DUO BLK ML-G10.C+ 410) |  | 0.41 | 11 | 203 | 32 |  | Fixed | Roof
NJADRE1560129482 | Administratively Determined Incentive Program | PEDRICKTOWN | 8067 | 9 | Residential | Behind the Meter | Yes | Power Energy Solutions, LLC | AC Electric |  | Accepted | 2025-07-23 | 2025-08-18 | 2026-08-18 | Inverters | SolarEdge | SE5700H-US | 6 |  | 1 |  |  | 0.97 |  | Outdoor
NJADRE1560129482 | Administratively Determined Incentive Program | PEDRICKTOWN | 8067 | 9 | Residential | Behind the Meter | Yes | Power Energy Solutions, LLC | AC Electric |  | Accepted | 2025-07-23 | 2025-08-18 | 2026-08-18 | Solar Panels | Trina Solar | TSM-450NEG9RC.27 |  | 0.45 | 17 | 213 | 26 |  | Fixed | Roof
NJADRE1560129482 | Administratively Determined Incentive Program | PEDRICKTOWN | 8067 | 9 | Residential | Behind the Meter | Yes | Power Energy Solutions, LLC | AC Electric |  | Accepted | 2025-07-23 | 2025-08-18 | 2026-08-18 | Solar Panels | Trina Solar | TSM-450NEG9RC.27 |  | 0.45 | 3 | 123 | 5 |  | Fixed | Roof
NJADRE1560129544 | Administratively Determined Incentive Program | HOBOKEN | 7030 | 5.52 | Residential | Behind the Meter | No | SEA BRIGHT SOLAR, LLC | PSE&G |  | Accepted | 2025-07-23 | 2025-08-15 | 2026-08-15 | Inverters | Enphase | IQ8X-80-M-US | 380 |  | 12 |  |  | 0.97 |  | Outdoor
NJADRE1560129544 | Administratively Determined Incentive Program | HOBOKEN | 7030 | 5.52 | Residential | Behind the Meter | No | SEA BRIGHT SOLAR, LLC | PSE&G |  | Accepted | 2025-07-23 | 2025-08-15 | 2026-08-15 | Solar Panels | REC | REC460AA Pure-RX |  | 0.46 | 4 | 204 | 4 |  | Fixed | Roof
NJADRE1560129544 | Administratively Determined Incentive Program | HOBOKEN | 7030 | 5.52 | Residential | Behind the Meter | No | SEA BRIGHT SOLAR, LLC | PSE&G |  | Accepted | 2025-07-23 | 2025-08-15 | 2026-08-15 | Solar Panels | REC | REC460AA Pure-RX |  | 0.46 | 8 | 204 | 2 |  | Fixed | Roof
NJADRE1560129559 | Administratively Determined Incentive Program | MILFORD | 8848 | 5.74 | Residential | Behind the Meter | Yes | Freedom Forever New Jersey, LLC | JCP&L |  | Accepted | 2025-07-23 | 2025-08-18 | 2026-08-18 | Inverters | Solar Edge | SE5700H-US | 5760 |  | 1 |  |  | 0.99 |  | Outdoor
NJADRE1560129559 | Administratively Determined Incentive Program | MILFORD | 8848 | 5.74 | Residential | Behind the Meter | Yes | Freedom Forever New Jersey, LLC | JCP&L |  | Accepted | 2025-07-23 | 2025-08-18 | 2026-08-18 | Solar Panels | Hanwha | Q.PEAK DUO BLK ML-G10.C+ 410 |  | 0.41 | 14 | 188 | 18 |  | Fixed | Roof
NJADRE1560129565 | Administratively Determined Incentive Program | Lindenwold | 8021 | 7.79 | Residential | Behind the Meter | No | Tesla Energy Operations, Inc. | AC Electric |  | Accepted | 2025-07-23 | 2025-08-16 | 2026-08-16 | Inverters | Tesla | 5.7 kW Tesla Inc 1538000-XX-Y | 5700 |  | 1 |  |  | 0.98 |  | Outdoor
NJADRE1560129565 | Administratively Determined Incentive Program | Lindenwold | 8021 | 7.79 | Residential | Behind the Meter | No | Tesla Energy Operations, Inc. | AC Electric |  | Accepted | 2025-07-23 | 2025-08-16 | 2026-08-16 | Solar Panels | Hanwha | Q.PEAK DUO BLK ML-G10+/TS 410 |  | 0.41 | 6 | 293 | 39 |  | Fixed | Roof
NJADRE1560129565 | Administratively Determined Incentive Program | Lindenwold | 8021 | 7.79 | Residential | Behind the Meter | No | Tesla Energy Operations, Inc. | AC Electric |  | Accepted | 2025-07-23 | 2025-08-16 | 2026-08-16 | Solar Panels | Hanwha | Q.PEAK DUO BLK ML-G10+/TS 410 |  | 0.41 | 13 | 113 | 36 |  | Fixed | Roof
NJADRE1560129572 | Administratively Determined Incentive Program | GLOUCESTER CITY | 8030 | 10.625 | Residential | Behind the Meter | Yes | Power Energy Solutions, LLC | PSE&G |  | Accepted | 2025-07-23 | 2025-08-15 | 2026-08-15 | Inverters | SolarEdge | SE5700H-US | 5760 |  | 1 |  |  | 0.97 |  | Outdoor
NJADRE1560129572 | Administratively Determined Incentive Program | GLOUCESTER CITY | 8030 | 10.625 | Residential | Behind the Meter | Yes | Power Energy Solutions, LLC | PSE&G |  | Accepted | 2025-07-23 | 2025-08-15 | 2026-08-15 | Solar Panels | Trina Solar | TSM-425NE09RC.05 |  | 0.425 | 25 | 212 | 3 |  | Fixed | Roof
NJADRE1560129586 | Administratively Determined Incentive Program | BRIDGEWATER | 8807 | 8.2 | Residential | Behind the Meter | Yes | Pro Custom Solar dba Momentum Solar | PSE&G |  | Accepted | 2025-07-23 | 2025-08-18 | 2026-08-18 | Inverters | ENPHASE | IQ8HC-72-M-DOM-US | 380 |  | 20 |  |  | 0.97 |  | Outdoor
NJADRE1560129586 | Administratively Determined Incentive Program | BRIDGEWATER | 8807 | 8.2 | Residential | Behind the Meter | Yes | Pro Custom Solar dba Momentum Solar | PSE&G |  | Accepted | 2025-07-23 | 2025-08-18 | 2026-08-18 | Solar Panels | Hanwha | q.peak duo blk-g10+410 |  | 0.41 | 7 | 130 | 26 |  | Fixed | Roof
NJADRE1560129586 | Administratively Determined Incentive Program | BRIDGEWATER | 8807 | 8.2 | Residential | Behind the Meter | Yes | Pro Custom Solar dba Momentum Solar | PSE&G |  | Accepted | 2025-07-23 | 2025-08-18 | 2026-08-18 | Solar Panels | Hanwha | q.peak duo blk-g10+410 |  | 0.41 | 10 | 220 | 26 |  | Fixed | Roof
NJADRE1560129586 | Administratively Determined Incentive Program | BRIDGEWATER | 8807 | 8.2 | Residential | Behind the Meter | Yes | Pro Custom Solar dba Momentum Solar | PSE&G |  | Accepted | 2025-07-23 | 2025-08-18 | 2026-08-18 | Solar Panels | Hanwha | q.peak duo blk-g10+410 |  | 0.41 | 3 | 40 | 26 |  | Fixed | Roof
NJADRE1560129596 | Administratively Determined Incentive Program | Clayton | 8312 | 5.22 | Residential | Behind the Meter | Yes | SunnyMac, LLC | AC Electric |  | Accepted | 2025-07-23 | 2025-08-16 | 2026-08-16 | Solar Panels | HANWHA | Q.TRON BLK M-G2.H+ |  | 0.435 | 10 | 174 | 30 |  | Fixed | Roof
NJADRE1560129596 | Administratively Determined Incentive Program | Clayton | 8312 | 5.22 | Residential | Behind the Meter | Yes | SunnyMac, LLC | AC Electric |  | Accepted | 2025-07-23 | 2025-08-16 | 2026-08-16 | Solar Panels | HANWHA | Q.TRON BLK M-G2.H+ |  | 0.435 | 2 | 174 | 30 |  | Fixed | Roof
NJADRE1560129596 | Administratively Determined Incentive Program | Clayton | 8312 | 5.22 | Residential | Behind the Meter | Yes | SunnyMac, LLC | AC Electric |  | Accepted | 2025-07-23 | 2025-08-16 | 2026-08-16 | Inverters | SOLAREDGE ENERGY HUB | SE3800H-US | 3800 |  | 1 |  |  | 0.99 |  | Outdoor | next to meter
NJADRE1560129597 | Administratively Determined Incentive Program | EAST WINDSOR | 8520 | 6.225 | Residential | Behind the Meter | Yes | Big Wave Roofing and Solar, LLC | JCP&L |  | Accepted | 2025-07-23 | 2025-08-15 | 2026-08-15 | Solar Panels | Q cells | Q.PEAK DUO BLK ML-G10.C+415w |  | 0.415 | 4 | 277 | 22 |  | Fixed | Roof
NJADRE1560129597 | Administratively Determined Incentive Program | EAST WINDSOR | 8520 | 6.225 | Residential | Behind the Meter | Yes | Big Wave Roofing and Solar, LLC | JCP&L |  | Accepted | 2025-07-23 | 2025-08-15 | 2026-08-15 | Inverters | Enphase | ENPHASE IQ8HC-72-M-DOM-US | 380 |  | 15 |  |  | 0.98 |  | Outdoor
NJADRE1560129597 | Administratively Determined Incentive Program | EAST WINDSOR | 8520 | 6.225 | Residential | Behind the Meter | Yes | Big Wave Roofing and Solar, LLC | JCP&L |  | Accepted | 2025-07-23 | 2025-08-15 | 2026-08-15 | Solar Panels | Q cells | QCELLS Q.PEAK DUO BLK ML-G10.C+415w |  | 0.415 | 11 | 97 | 22 |  | Fixed | Roof
NJADRE1560129616 | Administratively Determined Incentive Program | Cherry Hill | 8002 | 3.825 | Residential | Behind the Meter | Yes | Power Energy Solutions, LLC | PSE&G |  | Accepted | 2025-07-23 | 2025-08-18 | 2026-08-18 | Solar Panels | Trina Solar | TSM-425NE09RC.05 |  | 0.425 | 5 | 194 | 21 |  | Fixed | Roof
NJADRE1560129616 | Administratively Determined Incentive Program | Cherry Hill | 8002 | 3.825 | Residential | Behind the Meter | Yes | Power Energy Solutions, LLC | PSE&G |  | Accepted | 2025-07-23 | 2025-08-18 | 2026-08-18 | Inverters | SolarEdge | SE3800H-US | 4 |  | 1 |  |  | 0.97 |  | Outdoor
NJADRE1560129616 | Administratively Determined Incentive Program | Cherry Hill | 8002 | 3.825 | Residential | Behind the Meter | Yes | Power Energy Solutions, LLC | PSE&G |  | Accepted | 2025-07-23 | 2025-08-18 | 2026-08-18 | Solar Panels | Trina Solar | TSM-425NE09RC.05 |  | 0.425 | 4 | 103 | 20 |  | Fixed | Roof
NJADRE1560130015 | Administratively Determined Incentive Program | GALLOWAY | 8205 | 6.6 | Residential | Behind the Meter | Yes | Zenergy Solar, LLC | AC Electric |  | Accepted | 2025-07-23 | 2025-08-15 | 2026-08-15 | Inverters | Enphase Energy | IQ8PLUS-72-2-US | 290 |  | 15 |  |  | 0.99 |  | Outdoor
NJADRE1560130015 | Administratively Determined Incentive Program | GALLOWAY | 8205 | 6.6 | Residential | Behind the Meter | Yes | Zenergy Solar, LLC | AC Electric |  | Accepted | 2025-07-23 | 2025-08-15 | 2026-08-15 | Solar Panels | Silfab | SIL-440 QD |  | 0.44 | 12 | 132 | 20 |  | Fixed | Roof
NJADRE1560130015 | Administratively Determined Incentive Program | GALLOWAY | 8205 | 6.6 | Residential | Behind the Meter | Yes | Zenergy Solar, LLC | AC Electric |  | Accepted | 2025-07-23 | 2025-08-15 | 2026-08-15 | Solar Panels | Silfab | SIL-440 QD |  | 0.44 | 3 | 132 | 20 |  | Fixed | Roof
NJADRE1560130243 | Administratively Determined Incentive Program | BRIDGETON | 8302 | 10.66 | Residential | Behind the Meter | No | Big Wave Roofing and Solar, LLC | AC Electric |  | Accepted | 2025-07-23 | 2025-08-15 | 2026-08-15 | Inverters | Enphase | IQ8PLUS-72-2-US | 290 |  | 26 |  |  | 0.97 |  | Outdoor
NJADRE1560130243 | Administratively Determined Incentive Program | BRIDGETON | 8302 | 10.66 | Residential | Behind the Meter | No | Big Wave Roofing and Solar, LLC | AC Electric |  | Accepted | 2025-07-23 | 2025-08-15 | 2026-08-15 | Solar Panels | MISSION SOLAR | MSE410HT0B |  | 0.41 | 7 | 282 | 20 |  | Fixed | Roof
NJADRE1560130243 | Administratively Determined Incentive Program | BRIDGETON | 8302 | 10.66 | Residential | Behind the Meter | No | Big Wave Roofing and Solar, LLC | AC Electric |  | Accepted | 2025-07-23 | 2025-08-15 | 2026-08-15 | Solar Panels | MISSION SOLAR | MSE410HT0B |  | 0.41 | 19 | 282 | 20 |  | Fixed | Roof
NJADRE1560130324 | Administratively Determined Incentive Program | TRENTON | 8611 | 7.055 | Residential | Behind the Meter | Yes | Big Wave Roofing and Solar, LLC | PSE&G |  | Accepted | 2025-07-23 | 2025-08-18 | 2026-08-18 | Inverters | Enphase | IQ8HC-72-M-DOM-US | 380 |  | 17 |  |  | 0.97 |  | Outside
NJADRE1560130324 | Administratively Determined Incentive Program | TRENTON | 8611 | 7.055 | Residential | Behind the Meter | Yes | Big Wave Roofing and Solar, LLC | PSE&G |  | Accepted | 2025-07-23 | 2025-08-18 | 2026-08-18 | Solar Panels | QCELLS | Q.PEAK DUO BLK ML-G10.C+ 415W |  | 0.415 | 17 | 79 | 33 |  | Fixed | Roof
NJADRE1560130571 | Administratively Determined Incentive Program | WOODBRIDGE TOWNSHIP | 7067 | 9.02 | Residential | Behind the Meter | Yes | Freedom Forever New Jersey, LLC | PSE&G |  | Accepted | 2025-07-23 | 2025-08-15 | 2026-08-15 | Solar Panels | Hanwha | Q.PEAK DUO BLK ML-G10.C+ 410 |  | 0.41 | 8 | 201 | 12 |  | Fixed | Roof
NJADRE1560130571 | Administratively Determined Incentive Program | WOODBRIDGE TOWNSHIP | 7067 | 9.02 | Residential | Behind the Meter | Yes | Freedom Forever New Jersey, LLC | PSE&G |  | Accepted | 2025-07-23 | 2025-08-15 | 2026-08-15 | Solar Panels | Hanwha | Q.PEAK DUO BLK ML-G10.C+ 410 |  | 0.41 | 14 | 201 | 22 |  | Fixed | Roof
NJADRE1560130571 | Administratively Determined Incentive Program | WOODBRIDGE TOWNSHIP | 7067 | 9.02 | Residential | Behind the Meter | Yes | Freedom Forever New Jersey, LLC | PSE&G |  | Accepted | 2025-07-23 | 2025-08-15 | 2026-08-15 | Inverters | Solar Edge | SE7600H-US | 7600 |  | 1 |  |  | 0.99 |  | Outside
NJADRE1560130661 | Administratively Determined Incentive Program | Millville | 8332 | 9.57 | Residential | Behind the Meter | Yes | EMT Renewables, LLC | AC Electric |  | Accepted | 2025-07-23 | 2025-08-18 | 2026-08-18 | Solar Panels | Q CELLS | Q TRON |  | 0.435 | 2 | 328 | 34 |  | Fixed | Roof
NJADRE1560130661 | Administratively Determined Incentive Program | Millville | 8332 | 9.57 | Residential | Behind the Meter | Yes | EMT Renewables, LLC | AC Electric |  | Accepted | 2025-07-23 | 2025-08-18 | 2026-08-18 | Solar Panels | Q CELLS | Q TRON |  | 0.435 | 4 | 148 | 34 |  | Fixed | Roof
NJADRE1560130661 | Administratively Determined Incentive Program | Millville | 8332 | 9.57 | Residential | Behind the Meter | Yes | EMT Renewables, LLC | AC Electric |  | Accepted | 2025-07-23 | 2025-08-18 | 2026-08-18 | Solar Panels | Q CELLS | Q TRON |  | 0.435 | 16 | 148 | 14 |  | Fixed | Roof
NJADRE1560130661 | Administratively Determined Incentive Program | Millville | 8332 | 9.57 | Residential | Behind the Meter | Yes | EMT Renewables, LLC | AC Electric |  | Accepted | 2025-07-23 | 2025-08-18 | 2026-08-18 | Inverters | ENPHASE | IQ8+ | 290 |  | 22 |  |  | 0.98 |  | Other | UNDER EACH PANEL
NJADRE1560130944 | Administratively Determined Incentive Program | LAKEWOOD | 8701 | 11.25 | Residential | Behind the Meter | Yes | Powerlutions, LLC | JCP&L |  | Accepted | 2025-07-23 | 2025-08-15 | 2026-08-15 | Inverters | Enphase | IQ8HC-72-M-DOM-US | 380 |  | 25 |  |  | 0.98 |  | Outdoor
NJADRE1560130944 | Administratively Determined Incentive Program | LAKEWOOD | 8701 | 11.25 | Residential | Behind the Meter | Yes | Powerlutions, LLC | JCP&L |  | Accepted | 2025-07-23 | 2025-08-15 | 2026-08-15 | Solar Panels | CANADIAN | CS6.1-54TM-450H |  | 0.45 | 25 | 182 | 29 |  | Fixed | Roof
NJADRE1560131254 | Administratively Determined Incentive Program | MARLBORO TOWNSHIP | 7746 | 8.925 | Residential | Behind the Meter | No | US Clean Energy Construction, Inc. | JCP&L |  | Accepted | 2025-07-23 | 2025-08-18 | 2026-08-18 | Inverters | SMA AMERICA | SMA SBSE-5.8-50 | 5800 |  | 1 |  |  | 0.96 |  | Outdoor
NJADRE1560131254 | Administratively Determined Incentive Program | MARLBORO TOWNSHIP | 7746 | 8.925 | Residential | Behind the Meter | No | US Clean Energy Construction, Inc. | JCP&L |  | Accepted | 2025-07-23 | 2025-08-18 | 2026-08-18 | Meters | VISION METERING | Cat VM-2E2A1P |  |  | 1 |  |  |  | Yes | Outdoor
NJADRE1560131254 | Administratively Determined Incentive Program | MARLBORO TOWNSHIP | 7746 | 8.925 | Residential | Behind the Meter | No | US Clean Energy Construction, Inc. | JCP&L |  | Accepted | 2025-07-23 | 2025-08-18 | 2026-08-18 | Solar Panels | Trina Solar | TRINA 425W |  | 0.425 | 21 | 247 | 20 |  | Fixed | Roof
NJADRE1560131278 | Administratively Determined Incentive Program | Montgomery Twp | 8558 | 14.85 | Residential | Behind the Meter | No | All Phase Installations and Electrical Services | PSE&G |  | Accepted | 2025-07-23 | 2025-08-18 | 2026-08-18 | Solar Panels | CANADIAN SOLAR | CS6.1-54TM-450H |  | 0.45 | 7 | 267 | 31 |  | Fixed | Roof
NJADRE1560131278 | Administratively Determined Incentive Program | Montgomery Twp | 8558 | 14.85 | Residential | Behind the Meter | No | All Phase Installations and Electrical Services | PSE&G |  | Accepted | 2025-07-23 | 2025-08-18 | 2026-08-18 | Inverters | SOL-ARK | SOL-ARK-15K-P | 15000 |  | 1 |  |  | 0.975 |  | Outdoor
NJADRE1560131278 | Administratively Determined Incentive Program | Montgomery Twp | 8558 | 14.85 | Residential | Behind the Meter | No | All Phase Installations and Electrical Services | PSE&G |  | Accepted | 2025-07-23 | 2025-08-18 | 2026-08-18 | Solar Panels | CANADIAN SOLAR | CS6.1-54TM-450H |  | 0.45 | 5 | 177 | 31 |  | Fixed | Roof
NJADRE1560131278 | Administratively Determined Incentive Program | Montgomery Twp | 8558 | 14.85 | Residential | Behind the Meter | No | All Phase Installations and Electrical Services | PSE&G |  | Accepted | 2025-07-23 | 2025-08-18 | 2026-08-18 | Electric Storage Battery | DEYE | RW-F10.2-B |  |  | 1 |  |  |  | Lithium Ion |  | Outside
NJADRE1560131278 | Administratively Determined Incentive Program | Montgomery Twp | 8558 | 14.85 | Residential | Behind the Meter | No | All Phase Installations and Electrical Services | PSE&G |  | Accepted | 2025-07-23 | 2025-08-18 | 2026-08-18 | Solar Panels | CANADIAN SOLAR | CS6.1-54TM-450H |  | 0.45 | 21 | 177 | 28 |  | Fixed | Roof
NJADRE1560131286 | Administratively Determined Incentive Program | Paterson | 7504 | 3.69 | Residential | Behind the Meter | No | Trinity Solar, LLC | PSE&G |  | Accepted | 2025-07-23 | 2025-08-15 | 2026-08-15 | Inverters | Solar Edge | USE3800H-US | 3800 |  | 1 |  |  | 0.97 |  | Outside
NJADRE1560131286 | Administratively Determined Incentive Program | Paterson | 7504 | 3.69 | Residential | Behind the Meter | No | Trinity Solar, LLC | PSE&G |  | Accepted | 2025-07-23 | 2025-08-15 | 2026-08-15 | Solar Panels | HANWHA | Q.PEAK DUO BLK ML-G10+ 410 |  | 0.41 | 9 | 188 | 18 |  | Fixed | Roof
NJADRE1560131297 | Administratively Determined Incentive Program | Sickerville | 8081 | 6.56 | Residential | Behind the Meter | Yes | Freedom Forever New Jersey, LLC | AC Electric |  | Accepted | 2025-07-23 | 2025-09-02 | 2026-09-02 | Inverters | Solar Edge | SE5700H-US | 5760 |  | 1 |  |  | 0.99 |  | Outdoor
NJADRE1560131297 | Administratively Determined Incentive Program | Sickerville | 8081 | 6.56 | Residential | Behind the Meter | Yes | Freedom Forever New Jersey, LLC | AC Electric |  | Accepted | 2025-07-23 | 2025-09-02 | 2026-09-02 | Solar Panels | Hanwha | Q.PEAK DUO BLK ML-G10.C+ 410 |  | 0.41 | 16 | 232 | 26 |  | Fixed | Roof
NJADRE1560131306 | Administratively Determined Incentive Program | Hopatcong | 7843 | 5.74 | Residential | Behind the Meter | Yes | Trinity Solar, LLC | JCP&L |  | Accepted | 2025-07-23 | 2025-08-15 | 2026-08-15 | Inverters | Solar Edge | USE5700H-USMNBL75 | 5760 |  | 1 |  |  | 0.97 |  | Outdoor
NJADRE1560131306 | Administratively Determined Incentive Program | Hopatcong | 7843 | 5.74 | Residential | Behind the Meter | Yes | Trinity Solar, LLC | JCP&L |  | Accepted | 2025-07-23 | 2025-08-15 | 2026-08-15 | Solar Panels | HANWHA | (Q.PEAK DUO BLK ML-G10.C+ 410) |  | 0.41 | 10 | 148 | 24 |  | Fixed | Roof
NJADRE1560131306 | Administratively Determined Incentive Program | Hopatcong | 7843 | 5.74 | Residential | Behind the Meter | Yes | Trinity Solar, LLC | JCP&L |  | Accepted | 2025-07-23 | 2025-08-15 | 2026-08-15 | Solar Panels | HANWHA | (Q.PEAK DUO BLK ML-G10.C+ 410) |  | 0.41 | 4 | 148 | 16 |  | Fixed | Roof
NJADRE1560131310 | Administratively Determined Incentive Program | Pennsville | 8070 | 10.44 | Residential | Behind the Meter | Yes | EMT Renewables, LLC | AC Electric |  | Accepted | 2025-07-23 | 2025-08-18 | 2026-08-18 | Solar Panels | Q CELLS | Q TRON |  | 0.435 | 15 | 44 | 23 |  | Fixed | Roof
NJADRE1560131310 | Administratively Determined Incentive Program | Pennsville | 8070 | 10.44 | Residential | Behind the Meter | Yes | EMT Renewables, LLC | AC Electric |  | Accepted | 2025-07-23 | 2025-08-18 | 2026-08-18 | Solar Panels | Q CELLS | Q TRON |  | 0.435 | 3 | 134 | 23 |  | Fixed | Roof
NJADRE1560131310 | Administratively Determined Incentive Program | Pennsville | 8070 | 10.44 | Residential | Behind the Meter | Yes | EMT Renewables, LLC | AC Electric |  | Accepted | 2025-07-23 | 2025-08-18 | 2026-08-18 | Inverters | IQ8HC | IQ8+ | 290 |  | 24 |  |  | 0.98 |  | Other | UNDER EACH PANEL
NJADRE1560131310 | Administratively Determined Incentive Program | Pennsville | 8070 | 10.44 | Residential | Behind the Meter | Yes | EMT Renewables, LLC | AC Electric |  | Accepted | 2025-07-23 | 2025-08-18 | 2026-08-18 | Solar Panels | Q CELLS | Q TRON |  | 0.435 | 3 | 314 | 23 |  | Fixed | Roof
NJADRE1560131310 | Administratively Determined Incentive Program | Pennsville | 8070 | 10.44 | Residential | Behind the Meter | Yes | EMT Renewables, LLC | AC Electric |  | Accepted | 2025-07-23 | 2025-08-18 | 2026-08-18 | Solar Panels | Q CELLS | Q TRON |  | 0.435 | 3 | 224 | 23 |  | Fixed | Roof
NJADRE1560131318 | Administratively Determined Incentive Program | Forked River | 8731 | 20.88 | Residential | Behind the Meter | Yes | EMT Renewables, LLC | JCP&L |  | Accepted | 2025-07-23 | 2025-09-08 | 2026-09-08 | Inverters | IQ8HC | IQ8+ | 290 |  | 48 |  |  | 0.98 |  | Other | UNDER EACH PANEL
NJADRE1560131318 | Administratively Determined Incentive Program | Forked River | 8731 | 20.88 | Residential | Behind the Meter | Yes | EMT Renewables, LLC | JCP&L |  | Accepted | 2025-07-23 | 2025-09-08 | 2026-09-08 | Solar Panels | Q CELLS | Q TRON |  | 0.435 | 10 | 123 | 24 |  | Fixed | Roof
NJADRE1560131318 | Administratively Determined Incentive Program | Forked River | 8731 | 20.88 | Residential | Behind the Meter | Yes | EMT Renewables, LLC | JCP&L |  | Accepted | 2025-07-23 | 2025-09-08 | 2026-09-08 | Solar Panels | Q CELLS | Q TRON |  | 0.435 | 14 | 303 | 24 |  | Fixed | Roof
NJADRE1560131318 | Administratively Determined Incentive Program | Forked River | 8731 | 20.88 | Residential | Behind the Meter | Yes | EMT Renewables, LLC | JCP&L |  | Accepted | 2025-07-23 | 2025-09-08 | 2026-09-08 | Solar Panels | Q CELLS | Q TRON |  | 0.435 | 10 | 213 | 24 |  | Fixed | Roof
NJADRE1560131318 | Administratively Determined Incentive Program | Forked River | 8731 | 20.88 | Residential | Behind the Meter | Yes | EMT Renewables, LLC | JCP&L |  | Accepted | 2025-07-23 | 2025-09-08 | 2026-09-08 | Solar Panels | Q CELLS | Q TRON |  | 0.435 | 3 | 303 | 24 |  | Fixed | Roof
NJADRE1560131318 | Administratively Determined Incentive Program | Forked River | 8731 | 20.88 | Residential | Behind the Meter | Yes | EMT Renewables, LLC | JCP&L |  | Accepted | 2025-07-23 | 2025-09-08 | 2026-09-08 | Solar Panels | Q CELLS | Q TRON |  | 0.435 | 3 | 33 | 21 |  | Fixed | Roof
NJADRE1560131318 | Administratively Determined Incentive Program | Forked River | 8731 | 20.88 | Residential | Behind the Meter | Yes | EMT Renewables, LLC | JCP&L |  | Accepted | 2025-07-23 | 2025-09-08 | 2026-09-08 | Solar Panels | Q CELLS | Q TRON |  | 0.435 | 5 | 33 | 24 |  | Fixed | Roof
NJADRE1560131318 | Administratively Determined Incentive Program | Forked River | 8731 | 20.88 | Residential | Behind the Meter | Yes | EMT Renewables, LLC | JCP&L |  | Accepted | 2025-07-23 | 2025-09-08 | 2026-09-08 | Solar Panels | Q CELLS | Q TRON |  | 0.435 | 3 | 213 | 21 |  | Fixed | Roof
NJADRE1560131320 | Administratively Determined Incentive Program | Willingboro | 8046 | 9.775 | Residential | Behind the Meter | Yes | Power Energy Solutions, LLC | PSE&G |  | Accepted | 2025-07-23 | 2025-08-18 | 2026-08-18 | Solar Panels | Trina Solar | TSM-425NE09RC.05 |  | 0.425 | 12 | 244 | 34 |  | Fixed | Roof
NJADRE1560131320 | Administratively Determined Incentive Program | Willingboro | 8046 | 9.775 | Residential | Behind the Meter | Yes | Power Energy Solutions, LLC | PSE&G |  | Accepted | 2025-07-23 | 2025-08-18 | 2026-08-18 | Inverters | SolarEdge | SE5700H-US | 6 |  | 1 |  |  | 0.97 |  | Outdoor
NJADRE1560131320 | Administratively Determined Incentive Program | Willingboro | 8046 | 9.775 | Residential | Behind the Meter | Yes | Power Energy Solutions, LLC | PSE&G |  | Accepted | 2025-07-23 | 2025-08-18 | 2026-08-18 | Solar Panels | Trina Solar | TSM-425NE09RC.05 |  | 0.425 | 9 | 244 | 8 |  | Fixed | Roof
NJADRE1560131320 | Administratively Determined Incentive Program | Willingboro | 8046 | 9.775 | Residential | Behind the Meter | Yes | Power Energy Solutions, LLC | PSE&G |  | Accepted | 2025-07-23 | 2025-08-18 | 2026-08-18 | Solar Panels | Trina Solar | TSM-425NE09RC.05 |  | 0.425 | 2 | 244 | 26 |  | Fixed | Roof
NJADRE1560131333 | Administratively Determined Incentive Program | Lyndhurst | 7071 | 7.74 | Residential | Behind the Meter | No | EMT Renewables, LLC | PSE&G |  | Accepted | 2025-07-23 | 2025-08-15 | 2026-08-15 | Solar Panels | Q CELLS | Q TRON |  | 0.43 | 4 | 307 | 35 |  | Fixed | Roof
NJADRE1560131333 | Administratively Determined Incentive Program | Lyndhurst | 7071 | 7.74 | Residential | Behind the Meter | No | EMT Renewables, LLC | PSE&G |  | Accepted | 2025-07-23 | 2025-08-15 | 2026-08-15 | Inverters | Q.MI.349B | IQ8+ | 290 |  | 18 |  |  | 0.98 |  | Other | UNDER EACH PANEL
NJADRE1560131333 | Administratively Determined Incentive Program | Lyndhurst | 7071 | 7.74 | Residential | Behind the Meter | No | EMT Renewables, LLC | PSE&G |  | Accepted | 2025-07-23 | 2025-08-15 | 2026-08-15 | Solar Panels | Q CELLS | Q TRON |  | 0.43 | 4 | 307 | 28 |  | Fixed | Roof
NJADRE1560131333 | Administratively Determined Incentive Program | Lyndhurst | 7071 | 7.74 | Residential | Behind the Meter | No | EMT Renewables, LLC | PSE&G |  | Accepted | 2025-07-23 | 2025-08-15 | 2026-08-15 | Solar Panels | Q CELLS | Q TRON |  | 0.43 | 4 | 127 | 27 |  | Fixed | Roof
NJADRE1560131333 | Administratively Determined Incentive Program | Lyndhurst | 7071 | 7.74 | Residential | Behind the Meter | No | EMT Renewables, LLC | PSE&G |  | Accepted | 2025-07-23 | 2025-08-15 | 2026-08-15 | Solar Panels | Q CELLS | Q TRON |  | 0.43 | 6 | 127 | 35 |  | Fixed | Roof
NJADRE1560131335 | Administratively Determined Incentive Program | Cape May | 8204 | 16.4 | Residential | Behind the Meter | Yes | Trinity Solar, LLC | AC Electric |  | Accepted | 2025-07-23 | 2025-08-15 | 2026-08-15 | Solar Panels | HANWHA | (Q.PEAK DUO BLK ML-G10.C+ 410) |  | 0.41 | 7 | 193 | 17 |  | Fixed | Roof
NJADRE1560131335 | Administratively Determined Incentive Program | Cape May | 8204 | 16.4 | Residential | Behind the Meter | Yes | Trinity Solar, LLC | AC Electric |  | Accepted | 2025-07-23 | 2025-08-15 | 2026-08-15 | Solar Panels | HANWHA | (Q.PEAK DUO BLK ML-G10.C+ 410) |  | 0.41 | 6 | 193 | 5 |  | Fixed | Roof
NJADRE1560131335 | Administratively Determined Incentive Program | Cape May | 8204 | 16.4 | Residential | Behind the Meter | Yes | Trinity Solar, LLC | AC Electric |  | Accepted | 2025-07-23 | 2025-08-15 | 2026-08-15 | Inverters | Solar Edge | USE7600H-USMNBL75 | 7600 |  | 1 |  |  | 0.97 |  | Outdoor
NJADRE1560131335 | Administratively Determined Incentive Program | Cape May | 8204 | 16.4 | Residential | Behind the Meter | Yes | Trinity Solar, LLC | AC Electric |  | Accepted | 2025-07-23 | 2025-08-15 | 2026-08-15 | Solar Panels | HANWHA | (Q.PEAK DUO BLK ML-G10.C+ 410) |  | 0.41 | 2 | 13 | 25 |  | Fixed | Roof
NJADRE1560131335 | Administratively Determined Incentive Program | Cape May | 8204 | 16.4 | Residential | Behind the Meter | Yes | Trinity Solar, LLC | AC Electric |  | Accepted | 2025-07-23 | 2025-08-15 | 2026-08-15 | Inverters | Solar Edge | USE5700H-USMNBL75 | 5760 |  | 1 |  |  | 0.97 |  | Outdoor
NJADRE1560131335 | Administratively Determined Incentive Program | Cape May | 8204 | 16.4 | Residential | Behind the Meter | Yes | Trinity Solar, LLC | AC Electric |  | Accepted | 2025-07-23 | 2025-08-15 | 2026-08-15 | Solar Panels | HANWHA | (Q.PEAK DUO BLK ML-G10.C+ 410) |  | 0.41 | 25 | 193 | 5 |  | Fixed | Roof
NJADRE1560131339 | Administratively Determined Incentive Program | NEWARK | 7103 | 4.4 | Residential | Behind the Meter | Yes | Pro Custom Solar dba Momentum Solar | PSE&G |  | Accepted | 2025-07-23 | 2025-08-15 | 2026-08-15 | Inverters | ENPHASE | IQ8PLUS-72-2-US | 320 |  | 11 |  |  | 0.97 |  | Outdoor
NJADRE1560131339 | Administratively Determined Incentive Program | NEWARK | 7103 | 4.4 | Residential | Behind the Meter | Yes | Pro Custom Solar dba Momentum Solar | PSE&G |  | Accepted | 2025-07-23 | 2025-08-15 | 2026-08-15 | Solar Panels | Hanwha | q.peak duo blk-g10+400 |  | 0.4 | 11 | 290 | 4 |  | Fixed | Roof
NJADRE1560131341 | Administratively Determined Incentive Program | HILLSBOROUGH TOWNSHIP | 8844 | 14.26 | Residential | Behind the Meter | No | SEA BRIGHT SOLAR, LLC | PSE&G |  | Accepted | 2025-07-23 | 2025-08-15 | 2026-08-15 | Solar Panels | REC | REC-460AA-Pure-RX |  | 0.46 | 4 | 190 | 30 |  | Fixed | Roof
NJADRE1560131341 | Administratively Determined Incentive Program | HILLSBOROUGH TOWNSHIP | 8844 | 14.26 | Residential | Behind the Meter | No | SEA BRIGHT SOLAR, LLC | PSE&G |  | Accepted | 2025-07-23 | 2025-08-15 | 2026-08-15 | Inverters | Enphase | IQ8X-80-M-US | 380 |  | 24 |  |  | 0.97 |  | Outdoor
NJADRE1560131341 | Administratively Determined Incentive Program | HILLSBOROUGH TOWNSHIP | 8844 | 14.26 | Residential | Behind the Meter | No | SEA BRIGHT SOLAR, LLC | PSE&G |  | Accepted | 2025-07-23 | 2025-08-15 | 2026-08-15 | Solar Panels | REC | REC-460AA-Pure-RX |  | 0.46 | 12 | 101 | 41 |  | Fixed | Roof
NJADRE1560131341 | Administratively Determined Incentive Program | HILLSBOROUGH TOWNSHIP | 8844 | 14.26 | Residential | Behind the Meter | No | SEA BRIGHT SOLAR, LLC | PSE&G |  | Accepted | 2025-07-23 | 2025-08-15 | 2026-08-15 | Inverters | Enphase | IQ8X-80-M-DOM-US | 380 |  | 7 |  |  | 0.97 |  | Outdoor
NJADRE1560131341 | Administratively Determined Incentive Program | HILLSBOROUGH TOWNSHIP | 8844 | 14.26 | Residential | Behind the Meter | No | SEA BRIGHT SOLAR, LLC | PSE&G |  | Accepted | 2025-07-23 | 2025-08-15 | 2026-08-15 | Solar Panels | REC | REC-460AA-Pure-RX |  | 0.46 | 7 | 101 | 38 |  | Fixed | Roof
NJADRE1560131341 | Administratively Determined Incentive Program | HILLSBOROUGH TOWNSHIP | 8844 | 14.26 | Residential | Behind the Meter | No | SEA BRIGHT SOLAR, LLC | PSE&G |  | Accepted | 2025-07-23 | 2025-08-15 | 2026-08-15 | Solar Panels | REC | REC-460AA-Pure-RX |  | 0.46 | 5 | 281 | 39 |  | Fixed | Roof
NJADRE1560131341 | Administratively Determined Incentive Program | HILLSBOROUGH TOWNSHIP | 8844 | 14.26 | Residential | Behind the Meter | No | SEA BRIGHT SOLAR, LLC | PSE&G |  | Accepted | 2025-07-23 | 2025-08-15 | 2026-08-15 | Solar Panels | REC | REC-460AA-Pure-RX |  | 0.46 | 3 | 191 | 41 |  | Fixed | Roof
NJADRE1560131343 | Administratively Determined Incentive Program | Salem | 8079 | 6.64 | Residential | Behind the Meter | Yes | Big Wave Roofing and Solar, LLC | AC Electric |  | Accepted | 2025-07-23 | 2025-08-15 | 2026-08-15 | Inverters | Enphase | IQ8HC-72-M-DOM-US | 380 |  | 16 |  |  | 0.97 |  | Outdoor
NJADRE1560131343 | Administratively Determined Incentive Program | Salem | 8079 | 6.64 | Residential | Behind the Meter | Yes | Big Wave Roofing and Solar, LLC | AC Electric |  | Accepted | 2025-07-23 | 2025-08-15 | 2026-08-15 | Solar Panels | Q cells | Q.PEAK DUO BLK ML-G10.C+415w |  | 0.415 | 16 | 230 | 34 |  | Fixed | Roof
NJADRE1560131345 | Administratively Determined Incentive Program | Haddon Township | 8108 | 5.33 | Residential | Behind the Meter | Yes | Trinity Solar, LLC | PSE&G |  | Accepted | 2025-07-23 | 2025-08-15 | 2026-08-15 | Inverters | Solar Edge | USE5700H-US | 5760 |  | 1 |  |  | 0.97 |  | Outside
NJADRE1560131345 | Administratively Determined Incentive Program | Haddon Township | 8108 | 5.33 | Residential | Behind the Meter | Yes | Trinity Solar, LLC | PSE&G |  | Accepted | 2025-07-23 | 2025-08-15 | 2026-08-15 | Solar Panels | Hanwha | Q.PEAK DUO BLK ML-G10.C+ 410 |  | 0.41 | 3 | 57 | 30 |  | Fixed | Roof
NJADRE1560131345 | Administratively Determined Incentive Program | Haddon Township | 8108 | 5.33 | Residential | Behind the Meter | Yes | Trinity Solar, LLC | PSE&G |  | Accepted | 2025-07-23 | 2025-08-15 | 2026-08-15 | Solar Panels | Hanwha | Q.PEAK DUO BLK ML-G10.C+ 410 |  | 0.41 | 3 | 237 | 30 |  | Fixed | Roof
NJADRE1560131345 | Administratively Determined Incentive Program | Haddon Township | 8108 | 5.33 | Residential | Behind the Meter | Yes | Trinity Solar, LLC | PSE&G |  | Accepted | 2025-07-23 | 2025-08-15 | 2026-08-15 | Solar Panels | Hanwha | Q.PEAK DUO BLK ML-G10.C+ 410 |  | 0.41 | 3 | 237 | 30 |  | Fixed | Roof
NJADRE1560131345 | Administratively Determined Incentive Program | Haddon Township | 8108 | 5.33 | Residential | Behind the Meter | Yes | Trinity Solar, LLC | PSE&G |  | Accepted | 2025-07-23 | 2025-08-15 | 2026-08-15 | Solar Panels | Hanwha | Q.PEAK DUO BLK ML-G10.C+ 410 |  | 0.41 | 4 | 147 | 14 |  | Fixed | Roof
NJADRE1560131353 | Administratively Determined Incentive Program | EGG HARBOR TOWNSHIP | 8234 | 15.99 | Residential | Behind the Meter | Yes | Freedom Forever New Jersey, LLC | AC Electric |  | Accepted | 2025-07-23 | 2025-08-15 | 2026-08-15 | Solar Panels | Hanwha | Q.PEAK DUO BLK ML-G10.C+ 410 |  | 0.41 | 6 | 111 | 30 |  | Fixed | Roof
NJADRE1560131353 | Administratively Determined Incentive Program | EGG HARBOR TOWNSHIP | 8234 | 15.99 | Residential | Behind the Meter | Yes | Freedom Forever New Jersey, LLC | AC Electric |  | Accepted | 2025-07-23 | 2025-08-15 | 2026-08-15 | Solar Panels | Hanwha | Q.PEAK DUO BLK ML-G10.C+ 410 |  | 0.41 | 8 | 111 | 30 |  | Fixed | Roof
NJADRE1560131353 | Administratively Determined Incentive Program | EGG HARBOR TOWNSHIP | 8234 | 15.99 | Residential | Behind the Meter | Yes | Freedom Forever New Jersey, LLC | AC Electric |  | Accepted | 2025-07-23 | 2025-08-15 | 2026-08-15 | Inverters | Solar Edge | SE11400H-US | 11400 |  | 1 |  |  | 0.99 |  | Outdoor
NJADRE1560131353 | Administratively Determined Incentive Program | EGG HARBOR TOWNSHIP | 8234 | 15.99 | Residential | Behind the Meter | Yes | Freedom Forever New Jersey, LLC | AC Electric |  | Accepted | 2025-07-23 | 2025-08-15 | 2026-08-15 | Solar Panels | Hanwha | Q.PEAK DUO BLK ML-G10.C+ 410 |  | 0.41 | 25 | 291 | 30 |  | Fixed | Roof
NJADRE1560131366 | Administratively Determined Incentive Program | WILLINGBORO | 8046 | 12.15 | Residential | Behind the Meter | Yes | Power Energy Solutions, LLC | PSE&G |  | Accepted | 2025-07-23 | 2025-08-18 | 2026-08-18 | Solar Panels | Trina Solar | TSM-450NEG9RC.27 |  | 0.45 | 12 | 274 | 24 |  | Fixed | Roof
NJADRE1560131366 | Administratively Determined Incentive Program | WILLINGBORO | 8046 | 12.15 | Residential | Behind the Meter | Yes | Power Energy Solutions, LLC | PSE&G |  | Accepted | 2025-07-23 | 2025-08-18 | 2026-08-18 | Solar Panels | Trina Solar | TSM-450NEG9RC.27 |  | 0.45 | 15 | 275 | 10 |  | Fixed | Roof
NJADRE1560131366 | Administratively Determined Incentive Program | WILLINGBORO | 8046 | 12.15 | Residential | Behind the Meter | Yes | Power Energy Solutions, LLC | PSE&G |  | Accepted | 2025-07-23 | 2025-08-18 | 2026-08-18 | Inverters | SolarEdge | SE7600H-US | 7600 |  | 1 |  |  | 0.97 |  | Outdoor
NJADRE1560131390 | Administratively Determined Incentive Program | MANCHESTER | 8759 | 17.015 | Residential | Behind the Meter | Yes | SunPurity, LLC | JCP&L |  | Accepted | 2025-07-28 | 2025-08-21 | 2026-08-21 | Inverters | SolarEdge | SE11400H-US | 11400 |  | 1 |  |  | 0.99 |  | Outdoor
NJADRE1560131390 | Administratively Determined Incentive Program | MANCHESTER | 8759 | 17.015 | Residential | Behind the Meter | Yes | SunPurity, LLC | JCP&L |  | Accepted | 2025-07-28 | 2025-08-21 | 2026-08-21 | Solar Panels | Hanwha Q cells | Q.PEAK DUO BLK-ML-G10+ 415W |  | 0.415 | 27 | 236 | 27 |  | Fixed | Roof
NJADRE1560131390 | Administratively Determined Incentive Program | MANCHESTER | 8759 | 17.015 | Residential | Behind the Meter | Yes | SunPurity, LLC | JCP&L |  | Accepted | 2025-07-28 | 2025-08-21 | 2026-08-21 | Solar Panels | Hanwha Q cells | Q.PEAK DUO BLK-ML-G10+ 415W |  | 0.415 | 14 | 56 | 27 |  | Fixed | Roof
NJADRE1560131407 | Administratively Determined Incentive Program | Millstone Township | 8535 | 12.9 | Residential | Behind the Meter | Yes | Pro Custom Solar dba Momentum Solar | JCP&L |  | Accepted | 2025-07-23 | 2025-08-15 | 2026-08-15 | Solar Panels | HANWHA | Q.TRON BLK M-G2+430 |  | 0.43 | 10 | 99 | 26 |  | Fixed | Roof
NJADRE1560131407 | Administratively Determined Incentive Program | Millstone Township | 8535 | 12.9 | Residential | Behind the Meter | Yes | Pro Custom Solar dba Momentum Solar | JCP&L |  | Accepted | 2025-07-23 | 2025-08-15 | 2026-08-15 | Inverters | ENPHASE | IQ8HC-72-M-DOM-US | 380 |  | 30 |  |  | 0.97 |  | Outdoor
NJADRE1560131407 | Administratively Determined Incentive Program | Millstone Township | 8535 | 12.9 | Residential | Behind the Meter | Yes | Pro Custom Solar dba Momentum Solar | JCP&L |  | Accepted | 2025-07-23 | 2025-08-15 | 2026-08-15 | Solar Panels | HANWHA | Q.TRON BLK M-G2+430 |  | 0.43 | 13 | 189 | 10 |  | Fixed | Roof
NJADRE1560131407 | Administratively Determined Incentive Program | Millstone Township | 8535 | 12.9 | Residential | Behind the Meter | Yes | Pro Custom Solar dba Momentum Solar | JCP&L |  | Accepted | 2025-07-23 | 2025-08-15 | 2026-08-15 | Solar Panels | Hanwha | Q.TRON BLK M-G2+430 |  | 0.43 | 7 | 279 | 26 |  | Fixed | Roof
NJADRE1560131410 | Administratively Determined Incentive Program | PISCATAWAY | 8854 | 11.34 | Residential | Behind the Meter | No | Public Service Solar, LLC | PSE&G |  | Accepted | 2025-07-23 | 2025-08-15 | 2026-08-15 | Inverters | Enphase | iQ8AC-72-M-US | 349 |  | 27 |  |  | 0.96 |  | Outdoor | Under panels
NJADRE1560131410 | Administratively Determined Incentive Program | PISCATAWAY | 8854 | 11.34 | Residential | Behind the Meter | No | Public Service Solar, LLC | PSE&G |  | Accepted | 2025-07-23 | 2025-08-15 | 2026-08-15 | Solar Panels | Panasonic | EVPV420HK2 |  | 0.42 | 5 | 236 | 33 |  | Fixed | Roof
NJADRE1560131410 | Administratively Determined Incentive Program | PISCATAWAY | 8854 | 11.34 | Residential | Behind the Meter | No | Public Service Solar, LLC | PSE&G |  | Accepted | 2025-07-23 | 2025-08-15 | 2026-08-15 | Solar Panels | Panasonic | EVPV420HK2 |  | 0.42 | 11 | 55 | 33 |  | Fixed | Roof
NJADRE1560131410 | Administratively Determined Incentive Program | PISCATAWAY | 8854 | 11.34 | Residential | Behind the Meter | No | Public Service Solar, LLC | PSE&G |  | Accepted | 2025-07-23 | 2025-08-15 | 2026-08-15 | Solar Panels | Panasonic | EVPV420HK2 |  | 0.42 | 11 | 236 | 33 |  | Fixed | Roof
NJADRE1560131427 | Administratively Determined Incentive Program | Williamstown | 8094 | 5.1 | Residential | Behind the Meter | Yes | Power Energy Solutions, LLC | AC Electric |  | Accepted | 2025-07-23 | 2025-08-19 | 2026-08-19 | Inverters | SolarEdge | SE3800H-US | 4 |  | 1 |  |  | 0.97 |  | Outdoor
NJADRE1560131427 | Administratively Determined Incentive Program | Williamstown | 8094 | 5.1 | Residential | Behind the Meter | Yes | Power Energy Solutions, LLC | AC Electric |  | Accepted | 2025-07-23 | 2025-08-19 | 2026-08-19 | Solar Panels | Trina Solar | TSM-425NE09RC.05 |  | 0.425 | 12 | 82 | 19 |  | Fixed | Roof
NJADRE1560131428 | Administratively Determined Incentive Program | Galloway | 8205 | 8.5 | Residential | Behind the Meter | Yes | SunPurity, LLC | AC Electric |  | Accepted | 2025-07-28 | 2025-08-21 | 2026-08-21 | Solar Panels | Jinko | JKM425N-54HL4-B (425W) |  | 0.425 | 10 | 101 | 45 |  | Fixed | Roof
NJADRE1560131428 | Administratively Determined Incentive Program | Galloway | 8205 | 8.5 | Residential | Behind the Meter | Yes | SunPurity, LLC | AC Electric |  | Accepted | 2025-07-28 | 2025-08-21 | 2026-08-21 | Inverters | SolarEdge | SE5700H-US | 5700 |  | 1 |  |  | 0.99 |  | Outdoor
NJADRE1560131428 | Administratively Determined Incentive Program | Galloway | 8205 | 8.5 | Residential | Behind the Meter | Yes | SunPurity, LLC | AC Electric |  | Accepted | 2025-07-28 | 2025-08-21 | 2026-08-21 | Solar Panels | Jinko | JKM425N-54HL4-B (425W) |  | 0.425 | 10 | 281 | 45 |  | Fixed | Roof
NJADRE1560131668 | Administratively Determined Incentive Program | CAPE MAY | 8204 | 9.89 | Residential | Behind the Meter | Yes | EMT Renewables, LLC | AC Electric |  | Accepted | 2025-07-23 | 2025-08-22 | 2026-08-22 | Inverters | IQ8HC | IQ8+ | 290 |  | 23 |  |  | 0.98 |  | Other | UNDER EACH PANEL
NJADRE1560131668 | Administratively Determined Incentive Program | CAPE MAY | 8204 | 9.89 | Residential | Behind the Meter | Yes | EMT Renewables, LLC | AC Electric |  | Accepted | 2025-07-23 | 2025-08-22 | 2026-08-22 | Solar Panels | SEG SOLAR | SEG 430 |  | 0.43 | 8 | 192 | 10 |  | Fixed | Roof
NJADRE1560131668 | Administratively Determined Incentive Program | CAPE MAY | 8204 | 9.89 | Residential | Behind the Meter | Yes | EMT Renewables, LLC | AC Electric |  | Accepted | 2025-07-23 | 2025-08-22 | 2026-08-22 | Solar Panels | SEG SOLAR | SEG 430 |  | 0.43 | 3 | 192 | 18 |  | Fixed | Roof
NJADRE1560131668 | Administratively Determined Incentive Program | CAPE MAY | 8204 | 9.89 | Residential | Behind the Meter | Yes | EMT Renewables, LLC | AC Electric |  | Accepted | 2025-07-23 | 2025-08-22 | 2026-08-22 | Solar Panels | SEG SOLAR | SEG 430 |  | 0.43 | 3 | 12 | 18 |  | Fixed | Roof
NJADRE1560131668 | Administratively Determined Incentive Program | CAPE MAY | 8204 | 9.89 | Residential | Behind the Meter | Yes | EMT Renewables, LLC | AC Electric |  | Accepted | 2025-07-23 | 2025-08-22 | 2026-08-22 | Solar Panels | SEG SOLAR | SEG 430 |  | 0.43 | 9 | 12 | 10 |  | Fixed | Roof
NJADRE1560131750 | Administratively Determined Incentive Program | TRENTON | 8648 | 9.43 | Residential | Behind the Meter | No | Pro Custom Solar dba Momentum Solar | PSE&G |  | Accepted | 2025-07-23 | 2025-08-18 | 2026-08-18 | Inverters | ENPHASE | IQ8PLUS-72-2-US | 380 |  | 23 |  |  | 0.97 |  | Outdoor
NJADRE1560131750 | Administratively Determined Incentive Program | TRENTON | 8648 | 9.43 | Residential | Behind the Meter | No | Pro Custom Solar dba Momentum Solar | PSE&G |  | Accepted | 2025-07-23 | 2025-08-18 | 2026-08-18 | Solar Panels | Hanwha | q.peak duo blk-g10+410 |  | 0.41 | 23 | 170 | 26 |  | Fixed | Roof
NJADRE1560131967 | Administratively Determined Incentive Program | BROOKLAWN | 8030 | 4.675 | Residential | Behind the Meter | Yes | Power Energy Solutions, LLC | PSE&G |  | Accepted | 2025-07-23 | 2025-08-18 | 2026-08-18 | Solar Panels | Trina Solar | TSM-425NE09RC.05 |  | 0.425 | 2 | 166 | 20 |  | Fixed | Roof
NJADRE1560131967 | Administratively Determined Incentive Program | BROOKLAWN | 8030 | 4.675 | Residential | Behind the Meter | Yes | Power Energy Solutions, LLC | PSE&G |  | Accepted | 2025-07-23 | 2025-08-18 | 2026-08-18 | Inverters | SolarEdge | SE3800H-US | 3800 |  | 1 |  |  | 0.97 |  | Outdoor
NJADRE1560131967 | Administratively Determined Incentive Program | BROOKLAWN | 8030 | 4.675 | Residential | Behind the Meter | Yes | Power Energy Solutions, LLC | PSE&G |  | Accepted | 2025-07-23 | 2025-08-18 | 2026-08-18 | Solar Panels | Trina Solar | TSM-425NE09RC.05 |  | 0.425 | 2 | 76 | 37 |  | Fixed | Roof
NJADRE1560131967 | Administratively Determined Incentive Program | BROOKLAWN | 8030 | 4.675 | Residential | Behind the Meter | Yes | Power Energy Solutions, LLC | PSE&G |  | Accepted | 2025-07-23 | 2025-08-18 | 2026-08-18 | Solar Panels | Trina Solar | TSM-425NE09RC.05 |  | 0.425 | 4 | 346 | 37 |  | Fixed | Roof
NJADRE1560131967 | Administratively Determined Incentive Program | BROOKLAWN | 8030 | 4.675 | Residential | Behind the Meter | Yes | Power Energy Solutions, LLC | PSE&G |  | Accepted | 2025-07-23 | 2025-08-18 | 2026-08-18 | Solar Panels | Trina Solar | TSM-425NE09RC.05 |  | 0.425 | 3 | 166 | 37 |  | Fixed | Roof
NJADRE1560132179 | Administratively Determined Incentive Program | PORT NORRIS | 8349 | 12.3 | Residential | Behind the Meter | Yes | Define Solar, LLC | AC Electric |  | Accepted | 2025-07-23 | 2025-08-18 | 2026-08-18 | Inverters | Enphase | IQ8PLUS-72-2-US | 290 |  | 14 |  |  | 0.976 |  | Outside | Under each pv panel
NJADRE1560132179 | Administratively Determined Incentive Program | PORT NORRIS | 8349 | 12.3 | Residential | Behind the Meter | Yes | Define Solar, LLC | AC Electric |  | Accepted | 2025-07-23 | 2025-08-18 | 2026-08-18 | Inverters | Enphase | IQ8PLUS-72-2-US | 290 |  | 16 |  |  | 0.976 |  | Outside | Under each pv panel
NJADRE1560132179 | Administratively Determined Incentive Program | PORT NORRIS | 8349 | 12.3 | Residential | Behind the Meter | Yes | Define Solar, LLC | AC Electric |  | Accepted | 2025-07-23 | 2025-08-18 | 2026-08-18 | Solar Panels | Znshine | ZXM7-SH108 410W |  | 0.41 | 16 | 87 | 20 |  | Fixed | Roof
NJADRE1560132179 | Administratively Determined Incentive Program | PORT NORRIS | 8349 | 12.3 | Residential | Behind the Meter | Yes | Define Solar, LLC | AC Electric |  | Accepted | 2025-07-23 | 2025-08-18 | 2026-08-18 | Solar Panels | Znshine | ZXM7-SH108 410W |  | 0.41 | 14 | 267 | 20 |  | Fixed | Roof
NJADRE1560132338 | Administratively Determined Incentive Program | Buena | 8310 | 7.38 | Residential | Behind the Meter | Yes | Trinity Solar, LLC | AC Electric |  | Accepted | 2025-07-23 | 2025-08-15 | 2026-08-15 | Inverters | Solar Edge | USE5700H-USMNBL75 | 5760 |  | 1 |  |  | 0.97 |  | Outdoor
NJADRE1560132338 | Administratively Determined Incentive Program | Buena | 8310 | 7.38 | Residential | Behind the Meter | Yes | Trinity Solar, LLC | AC Electric |  | Accepted | 2025-07-23 | 2025-08-15 | 2026-08-15 | Solar Panels | HANWHA | (Q.PEAK DUO BLK ML-G10.C+ 410) |  | 0.41 | 18 | 4 | 18 |  | Fixed | Roof
NJADRE1560132344 | Administratively Determined Incentive Program | Roselle Park | 7204 | 17.745 | Residential | Behind the Meter | Yes | Kamtech Solar Solutions | PSE&G |  | Accepted | 2025-07-23 | 2025-08-15 | 2026-08-15 | Solar Panels | CANADIAN SOLAR | CS6. 1-54TM-455 |  | 0.455 | 2 | 260 | 40 |  | Fixed | Roof
NJADRE1560132344 | Administratively Determined Incentive Program | Roselle Park | 7204 | 17.745 | Residential | Behind the Meter | Yes | Kamtech Solar Solutions | PSE&G |  | Accepted | 2025-07-23 | 2025-08-15 | 2026-08-15 | Solar Panels | CANADIAN SOLAR | CS6. 1-54TM-455 |  | 0.455 | 4 | 260 | 20 |  | Fixed | Roof
NJADRE1560132344 | Administratively Determined Incentive Program | Roselle Park | 7204 | 17.745 | Residential | Behind the Meter | Yes | Kamtech Solar Solutions | PSE&G |  | Accepted | 2025-07-23 | 2025-08-15 | 2026-08-15 | Solar Panels | CANADIAN SOLAR | CS6. 1-54TM-455 |  | 0.455 | 9 | 170 | 12 |  | Fixed | Roof
NJADRE1560132344 | Administratively Determined Incentive Program | Roselle Park | 7204 | 17.745 | Residential | Behind the Meter | Yes | Kamtech Solar Solutions | PSE&G |  | Accepted | 2025-07-23 | 2025-08-15 | 2026-08-15 | Inverters | ENPHASE | IQ8AC-72M-US | 349 |  | 39 |  |  | 0.973 |  | Outdoor | ROOFTOP
NJADRE1560132344 | Administratively Determined Incentive Program | Roselle Park | 7204 | 17.745 | Residential | Behind the Meter | Yes | Kamtech Solar Solutions | PSE&G |  | Accepted | 2025-07-23 | 2025-08-15 | 2026-08-15 | Solar Panels | CANADIAN SOLAR | CS6. 1-54TM-455 |  | 0.455 | 2 | 80 | 40 |  | Fixed | Roof
NJADRE1560132344 | Administratively Determined Incentive Program | Roselle Park | 7204 | 17.745 | Residential | Behind the Meter | Yes | Kamtech Solar Solutions | PSE&G |  | Accepted | 2025-07-23 | 2025-08-15 | 2026-08-15 | Solar Panels | CANADIAN SOLAR | CS6. 1-54TM-455 |  | 0.455 | 4 | 350 | 9 |  | Fixed | Roof
NJADRE1560132344 | Administratively Determined Incentive Program | Roselle Park | 7204 | 17.745 | Residential | Behind the Meter | Yes | Kamtech Solar Solutions | PSE&G |  | Accepted | 2025-07-23 | 2025-08-15 | 2026-08-15 | Solar Panels | CANADIAN SOLAR | CS6. 1-54TM-455 |  | 0.455 | 4 | 170 | 36 |  | Fixed | Roof
NJADRE1560132344 | Administratively Determined Incentive Program | Roselle Park | 7204 | 17.745 | Residential | Behind the Meter | Yes | Kamtech Solar Solutions | PSE&G |  | Accepted | 2025-07-23 | 2025-08-15 | 2026-08-15 | Solar Panels | CANADIAN SOLAR | CS6. 1-54TM-455 |  | 0.455 | 8 | 350 | 12 |  | Fixed | Roof
NJADRE1560132344 | Administratively Determined Incentive Program | Roselle Park | 7204 | 17.745 | Residential | Behind the Meter | Yes | Kamtech Solar Solutions | PSE&G |  | Accepted | 2025-07-23 | 2025-08-15 | 2026-08-15 | Solar Panels | CANADIAN SOLAR | CS6. 1-54TM-455 |  | 0.455 | 6 | 350 | 36 |  | Fixed | Roof
NJADRE1560132345 | Administratively Determined Incentive Program | PORT MURRAY | 7865 | 16.095 | Residential | Behind the Meter | No | NJ Solar Power, LLC | JCP&L |  | Accepted | 2025-07-23 | 2025-08-15 | 2026-08-15 | Solar Panels | Hanwha | Q.TRON BLK M-G2+ 435 |  | 0.435 | 10 | 145 | 40 |  | Fixed | Roof | Roof 3
NJADRE1560132345 | Administratively Determined Incentive Program | PORT MURRAY | 7865 | 16.095 | Residential | Behind the Meter | No | NJ Solar Power, LLC | JCP&L |  | Accepted | 2025-07-23 | 2025-08-15 | 2026-08-15 | Solar Panels | Hanwha | Q.TRON BLK M-G2+ 435 |  | 0.435 | 2 | 235 | 40 |  | Fixed | Roof | Roof 4
NJADRE1560132345 | Administratively Determined Incentive Program | PORT MURRAY | 7865 | 16.095 | Residential | Behind the Meter | No | NJ Solar Power, LLC | JCP&L |  | Accepted | 2025-07-23 | 2025-08-15 | 2026-08-15 | Solar Panels | Hanwha | Hanwha Q Tron Blk M-G2+ |  | 0.435 | 12 | 235 | 40 |  | Fixed | Roof | Roof 1
NJADRE1560132345 | Administratively Determined Incentive Program | PORT MURRAY | 7865 | 16.095 | Residential | Behind the Meter | No | NJ Solar Power, LLC | JCP&L |  | Accepted | 2025-07-23 | 2025-08-15 | 2026-08-15 | Solar Panels | Hanwha | Hanwha Q Tron Blk M-G2+ |  | 0.435 | 11 | 145 | 40 |  | Fixed | Pole | Roof 2
NJADRE1560132345 | Administratively Determined Incentive Program | PORT MURRAY | 7865 | 16.095 | Residential | Behind the Meter | No | NJ Solar Power, LLC | JCP&L |  | Accepted | 2025-07-23 | 2025-08-15 | 2026-08-15 | Solar Panels | Hanwha | Q.TRON BLK M-G2+ 435 |  | 0.435 | 2 | 55 | 40 |  | Fixed | Roof | Roof 4
NJADRE1560132345 | Administratively Determined Incentive Program | PORT MURRAY | 7865 | 16.095 | Residential | Behind the Meter | No | NJ Solar Power, LLC | JCP&L |  | Accepted | 2025-07-23 | 2025-08-15 | 2026-08-15 | Inverters | SolarEdge | SE7600H-US | 15200 |  | 2 |  |  | 0.99 |  | Outside
NJADRE1560132357 | Administratively Determined Incentive Program | PENNSVILLE TOWNSHIP | 8070 | 10.875 | Residential | Behind the Meter | Yes | SunnyMac, LLC | AC Electric |  | Accepted | 2025-07-23 | 2025-08-18 | 2026-08-18 | Solar Panels | HANWHA | Q.TRON BLK M-G2.H+ |  | 0.435 | 17 | 217 | 23 |  | Fixed | Roof
NJADRE1560132357 | Administratively Determined Incentive Program | PENNSVILLE TOWNSHIP | 8070 | 10.875 | Residential | Behind the Meter | Yes | SunnyMac, LLC | AC Electric |  | Accepted | 2025-07-23 | 2025-08-18 | 2026-08-18 | Inverters | SOLAREDGE ENERGY HUB | SE10000H-US | 10000 |  | 1 |  |  | 0.99 |  | Outdoor | next to meter
NJADRE1560132357 | Administratively Determined Incentive Program | PENNSVILLE TOWNSHIP | 8070 | 10.875 | Residential | Behind the Meter | Yes | SunnyMac, LLC | AC Electric |  | Accepted | 2025-07-23 | 2025-08-18 | 2026-08-18 | Solar Panels | HANWHA | Q.TRON BLK M-G2.H+ |  | 0.435 | 5 | 37 | 23 |  | Fixed | Roof
NJADRE1560132357 | Administratively Determined Incentive Program | PENNSVILLE TOWNSHIP | 8070 | 10.875 | Residential | Behind the Meter | Yes | SunnyMac, LLC | AC Electric |  | Accepted | 2025-07-23 | 2025-08-18 | 2026-08-18 | Solar Panels | HANWHA | Q.TRON BLK M-G2.H+ |  | 0.435 | 3 | 217 | 14 |  | Fixed | Roof
NJADRE1560132357 | Administratively Determined Incentive Program | PENNSVILLE TOWNSHIP | 8070 | 10.875 | Residential | Behind the Meter | Yes | SunnyMac, LLC | AC Electric |  | Accepted | 2025-07-23 | 2025-08-18 | 2026-08-18 | Meters | SOLAREDGE HOME HUB | SE-RGMTR-1D-240C-B |  |  | 1 |  |  |  | Yes | Outdoor
NJADRE1560132364 | Administratively Determined Incentive Program | Woodbridge Twp | 7095 | 9.02 | Residential | Behind the Meter | Yes | Freedom Forever New Jersey, LLC | PSE&G |  | Accepted | 2025-07-23 | 2025-08-15 | 2026-08-15 | Solar Panels | Hanwha | Q.PEAK DUO BLK ML-G10.C+ 410 |  | 0.41 | 2 | 272 | 21 |  | Fixed | Roof
NJADRE1560132364 | Administratively Determined Incentive Program | Woodbridge Twp | 7095 | 9.02 | Residential | Behind the Meter | Yes | Freedom Forever New Jersey, LLC | PSE&G |  | Accepted | 2025-07-23 | 2025-08-15 | 2026-08-15 | Inverters | Solar Edge | SE7600H-US | 7600 |  | 1 |  |  | 0.99 |  | Outside
NJADRE1560132364 | Administratively Determined Incentive Program | Woodbridge Twp | 7095 | 9.02 | Residential | Behind the Meter | Yes | Freedom Forever New Jersey, LLC | PSE&G |  | Accepted | 2025-07-23 | 2025-08-15 | 2026-08-15 | Solar Panels | Hanwha | Q.PEAK DUO BLK ML-G10.C+ 410 |  | 0.41 | 20 | 92 | 21 |  | Fixed | Roof
NJADRE1560132370 | Administratively Determined Incentive Program | Jersey City | 7305 | 4.3 | Residential | Behind the Meter | Yes | Posigen Developer, LLC | PSE&G |  | Accepted | 2025-07-23 | 2025-08-15 | 2026-08-15 | Inverters | SolarEdge | SE3800H-US | 3800 |  | 1 |  |  | 0.99 |  | Outside | Within ten feet of meter
NJADRE1560132370 | Administratively Determined Incentive Program | Jersey City | 7305 | 4.3 | Residential | Behind the Meter | Yes | Posigen Developer, LLC | PSE&G |  | Accepted | 2025-07-23 | 2025-08-15 | 2026-08-15 | Solar Panels | Jinko Eagle | G6R JKM430N-54HL4-B |  | 0.43 | 5 | 223 | 32 |  | Fixed | Roof
NJADRE1560132370 | Administratively Determined Incentive Program | Jersey City | 7305 | 4.3 | Residential | Behind the Meter | Yes | Posigen Developer, LLC | PSE&G |  | Accepted | 2025-07-23 | 2025-08-15 | 2026-08-15 | Solar Panels | Jinko Eagle | G6R JKM430N-54HL4-B |  | 0.43 | 5 | 223 | 32 |  | Fixed | Roof
NJADRE1560132374 | Administratively Determined Incentive Program | Mount Holly | 8060 | 12.615 | Residential | Behind the Meter | Yes | SunnyMac, LLC | PSE&G |  | Accepted | 2025-07-23 | 2025-08-15 | 2026-08-15 | Solar Panels | HANWHA | Q.TRON BLK M-G2.H+ |  | 0.435 | 10 | 241 | 33 |  | Fixed | Roof
NJADRE1560132374 | Administratively Determined Incentive Program | Mount Holly | 8060 | 12.615 | Residential | Behind the Meter | Yes | SunnyMac, LLC | PSE&G |  | Accepted | 2025-07-23 | 2025-08-15 | 2026-08-15 | Solar Panels | HANWHA | Q.TRON BLK M-G2.H+ |  | 0.435 | 17 | 151 | 35 |  | Fixed | Roof
NJADRE1560132374 | Administratively Determined Incentive Program | Mount Holly | 8060 | 12.615 | Residential | Behind the Meter | Yes | SunnyMac, LLC | PSE&G |  | Accepted | 2025-07-23 | 2025-08-15 | 2026-08-15 | Solar Panels | HANWHA | Q.TRON BLK M-G2.H+ |  | 0.435 | 2 | 61 | 33 |  | Fixed | Roof
NJADRE1560132374 | Administratively Determined Incentive Program | Mount Holly | 8060 | 12.615 | Residential | Behind the Meter | Yes | SunnyMac, LLC | PSE&G |  | Accepted | 2025-07-23 | 2025-08-15 | 2026-08-15 | Inverters | SOLAREDGE ENERGY HUB | SE10000H-US | 10000 |  | 1 |  |  | 0.99 |  | Outdoor | next to meter
NJADRE1560132377 | Administratively Determined Incentive Program | Mays Landing | 8330 | 4.675 | Residential | Behind the Meter | Yes | Power Energy Solutions, LLC | AC Electric |  | Accepted | 2025-07-23 | 2025-08-18 | 2026-08-18 | Solar Panels | Trina Solar | TSM-425NE09RC.05 |  | 0.425 | 11 | 311 | 25 |  | Fixed | Roof
NJADRE1560132377 | Administratively Determined Incentive Program | Mays Landing | 8330 | 4.675 | Residential | Behind the Meter | Yes | Power Energy Solutions, LLC | AC Electric |  | Accepted | 2025-07-23 | 2025-08-18 | 2026-08-18 | Inverters | SolarEdge | SE3800H-US | 4 |  | 1 |  |  | 0.97 |  | Outdoor
NJADRE1560132385 | Administratively Determined Incentive Program | MAPLEWOOD | 7040 | 7.38 | Residential | Behind the Meter | No | Tesla Energy Operations, Inc. | PSE&G |  | Accepted | 2025-07-23 | 2025-08-15 | 2026-08-15 | Solar Panels | Hanwha | Q.PEAK DUO BLK ML-G10+/TS 410 |  | 0.41 | 2 | 41 | 34 |  | Fixed | Roof
NJADRE1560132385 | Administratively Determined Incentive Program | MAPLEWOOD | 7040 | 7.38 | Residential | Behind the Meter | No | Tesla Energy Operations, Inc. | PSE&G |  | Accepted | 2025-07-23 | 2025-08-15 | 2026-08-15 | Solar Panels | Hanwha | Q.PEAK DUO BLK ML-G10+/TS 410 |  | 0.41 | 4 | 311 | 31 |  | Fixed | Roof
NJADRE1560132385 | Administratively Determined Incentive Program | MAPLEWOOD | 7040 | 7.38 | Residential | Behind the Meter | No | Tesla Energy Operations, Inc. | PSE&G |  | Accepted | 2025-07-23 | 2025-08-15 | 2026-08-15 | Solar Panels | Hanwha | Q.PEAK DUO BLK ML-G10+/TS 410 |  | 0.41 | 5 | 221 | 34 |  | Fixed | Roof
NJADRE1560132385 | Administratively Determined Incentive Program | MAPLEWOOD | 7040 | 7.38 | Residential | Behind the Meter | No | Tesla Energy Operations, Inc. | PSE&G |  | Accepted | 2025-07-23 | 2025-08-15 | 2026-08-15 | Solar Panels | Hanwha | Q.PEAK DUO BLK ML-G10+/TS 410 |  | 0.41 | 7 | 131 | 31 |  | Fixed | Roof
NJADRE1560132385 | Administratively Determined Incentive Program | MAPLEWOOD | 7040 | 7.38 | Residential | Behind the Meter | No | Tesla Energy Operations, Inc. | PSE&G |  | Accepted | 2025-07-23 | 2025-08-15 | 2026-08-15 | Inverters | Tesla | 7.6 kW Tesla Inc 1538000-XX-Y | 7600 |  | 1 |  |  | 0.98 |  | Outdoor
NJADRE1560132388 | Administratively Determined Incentive Program | Salem | 8079 | 34.8 | Residential | Behind the Meter | Yes | Skyline Solar, LLC | AC Electric |  | Accepted | 2025-07-23 | 2025-08-18 | 2026-08-18 | Solar Panels | Hanwha | Q.TRON BLK M-G2+ |  | 0.435 | 33 | 30 | 28 |  | Fixed | Roof
NJADRE1560132388 | Administratively Determined Incentive Program | Salem | 8079 | 34.8 | Residential | Behind the Meter | Yes | Skyline Solar, LLC | AC Electric |  | Accepted | 2025-07-23 | 2025-08-18 | 2026-08-18 | Inverters | Enphase | IQ8HC-72-M-DOM-US | 380 |  | 80 |  |  | 0.976 |  | Outside
NJADRE1560132388 | Administratively Determined Incentive Program | Salem | 8079 | 34.8 | Residential | Behind the Meter | Yes | Skyline Solar, LLC | AC Electric |  | Accepted | 2025-07-23 | 2025-08-18 | 2026-08-18 | Solar Panels | Hanwha | Q.TRON BLK M-G2+ |  | 0.435 | 47 | 210 | 28 |  | Fixed | Roof
NJADRE1560132414 | Administratively Determined Incentive Program | Neptune | 7753 | 8.3 | Residential | Behind the Meter | Yes | SunPurity, LLC | JCP&L |  | Accepted | 2025-07-29 | 2025-08-22 | 2026-08-22 | Solar Panels | Hanwha Q cells | Q.PEAK DUO BLK-ML-G10+ 415W |  | 0.415 | 2 | 220 | 13 |  | Fixed | Roof
NJADRE1560132414 | Administratively Determined Incentive Program | Neptune | 7753 | 8.3 | Residential | Behind the Meter | Yes | SunPurity, LLC | JCP&L |  | Accepted | 2025-07-29 | 2025-08-22 | 2026-08-22 | Solar Panels | Hanwha Q cells | Q.PEAK DUO BLK-ML-G10+ 415W |  | 0.415 | 18 | 220 | 20 |  | Fixed | Roof
NJADRE1560132414 | Administratively Determined Incentive Program | Neptune | 7753 | 8.3 | Residential | Behind the Meter | Yes | SunPurity, LLC | JCP&L |  | Accepted | 2025-07-29 | 2025-08-22 | 2026-08-22 | Inverters | SolarEdge | SE5700H-US | 5700 |  | 1 |  |  | 0.99 |  | Outdoor
NJADRE1560132420 | Administratively Determined Incentive Program | Little Egg Harbor | 8087 | 8.7 | Residential | Behind the Meter | Yes | Sea Bright Solar, LLC | AC Electric |  | Accepted | 2025-07-28 | 2025-08-21 | 2026-08-21 | Solar Panels | QCell | Q.TRON BLK M-G2+ 435 |  | 0.435 | 4 | 224 | 28 |  | Fixed | Roof
NJADRE1560132420 | Administratively Determined Incentive Program | Little Egg Harbor | 8087 | 8.7 | Residential | Behind the Meter | Yes | Sea Bright Solar, LLC | AC Electric |  | Accepted | 2025-07-28 | 2025-08-21 | 2026-08-21 | Solar Panels | QCell | Q.TRON BLK M-G2H+435 |  | 0.435 | 6 | 224 | 28 |  | Fixed | Roof
NJADRE1560132420 | Administratively Determined Incentive Program | Little Egg Harbor | 8087 | 8.7 | Residential | Behind the Meter | Yes | Sea Bright Solar, LLC | AC Electric |  | Accepted | 2025-07-28 | 2025-08-21 | 2026-08-21 | Solar Panels | QCell | Q.TRON BLK M-G2+ 435 |  | 0.435 | 6 | 134 | 26 |  | Fixed | Roof
NJADRE1560132420 | Administratively Determined Incentive Program | Little Egg Harbor | 8087 | 8.7 | Residential | Behind the Meter | Yes | Sea Bright Solar, LLC | AC Electric |  | Accepted | 2025-07-28 | 2025-08-21 | 2026-08-21 | Solar Panels | QCell | Q.TRON BLK M-G2+ 435 |  | 0.435 | 4 | 44 | 28 |  | Fixed | Roof
NJADRE1560132420 | Administratively Determined Incentive Program | Little Egg Harbor | 8087 | 8.7 | Residential | Behind the Meter | Yes | Sea Bright Solar, LLC | AC Electric |  | Accepted | 2025-07-28 | 2025-08-21 | 2026-08-21 | Inverters | Enphase | IQ8HC-72-M-DOM-US | 380 |  | 20 |  |  | 0.97 |  | Outdoor
NJADRE1560132430 | Administratively Determined Incentive Program | Millville | 8332 | 8.2 | Residential | Behind the Meter | Yes | Freedom Forever New Jersey, LLC | AC Electric |  | Accepted | 2025-07-23 | 2025-08-15 | 2026-08-15 | Inverters | Solar Edge | SE5700H-US | 5760 |  | 1 |  |  | 0.99 |  | Outside
NJADRE1560132430 | Administratively Determined Incentive Program | Millville | 8332 | 8.2 | Residential | Behind the Meter | Yes | Freedom Forever New Jersey, LLC | AC Electric |  | Accepted | 2025-07-23 | 2025-08-15 | 2026-08-15 | Solar Panels | Hanwha | Q.PEAK DUO BLK ML-G10.C+ 410 |  | 0.41 | 8 | 246 | 49 |  | Fixed | Roof
NJADRE1560132430 | Administratively Determined Incentive Program | Millville | 8332 | 8.2 | Residential | Behind the Meter | Yes | Freedom Forever New Jersey, LLC | AC Electric |  | Accepted | 2025-07-23 | 2025-08-15 | 2026-08-15 | Solar Panels | Hanwha | Q.PEAK DUO BLK ML-G10.C+ 410 |  | 0.41 | 8 | 66 | 5 |  | Fixed | Roof
NJADRE1560132430 | Administratively Determined Incentive Program | Millville | 8332 | 8.2 | Residential | Behind the Meter | Yes | Freedom Forever New Jersey, LLC | AC Electric |  | Accepted | 2025-07-23 | 2025-08-15 | 2026-08-15 | Solar Panels | Hanwha | Q.PEAK DUO BLK ML-G10.C+ 410 |  | 0.41 | 4 | 66 | 49 |  | Fixed | Roof
NJADRE1560132442 | Administratively Determined Incentive Program | Howell | 7731 | 6.56 | Residential | Behind the Meter | Yes | Sunrun Installation Services, Inc. | JCP&L |  | Accepted | 2025-07-23 | 2025-08-20 | 2026-08-20 | Solar Panels | Hanwha Q-Cells | Q.PEAK DUO BLK ML-G10.C+ 410 (MD06G100A-017) |  | 0.41 | 4 | 280 | 23 |  | Fixed | Roof
NJADRE1560132442 | Administratively Determined Incentive Program | Howell | 7731 | 6.56 | Residential | Behind the Meter | Yes | Sunrun Installation Services, Inc. | JCP&L |  | Accepted | 2025-07-23 | 2025-08-20 | 2026-08-20 | Electric Storage Battery | TESLA | Powerwall 3 1707000-xx-y |  |  | 1 |  |  |  | Lithium Ion |  | OUTSIDE
NJADRE1560132442 | Administratively Determined Incentive Program | Howell | 7731 | 6.56 | Residential | Behind the Meter | Yes | Sunrun Installation Services, Inc. | JCP&L |  | Accepted | 2025-07-23 | 2025-08-20 | 2026-08-20 | Inverters | TESLA | Powerwall 3 1707000-xx-y | 11500 |  | 1 |  |  | 0.97 |  | Outdoor
NJADRE1560132442 | Administratively Determined Incentive Program | Howell | 7731 | 6.56 | Residential | Behind the Meter | Yes | Sunrun Installation Services, Inc. | JCP&L |  | Accepted | 2025-07-23 | 2025-08-20 | 2026-08-20 | Solar Panels | Hanwha Q-Cells | Q.PEAK DUO BLK ML-G10.C+ 410 (MD06G100A-017) |  | 0.41 | 12 | 100 | 23 |  | Fixed | Roof
NJADRE1560132483 | Administratively Determined Incentive Program | Manchester | 8759 | 12.035 | Residential | Behind the Meter | Yes | SunPurity, LLC | JCP&L |  | Accepted | 2025-07-29 | 2025-08-22 | 2026-08-22 | Solar Panels | Hanwha Q cells | Q.PEAK DUO BLK-ML-G10+ 415W |  | 0.415 | 15 | 134 | 25 |  | Fixed | Roof
NJADRE1560132483 | Administratively Determined Incentive Program | Manchester | 8759 | 12.035 | Residential | Behind the Meter | Yes | SunPurity, LLC | JCP&L |  | Accepted | 2025-07-29 | 2025-08-22 | 2026-08-22 | Solar Panels | Hanwha Q cells | Q.PEAK DUO BLK-ML-G10+ 415W |  | 0.415 | 10 | 314 | 25 |  | Fixed | Roof
NJADRE1560132483 | Administratively Determined Incentive Program | Manchester | 8759 | 12.035 | Residential | Behind the Meter | Yes | SunPurity, LLC | JCP&L |  | Accepted | 2025-07-29 | 2025-08-22 | 2026-08-22 | Inverters | SolarEdge | SE10000H-US | 10000 |  | 1 |  |  | 0.99 |  | Outdoor
NJADRE1560132483 | Administratively Determined Incentive Program | Manchester | 8759 | 12.035 | Residential | Behind the Meter | Yes | SunPurity, LLC | JCP&L |  | Accepted | 2025-07-29 | 2025-08-22 | 2026-08-22 | Solar Panels | Hanwha Q cells | Q.PEAK DUO BLK-ML-G10+ 415W |  | 0.415 | 4 | 214 | 25 |  | Fixed | Roof
NJADRE1560132496 | Administratively Determined Incentive Program | PARSIPPANY | 7054 | 3.69 | Residential | Behind the Meter | No | Trinity Solar, LLC | JCP&L |  | Accepted | 2025-07-23 | 2025-08-20 | 2026-08-20 | Inverters | Tesla | 1538000-XX-Y | 3800 |  | 1 |  |  | 0.97 |  | Outdoor
NJADRE1560132496 | Administratively Determined Incentive Program | PARSIPPANY | 7054 | 3.69 | Residential | Behind the Meter | No | Trinity Solar, LLC | JCP&L |  | Accepted | 2025-07-23 | 2025-08-20 | 2026-08-20 | Solar Panels | HANWHA | (Q.PEAK DUO BLK ML-G10.C+ 410) |  | 0.41 | 9 | 65 | 27 |  | Fixed | Roof
NJADRE1560132510 | Administratively Determined Incentive Program | Elmwood Park | 7407 | 3.24 | Residential | Behind the Meter | Yes | Freedom Forever New Jersey, LLC | PSE&G |  | Accepted | 2025-07-23 | 2025-07-31 | 2026-07-31 | Solar Panels | JA Solar | JAM54S31-405/MR |  | 0.405 | 8 | 161 | 23 |  | Fixed | Roof
NJADRE1560132510 | Administratively Determined Incentive Program | Elmwood Park | 7407 | 3.24 | Residential | Behind the Meter | Yes | Freedom Forever New Jersey, LLC | PSE&G |  | Accepted | 2025-07-23 | 2025-07-31 | 2026-07-31 | Inverters | Enphase | IQ8HC-72-M-DOM-US | 380 |  | 8 |  |  | 0.99 |  | Outside
NJADRE1560133272 | Administratively Determined Incentive Program | Englewood | 7631 | 10.53 | Residential | Behind the Meter | Yes | Freedom Forever New Jersey, LLC | PSE&G |  | Accepted | 2025-07-23 | 2025-08-15 | 2026-08-15 | Solar Panels | JA Solar | JAM54S31-405/MR |  | 0.405 | 6 | 290 | 19 |  | Fixed | Roof
NJADRE1560133272 | Administratively Determined Incentive Program | Englewood | 7631 | 10.53 | Residential | Behind the Meter | Yes | Freedom Forever New Jersey, LLC | PSE&G |  | Accepted | 2025-07-23 | 2025-08-15 | 2026-08-15 | Solar Panels | JA Solar | JAM54S31-405/MR |  | 0.405 | 13 | 200 | 27 |  | Fixed | Roof
NJADRE1560133272 | Administratively Determined Incentive Program | Englewood | 7631 | 10.53 | Residential | Behind the Meter | Yes | Freedom Forever New Jersey, LLC | PSE&G |  | Accepted | 2025-07-23 | 2025-08-15 | 2026-08-15 | Solar Panels | JA Solar | JAM54S31-405/MR |  | 0.405 | 7 | 110 | 19 |  | Fixed | Roof
NJADRE1560133272 | Administratively Determined Incentive Program | Englewood | 7631 | 10.53 | Residential | Behind the Meter | Yes | Freedom Forever New Jersey, LLC | PSE&G |  | Accepted | 2025-07-23 | 2025-08-15 | 2026-08-15 | Inverters | Solar Edge | SE7600H-US | 7600 |  | 1 |  |  | 0.99 |  | Outside
NJADRE1560134370 | Administratively Determined Incentive Program | Marlboro | 7746 | 10.8 | Residential | Behind the Meter | No | All Phase Installations and Electrical Services | JCP&L |  | Accepted | 2025-07-23 | 2025-08-18 | 2026-08-18 | Solar Panels | CANADIAN SOLAR | CS6.1-54TM-450H |  | 0.45 | 17 | 255 | 30 |  | Fixed | Roof
NJADRE1560134370 | Administratively Determined Incentive Program | Marlboro | 7746 | 10.8 | Residential | Behind the Meter | No | All Phase Installations and Electrical Services | JCP&L |  | Accepted | 2025-07-23 | 2025-08-18 | 2026-08-18 | Electric Storage Battery | DEYE | RW-F10.2-B |  |  | 1 |  |  |  | Lithium Ion |  | Outside
NJADRE1560134370 | Administratively Determined Incentive Program | Marlboro | 7746 | 10.8 | Residential | Behind the Meter | No | All Phase Installations and Electrical Services | JCP&L |  | Accepted | 2025-07-23 | 2025-08-18 | 2026-08-18 | Solar Panels | CANADIAN SOLAR | CS6.1-54TM-450H |  | 0.45 | 5 | 165 | 40 |  | Fixed | Roof
NJADRE1560134370 | Administratively Determined Incentive Program | Marlboro | 7746 | 10.8 | Residential | Behind the Meter | No | All Phase Installations and Electrical Services | JCP&L |  | Accepted | 2025-07-23 | 2025-08-18 | 2026-08-18 | Inverters | SOL-ARK | SOL-ARK-12K-P | 9000 |  | 1 |  |  | 0.97 |  | Outside
NJADRE1560134370 | Administratively Determined Incentive Program | Marlboro | 7746 | 10.8 | Residential | Behind the Meter | No | All Phase Installations and Electrical Services | JCP&L |  | Accepted | 2025-07-23 | 2025-08-18 | 2026-08-18 | Solar Panels | CANADIAN SOLAR | CS6.1-54TM-450H |  | 0.45 | 2 | 165 | 40 |  | Fixed | Roof
NJADRE1560134390 | Administratively Determined Incentive Program | SKILLMAN | 8558 | 11.05 | Residential | Behind the Meter | Yes | Maier Solar Engineering dba Solar Me | PSE&G |  | Accepted | 2025-07-23 | 2025-08-18 | 2026-08-18 | Solar Panels | JINKO | JKM425N-54HL |  | 0.425 | 21 | 262 | 22 |  | Fixed | Roof
NJADRE1560134390 | Administratively Determined Incentive Program | SKILLMAN | 8558 | 11.05 | Residential | Behind the Meter | Yes | Maier Solar Engineering dba Solar Me | PSE&G |  | Accepted | 2025-07-23 | 2025-08-18 | 2026-08-18 | Solar Panels | JINKO | JKM425N-54HL |  | 0.425 | 5 | 172 | 22 |  | Fixed | Roof
NJADRE1560134390 | Administratively Determined Incentive Program | SKILLMAN | 8558 | 11.05 | Residential | Behind the Meter | Yes | Maier Solar Engineering dba Solar Me | PSE&G |  | Accepted | 2025-07-23 | 2025-08-18 | 2026-08-18 | Inverters | ENPHASE | IQ8HC-72-M-DOM | 380 |  | 26 |  |  | 0.97 |  | Outdoor | ON RACKING
NJADRE1560134395 | Administratively Determined Incentive Program | TUCKERTON | 8087 | 6.48 | Residential | Behind the Meter | Yes | Sunrun Installation Services, Inc. | AC Electric |  | Accepted | 2025-07-23 | 2025-08-15 | 2026-08-15 | Solar Panels | JA Solar | JAM54S31-405/MR |  | 0.405 | 12 | 148 | 23 |  | Fixed | Roof
NJADRE1560134395 | Administratively Determined Incentive Program | TUCKERTON | 8087 | 6.48 | Residential | Behind the Meter | Yes | Sunrun Installation Services, Inc. | AC Electric |  | Accepted | 2025-07-23 | 2025-08-15 | 2026-08-15 | Inverters | SolarEdge Technologies | SE5700H-USMN | 5760 |  | 1 |  |  | 0.99 |  | Outdoor | Next to meter
NJADRE1560134395 | Administratively Determined Incentive Program | TUCKERTON | 8087 | 6.48 | Residential | Behind the Meter | Yes | Sunrun Installation Services, Inc. | AC Electric |  | Accepted | 2025-07-23 | 2025-08-15 | 2026-08-15 | Solar Panels | JA Solar | JAM54S31-405/MR |  | 0.405 | 4 | 328 | 23 |  | Fixed | Roof
NJADRE1560134402 | Administratively Determined Incentive Program | Montville | 8520 | 33.495 | Residential | Behind the Meter | Yes | Maier Solar Engineering dba Solar Me | JCP&L |  | Accepted | 2025-07-23 | 2025-08-25 | 2026-08-25 | Solar Panels | QCELL - HANWHA | QTRON- BLK-MG2+435 |  | 0.435 | 27 | 201 | 45 |  | Fixed | Roof
NJADRE1560134402 | Administratively Determined Incentive Program | Montville | 8520 | 33.495 | Residential | Behind the Meter | Yes | Maier Solar Engineering dba Solar Me | JCP&L |  | Accepted | 2025-07-23 | 2025-08-25 | 2026-08-25 | Solar Panels | QCELL - HANWHA | QTRON- BLK-MG2+435 |  | 0.435 | 2 | 201 | 45 |  | Fixed | Roof
NJADRE1560134402 | Administratively Determined Incentive Program | Montville | 8520 | 33.495 | Residential | Behind the Meter | Yes | Maier Solar Engineering dba Solar Me | JCP&L |  | Accepted | 2025-07-23 | 2025-08-25 | 2026-08-25 | Solar Panels | QCELL - HANWHA | QTRON- BLK-MG2+435 |  | 0.435 | 3 | 157 | 24 |  | Fixed | Roof
NJADRE1560134402 | Administratively Determined Incentive Program | Montville | 8520 | 33.495 | Residential | Behind the Meter | Yes | Maier Solar Engineering dba Solar Me | JCP&L |  | Accepted | 2025-07-23 | 2025-08-25 | 2026-08-25 | Solar Panels | QCELL - HANWHA | QTRON- BLK-MG2+435 |  | 0.435 | 6 | 111 | 33 |  | Fixed | Roof
NJADRE1560134402 | Administratively Determined Incentive Program | Montville | 8520 | 33.495 | Residential | Behind the Meter | Yes | Maier Solar Engineering dba Solar Me | JCP&L |  | Accepted | 2025-07-23 | 2025-08-25 | 2026-08-25 | Solar Panels | QCELL - HANWHA | QTRON- BLK-MG2+435 |  | 0.435 | 2 | 201 | 45 |  | Fixed | Roof
NJADRE1560134402 | Administratively Determined Incentive Program | Montville | 8520 | 33.495 | Residential | Behind the Meter | Yes | Maier Solar Engineering dba Solar Me | JCP&L |  | Accepted | 2025-07-23 | 2025-08-25 | 2026-08-25 | Solar Panels | QCELL - HANWHA | QTRON- BLK-MG2+435 |  | 0.435 | 20 | 201 | 45 |  | Fixed | Roof
NJADRE1560134402 | Administratively Determined Incentive Program | Montville | 8520 | 33.495 | Residential | Behind the Meter | Yes | Maier Solar Engineering dba Solar Me | JCP&L |  | Accepted | 2025-07-23 | 2025-08-25 | 2026-08-25 | Solar Panels | QCELL - HANWHA | QTRON- BLK-MG2+435 |  | 0.435 | 10 | 111 | 33 |  | Fixed | Roof
NJADRE1560134402 | Administratively Determined Incentive Program | Montville | 8520 | 33.495 | Residential | Behind the Meter | Yes | Maier Solar Engineering dba Solar Me | JCP&L |  | Accepted | 2025-07-23 | 2025-08-25 | 2026-08-25 | Solar Panels | QCELL - HANWHA | QTRON- BLK-MG2+435 |  | 0.435 | 4 | 201 | 45 |  | Fixed | Roof
NJADRE1560134402 | Administratively Determined Incentive Program | Montville | 8520 | 33.495 | Residential | Behind the Meter | Yes | Maier Solar Engineering dba Solar Me | JCP&L |  | Accepted | 2025-07-23 | 2025-08-25 | 2026-08-25 | Solar Panels | QCELL - HANWHA | QTRON- BLK-MG2+435 |  | 0.435 | 3 | 201 | 45 |  | Fixed | Roof
NJADRE1560134402 | Administratively Determined Incentive Program | Montville | 8520 | 33.495 | Residential | Behind the Meter | Yes | Maier Solar Engineering dba Solar Me | JCP&L |  | Accepted | 2025-07-23 | 2025-08-25 | 2026-08-25 | Inverters | ENPHASE | IQ8AC-72-M-US | 349 |  | 77 |  |  | 0.97 |  | Outdoor | ON RACKING
NJADRE1560134481 | Administratively Determined Incentive Program | Monroe Twp | 8831 | 16.965 | Residential | Behind the Meter | No | Maier Solar Engineering dba Solar Me | JCP&L |  | Accepted | 2025-07-23 | 2025-08-18 | 2026-08-18 | Solar Panels | QCELL - HANWHA | QTRON- BLK-MG2+435 |  | 0.435 | 19 | 107 | 34 |  | Fixed | Roof
NJADRE1560134481 | Administratively Determined Incentive Program | Monroe Twp | 8831 | 16.965 | Residential | Behind the Meter | No | Maier Solar Engineering dba Solar Me | JCP&L |  | Accepted | 2025-07-23 | 2025-08-18 | 2026-08-18 | Solar Panels | QCELL - HANWHA | QTRON- BLK-MG2+435 |  | 0.435 | 10 | 107 | 34 |  | Fixed | Roof
NJADRE1560134481 | Administratively Determined Incentive Program | Monroe Twp | 8831 | 16.965 | Residential | Behind the Meter | No | Maier Solar Engineering dba Solar Me | JCP&L |  | Accepted | 2025-07-23 | 2025-08-18 | 2026-08-18 | Solar Panels | QCELL - HANWHA | QTRON- BLK-MG2+435 |  | 0.435 | 2 | 197 | 40 |  | Fixed | Roof
NJADRE1560134481 | Administratively Determined Incentive Program | Monroe Twp | 8831 | 16.965 | Residential | Behind the Meter | No | Maier Solar Engineering dba Solar Me | JCP&L |  | Accepted | 2025-07-23 | 2025-08-18 | 2026-08-18 | Solar Panels | QCELL - HANWHA | QTRON- BLK-MG2+435 |  | 0.435 | 5 | 197 | 40 |  | Fixed | Roof
NJADRE1560134481 | Administratively Determined Incentive Program | Monroe Twp | 8831 | 16.965 | Residential | Behind the Meter | No | Maier Solar Engineering dba Solar Me | JCP&L |  | Accepted | 2025-07-23 | 2025-08-18 | 2026-08-18 | Solar Panels | QCELL - HANWHA | QTRON- BLK-MG2+435 |  | 0.435 | 3 | 197 | 40 |  | Fixed | Roof
NJADRE1560134481 | Administratively Determined Incentive Program | Monroe Twp | 8831 | 16.965 | Residential | Behind the Meter | No | Maier Solar Engineering dba Solar Me | JCP&L |  | Accepted | 2025-07-23 | 2025-08-18 | 2026-08-18 | Inverters | ENPHASE | IQ8AC-72-M-US | 349 |  | 39 |  |  | 0.97 |  | Outside | ON RACKING
NJADRE1560134481 | Administratively Determined Incentive Program | Monroe Twp | 8831 | 16.965 | Residential | Behind the Meter | No | Maier Solar Engineering dba Solar Me | JCP&L |  | Accepted | 2025-07-23 | 2025-08-18 | 2026-08-18 | Electric Storage Battery | ENPHASE | ENCHARGE 5P |  |  | 4 |  |  |  | Lithium Ion |  | INSIDE
NJADRE1560134498 | Administratively Determined Incentive Program | BARNEGAT | 8005 | 57.4 | Commercial | Behind the Meter | No | 1st Light Energy, Inc. | JCP&L |  | Accepted | 2025-07-28 | 2025-08-22 | 2026-08-22 | Solar Panels | VIETNAM SUNENERGY | VSUN410-144BMH-DG |  | 0.41 | 140 | 128 | 2 |  | Fixed | Roof | Outside
NJADRE1560134498 | Administratively Determined Incentive Program | BARNEGAT | 8005 | 57.4 | Commercial | Behind the Meter | No | 1st Light Energy, Inc. | JCP&L |  | Accepted | 2025-07-28 | 2025-08-22 | 2026-08-22 | Inverters | GINLONG TECHNOLOGIES | SOLIS-56-GC50K-US | 50000 |  | 1 |  |  | 0.98 |  | Outdoor
NJADRE1560134500 | Administratively Determined Incentive Program | Edison | 8820 | 15.225 | Residential | Behind the Meter | Yes | Maier Solar Engineering dba Solar Me | PSE&G |  | Accepted | 2025-07-23 | 2025-08-18 | 2026-08-18 | Solar Panels | HYUNDAI | HIN-T435NF |  | 0.435 | 25 | 178 | 34 |  | Fixed | Roof
NJADRE1560134500 | Administratively Determined Incentive Program | Edison | 8820 | 15.225 | Residential | Behind the Meter | Yes | Maier Solar Engineering dba Solar Me | PSE&G |  | Accepted | 2025-07-23 | 2025-08-18 | 2026-08-18 | Solar Panels | HYUNDAI | HIN-T435NF |  | 0.435 | 10 | 89 | 30 |  | Fixed | Roof
NJADRE1560134500 | Administratively Determined Incentive Program | Edison | 8820 | 15.225 | Residential | Behind the Meter | Yes | Maier Solar Engineering dba Solar Me | PSE&G |  | Accepted | 2025-07-23 | 2025-08-18 | 2026-08-18 | Inverters | ENPHASE | IQ8AC-72-M-US | 349 |  | 35 |  |  | 0.97 |  | Outdoor | ON RACKING
NJADRE1560134518 | Administratively Determined Incentive Program | Hillsborough | 8844 | 21.25 | Residential | Behind the Meter | Yes | Maier Solar Engineering dba Solar Me | PSE&G |  | Accepted | 2025-07-24 | 2025-08-18 | 2026-08-18 | Solar Panels | JINKO | JKM425N-54HL |  | 0.425 | 19 | 67 | 40 |  | Fixed | Roof
NJADRE1560134518 | Administratively Determined Incentive Program | Hillsborough | 8844 | 21.25 | Residential | Behind the Meter | Yes | Maier Solar Engineering dba Solar Me | PSE&G |  | Accepted | 2025-07-24 | 2025-08-18 | 2026-08-18 | Solar Panels | JINKO | JKM425N-54HL |  | 0.425 | 6 | 157 | 40 |  | Fixed | Roof
NJADRE1560134518 | Administratively Determined Incentive Program | Hillsborough | 8844 | 21.25 | Residential | Behind the Meter | Yes | Maier Solar Engineering dba Solar Me | PSE&G |  | Accepted | 2025-07-24 | 2025-08-18 | 2026-08-18 | Solar Panels | JINKO | JKM425N-54HL |  | 0.425 | 8 | 67 | 40 |  | Fixed | Roof
NJADRE1560134518 | Administratively Determined Incentive Program | Hillsborough | 8844 | 21.25 | Residential | Behind the Meter | Yes | Maier Solar Engineering dba Solar Me | PSE&G |  | Accepted | 2025-07-24 | 2025-08-18 | 2026-08-18 | Solar Panels | JINKO | JKM425N-54HL |  | 0.425 | 5 | 247 | 40 |  | Fixed | Roof
NJADRE1560134518 | Administratively Determined Incentive Program | Hillsborough | 8844 | 21.25 | Residential | Behind the Meter | Yes | Maier Solar Engineering dba Solar Me | PSE&G |  | Accepted | 2025-07-24 | 2025-08-18 | 2026-08-18 | Inverters | SolarEdge | SE10000H-US | 10000 |  | 1 |  |  | 0.99 |  | Outdoor | NEAR METER
NJADRE1560134518 | Administratively Determined Incentive Program | Hillsborough | 8844 | 21.25 | Residential | Behind the Meter | Yes | Maier Solar Engineering dba Solar Me | PSE&G |  | Accepted | 2025-07-24 | 2025-08-18 | 2026-08-18 | Inverters | SolarEdge | SE7600H-US | 7600 |  | 1 |  |  | 0.99 |  | Outdoor | NEAR METER
NJADRE1560134518 | Administratively Determined Incentive Program | Hillsborough | 8844 | 21.25 | Residential | Behind the Meter | Yes | Maier Solar Engineering dba Solar Me | PSE&G |  | Accepted | 2025-07-24 | 2025-08-18 | 2026-08-18 | Solar Panels | JINKO | JKM425N-54HL |  | 0.425 | 12 | 247 | 40 |  | Fixed | Roof
NJADRE1560135600 | Administratively Determined Incentive Program | NORTH ARLINGTON BORO | 7031 | 6.97 | Residential | Behind the Meter | Yes | Sunrun Installation Services, Inc. | PSE&G |  | Accepted | 2025-07-24 | 2025-08-15 | 2026-08-15 | Inverters | SolarEdge Technologies | SE5700H-USMN | 5760 |  | 1 |  |  | 0.99 |  | Outdoor
NJADRE1560135600 | Administratively Determined Incentive Program | NORTH ARLINGTON BORO | 7031 | 6.97 | Residential | Behind the Meter | Yes | Sunrun Installation Services, Inc. | PSE&G |  | Accepted | 2025-07-24 | 2025-08-15 | 2026-08-15 | Solar Panels | Elin Energy (Sirius PV) | ELNSM54M-HC-410 |  | 0.41 | 8 | 289 | 12 |  | Fixed | Roof
NJADRE1560135600 | Administratively Determined Incentive Program | NORTH ARLINGTON BORO | 7031 | 6.97 | Residential | Behind the Meter | Yes | Sunrun Installation Services, Inc. | PSE&G |  | Accepted | 2025-07-24 | 2025-08-15 | 2026-08-15 | Solar Panels | Elin Energy (Sirius PV) | ELNSM54M-HC-410 |  | 0.41 | 9 | 109 | 40 |  | Fixed | Roof
NJADRE1560135607 | Administratively Determined Incentive Program | POINT PLEASANT BORO | 8742 | 6.48 | Residential | Behind the Meter | Yes | Sunrun Installation Services, Inc. | JCP&L |  | Accepted | 2025-07-24 | 2025-08-15 | 2026-08-15 | Solar Panels | JA Solar | JAM54S31-405/MR |  | 0.405 | 5 | 117 | 23 |  | Fixed | Roof
NJADRE1560135607 | Administratively Determined Incentive Program | POINT PLEASANT BORO | 8742 | 6.48 | Residential | Behind the Meter | Yes | Sunrun Installation Services, Inc. | JCP&L |  | Accepted | 2025-07-24 | 2025-08-15 | 2026-08-15 | Inverters | SolarEdge Technologies | SE5700H-USMN | 5760 |  | 1 |  |  | 0.99 |  | Outdoor
NJADRE1560135607 | Administratively Determined Incentive Program | POINT PLEASANT BORO | 8742 | 6.48 | Residential | Behind the Meter | Yes | Sunrun Installation Services, Inc. | JCP&L |  | Accepted | 2025-07-24 | 2025-08-15 | 2026-08-15 | Solar Panels | JA Solar | JAM54S31-405/MR |  | 0.405 | 3 | 117 | 22 |  | Fixed | Roof
NJADRE1560135607 | Administratively Determined Incentive Program | POINT PLEASANT BORO | 8742 | 6.48 | Residential | Behind the Meter | Yes | Sunrun Installation Services, Inc. | JCP&L |  | Accepted | 2025-07-24 | 2025-08-15 | 2026-08-15 | Solar Panels | JA Solar | JAM54S31-405/MR |  | 0.405 | 8 | 117 | 23 |  | Fixed | Roof
NJADRE1560135610 | Administratively Determined Incentive Program | HOPATCONG | 7843 | 7.695 | Residential | Behind the Meter | Yes | Sunrun Installation Services, Inc. | JCP&L |  | Accepted | 2025-07-24 | 2025-08-18 | 2026-08-18 | Solar Panels | JA Solar | JAM54S31-405/MR |  | 0.405 | 6 | 327 | 28 |  | Fixed | Roof
NJADRE1560135610 | Administratively Determined Incentive Program | HOPATCONG | 7843 | 7.695 | Residential | Behind the Meter | Yes | Sunrun Installation Services, Inc. | JCP&L |  | Accepted | 2025-07-24 | 2025-08-18 | 2026-08-18 | Inverters | SolarEdge Technologies | SE7600H-USMN | 7600 |  | 1 |  |  | 0.99 |  | Outdoor
NJADRE1560135610 | Administratively Determined Incentive Program | HOPATCONG | 7843 | 7.695 | Residential | Behind the Meter | Yes | Sunrun Installation Services, Inc. | JCP&L |  | Accepted | 2025-07-24 | 2025-08-18 | 2026-08-18 | Solar Panels | JA Solar | JAM54S31-405/MR |  | 0.405 | 13 | 147 | 28 |  | Fixed | Roof
NJADRE1560135618 | Administratively Determined Incentive Program | PEMBERTON | 8068 | 6.48 | Residential | Behind the Meter | Yes | Sunrun Installation Services, Inc. | JCP&L |  | Accepted | 2025-07-24 | 2025-08-18 | 2026-08-18 | Solar Panels | JA Solar | JAM54S31-405/MR |  | 0.405 | 11 | 109 | 18 |  | Fixed | Roof
NJADRE1560135618 | Administratively Determined Incentive Program | PEMBERTON | 8068 | 6.48 | Residential | Behind the Meter | Yes | Sunrun Installation Services, Inc. | JCP&L |  | Accepted | 2025-07-24 | 2025-08-18 | 2026-08-18 | Inverters | SolarEdge Technologies | SE5700H-USMN | 5760 |  | 1 |  |  | 0.99 |  | Outdoor
NJADRE1560135618 | Administratively Determined Incentive Program | PEMBERTON | 8068 | 6.48 | Residential | Behind the Meter | Yes | Sunrun Installation Services, Inc. | JCP&L |  | Accepted | 2025-07-24 | 2025-08-18 | 2026-08-18 | Solar Panels | JA Solar | JAM54S31-405/MR |  | 0.405 | 5 | 289 | 23 |  | Fixed | Roof
NJADRE1560135622 | Administratively Determined Incentive Program | WILLINGBORO | 8046 | 10.875 | Residential | Behind the Meter | Yes | SunnyMac, LLC | PSE&G |  | Accepted | 2025-07-24 | 2025-08-18 | 2026-08-18 | Solar Panels | HANWHA | Q.TRON BLK M-G2.H+ |  | 0.435 | 25 | 226 | 24 |  | Fixed | Roof
NJADRE1560135622 | Administratively Determined Incentive Program | WILLINGBORO | 8046 | 10.875 | Residential | Behind the Meter | Yes | SunnyMac, LLC | PSE&G |  | Accepted | 2025-07-24 | 2025-08-18 | 2026-08-18 | Inverters | SOLAREDGE HOME HUB | SE7600H-US | 7600 |  | 1 |  |  | 0.99 |  | Outdoor | next to meter
NJADRE1560135624 | Administratively Determined Incentive Program | OCEAN | 7712 | 13.53 | Residential | Behind the Meter | Yes | Trinity Solar, LLC | JCP&L |  | Accepted | 2025-07-24 | 2025-08-18 | 2026-08-18 | Solar Panels | Hanwha | Q.PEAK DUO BLK ML-G10+ 410 |  | 0.41 | 18 | 264 | 34 |  | Fixed | Roof
NJADRE1560135624 | Administratively Determined Incentive Program | OCEAN | 7712 | 13.53 | Residential | Behind the Meter | Yes | Trinity Solar, LLC | JCP&L |  | Accepted | 2025-07-24 | 2025-08-18 | 2026-08-18 | Inverters | Solar Edge | USE11400H-US | 11400 |  | 1 |  |  | 0.97 |  | Outside
NJADRE1560135624 | Administratively Determined Incentive Program | OCEAN | 7712 | 13.53 | Residential | Behind the Meter | Yes | Trinity Solar, LLC | JCP&L |  | Accepted | 2025-07-24 | 2025-08-18 | 2026-08-18 | Solar Panels | Hanwha | Q.PEAK DUO BLK ML-G10+ 410 |  | 0.41 | 15 | 174 | 34 |  | Fixed | Roof
NJADRE1560135629 | Administratively Determined Incentive Program | BRIDGETON | 8302 | 26 | Residential | Behind the Meter | Yes | Power Energy Solutions, LLC | AC Electric |  | Accepted | 2025-07-24 | 2025-08-19 | 2026-08-19 | Inverters | SolarEdge | SE7600H-US | 7600 |  | 1 |  |  | 0.97 |  | Outdoor
NJADRE1560135629 | Administratively Determined Incentive Program | BRIDGETON | 8302 | 26 | Residential | Behind the Meter | Yes | Power Energy Solutions, LLC | AC Electric |  | Accepted | 2025-07-24 | 2025-08-19 | 2026-08-19 | Inverters | SolarEdge | SE10000H-US | 10000 |  | 1 |  |  | 0.97 |  | Outdoor
NJADRE1560135629 | Administratively Determined Incentive Program | BRIDGETON | 8302 | 26 | Residential | Behind the Meter | Yes | Power Energy Solutions, LLC | AC Electric |  | Accepted | 2025-07-24 | 2025-08-19 | 2026-08-19 | Solar Panels | SILFAB | SIL-400 HC+ |  | 0.4 | 24 | 16 | 20 |  | Fixed | Roof
NJADRE1560135629 | Administratively Determined Incentive Program | BRIDGETON | 8302 | 26 | Residential | Behind the Meter | Yes | Power Energy Solutions, LLC | AC Electric |  | Accepted | 2025-07-24 | 2025-08-19 | 2026-08-19 | Solar Panels | SILFAB | SIL-400 HC+ |  | 0.4 | 24 | 196 | 25 |  | Fixed | Roof
NJADRE1560135629 | Administratively Determined Incentive Program | BRIDGETON | 8302 | 26 | Residential | Behind the Meter | Yes | Power Energy Solutions, LLC | AC Electric |  | Accepted | 2025-07-24 | 2025-08-19 | 2026-08-19 | Solar Panels | SILFAB | SIL-400 HC+ |  | 0.4 | 17 | 196 | 17 |  | Fixed | Roof
NJADRE1560135643 | Administratively Determined Incentive Program | HADDON HEIGHTS | 8035 | 12.18 | Residential | Behind the Meter | Yes | SunnyMac, LLC | PSE&G |  | Accepted | 2025-07-24 | 2025-08-18 | 2026-08-18 | Inverters | SOLAREDGE | SE10000H-US | 10000 |  | 1 |  |  | 0.99 |  | Outdoor | next to meter
NJADRE1560135643 | Administratively Determined Incentive Program | HADDON HEIGHTS | 8035 | 12.18 | Residential | Behind the Meter | Yes | SunnyMac, LLC | PSE&G |  | Accepted | 2025-07-24 | 2025-08-18 | 2026-08-18 | Solar Panels | HANWHA | Q.TRON BLK M-G2.H+ |  | 0.435 | 3 | 184 | 31 |  | Fixed | Roof
NJADRE1560135643 | Administratively Determined Incentive Program | HADDON HEIGHTS | 8035 | 12.18 | Residential | Behind the Meter | Yes | SunnyMac, LLC | PSE&G |  | Accepted | 2025-07-24 | 2025-08-18 | 2026-08-18 | Solar Panels | HANWHA | Q.TRON BLK M-G2.H+ |  | 0.435 | 21 | 4 | 31 |  | Fixed | Roof
NJADRE1560135643 | Administratively Determined Incentive Program | HADDON HEIGHTS | 8035 | 12.18 | Residential | Behind the Meter | Yes | SunnyMac, LLC | PSE&G |  | Accepted | 2025-07-24 | 2025-08-18 | 2026-08-18 | Solar Panels | HANWHA | Q.TRON BLK M-G2.H+ |  | 0.435 | 2 | 274 | 32 |  | Fixed | Roof
NJADRE1560135643 | Administratively Determined Incentive Program | HADDON HEIGHTS | 8035 | 12.18 | Residential | Behind the Meter | Yes | SunnyMac, LLC | PSE&G |  | Accepted | 2025-07-24 | 2025-08-18 | 2026-08-18 | Solar Panels | HANWHA | Q.TRON BLK M-G2.H+ |  | 0.435 | 2 | 94 | 32 |  | Fixed | Roof
NJADRE1560135643 | Administratively Determined Incentive Program | HADDON HEIGHTS | 8035 | 12.18 | Residential | Behind the Meter | Yes | SunnyMac, LLC | PSE&G |  | Accepted | 2025-07-24 | 2025-08-18 | 2026-08-18 | Meters | SOLAREDGE | SE-RGMTR-1D-240C-C |  |  | 1 |  |  |  | Yes | Outdoor
NJADRE1560135648 | Administratively Determined Incentive Program | ATLANTIC CITY | 8401 | 8.925 | Residential | Behind the Meter | Yes | Power Energy Solutions, LLC | AC Electric |  | Accepted | 2025-07-24 | 2025-08-19 | 2026-08-19 | Solar Panels | Trina Solar | TSM-425NE09RC.05 |  | 0.425 | 4 | 333 | 22 |  | Fixed | Roof
NJADRE1560135648 | Administratively Determined Incentive Program | ATLANTIC CITY | 8401 | 8.925 | Residential | Behind the Meter | Yes | Power Energy Solutions, LLC | AC Electric |  | Accepted | 2025-07-24 | 2025-08-19 | 2026-08-19 | Inverters | SolarEdge | SE5700H-US | 5760 |  | 1 |  |  | 0.97 |  | Outdoor
NJADRE1560135648 | Administratively Determined Incentive Program | ATLANTIC CITY | 8401 | 8.925 | Residential | Behind the Meter | Yes | Power Energy Solutions, LLC | AC Electric |  | Accepted | 2025-07-24 | 2025-08-19 | 2026-08-19 | Solar Panels | Trina Solar | TSM-425NE09RC.05 |  | 0.425 | 17 | 153 | 22 |  | Fixed | Roof
NJADRE1560135659 | Administratively Determined Incentive Program | MIDDLESEX | 8846 | 9.57 | Residential | Behind the Meter | Yes | SunnyMac, LLC | PSE&G |  | Accepted | 2025-07-24 | 2025-08-18 | 2026-08-18 | Solar Panels | HANWHA | Q.TRON BLK M-G2.H+ |  | 0.435 | 10 | 73 | 39 |  | Fixed | Roof
NJADRE1560135659 | Administratively Determined Incentive Program | MIDDLESEX | 8846 | 9.57 | Residential | Behind the Meter | Yes | SunnyMac, LLC | PSE&G |  | Accepted | 2025-07-24 | 2025-08-18 | 2026-08-18 | Solar Panels | HANWHA | Q.TRON BLK M-G2.H+ |  | 0.435 | 12 | 253 | 39 |  | Fixed | Roof
NJADRE1560135659 | Administratively Determined Incentive Program | MIDDLESEX | 8846 | 9.57 | Residential | Behind the Meter | Yes | SunnyMac, LLC | PSE&G |  | Accepted | 2025-07-24 | 2025-08-18 | 2026-08-18 | Inverters | SOLAREDGE HOME HUB | SE7600H-US | 7600 |  | 1 |  |  | 0.99 |  | Outdoor | next to meter
NJADRE1560135667 | Administratively Determined Incentive Program | NEWARK | 7107 | 4.92 | Residential | Behind the Meter | Yes | Trinity Solar, LLC | PSE&G |  | Accepted | 2025-07-24 | 2025-08-18 | 2026-08-18 | Solar Panels | HANWHA | (Q.PEAK DUO BLK ML-G10+ 410) |  | 0.41 | 4 | 22 | 24 |  | Fixed | Roof
NJADRE1560135667 | Administratively Determined Incentive Program | NEWARK | 7107 | 4.92 | Residential | Behind the Meter | Yes | Trinity Solar, LLC | PSE&G |  | Accepted | 2025-07-24 | 2025-08-18 | 2026-08-18 | Inverters | TESLA | TESLA 7.6kW (1538000-XX-Y) | 7600 |  | 1 |  |  | 0.97 |  | Outdoor
NJADRE1560135667 | Administratively Determined Incentive Program | NEWARK | 7107 | 4.92 | Residential | Behind the Meter | Yes | Trinity Solar, LLC | PSE&G |  | Accepted | 2025-07-24 | 2025-08-18 | 2026-08-18 | Solar Panels | HANWHA | (Q.PEAK DUO BLK ML-G10+ 410) |  | 0.41 | 6 | 202 | 24 |  | Fixed | Roof
NJADRE1560135667 | Administratively Determined Incentive Program | NEWARK | 7107 | 4.92 | Residential | Behind the Meter | Yes | Trinity Solar, LLC | PSE&G |  | Accepted | 2025-07-24 | 2025-08-18 | 2026-08-18 | Solar Panels | HANWHA | (Q.PEAK DUO BLK ML-G10+ 410) |  | 0.41 | 2 | 112 | 24 |  | Fixed | Roof
NJADRE1560135674 | Administratively Determined Incentive Program | SHREWSBURY | 7702 | 13.76 | Residential | Behind the Meter | No | Infinity Solar Systems, LLC | JCP&L |  | Accepted | 2025-07-24 | 2025-08-26 | 2026-08-26 | Solar Panels | SEG Solar | SEG-430-BTD-BG |  | 0.43 | 11 | 174 | 30 |  | Fixed | Roof
NJADRE1560135674 | Administratively Determined Incentive Program | SHREWSBURY | 7702 | 13.76 | Residential | Behind the Meter | No | Infinity Solar Systems, LLC | JCP&L |  | Accepted | 2025-07-24 | 2025-08-26 | 2026-08-26 | Solar Panels | SEG Solar | SEG-430-BTD-BG |  | 0.43 | 2 | 84 | 30 |  | Fixed | Roof
NJADRE1560135674 | Administratively Determined Incentive Program | SHREWSBURY | 7702 | 13.76 | Residential | Behind the Meter | No | Infinity Solar Systems, LLC | JCP&L |  | Accepted | 2025-07-24 | 2025-08-26 | 2026-08-26 | Solar Panels | SEG Solar | SEG-430-BTD-BG |  | 0.43 | 2 | 84 | 34 |  | Fixed | Roof
NJADRE1560135674 | Administratively Determined Incentive Program | SHREWSBURY | 7702 | 13.76 | Residential | Behind the Meter | No | Infinity Solar Systems, LLC | JCP&L |  | Accepted | 2025-07-24 | 2025-08-26 | 2026-08-26 | Solar Panels | SEG Solar | SEG-430-BTD-BG |  | 0.43 | 4 | 84 | 34 |  | Fixed | Roof
NJADRE1560135674 | Administratively Determined Incentive Program | SHREWSBURY | 7702 | 13.76 | Residential | Behind the Meter | No | Infinity Solar Systems, LLC | JCP&L |  | Accepted | 2025-07-24 | 2025-08-26 | 2026-08-26 | Solar Panels | SEG Solar | SEG-430-BTD-BG |  | 0.43 | 4 | 264 | 2 |  | Fixed | Roof
NJADRE1560135674 | Administratively Determined Incentive Program | SHREWSBURY | 7702 | 13.76 | Residential | Behind the Meter | No | Infinity Solar Systems, LLC | JCP&L |  | Accepted | 2025-07-24 | 2025-08-26 | 2026-08-26 | Solar Panels | SEG Solar | SEG-430-BTD-BG |  | 0.43 | 2 | 264 | 34 |  | Fixed | Roof
NJADRE1560135674 | Administratively Determined Incentive Program | SHREWSBURY | 7702 | 13.76 | Residential | Behind the Meter | No | Infinity Solar Systems, LLC | JCP&L |  | Accepted | 2025-07-24 | 2025-08-26 | 2026-08-26 | Inverters | Enphase | IQ8MC-72-M-US | 320 |  | 32 |  |  | 0.97 |  | Outdoor
NJADRE1560135674 | Administratively Determined Incentive Program | SHREWSBURY | 7702 | 13.76 | Residential | Behind the Meter | No | Infinity Solar Systems, LLC | JCP&L |  | Accepted | 2025-07-24 | 2025-08-26 | 2026-08-26 | Solar Panels | SEG Solar | SEG-430-BTD-BG |  | 0.43 | 4 | 264 | 30 |  | Fixed | Roof
NJADRE1560135674 | Administratively Determined Incentive Program | SHREWSBURY | 7702 | 13.76 | Residential | Behind the Meter | No | Infinity Solar Systems, LLC | JCP&L |  | Accepted | 2025-07-24 | 2025-08-26 | 2026-08-26 | Solar Panels | SEG Solar | SEG-430-BTD-BG |  | 0.43 | 3 | 264 | 30 |  | Fixed | Roof
NJADRE1560135675 | Administratively Determined Incentive Program | WOODBRIDGE | 7095 | 3.69 | Residential | Behind the Meter | Yes | Pro Custom Solar dba Momentum Solar | PSE&G |  | Accepted | 2025-07-24 | 2025-08-18 | 2026-08-18 | Inverters | ENPHASE | IQ8HC-72-M-DOM-US | 380 |  | 9 |  |  | 0.97 |  | Outdoor
NJADRE1560135675 | Administratively Determined Incentive Program | WOODBRIDGE | 7095 | 3.69 | Residential | Behind the Meter | Yes | Pro Custom Solar dba Momentum Solar | PSE&G |  | Accepted | 2025-07-24 | 2025-08-18 | 2026-08-18 | Solar Panels | HANWHA | HANWHA Q.PEAK DUO BLK ML-G10+410 |  | 0.41 | 9 | 190 | 25 |  | Fixed | Roof
NJADRE1560135676 | Administratively Determined Incentive Program | CAPE MAY COURT HOUSE | 8210 | 13.76 | Residential | Behind the Meter | Yes | EMT Renewables, LLC | AC Electric |  | Accepted | 2025-07-24 | 2025-08-18 | 2026-08-18 | Solar Panels | SEG SOLAR | SEG 430 |  | 0.43 | 32 | 186 | 30 |  | Fixed | Roof
NJADRE1560135676 | Administratively Determined Incentive Program | CAPE MAY COURT HOUSE | 8210 | 13.76 | Residential | Behind the Meter | Yes | EMT Renewables, LLC | AC Electric |  | Accepted | 2025-07-24 | 2025-08-18 | 2026-08-18 | Inverters | ENPHASE | IQ8+ | 290 |  | 32 |  |  | 0.98 |  | Other | UNDER EACH PANEL
NJADRE1560135677 | Administratively Determined Incentive Program | NEW BRUNSWICK | 8901 | 3.645 | Residential | Behind the Meter | Yes | Sunrun Installation Services, Inc. | PSE&G |  | Accepted | 2025-07-24 | 2025-08-18 | 2026-08-18 | Solar Panels | JA SOLAR | JAM54S31-405/MR |  | 0.405 | 6 | 218 | 39 |  | Fixed | Roof
NJADRE1560135677 | Administratively Determined Incentive Program | NEW BRUNSWICK | 8901 | 3.645 | Residential | Behind the Meter | Yes | Sunrun Installation Services, Inc. | PSE&G |  | Accepted | 2025-07-24 | 2025-08-18 | 2026-08-18 | Inverters | SOLAREDGE TECHNOLOGIES | SE3800H-USMN | 3800 |  | 1 |  |  | 0.99 |  | Outside
NJADRE1560135677 | Administratively Determined Incentive Program | NEW BRUNSWICK | 8901 | 3.645 | Residential | Behind the Meter | Yes | Sunrun Installation Services, Inc. | PSE&G |  | Accepted | 2025-07-24 | 2025-08-18 | 2026-08-18 | Solar Panels | JA SOLAR | JAM54S31-405/MR |  | 0.405 | 3 | 130 | 44 |  | Fixed | Roof
NJADRE1560135680 | Administratively Determined Incentive Program | WILLINGBORO | 8046 | 9.45 | Residential | Behind the Meter | Yes | Power Energy Solutions, LLC | PSE&G |  | Accepted | 2025-07-24 | 2025-08-19 | 2026-08-19 | Inverters | SolarEdge | SE5700H-US | 6 |  | 1 |  |  | 0.97 |  | Outdoor
NJADRE1560135680 | Administratively Determined Incentive Program | WILLINGBORO | 8046 | 9.45 | Residential | Behind the Meter | Yes | Power Energy Solutions, LLC | PSE&G |  | Accepted | 2025-07-24 | 2025-08-19 | 2026-08-19 | Solar Panels | Trina Solar | TSM-450NEG9RC.27 |  | 0.45 | 11 | 67 | 19 |  | Fixed | Roof
NJADRE1560135680 | Administratively Determined Incentive Program | WILLINGBORO | 8046 | 9.45 | Residential | Behind the Meter | Yes | Power Energy Solutions, LLC | PSE&G |  | Accepted | 2025-07-24 | 2025-08-19 | 2026-08-19 | Solar Panels | Trina Solar | TSM-450NEG9RC.27 |  | 0.45 | 10 | 157 | 20 |  | Fixed | Roof
NJADRE1560135682 | Administratively Determined Incentive Program | Manchester | 8733 | 5.67 | Residential | Behind the Meter | No | Power Home Remodeling Group | JCP&L |  | Accepted | 2025-07-24 | 2025-08-19 | 2026-08-19 | Meters | SolarEdge | Revenue Grade Data Ansi C12.20 |  |  | 1 |  |  |  | Yes | Outdoor
NJADRE1560135682 | Administratively Determined Incentive Program | Manchester | 8733 | 5.67 | Residential | Behind the Meter | No | Power Home Remodeling Group | JCP&L |  | Accepted | 2025-07-24 | 2025-08-19 | 2026-08-19 | Solar Panels | JA Solar | JAM54S31 405/MR |  | 0.405 | 14 | 121 | 22 |  | Fixed | Roof
NJADRE1560135682 | Administratively Determined Incentive Program | Manchester | 8733 | 5.67 | Residential | Behind the Meter | No | Power Home Remodeling Group | JCP&L |  | Accepted | 2025-07-24 | 2025-08-19 | 2026-08-19 | Inverters | SolarEdge | SE3800H-US | 3800 |  | 1 |  |  | 0.99 |  | Outside
NJADRE1560135684 | Administratively Determined Incentive Program | Lindenwold | 8021 | 9.02 | Residential | Behind the Meter | Yes | EMT Renewables, LLC | AC Electric |  | Accepted | 2025-07-24 | 2025-08-18 | 2026-08-18 | Solar Panels | MSE PERC | MSE-410 |  | 0.41 | 9 | 203 | 25 |  | Fixed | Roof
NJADRE1560135684 | Administratively Determined Incentive Program | Lindenwold | 8021 | 9.02 | Residential | Behind the Meter | Yes | EMT Renewables, LLC | AC Electric |  | Accepted | 2025-07-24 | 2025-08-18 | 2026-08-18 | Solar Panels | MSE PERC | MSE-410 |  | 0.41 | 13 | 23 | 25 |  | Fixed | Roof
NJADRE1560135684 | Administratively Determined Incentive Program | Lindenwold | 8021 | 9.02 | Residential | Behind the Meter | Yes | EMT Renewables, LLC | AC Electric |  | Accepted | 2025-07-24 | 2025-08-18 | 2026-08-18 | Inverters | ENPHASE | IQ8+ | 290 |  | 22 |  |  | 0.98 |  | Other | UNDER EACH PANEL
NJADRE1560135689 | Administratively Determined Incentive Program | Tuckerton | 8087 | 11.48 | Residential | Behind the Meter | Yes | EMT Renewables, LLC | AC Electric |  | Accepted | 2025-07-24 | 2025-08-18 | 2026-08-18 | Solar Panels | MSE PERC | MSE-410 |  | 0.41 | 11 | 355 | 5 |  | Fixed | Roof
NJADRE1560135689 | Administratively Determined Incentive Program | Tuckerton | 8087 | 11.48 | Residential | Behind the Meter | Yes | EMT Renewables, LLC | AC Electric |  | Accepted | 2025-07-24 | 2025-08-18 | 2026-08-18 | Inverters | ENPHASE | IQ8+ | 290 |  | 28 |  |  | 0.98 |  | Other | UNDER EACH PANEL
NJADRE1560135689 | Administratively Determined Incentive Program | Tuckerton | 8087 | 11.48 | Residential | Behind the Meter | Yes | EMT Renewables, LLC | AC Electric |  | Accepted | 2025-07-24 | 2025-08-18 | 2026-08-18 | Solar Panels | MSE PERC | MSE-410 |  | 0.41 | 5 | 355 | 20 |  | Fixed | Roof
NJADRE1560135689 | Administratively Determined Incentive Program | Tuckerton | 8087 | 11.48 | Residential | Behind the Meter | Yes | EMT Renewables, LLC | AC Electric |  | Accepted | 2025-07-24 | 2025-08-18 | 2026-08-18 | Solar Panels | MSE PERC | MSE-410 |  | 0.41 | 12 | 175 | 20 |  | Fixed | Roof
NJADRE1560135701 | Administratively Determined Incentive Program | Willingboro Twp | 8046 | 4.05 | Residential | Behind the Meter | Yes | Sunrun Installation Services, Inc. | PSE&G |  | Accepted | 2025-07-24 | 2025-08-18 | 2026-08-18 | Solar Panels | JA SOLAR | JAM54S31-405/MR |  | 0.405 | 10 | 109 | 23 |  | Fixed | Roof
NJADRE1560135701 | Administratively Determined Incentive Program | Willingboro Twp | 8046 | 4.05 | Residential | Behind the Meter | Yes | Sunrun Installation Services, Inc. | PSE&G |  | Accepted | 2025-07-24 | 2025-08-18 | 2026-08-18 | Inverters | SOLAREDGE TECHNOLOGIES | SE3800H-USMN | 3800 |  | 1 |  |  | 0.99 |  | Outside
NJADRE1560135704 | Administratively Determined Incentive Program | Villas | 8251 | 9.89 | Residential | Behind the Meter | Yes | EMT Renewables, LLC | AC Electric |  | Accepted | 2025-07-24 | 2025-08-18 | 2026-08-18 | Inverters | ENPHASE | IQ8+ | 290 |  | 23 |  |  | 0.98 |  | Other | UNDER EACH PANEL
NJADRE1560135704 | Administratively Determined Incentive Program | Villas | 8251 | 9.89 | Residential | Behind the Meter | Yes | EMT Renewables, LLC | AC Electric |  | Accepted | 2025-07-24 | 2025-08-18 | 2026-08-18 | Solar Panels | SEG SOLAR | SEG 430 |  | 0.43 | 8 | 122 | 10 |  | Fixed | Roof
NJADRE1560135704 | Administratively Determined Incentive Program | Villas | 8251 | 9.89 | Residential | Behind the Meter | Yes | EMT Renewables, LLC | AC Electric |  | Accepted | 2025-07-24 | 2025-08-18 | 2026-08-18 | Solar Panels | SEG SOLAR | SEG 430 |  | 0.43 | 15 | 302 | 20 |  | Fixed | Roof
NJADRE1560135710 | Administratively Determined Incentive Program | WALLINGTON | 7057 | 11.83 | Residential | Behind the Meter | Yes | Power Energy Solutions, LLC | PSE&G |  | Accepted | 2025-07-24 | 2025-08-18 | 2026-08-18 | Inverters | SolarEdge | SE5700H-US | 5760 |  | 1 |  |  | 0.97 |  | Outdoor
NJADRE1560135710 | Administratively Determined Incentive Program | WALLINGTON | 7057 | 11.83 | Residential | Behind the Meter | Yes | Power Energy Solutions, LLC | PSE&G |  | Accepted | 2025-07-24 | 2025-08-18 | 2026-08-18 | Solar Panels | Canadian Solar | CS6.1-54TM-455 |  | 0.455 | 6 | 127 | 24 |  | Fixed | Roof
NJADRE1560135710 | Administratively Determined Incentive Program | WALLINGTON | 7057 | 11.83 | Residential | Behind the Meter | Yes | Power Energy Solutions, LLC | PSE&G |  | Accepted | 2025-07-24 | 2025-08-18 | 2026-08-18 | Solar Panels | Canadian Solar | CS6.1-54TM-455 |  | 0.455 | 14 | 217 | 24 |  | Fixed | Roof
NJADRE1560135710 | Administratively Determined Incentive Program | WALLINGTON | 7057 | 11.83 | Residential | Behind the Meter | Yes | Power Energy Solutions, LLC | PSE&G |  | Accepted | 2025-07-24 | 2025-08-18 | 2026-08-18 | Solar Panels | Canadian Solar | CS6.1-54TM-455 |  | 0.455 | 6 | 307 | 24 |  | Fixed | Roof
NJADRE1560135717 | Administratively Determined Incentive Program | TOMS RIVER | 8757 | 7.31 | Residential | Behind the Meter | Yes | EMT Renewables, LLC | JCP&L |  | Accepted | 2025-07-24 | 2025-08-18 | 2026-08-18 | Solar Panels | SEG SOLAR | SEG 430 |  | 0.43 | 17 | 267 | 21 |  | Fixed | Roof
NJADRE1560135717 | Administratively Determined Incentive Program | TOMS RIVER | 8757 | 7.31 | Residential | Behind the Meter | Yes | EMT Renewables, LLC | JCP&L |  | Accepted | 2025-07-24 | 2025-08-18 | 2026-08-18 | Inverters | ENPHASE | IQ8+ | 290 |  | 17 |  |  | 0.98 |  | Other | UNDER EACH PANEL
NJADRE1560135726 | Administratively Determined Incentive Program | BRIDGETON | 8302 | 10.66 | Residential | Behind the Meter | Yes | EMT Renewables, LLC | AC Electric |  | Accepted | 2025-07-24 | 2025-08-18 | 2026-08-18 | Solar Panels | MSE PERC | MSE-410 |  | 0.41 | 18 | 193 | 22 |  | Fixed | Roof
NJADRE1560135726 | Administratively Determined Incentive Program | BRIDGETON | 8302 | 10.66 | Residential | Behind the Meter | Yes | EMT Renewables, LLC | AC Electric |  | Accepted | 2025-07-24 | 2025-08-18 | 2026-08-18 | Solar Panels | MSE PERC | MSE-410 |  | 0.41 | 8 | 13 | 22 |  | Fixed | Roof
NJADRE1560135726 | Administratively Determined Incentive Program | BRIDGETON | 8302 | 10.66 | Residential | Behind the Meter | Yes | EMT Renewables, LLC | AC Electric |  | Accepted | 2025-07-24 | 2025-08-18 | 2026-08-18 | Inverters | ENPHASE | IQ8+ | 290 |  | 26 |  |  | 0.98 |  | Other | UNDER EACH PANEL
NJADRE1560135728 | Administratively Determined Incentive Program | ENGLISHTOWN | 7726 | 21.93 | Residential | Behind the Meter | No | Infinity Solar Systems, LLC | JCP&L |  | Accepted | 2025-07-24 | 2025-08-18 | 2026-08-18 | Solar Panels | SEG Solar | SEG-430-BTD-BG |  | 0.43 | 21 | 263 | 40 |  | Fixed | Roof
NJADRE1560135728 | Administratively Determined Incentive Program | ENGLISHTOWN | 7726 | 21.93 | Residential | Behind the Meter | No | Infinity Solar Systems, LLC | JCP&L |  | Accepted | 2025-07-24 | 2025-08-18 | 2026-08-18 | Solar Panels | SEG Solar | SEG-430-BTD-BG |  | 0.43 | 24 | 83 | 40 |  | Fixed | Roof
NJADRE1560135728 | Administratively Determined Incentive Program | ENGLISHTOWN | 7726 | 21.93 | Residential | Behind the Meter | No | Infinity Solar Systems, LLC | JCP&L |  | Accepted | 2025-07-24 | 2025-08-18 | 2026-08-18 | Solar Panels | SEG Solar | SEG-430-BTD-BG |  | 0.43 | 6 | 263 | 40 |  | Fixed | Roof
NJADRE1560135728 | Administratively Determined Incentive Program | ENGLISHTOWN | 7726 | 21.93 | Residential | Behind the Meter | No | Infinity Solar Systems, LLC | JCP&L |  | Accepted | 2025-07-24 | 2025-08-18 | 2026-08-18 | Inverters | Enphase | IQ8MC-72-M-US | 320 |  | 51 |  |  | 0.97 |  | Outdoor
NJADRE1560135732 | Administratively Determined Incentive Program | Monroe | 8831 | 18.275 | Residential | Behind the Meter | Yes | US Clean Energy Construction, Inc. | JCP&L |  | Accepted | 2025-07-24 | 2025-08-18 | 2026-08-18 | Solar Panels | Trina Solar | TRINA 425W |  | 0.425 | 18 | 277 | 30 |  | Fixed | Roof
NJADRE1560135732 | Administratively Determined Incentive Program | Monroe | 8831 | 18.275 | Residential | Behind the Meter | Yes | US Clean Energy Construction, Inc. | JCP&L |  | Accepted | 2025-07-24 | 2025-08-18 | 2026-08-18 | Solar Panels | Trina Solar | TRINA 425W |  | 0.425 | 21 | 97 | 30 |  | Fixed | Roof
NJADRE1560135732 | Administratively Determined Incentive Program | Monroe | 8831 | 18.275 | Residential | Behind the Meter | Yes | US Clean Energy Construction, Inc. | JCP&L |  | Accepted | 2025-07-24 | 2025-08-18 | 2026-08-18 | Meters | VISION METERING | Cat VM-2E2A1P |  |  | 1 |  |  |  | Yes | Outdoor
NJADRE1560135732 | Administratively Determined Incentive Program | Monroe | 8831 | 18.275 | Residential | Behind the Meter | Yes | US Clean Energy Construction, Inc. | JCP&L |  | Accepted | 2025-07-24 | 2025-08-18 | 2026-08-18 | Solar Panels | Trina Solar | TRINA 425W |  | 0.425 | 4 | 187 | 30 |  | Fixed | Roof
NJADRE1560135732 | Administratively Determined Incentive Program | Monroe | 8831 | 18.275 | Residential | Behind the Meter | Yes | US Clean Energy Construction, Inc. | JCP&L |  | Accepted | 2025-07-24 | 2025-08-18 | 2026-08-18 | Inverters | SMA AMERICA | SMA SB-7.7-US | 7700 |  | 2 |  |  | 0.96 |  | Outdoor
NJADRE1560135735 | Administratively Determined Incentive Program | West Paterson Boro | 7424 | 3.645 | Residential | Behind the Meter | Yes | Sunrun Installation Services, Inc. | PSE&G |  | Accepted | 2025-07-24 | 2025-08-18 | 2026-08-18 | Inverters | SolarEdge Technologies | SE3800H-USMN | 3800 |  | 1 |  |  | 0.99 |  | Outdoor
NJADRE1560135735 | Administratively Determined Incentive Program | West Paterson Boro | 7424 | 3.645 | Residential | Behind the Meter | Yes | Sunrun Installation Services, Inc. | PSE&G |  | Accepted | 2025-07-24 | 2025-08-18 | 2026-08-18 | Solar Panels | JA Solar | JAM54S31-405/MR |  | 0.405 | 3 | 124 | 40 |  | Fixed | Roof
NJADRE1560135735 | Administratively Determined Incentive Program | West Paterson Boro | 7424 | 3.645 | Residential | Behind the Meter | Yes | Sunrun Installation Services, Inc. | PSE&G |  | Accepted | 2025-07-24 | 2025-08-18 | 2026-08-18 | Solar Panels | JA Solar | JAM54S31-405/MR |  | 0.405 | 6 | 304 | 14 |  | Fixed | Roof
NJADRE1560135740 | Administratively Determined Incentive Program | Bridegeton | 8302 | 13.12 | Residential | Behind the Meter | Yes | EMT Renewables, LLC | AC Electric |  | Accepted | 2025-07-24 | 2025-08-18 | 2026-08-18 | Solar Panels | MSE PERC | MSE-410 |  | 0.41 | 32 | 169 | 25 |  | Fixed | Roof
NJADRE1560135740 | Administratively Determined Incentive Program | Bridegeton | 8302 | 13.12 | Residential | Behind the Meter | Yes | EMT Renewables, LLC | AC Electric |  | Accepted | 2025-07-24 | 2025-08-18 | 2026-08-18 | Inverters | ENPHASE | IQ8+ | 290 |  | 32 |  |  | 0.98 |  | Other | UNDER EACH PANEL
NJADRE1560135748 | Administratively Determined Incentive Program | Short Hills | 7078 | 6.15 | Residential | Behind the Meter | No | Tesla Energy Operations, Inc. | JCP&L |  | Accepted | 2025-07-24 | 2025-08-18 | 2026-08-18 | Solar Panels | Hanwha | Q.PEAK DUO BLK ML-G10+/TS 410 |  | 0.41 | 3 | 57 | 21 |  | Fixed | Roof
NJADRE1560135748 | Administratively Determined Incentive Program | Short Hills | 7078 | 6.15 | Residential | Behind the Meter | No | Tesla Energy Operations, Inc. | JCP&L |  | Accepted | 2025-07-24 | 2025-08-18 | 2026-08-18 | Inverters | Tesla | 1707000-XX-Y 11.5 kW | 11500 |  | 1 |  |  | 0.98 |  | Outdoor
NJADRE1560135748 | Administratively Determined Incentive Program | Short Hills | 7078 | 6.15 | Residential | Behind the Meter | No | Tesla Energy Operations, Inc. | JCP&L |  | Accepted | 2025-07-24 | 2025-08-18 | 2026-08-18 | Solar Panels | Hanwha | Q.PEAK DUO BLK ML-G10+/TS 410 |  | 0.41 | 12 | 57 | 34 |  | Fixed | Roof
NJADRE1560135748 | Administratively Determined Incentive Program | Short Hills | 7078 | 6.15 | Residential | Behind the Meter | No | Tesla Energy Operations, Inc. | JCP&L |  | Accepted | 2025-07-24 | 2025-08-18 | 2026-08-18 | Electric Storage Battery | Tesla | Powerwall 3 |  |  | 2 |  |  |  | Lithium Ion |  | OUTSIDE
NJADRE1560135755 | Administratively Determined Incentive Program | Monroe | 8831 | 17 | Residential | Behind the Meter | Yes | US Clean Energy Construction, Inc. | JCP&L |  | Accepted | 2025-07-24 | 2025-08-18 | 2026-08-18 | Solar Panels | Trina Solar | TRINA 425W |  | 0.425 | 15 | 187 | 30 |  | Fixed | Roof
NJADRE1560135755 | Administratively Determined Incentive Program | Monroe | 8831 | 17 | Residential | Behind the Meter | Yes | US Clean Energy Construction, Inc. | JCP&L |  | Accepted | 2025-07-24 | 2025-08-18 | 2026-08-18 | Solar Panels | Trina Solar | TRINA 425W |  | 0.425 | 9 | 97 | 30 |  | Fixed | Roof
NJADRE1560135755 | Administratively Determined Incentive Program | Monroe | 8831 | 17 | Residential | Behind the Meter | Yes | US Clean Energy Construction, Inc. | JCP&L |  | Accepted | 2025-07-24 | 2025-08-18 | 2026-08-18 | Solar Panels | Trina Solar | TRINA 425W |  | 0.425 | 16 | 277 | 30 |  | Fixed | Roof
NJADRE1560135755 | Administratively Determined Incentive Program | Monroe | 8831 | 17 | Residential | Behind the Meter | Yes | US Clean Energy Construction, Inc. | JCP&L |  | Accepted | 2025-07-24 | 2025-08-18 | 2026-08-18 | Meters | VISION METERING | Cat VM-2E2A1P |  |  | 1 |  |  |  | Yes | Outdoor
NJADRE1560135755 | Administratively Determined Incentive Program | Monroe | 8831 | 17 | Residential | Behind the Meter | Yes | US Clean Energy Construction, Inc. | JCP&L |  | Accepted | 2025-07-24 | 2025-08-18 | 2026-08-18 | Inverters | SMA AMERICA | SMA SBSE-11.5-50 | 11500 |  | 1 |  |  | 0.96 |  | Outdoor
NJADRE1560135770 | Administratively Determined Incentive Program | NEWFIELD | 8344 | 9.775 | Residential | Behind the Meter | Yes | Whitman Construction, LLC | AC Electric |  | Accepted | 2025-07-24 | 2025-08-18 | 2026-08-18 | Solar Panels | JINKO SOLAR | JKM425N-54HL4-B |  | 0.425 | 4 | 230 | 27 |  | Fixed | Roof
NJADRE1560135770 | Administratively Determined Incentive Program | NEWFIELD | 8344 | 9.775 | Residential | Behind the Meter | Yes | Whitman Construction, LLC | AC Electric |  | Accepted | 2025-07-24 | 2025-08-18 | 2026-08-18 | Solar Panels | JINKO SOLAR | JKM425N-54HL4-B |  | 0.425 | 10 | 140 | 27 |  | Fixed | Roof
NJADRE1560135770 | Administratively Determined Incentive Program | NEWFIELD | 8344 | 9.775 | Residential | Behind the Meter | Yes | Whitman Construction, LLC | AC Electric |  | Accepted | 2025-07-24 | 2025-08-18 | 2026-08-18 | Inverters | ENPHASE | IQ8PLUS-72-2-US | 290 |  | 23 |  |  | 0.975 |  | Outdoor
NJADRE1560135770 | Administratively Determined Incentive Program | NEWFIELD | 8344 | 9.775 | Residential | Behind the Meter | Yes | Whitman Construction, LLC | AC Electric |  | Accepted | 2025-07-24 | 2025-08-18 | 2026-08-18 | Solar Panels | JINKO SOLAR | JKM425N-54HL4-B |  | 0.425 | 9 | 320 | 27 |  | Fixed | Roof
NJADRE1560135781 | Administratively Determined Incentive Program | BERKELEY TOWNSHIP | 8721 | 15.4 | Residential | Behind the Meter | Yes | Zenergy Solar, LLC | JCP&L |  | Accepted | 2025-07-24 | 2025-08-18 | 2026-08-18 | Solar Panels | Silfab | SIL-440 QD |  | 0.44 | 6 | 263 | 17 |  | Fixed | Roof
NJADRE1560135781 | Administratively Determined Incentive Program | BERKELEY TOWNSHIP | 8721 | 15.4 | Residential | Behind the Meter | Yes | Zenergy Solar, LLC | JCP&L |  | Accepted | 2025-07-24 | 2025-08-18 | 2026-08-18 | Solar Panels | Silfab | SIL-440 QD |  | 0.44 | 9 | 176 | 18 |  | Fixed | Roof
NJADRE1560135781 | Administratively Determined Incentive Program | BERKELEY TOWNSHIP | 8721 | 15.4 | Residential | Behind the Meter | Yes | Zenergy Solar, LLC | JCP&L |  | Accepted | 2025-07-24 | 2025-08-18 | 2026-08-18 | Solar Panels | Silfab | SIL-440 QD |  | 0.44 | 2 | 353 | 18 |  | Fixed | Roof
NJADRE1560135781 | Administratively Determined Incentive Program | BERKELEY TOWNSHIP | 8721 | 15.4 | Residential | Behind the Meter | Yes | Zenergy Solar, LLC | JCP&L |  | Accepted | 2025-07-24 | 2025-08-18 | 2026-08-18 | Solar Panels | Silfab | SIL-440 QD |  | 0.44 | 18 | 83 | 17 |  | Fixed | Roof
NJADRE1560135781 | Administratively Determined Incentive Program | BERKELEY TOWNSHIP | 8721 | 15.4 | Residential | Behind the Meter | Yes | Zenergy Solar, LLC | JCP&L |  | Accepted | 2025-07-24 | 2025-08-18 | 2026-08-18 | Inverters | Enphase Energy | IQ8PLUS-72-2-US | 290 |  | 35 |  |  | 0.99 |  | Outdoor
NJADRE1560135789 | Administratively Determined Incentive Program | PENNSAUKEN | 8109 | 16.4 | Residential | Behind the Meter | Yes | EMT Renewables, LLC | PSE&G |  | Accepted | 2025-07-24 | 2025-08-18 | 2026-08-18 | Inverters | ENPHASE | IQ8+ | 290 |  | 40 |  |  | 0.98 |  | Other | UNDER EACH PANEL
NJADRE1560135789 | Administratively Determined Incentive Program | PENNSAUKEN | 8109 | 16.4 | Residential | Behind the Meter | Yes | EMT Renewables, LLC | PSE&G |  | Accepted | 2025-07-24 | 2025-08-18 | 2026-08-18 | Solar Panels | MSE PERC | MSE-410 |  | 0.41 | 14 | 86 | 13 |  | Fixed | Roof
NJADRE1560135789 | Administratively Determined Incentive Program | PENNSAUKEN | 8109 | 16.4 | Residential | Behind the Meter | Yes | EMT Renewables, LLC | PSE&G |  | Accepted | 2025-07-24 | 2025-08-18 | 2026-08-18 | Solar Panels | MSE PERC | MSE-410 |  | 0.41 | 11 | 266 | 20 |  | Fixed | Roof
NJADRE1560135789 | Administratively Determined Incentive Program | PENNSAUKEN | 8109 | 16.4 | Residential | Behind the Meter | Yes | EMT Renewables, LLC | PSE&G |  | Accepted | 2025-07-24 | 2025-08-18 | 2026-08-18 | Solar Panels | MSE PERC | MSE-410 |  | 0.41 | 15 | 266 | 13 |  | Fixed | Roof
NJADRE1560135795 | Administratively Determined Incentive Program | FAIR LAWN | 7410 | 6.3 | Residential | Behind the Meter | Yes | Power Energy Solutions, LLC | PSE&G |  | Accepted | 2025-07-24 | 2025-08-19 | 2026-08-19 | Solar Panels | Trina Solar | TSM-450NEG9RC.27 |  | 0.45 | 14 | 193 | 31 |  | Fixed | Roof
NJADRE1560135795 | Administratively Determined Incentive Program | FAIR LAWN | 7410 | 6.3 | Residential | Behind the Meter | Yes | Power Energy Solutions, LLC | PSE&G |  | Accepted | 2025-07-24 | 2025-08-19 | 2026-08-19 | Inverters | SolarEdge | SE3800H-US | 3800 |  | 1 |  |  | 0.97 |  | Outdoor
NJADRE1560135797 | Administratively Determined Incentive Program | Somers Point | 8244 | 5.25 | Residential | Behind the Meter | No | Evoke Solar, Inc. | AC Electric |  | Accepted | 2025-07-24 | 2025-08-18 | 2026-08-18 | Solar Panels | Maxeon | SPR-X21-350-BLK-E-AC |  | 0.35 | 15 | 227 | 17 |  | Fixed | Roof
NJADRE1560135797 | Administratively Determined Incentive Program | Somers Point | 8244 | 5.25 | Residential | Behind the Meter | No | Evoke Solar, Inc. | AC Electric |  | Accepted | 2025-07-24 | 2025-08-18 | 2026-08-18 | Inverters | Enphase | IQ7X-96-2-US | 315 |  | 15 |  |  | 1 |  | Outside | back of each panel
NJADRE1560135797 | Administratively Determined Incentive Program | Somers Point | 8244 | 5.25 | Residential | Behind the Meter | No | Evoke Solar, Inc. | AC Electric |  | Accepted | 2025-07-24 | 2025-08-18 | 2026-08-18 | Meters | Enphase | 800-00664-r05 |  |  | 1 |  |  |  | Yes | Outdoor
NJADRE1560135804 | Administratively Determined Incentive Program | VAUXHALL | 7088 | 3.69 | Residential | Behind the Meter | Yes | Trinity Solar, LLC | PSE&G |  | Accepted | 2025-07-24 | 2025-08-18 | 2026-08-18 | Solar Panels | HANWHA 410 (Q.PEAK DUO BLK ML-G10+410) | HANWHA 410 (Q.PEAK DUO BLK ML-G10+410) |  | 0.41 | 9 | 238 | 27 |  | Fixed | Roof
NJADRE1560135804 | Administratively Determined Incentive Program | VAUXHALL | 7088 | 3.69 | Residential | Behind the Meter | Yes | Trinity Solar, LLC | PSE&G |  | Accepted | 2025-07-24 | 2025-08-18 | 2026-08-18 | Inverters | SOLAREDGE | SE3800H-US | 3800 |  | 1 |  |  | 0.97 |  | Outside
NJADRE1560135812 | Administratively Determined Incentive Program | PENNSVILLE | 8070 | 4.51 | Residential | Behind the Meter | Yes | EMT Renewables, LLC | AC Electric |  | Accepted | 2025-07-24 | 2025-08-20 | 2026-08-20 | Inverters | ENPHASE | IQ8+ | 290 |  | 11 |  |  | 0.98 |  | Other | UNDER EACH PANEL
NJADRE1560135812 | Administratively Determined Incentive Program | PENNSVILLE | 8070 | 4.51 | Residential | Behind the Meter | Yes | EMT Renewables, LLC | AC Electric |  | Accepted | 2025-07-24 | 2025-08-20 | 2026-08-20 | Solar Panels | MSE PERC | MSE-410 |  | 0.41 | 11 | 257 | 32 |  | Fixed | Roof
NJADRE1560135817 | Administratively Determined Incentive Program | South Plainfield Boro | 7080 | 7.83 | Residential | Behind the Meter | No | Integrity Solar & Home Solutions, LLC | PSE&G |  | Accepted | 2025-07-24 | 2025-08-18 | 2026-08-18 | Inverters | ENPHASE | IQ8HC | 380 |  | 18 |  |  | 0.98 |  | Other | UNDER EACH PANEL
NJADRE1560135817 | Administratively Determined Incentive Program | South Plainfield Boro | 7080 | 7.83 | Residential | Behind the Meter | No | Integrity Solar & Home Solutions, LLC | PSE&G |  | Accepted | 2025-07-24 | 2025-08-18 | 2026-08-18 | Solar Panels | Q CELLS | Q.TRON BLK M-G2H+ 435 |  | 0.435 | 11 | 160 | 20 |  | Fixed | Roof
NJADRE1560135817 | Administratively Determined Incentive Program | South Plainfield Boro | 7080 | 7.83 | Residential | Behind the Meter | No | Integrity Solar & Home Solutions, LLC | PSE&G |  | Accepted | 2025-07-24 | 2025-08-18 | 2026-08-18 | Solar Panels | Q CELLS | Q.TRON BLK M-G2H+ 435 |  | 0.435 | 7 | 160 | 20 |  | Fixed | Roof
NJADRE1560135818 | Administratively Determined Incentive Program | RINGWOOD | 7456 | 7.79 | Residential | Behind the Meter | Yes | EMT Renewables, LLC | Orange Rockland Electric |  | Accepted | 2025-07-24 | 2025-08-20 | 2026-08-20 | Inverters | ENPHASE | IQ8+ | 290 |  | 19 |  |  | 0.98 |  | Other | UNDER EACH PANEL
NJADRE1560135818 | Administratively Determined Incentive Program | RINGWOOD | 7456 | 7.79 | Residential | Behind the Meter | Yes | EMT Renewables, LLC | Orange Rockland Electric |  | Accepted | 2025-07-24 | 2025-08-20 | 2026-08-20 | Solar Panels | MSE PERC | MSE-410 |  | 0.41 | 15 | 174 | 30 |  | Fixed | Roof
NJADRE1560135818 | Administratively Determined Incentive Program | RINGWOOD | 7456 | 7.79 | Residential | Behind the Meter | Yes | EMT Renewables, LLC | Orange Rockland Electric |  | Accepted | 2025-07-24 | 2025-08-20 | 2026-08-20 | Solar Panels | MSE PERC | MSE-410 |  | 0.41 | 4 | 174 | 10 |  | Fixed | Roof
NJADRE1560135819 | Administratively Determined Incentive Program | Lindenwold | 8021 | 11.61 | Residential | Behind the Meter | Yes | Pro Custom Solar dba Momentum Solar | AC Electric |  | Accepted | 2025-07-24 | 2025-08-18 | 2026-08-18 | Solar Panels | HANWHA | HANWHA Q.TRON BLK M-G2+ 430 |  | 0.43 | 10 | 293 | 39 |  | Fixed | Roof
NJADRE1560135819 | Administratively Determined Incentive Program | Lindenwold | 8021 | 11.61 | Residential | Behind the Meter | Yes | Pro Custom Solar dba Momentum Solar | AC Electric |  | Accepted | 2025-07-24 | 2025-08-18 | 2026-08-18 | Solar Panels | HANWHA | HANWHA Q.TRON BLK M-G2+ 430 |  | 0.43 | 2 | 293 | 21 |  | Fixed | Roof
NJADRE1560135819 | Administratively Determined Incentive Program | Lindenwold | 8021 | 11.61 | Residential | Behind the Meter | Yes | Pro Custom Solar dba Momentum Solar | AC Electric |  | Accepted | 2025-07-24 | 2025-08-18 | 2026-08-18 | Solar Panels | HANWHA | HANWHA Q.TRON BLK M-G2+ 430 |  | 0.43 | 12 | 113 | 39 |  | Fixed | Roof
NJADRE1560135819 | Administratively Determined Incentive Program | Lindenwold | 8021 | 11.61 | Residential | Behind the Meter | Yes | Pro Custom Solar dba Momentum Solar | AC Electric |  | Accepted | 2025-07-24 | 2025-08-18 | 2026-08-18 | Solar Panels | HANWHA | HANWHA Q.TRON BLK M-G2+ 430 |  | 0.43 | 3 | 113 | 21 |  | Fixed | Roof
NJADRE1560135819 | Administratively Determined Incentive Program | Lindenwold | 8021 | 11.61 | Residential | Behind the Meter | Yes | Pro Custom Solar dba Momentum Solar | AC Electric |  | Accepted | 2025-07-24 | 2025-08-18 | 2026-08-18 | Inverters | ENPHASE | IQ8HC-72-M-DOM-US | 380 |  | 27 |  |  | 0.97 |  | Outdoor
NJADRE1560135844 | Administratively Determined Incentive Program | Clayton | 8312 | 11.48 | Residential | Behind the Meter | Yes | Define Solar, LLC | AC Electric |  | Accepted | 2025-07-24 | 2025-08-18 | 2026-08-18 | Solar Panels | Znshine | ZXM7-SH108 410W |  | 0.41 | 2 | 278 | 26 |  | Fixed | Roof
NJADRE1560135844 | Administratively Determined Incentive Program | Clayton | 8312 | 11.48 | Residential | Behind the Meter | Yes | Define Solar, LLC | AC Electric |  | Accepted | 2025-07-24 | 2025-08-18 | 2026-08-18 | Solar Panels | Znshine | ZXM7-SH108 410W |  | 0.41 | 8 | 98 | 26 |  | Fixed | Roof
NJADRE1560135844 | Administratively Determined Incentive Program | Clayton | 8312 | 11.48 | Residential | Behind the Meter | Yes | Define Solar, LLC | AC Electric |  | Accepted | 2025-07-24 | 2025-08-18 | 2026-08-18 | Inverters | Enphase | IQ8PLUS-72-2-US | 290 |  | 2 |  |  | 0.976 |  | Outside | Under each pv panel
NJADRE1560135844 | Administratively Determined Incentive Program | Clayton | 8312 | 11.48 | Residential | Behind the Meter | Yes | Define Solar, LLC | AC Electric |  | Accepted | 2025-07-24 | 2025-08-18 | 2026-08-18 | Inverters | Enphase | IQ8PLUS-72-2-US | 290 |  | 2 |  |  | 0.976 |  | Outside | Under each pv panel
NJADRE1560135844 | Administratively Determined Incentive Program | Clayton | 8312 | 11.48 | Residential | Behind the Meter | Yes | Define Solar, LLC | AC Electric |  | Accepted | 2025-07-24 | 2025-08-18 | 2026-08-18 | Solar Panels | Znshine | ZXM7-SH108 410W |  | 0.41 | 14 | 278 | 26 |  | Fixed | Roof
NJADRE1560135844 | Administratively Determined Incentive Program | Clayton | 8312 | 11.48 | Residential | Behind the Meter | Yes | Define Solar, LLC | AC Electric |  | Accepted | 2025-07-24 | 2025-08-18 | 2026-08-18 | Solar Panels | Znshine | ZXM7-SH108 410W |  | 0.41 | 2 | 98 | 25 |  | Fixed | Roof
NJADRE1560135844 | Administratively Determined Incentive Program | Clayton | 8312 | 11.48 | Residential | Behind the Meter | Yes | Define Solar, LLC | AC Electric |  | Accepted | 2025-07-24 | 2025-08-18 | 2026-08-18 | Inverters | Enphase | IQ8PLUS-72-2-US | 290 |  | 2 |  |  | 0.976 |  | Outside | Under each pv panel
NJADRE1560135844 | Administratively Determined Incentive Program | Clayton | 8312 | 11.48 | Residential | Behind the Meter | Yes | Define Solar, LLC | AC Electric |  | Accepted | 2025-07-24 | 2025-08-18 | 2026-08-18 | Inverters | Enphase | IQ8PLUS-72-2-US | 290 |  | 8 |  |  | 0.976 |  | Outside | Under each pv panel
NJADRE1560135844 | Administratively Determined Incentive Program | Clayton | 8312 | 11.48 | Residential | Behind the Meter | Yes | Define Solar, LLC | AC Electric |  | Accepted | 2025-07-24 | 2025-08-18 | 2026-08-18 | Inverters | Enphase | IQ8PLUS-72-2-US | 290 |  | 14 |  |  | 0.976 |  | Outside | Under each pv panel
NJADRE1560135844 | Administratively Determined Incentive Program | Clayton | 8312 | 11.48 | Residential | Behind the Meter | Yes | Define Solar, LLC | AC Electric |  | Accepted | 2025-07-24 | 2025-08-18 | 2026-08-18 | Solar Panels | Znshine | ZXM7-SH108 410W |  | 0.41 | 2 | 278 | 25 |  | Fixed | Roof
NJADRE1560135845 | Administratively Determined Incentive Program | Maplewood Township | 7040 | 5.67 | Residential | Behind the Meter | Yes | Sunrun Installation Services, Inc. | PSE&G |  | Accepted | 2025-07-24 | 2025-08-18 | 2026-08-18 | Inverters | SOLAREDGE TECHNOLOGIES | SE3800H-USMN | 3800 |  | 1 |  |  | 0.99 |  | Outdoor
NJADRE1560135845 | Administratively Determined Incentive Program | Maplewood Township | 7040 | 5.67 | Residential | Behind the Meter | Yes | Sunrun Installation Services, Inc. | PSE&G |  | Accepted | 2025-07-24 | 2025-08-18 | 2026-08-18 | Solar Panels | JA SOLAR | JAM54S31-405/MR |  | 0.405 | 8 | 313 | 18 |  | Fixed | Roof
NJADRE1560135845 | Administratively Determined Incentive Program | Maplewood Township | 7040 | 5.67 | Residential | Behind the Meter | Yes | Sunrun Installation Services, Inc. | PSE&G |  | Accepted | 2025-07-24 | 2025-08-18 | 2026-08-18 | Solar Panels | JA SOLAR | JAM54S31-405/MR |  | 0.405 | 6 | 134 | 18 |  | Fixed | Roof
NJADRE1560135845 | Administratively Determined Incentive Program | Maplewood Township | 7040 | 5.67 | Residential | Behind the Meter | Yes | Sunrun Installation Services, Inc. | PSE&G |  | Accepted | 2025-07-24 | 2025-08-18 | 2026-08-18 | Meters | SOLAREDGE TECHNOLOGIES | SE3800H-USMN |  |  | 1 |  |  |  | Yes | Outdoor
NJADRE1560135851 | Administratively Determined Incentive Program | Jersey City | 7305 | 8.2 | Residential | Behind the Meter | Yes | Trinity Solar, LLC | PSE&G |  | Accepted | 2025-07-24 | 2025-08-18 | 2026-08-18 | Solar Panels | Hanwha | Q.PEAK DUO BLK ML-G10+ 410 |  | 0.41 | 2 | 236 | 20 |  | Fixed | Roof
NJADRE1560135851 | Administratively Determined Incentive Program | Jersey City | 7305 | 8.2 | Residential | Behind the Meter | Yes | Trinity Solar, LLC | PSE&G |  | Accepted | 2025-07-24 | 2025-08-18 | 2026-08-18 | Solar Panels | Hanwha | Q.PEAK DUO BLK ML-G10+ 410 |  | 0.41 | 18 | 56 | 20 |  | Fixed | Roof
NJADRE1560135851 | Administratively Determined Incentive Program | Jersey City | 7305 | 8.2 | Residential | Behind the Meter | Yes | Trinity Solar, LLC | PSE&G |  | Accepted | 2025-07-24 | 2025-08-18 | 2026-08-18 | Inverters | Solar Edge | USE7600H-US | 7600 |  | 1 |  |  | 0.97 |  | Outside
NJADRE1560135853 | Administratively Determined Incentive Program | Bridgewater | 8807 | 15.05 | Residential | Behind the Meter | No | EMT Renewables, LLC | JCP&L |  | Accepted | 2025-07-24 | 2025-08-18 | 2026-08-18 | Solar Panels | Q CELLS | Q TRON |  | 0.43 | 15 | 139 | 22 |  | Fixed | Roof
NJADRE1560135853 | Administratively Determined Incentive Program | Bridgewater | 8807 | 15.05 | Residential | Behind the Meter | No | EMT Renewables, LLC | JCP&L |  | Accepted | 2025-07-24 | 2025-08-18 | 2026-08-18 | Inverters | IQ8HC | IQ8+ | 290 |  | 35 |  |  | 0.98 |  | Other | UNDER EACH PANEL
NJADRE1560135853 | Administratively Determined Incentive Program | Bridgewater | 8807 | 15.05 | Residential | Behind the Meter | No | EMT Renewables, LLC | JCP&L |  | Accepted | 2025-07-24 | 2025-08-18 | 2026-08-18 | Solar Panels | Q CELLS | Q TRON |  | 0.43 | 20 | 138 | 22 |  | Fixed | Roof
NJADRE1560135874 | Administratively Determined Incentive Program | Washington | 7882 | 23.65 | Residential | Behind the Meter | No | EMT Renewables, LLC | JCP&L |  | Accepted | 2025-07-24 | 2025-08-18 | 2026-08-18 | Solar Panels | Q CELLS | Q TRON |  | 0.43 | 17 | 196 | 30 |  | Fixed | Roof
NJADRE1560135874 | Administratively Determined Incentive Program | Washington | 7882 | 23.65 | Residential | Behind the Meter | No | EMT Renewables, LLC | JCP&L |  | Accepted | 2025-07-24 | 2025-08-18 | 2026-08-18 | Inverters | ENPHASE | IQ8+ | 290 |  | 55 |  |  | 0.98 |  | Other | UNDER EACH PANEL
NJADRE1560135874 | Administratively Determined Incentive Program | Washington | 7882 | 23.65 | Residential | Behind the Meter | No | EMT Renewables, LLC | JCP&L |  | Accepted | 2025-07-24 | 2025-08-18 | 2026-08-18 | Solar Panels | Q CELLS | Q TRON |  | 0.43 | 6 | 196 | 29 |  | Fixed | Roof
NJADRE1560135874 | Administratively Determined Incentive Program | Washington | 7882 | 23.65 | Residential | Behind the Meter | No | EMT Renewables, LLC | JCP&L |  | Accepted | 2025-07-24 | 2025-08-18 | 2026-08-18 | Solar Panels | Q CELLS | Q TRON |  | 0.43 | 8 | 196 | 30 |  | Fixed | Roof
NJADRE1560135874 | Administratively Determined Incentive Program | Washington | 7882 | 23.65 | Residential | Behind the Meter | No | EMT Renewables, LLC | JCP&L |  | Accepted | 2025-07-24 | 2025-08-18 | 2026-08-18 | Solar Panels | Q CELLS | Q TRON |  | 0.43 | 24 | 105 | 20 |  | Fixed | Roof
NJADRE1560135880 | Administratively Determined Incentive Program | TOMS RIVER | 8757 | 3.69 | Residential | Behind the Meter | Yes | Pro Custom Solar dba Momentum Solar | JCP&L |  | Accepted | 2025-07-24 | 2025-08-18 | 2026-08-18 | Solar Panels | HANWHA | Q.PEAK DUO BLK ML-G10+410 |  | 0.41 | 5 | 107 | 20 |  | Fixed | Roof
NJADRE1560135880 | Administratively Determined Incentive Program | TOMS RIVER | 8757 | 3.69 | Residential | Behind the Meter | Yes | Pro Custom Solar dba Momentum Solar | JCP&L |  | Accepted | 2025-07-24 | 2025-08-18 | 2026-08-18 | Solar Panels | HANWHA | Q.PEAK DUO BLK ML-G10+410 |  | 0.41 | 4 | 197 | 20 |  | Fixed | Roof
NJADRE1560135880 | Administratively Determined Incentive Program | TOMS RIVER | 8757 | 3.69 | Residential | Behind the Meter | Yes | Pro Custom Solar dba Momentum Solar | JCP&L |  | Accepted | 2025-07-24 | 2025-08-18 | 2026-08-18 | Inverters | ENPHASE | IQ8HC-72-M-DOM-US | 380 |  | 9 |  |  | 0.97 |  | Outdoor
NJADRE1560135881 | Administratively Determined Incentive Program | PRINCETON JUNCTION | 8550 | 7.2 | Residential | Behind the Meter | Yes | Power Energy Solutions, LLC | PSE&G |  | Accepted | 2025-07-24 | 2025-08-19 | 2026-08-19 | Solar Panels | Trina Solar | TSM-450NEG9RC.27 |  | 0.45 | 6 | 108 | 37 |  | Fixed | Roof
NJADRE1560135881 | Administratively Determined Incentive Program | PRINCETON JUNCTION | 8550 | 7.2 | Residential | Behind the Meter | Yes | Power Energy Solutions, LLC | PSE&G |  | Accepted | 2025-07-24 | 2025-08-19 | 2026-08-19 | Solar Panels | Trina Solar | TSM-450NEG9RC.27 |  | 0.45 | 7 | 198 | 41 |  | Fixed | Roof
NJADRE1560135881 | Administratively Determined Incentive Program | PRINCETON JUNCTION | 8550 | 7.2 | Residential | Behind the Meter | Yes | Power Energy Solutions, LLC | PSE&G |  | Accepted | 2025-07-24 | 2025-08-19 | 2026-08-19 | Solar Panels | Trina Solar | TSM-450NEG9RC.27 |  | 0.45 | 3 | 288 | 37 |  | Fixed | Roof
NJADRE1560135881 | Administratively Determined Incentive Program | PRINCETON JUNCTION | 8550 | 7.2 | Residential | Behind the Meter | Yes | Power Energy Solutions, LLC | PSE&G |  | Accepted | 2025-07-24 | 2025-08-19 | 2026-08-19 | Inverters | SolarEdge | SE3800H-US | 3800 |  | 1 |  |  | 0.97 |  | Outdoor
NJADRE1560135882 | Administratively Determined Incentive Program | Ridgefield Boro | 7657 | 12.71 | Residential | Behind the Meter | Yes | Sunrun Installation Services, Inc. | PSE&G |  | Accepted | 2025-07-24 | 2025-08-18 | 2026-08-18 | Inverters | SolarEdge Technologies | SE10000H-USMN | 10000 |  | 1 |  |  | 0.99 |  | Outdoor
NJADRE1560135882 | Administratively Determined Incentive Program | Ridgefield Boro | 7657 | 12.71 | Residential | Behind the Meter | Yes | Sunrun Installation Services, Inc. | PSE&G |  | Accepted | 2025-07-24 | 2025-08-18 | 2026-08-18 | Solar Panels | ELIN ENERGY (SIRIUS PV) | ELNSM54M-HC-410 |  | 0.41 | 12 | 126 | 18 |  | Fixed | Roof
NJADRE1560135882 | Administratively Determined Incentive Program | Ridgefield Boro | 7657 | 12.71 | Residential | Behind the Meter | Yes | Sunrun Installation Services, Inc. | PSE&G |  | Accepted | 2025-07-24 | 2025-08-18 | 2026-08-18 | Solar Panels | ELIN ENERGY (SIRIUS PV) | ELNSM54M-HC-410 |  | 0.41 | 11 | 306 | 25 |  | Fixed | Roof
NJADRE1560135882 | Administratively Determined Incentive Program | Ridgefield Boro | 7657 | 12.71 | Residential | Behind the Meter | Yes | Sunrun Installation Services, Inc. | PSE&G |  | Accepted | 2025-07-24 | 2025-08-18 | 2026-08-18 | Solar Panels | ELIN ENERGY (SIRIUS PV) | ELNSM54M-HC-410 |  | 0.41 | 8 | 216 | 25 |  | Fixed | Roof
NJADRE1560135889 | Administratively Determined Incentive Program | BELLMAWR BORO | 8031 | 14.79 | Residential | Behind the Meter | Yes | Integrity Solar & Home Solutions, LLC | PSE&G |  | Accepted | 2025-07-24 | 2025-08-19 | 2026-08-19 | Solar Panels | Q CELLS | Q.TRON BLK M-G2H+ 435 |  | 0.435 | 3 | 161 | 24 |  | Fixed | Roof
NJADRE1560135889 | Administratively Determined Incentive Program | BELLMAWR BORO | 8031 | 14.79 | Residential | Behind the Meter | Yes | Integrity Solar & Home Solutions, LLC | PSE&G |  | Accepted | 2025-07-24 | 2025-08-19 | 2026-08-19 | Inverters | ENPHASE | IQ8HC | 380 |  | 34 |  |  | 0.98 |  | Other | UNDER EACH PANEL
NJADRE1560135889 | Administratively Determined Incentive Program | BELLMAWR BORO | 8031 | 14.79 | Residential | Behind the Meter | Yes | Integrity Solar & Home Solutions, LLC | PSE&G |  | Accepted | 2025-07-24 | 2025-08-19 | 2026-08-19 | Solar Panels | Q CELLS | Q.TRON BLK M-G2H+ 435 |  | 0.435 | 10 | 161 | 23 |  | Fixed | Roof
NJADRE1560135889 | Administratively Determined Incentive Program | BELLMAWR BORO | 8031 | 14.79 | Residential | Behind the Meter | Yes | Integrity Solar & Home Solutions, LLC | PSE&G |  | Accepted | 2025-07-24 | 2025-08-19 | 2026-08-19 | Solar Panels | Q CELLS | Q.TRON BLK M-G2H+ 435 |  | 0.435 | 21 | 341 | 23 |  | Fixed | Roof
NJADRE1560135890 | Administratively Determined Incentive Program | Bridgeton | 8302 | 15.58 | Residential | Behind the Meter | No | Big Wave Roofing and Solar, LLC | AC Electric |  | Accepted | 2025-07-24 | 2025-08-18 | 2026-08-18 | Solar Panels | MISSION SOLAR | MSE410HT0B |  | 0.41 | 8 | 115 | 25 |  | Fixed | Roof
NJADRE1560135890 | Administratively Determined Incentive Program | Bridgeton | 8302 | 15.58 | Residential | Behind the Meter | No | Big Wave Roofing and Solar, LLC | AC Electric |  | Accepted | 2025-07-24 | 2025-08-18 | 2026-08-18 | Solar Panels | MISSION SOLAR | MSE410HT0B |  | 0.41 | 7 | 295 | 25 |  | Fixed | Roof
NJADRE1560135890 | Administratively Determined Incentive Program | Bridgeton | 8302 | 15.58 | Residential | Behind the Meter | No | Big Wave Roofing and Solar, LLC | AC Electric |  | Accepted | 2025-07-24 | 2025-08-18 | 2026-08-18 | Inverters | Enphase | IQ8PLUS-72-2-US | 290 |  | 38 |  |  | 0.98 |  | Outdoor
NJADRE1560135890 | Administratively Determined Incentive Program | Bridgeton | 8302 | 15.58 | Residential | Behind the Meter | No | Big Wave Roofing and Solar, LLC | AC Electric |  | Accepted | 2025-07-24 | 2025-08-18 | 2026-08-18 | Solar Panels | MISSION SOLAR | MSE410HT0B |  | 0.41 | 9 | 295 | 25 |  | Fixed | Roof
NJADRE1560135890 | Administratively Determined Incentive Program | Bridgeton | 8302 | 15.58 | Residential | Behind the Meter | No | Big Wave Roofing and Solar, LLC | AC Electric |  | Accepted | 2025-07-24 | 2025-08-18 | 2026-08-18 | Solar Panels | MISSION SOLAR | MSE410HT0B |  | 0.41 | 7 | 115 | 25 |  | Fixed | Roof
NJADRE1560135890 | Administratively Determined Incentive Program | Bridgeton | 8302 | 15.58 | Residential | Behind the Meter | No | Big Wave Roofing and Solar, LLC | AC Electric |  | Accepted | 2025-07-24 | 2025-08-18 | 2026-08-18 | Solar Panels | MISSION SOLAR | MSE410HT0B |  | 0.41 | 7 | 205 | 40 |  | Fixed | Roof
NJADRE1560135902 | Administratively Determined Incentive Program | Blackwood | 8012 | 15.4 | Residential | Behind the Meter | No | Advanced Renewable Solutions, LLC | PSE&G |  | Accepted | 2025-07-24 | 2025-08-18 | 2026-08-18 | Solar Panels | Certainteed | CTM10440HC11 |  | 0.44 | 12 | 262 | 19 |  | Fixed | Roof
NJADRE1560135902 | Administratively Determined Incentive Program | Blackwood | 8012 | 15.4 | Residential | Behind the Meter | No | Advanced Renewable Solutions, LLC | PSE&G |  | Accepted | 2025-07-24 | 2025-08-18 | 2026-08-18 | Inverters | Enphase | IQ8+ | 290 |  | 35 |  |  | 0.976 |  | Outside
NJADRE1560135902 | Administratively Determined Incentive Program | Blackwood | 8012 | 15.4 | Residential | Behind the Meter | No | Advanced Renewable Solutions, LLC | PSE&G |  | Accepted | 2025-07-24 | 2025-08-18 | 2026-08-18 | Solar Panels | Certainteed | CTM10440HC11 |  | 0.44 | 23 | 172 | 18 |  | Fixed | Roof
NJADRE1560135907 | Administratively Determined Incentive Program | Greenwich | 8323 | 8.61 | Residential | Behind the Meter | Yes | Trinity Solar, LLC | AC Electric |  | Accepted | 2025-07-24 | 2025-08-18 | 2026-08-18 | Solar Panels | HANWHA 410 (Q.PEAK DUO BLK ML-G10+410) | HANWHA 410 (Q.PEAK DUO BLK ML-G10+410) |  | 0.41 | 16 | 148 | 5 |  | Fixed | Roof
NJADRE1560135907 | Administratively Determined Incentive Program | Greenwich | 8323 | 8.61 | Residential | Behind the Meter | Yes | Trinity Solar, LLC | AC Electric |  | Accepted | 2025-07-24 | 2025-08-18 | 2026-08-18 | Solar Panels | HANWHA 410 (Q.PEAK DUO BLK ML-G10+410) | HANWHA 410 (Q.PEAK DUO BLK ML-G10+410) |  | 0.41 | 5 | 148 | 8 |  | Fixed | Roof
NJADRE1560135907 | Administratively Determined Incentive Program | Greenwich | 8323 | 8.61 | Residential | Behind the Meter | Yes | Trinity Solar, LLC | AC Electric |  | Accepted | 2025-07-24 | 2025-08-18 | 2026-08-18 | Inverters | SOLAREDGE | SE7600H-US | 7600 |  | 1 |  |  | 0.97 |  | Outside
NJADRE1560135913 | Administratively Determined Incentive Program | North Plainfield | 7060 | 5.74 | Residential | Behind the Meter | Yes | Sunrun Installation Services, Inc. | PSE&G |  | Accepted | 2025-07-24 | 2025-08-18 | 2026-08-18 | Solar Panels | ELIN ENERGY (SIRIUS PV) | ELNSM54M-HC-410 |  | 0.41 | 4 | 313 | 29 |  | Fixed | Roof
NJADRE1560135913 | Administratively Determined Incentive Program | North Plainfield | 7060 | 5.74 | Residential | Behind the Meter | Yes | Sunrun Installation Services, Inc. | PSE&G |  | Accepted | 2025-07-24 | 2025-08-18 | 2026-08-18 | Electric Storage Battery | Tesla | Powerwall 3 1707000-xx-y |  |  | 1 |  |  |  | Lithium Ion |  | OUTSIDE
NJADRE1560135913 | Administratively Determined Incentive Program | North Plainfield | 7060 | 5.74 | Residential | Behind the Meter | Yes | Sunrun Installation Services, Inc. | PSE&G |  | Accepted | 2025-07-24 | 2025-08-18 | 2026-08-18 | Solar Panels | ELIN ENERGY (SIRIUS PV) | ELNSM54M-HC-410 |  | 0.41 | 10 | 133 | 29 |  | Fixed | Roof
NJADRE1560135913 | Administratively Determined Incentive Program | North Plainfield | 7060 | 5.74 | Residential | Behind the Meter | Yes | Sunrun Installation Services, Inc. | PSE&G |  | Accepted | 2025-07-24 | 2025-08-18 | 2026-08-18 | Inverters | Tesla | Powerwall 3 1707000-xx-y | 11500 |  | 1 |  |  | 0.97 |  | Outdoor
NJADRE1560135916 | Administratively Determined Incentive Program | Lakewood | 8701 | 20.475 | Residential | Behind the Meter | Yes | Powerlutions, LLC | JCP&L |  | Accepted | 2025-07-24 | 2025-08-18 | 2026-08-18 | Inverters | Enphase | IQ8HC-72-M-DOM-US | 380 |  | 45 |  |  | 0.98 |  | Outdoor
NJADRE1560135916 | Administratively Determined Incentive Program | Lakewood | 8701 | 20.475 | Residential | Behind the Meter | Yes | Powerlutions, LLC | JCP&L |  | Accepted | 2025-07-24 | 2025-08-18 | 2026-08-18 | Solar Panels | CANADIAN | CS6.1-54TM-455H |  | 0.455 | 45 | 106 | 25 |  | Fixed | Roof
NJADRE1560136455 | Administratively Determined Incentive Program | BERLIN | 8009 | 13.64 | Residential | Behind the Meter | No | Advanced Renewable Solutions, LLC | AC Electric |  | Accepted | 2025-07-24 | 2025-08-22 | 2026-08-22 | Solar Panels | Certainteed | CTM10440HC11 |  | 0.44 | 31 | 91 | 20 |  | Fixed | Roof
NJADRE1560136455 | Administratively Determined Incentive Program | BERLIN | 8009 | 13.64 | Residential | Behind the Meter | No | Advanced Renewable Solutions, LLC | AC Electric |  | Accepted | 2025-07-24 | 2025-08-22 | 2026-08-22 | Inverters | Enphase | IQ8+ | 290 |  | 31 |  |  | 0.976 |  | Outside
NJADRE1560136499 | Administratively Determined Incentive Program | SOUTH BRUNSWICK | 8852 | 7.83 | Residential | Behind the Meter | No | NJ Solar Power, LLC | PSE&G |  | Accepted | 2025-07-24 | 2025-08-18 | 2026-08-18 | Solar Panels | Hanwha | Q.TRON BLK M-G2+ 435 |  | 0.435 | 5 | 224 | 45 |  | Fixed | Roof | Roof 3
NJADRE1560136499 | Administratively Determined Incentive Program | SOUTH BRUNSWICK | 8852 | 7.83 | Residential | Behind the Meter | No | NJ Solar Power, LLC | PSE&G |  | Accepted | 2025-07-24 | 2025-08-18 | 2026-08-18 | Solar Panels | Hanwha | Q.TRON BLK M-G2+ 435 |  | 0.435 | 3 | 134 | 34 |  | Fixed | Roof | Roof 1
NJADRE1560136499 | Administratively Determined Incentive Program | SOUTH BRUNSWICK | 8852 | 7.83 | Residential | Behind the Meter | No | NJ Solar Power, LLC | PSE&G |  | Accepted | 2025-07-24 | 2025-08-18 | 2026-08-18 | Solar Panels | Hanwha | Q.TRON BLK M-G2+ 435 |  | 0.435 | 2 | 224 | 45 |  | Fixed | Roof | Roof 2
NJADRE1560136499 | Administratively Determined Incentive Program | SOUTH BRUNSWICK | 8852 | 7.83 | Residential | Behind the Meter | No | NJ Solar Power, LLC | PSE&G |  | Accepted | 2025-07-24 | 2025-08-18 | 2026-08-18 | Solar Panels | Hanwha | Q.TRON BLK M-G2+ 435 |  | 0.435 | 8 | 134 | 34 |  | Fixed | Roof | Roof 4
NJADRE1560136499 | Administratively Determined Incentive Program | SOUTH BRUNSWICK | 8852 | 7.83 | Residential | Behind the Meter | No | NJ Solar Power, LLC | PSE&G |  | Accepted | 2025-07-24 | 2025-08-18 | 2026-08-18 | Inverters | SolarEdge | SE7600H-US | 7600 |  | 1 |  |  | 0.99 |  | Outside
NJADRE1560136587 | Administratively Determined Incentive Program | BRIGANTINE | 8203 | 4.1 | Residential | Behind the Meter | Yes | Trinity Solar, LLC | AC Electric |  | Accepted | 2025-07-24 | 2025-08-18 | 2026-08-18 | Solar Panels | HANWHA | Q.PEAK DUO BLK ML-G10+410 |  | 0.41 | 10 | 118 | 18 |  | Fixed | Roof
NJADRE1560136587 | Administratively Determined Incentive Program | BRIGANTINE | 8203 | 4.1 | Residential | Behind the Meter | Yes | Trinity Solar, LLC | AC Electric |  | Accepted | 2025-07-24 | 2025-08-18 | 2026-08-18 | Inverters | SOLAREDGE | SE3800H-US | 3800 |  | 1 |  |  | 0.97 |  | Outside
NJADRE1560138057 | Administratively Determined Incentive Program | MAYS LANDING | 8330 | 11.18 | Residential | Behind the Meter | Yes | EMT Renewables, LLC | AC Electric |  | Accepted | 2025-07-24 | 2025-08-21 | 2026-08-21 | Solar Panels | SEG SOLAR | SEG 430 |  | 0.43 | 11 | 246 | 15 |  | Fixed | Roof
NJADRE1560138057 | Administratively Determined Incentive Program | MAYS LANDING | 8330 | 11.18 | Residential | Behind the Meter | Yes | EMT Renewables, LLC | AC Electric |  | Accepted | 2025-07-24 | 2025-08-21 | 2026-08-21 | Solar Panels | SEG SOLAR | SEG 430 |  | 0.43 | 15 | 66 | 19 |  | Fixed | Roof
NJADRE1560138057 | Administratively Determined Incentive Program | MAYS LANDING | 8330 | 11.18 | Residential | Behind the Meter | Yes | EMT Renewables, LLC | AC Electric |  | Accepted | 2025-07-24 | 2025-08-21 | 2026-08-21 | Inverters | ENPHASE | IQ8+ | 290 |  | 26 |  |  | 0.98 |  | Other | UNDER EACH PANEL
NJADRE1560138675 | Administratively Determined Incentive Program | TOMS RIVER | 8757 | 4.455 | Residential | Behind the Meter | Yes | Sunrun Installation Services, Inc. | JCP&L |  | Accepted | 2025-07-24 | 2025-08-18 | 2026-08-18 | Inverters | SOLAREDGE TECHNOLOGIES | SE3800H-USMN | 3800 |  | 1 |  |  | 0.99 |  | Outside
NJADRE1560138675 | Administratively Determined Incentive Program | TOMS RIVER | 8757 | 4.455 | Residential | Behind the Meter | Yes | Sunrun Installation Services, Inc. | JCP&L |  | Accepted | 2025-07-24 | 2025-08-18 | 2026-08-18 | Solar Panels | JA SOLAR | JAM54S31-405/MR |  | 0.405 | 3 | 347 | 15 |  | Fixed | Roof
NJADRE1560138675 | Administratively Determined Incentive Program | TOMS RIVER | 8757 | 4.455 | Residential | Behind the Meter | Yes | Sunrun Installation Services, Inc. | JCP&L |  | Accepted | 2025-07-24 | 2025-08-18 | 2026-08-18 | Solar Panels | JA SOLAR | JAM54S31-405/MR |  | 0.405 | 8 | 77 | 18 |  | Fixed | Roof
NJADRE1560138764 | Administratively Determined Incentive Program | Lakewood | 8701 | 15.4 | Residential | Behind the Meter | No | Green Revolution Solar | JCP&L |  | Accepted | 2025-07-24 | 2025-08-19 | 2026-08-19 | Solar Panels | Phono Solar | PS440M6-24/TH |  | 0.44 | 15 | 277 | 26 |  | Fixed | Roof
NJADRE1560138764 | Administratively Determined Incentive Program | Lakewood | 8701 | 15.4 | Residential | Behind the Meter | No | Green Revolution Solar | JCP&L |  | Accepted | 2025-07-24 | 2025-08-19 | 2026-08-19 | Solar Panels | Phono Solar | PS440M6-24/TH |  | 0.44 | 7 | 187 | 26 |  | Fixed | Roof
NJADRE1560138764 | Administratively Determined Incentive Program | Lakewood | 8701 | 15.4 | Residential | Behind the Meter | No | Green Revolution Solar | JCP&L |  | Accepted | 2025-07-24 | 2025-08-19 | 2026-08-19 | Solar Panels | Phono Solar | PS440M6-24/TH |  | 0.44 | 13 | 97 | 26 |  | Fixed | Roof
NJADRE1560138764 | Administratively Determined Incentive Program | Lakewood | 8701 | 15.4 | Residential | Behind the Meter | No | Green Revolution Solar | JCP&L |  | Accepted | 2025-07-24 | 2025-08-19 | 2026-08-19 | Inverters | Tigo | TSI11.4K-US | 11400 |  | 1 |  |  | 0.97 |  | Outside
NJADRE1560138881 | Administratively Determined Incentive Program | Robbinsville | 8691 | 10.25 | Residential | Behind the Meter | Yes | Trinity Solar, LLC | PSE&G |  | Accepted | 2025-07-24 | 2025-08-18 | 2026-08-18 | Solar Panels | HANWHA 410 (Q.PEAK DUO BLK ML-G10+410) | HANWHA 410 (Q.PEAK DUO BLK ML-G10+410) |  | 0.41 | 18 | 156 | 30 |  | Fixed | Roof
NJADRE1560138881 | Administratively Determined Incentive Program | Robbinsville | 8691 | 10.25 | Residential | Behind the Meter | Yes | Trinity Solar, LLC | PSE&G |  | Accepted | 2025-07-24 | 2025-08-18 | 2026-08-18 | Solar Panels | HANWHA 410 (Q.PEAK DUO BLK ML-G10+410) | HANWHA 410 (Q.PEAK DUO BLK ML-G10+410) |  | 0.41 | 7 | 246 | 30 |  | Fixed | Roof
NJADRE1560138881 | Administratively Determined Incentive Program | Robbinsville | 8691 | 10.25 | Residential | Behind the Meter | Yes | Trinity Solar, LLC | PSE&G |  | Accepted | 2025-07-24 | 2025-08-18 | 2026-08-18 | Inverters | SOLAREDGE | SE7600H-USSNBBL14 | 7600 |  | 1 |  |  | 0.97 |  | Outside
NJADRE1560138890 | Administratively Determined Incentive Program | Orange City | 7050 | 5.95 | Residential | Behind the Meter | Yes | Solar Mite Solutions, LLC | PSE&G |  | Accepted | 2025-07-24 | 2025-08-18 | 2026-08-18 | Solar Panels | Jinko | JKM425N |  | 0.425 | 7 | 212 | 35 |  | Fixed | Roof
NJADRE1560138890 | Administratively Determined Incentive Program | Orange City | 7050 | 5.95 | Residential | Behind the Meter | Yes | Solar Mite Solutions, LLC | PSE&G |  | Accepted | 2025-07-24 | 2025-08-18 | 2026-08-18 | Solar Panels | Jinko | JKM425N |  | 0.425 | 7 | 302 | 15 |  | Fixed | Roof
NJADRE1560138890 | Administratively Determined Incentive Program | Orange City | 7050 | 5.95 | Residential | Behind the Meter | Yes | Solar Mite Solutions, LLC | PSE&G |  | Accepted | 2025-07-24 | 2025-08-18 | 2026-08-18 | Inverters | Enphase | IQ8PLUS-72-M-US | 290 |  | 14 |  |  | 0.98 |  | Outside
NJADRE1560138894 | Administratively Determined Incentive Program | MAYS LANDING | 8330 | 8.17 | Residential | Behind the Meter | Yes | EMT Renewables, LLC | AC Electric |  | Accepted | 2025-07-24 | 2025-08-20 | 2026-08-20 | Inverters | ENPHASE | IQ8+ | 290 |  | 19 |  |  | 0.98 |  | Other | UNDER EACH PANEL
NJADRE1560138894 | Administratively Determined Incentive Program | MAYS LANDING | 8330 | 8.17 | Residential | Behind the Meter | Yes | EMT Renewables, LLC | AC Electric |  | Accepted | 2025-07-24 | 2025-08-20 | 2026-08-20 | Solar Panels | SEG SOLAR | SEG 430 |  | 0.43 | 15 | 169 | 25 |  | Fixed | Roof
NJADRE1560138894 | Administratively Determined Incentive Program | MAYS LANDING | 8330 | 8.17 | Residential | Behind the Meter | Yes | EMT Renewables, LLC | AC Electric |  | Accepted | 2025-07-24 | 2025-08-20 | 2026-08-20 | Solar Panels | SEG SOLAR | SEG 430 |  | 0.43 | 4 | 349 | 25 |  | Fixed | Roof
NJADRE1560138895 | Administratively Determined Incentive Program | WILDWOOD | 8260 | 2.835 | Residential | Behind the Meter | No | Freedom Forever New Jersey, LLC | AC Electric |  | Accepted | 2025-07-24 | 2025-08-18 | 2026-08-18 | Inverters | Solar Edge | SE3800H-USRGM | 3800 |  | 1 |  |  | 0.99 |  | Outside
NJADRE1560138895 | Administratively Determined Incentive Program | WILDWOOD | 8260 | 2.835 | Residential | Behind the Meter | No | Freedom Forever New Jersey, LLC | AC Electric |  | Accepted | 2025-07-24 | 2025-08-18 | 2026-08-18 | Solar Panels | JA Solar | JAM54S31-405/MR |  | 0.405 | 7 | 132 | 30 |  | Fixed | Roof
NJADRE1560138907 | Administratively Determined Incentive Program | NEWARK | 7107 | 3.69 | Residential | Behind the Meter | Yes | Pro Custom Solar dba Momentum Solar | PSE&G |  | Accepted | 2025-07-24 | 2025-08-18 | 2026-08-18 | Inverters | ENPHASE | IQ8HC-72-M-DOM-US | 380 |  | 9 |  |  | 0.97 |  | Outdoor
NJADRE1560138907 | Administratively Determined Incentive Program | NEWARK | 7107 | 3.69 | Residential | Behind the Meter | Yes | Pro Custom Solar dba Momentum Solar | PSE&G |  | Accepted | 2025-07-24 | 2025-08-18 | 2026-08-18 | Solar Panels | Hanwha | q.peak duo blk-g10+410 |  | 0.41 | 9 | 207 | 26 |  | Fixed | Roof
NJADRE1560138932 | Administratively Determined Incentive Program | Galloway | 8205 | 5.16 | Residential | Behind the Meter | Yes | EMT Renewables, LLC | AC Electric |  | Accepted | 2025-07-24 | 2025-08-20 | 2026-08-20 | Solar Panels | SEG SOLAR | SEG 430 |  | 0.43 | 8 | 84 | 28 |  | Fixed | Roof
NJADRE1560138932 | Administratively Determined Incentive Program | Galloway | 8205 | 5.16 | Residential | Behind the Meter | Yes | EMT Renewables, LLC | AC Electric |  | Accepted | 2025-07-24 | 2025-08-20 | 2026-08-20 | Solar Panels | SEG SOLAR | SEG 430 |  | 0.43 | 4 | 264 | 27 |  | Fixed | Roof
NJADRE1560138932 | Administratively Determined Incentive Program | Galloway | 8205 | 5.16 | Residential | Behind the Meter | Yes | EMT Renewables, LLC | AC Electric |  | Accepted | 2025-07-24 | 2025-08-20 | 2026-08-20 | Inverters | ENPHASE | IQ8+ | 290 |  | 12 |  |  | 0.98 |  | Other | UNDER EACH PANEL
NJADRE1560138933 | Administratively Determined Incentive Program | Egg Harbor Twp | 8234 | 7.395 | Residential | Behind the Meter | Yes | SunnyMac, LLC | AC Electric |  | Accepted | 2025-07-24 | 2025-08-18 | 2026-08-18 | Solar Panels | HANWHA | Q.TRON BLK M-G2.H+ |  | 0.435 | 12 | 173 | 10 |  | Fixed | Roof
NJADRE1560138933 | Administratively Determined Incentive Program | Egg Harbor Twp | 8234 | 7.395 | Residential | Behind the Meter | Yes | SunnyMac, LLC | AC Electric |  | Accepted | 2025-07-24 | 2025-08-18 | 2026-08-18 | Solar Panels | HANWHA | Q.TRON BLK M-G2.H+ |  | 0.435 | 5 | 353 | 10 |  | Fixed | Roof
NJADRE1560138933 | Administratively Determined Incentive Program | Egg Harbor Twp | 8234 | 7.395 | Residential | Behind the Meter | Yes | SunnyMac, LLC | AC Electric |  | Accepted | 2025-07-24 | 2025-08-18 | 2026-08-18 | Inverters | SOLAREDGE ENERGY HUB | SE5700H-US | 5760 |  | 1 |  |  | 0.99 |  | Outdoor | next to meter
NJADRE1560138948 | Administratively Determined Incentive Program | BELLEVILLE | 7109 | 8.61 | Residential | Behind the Meter | Yes | Pro Custom Solar dba Momentum Solar | PSE&G |  | Accepted | 2025-07-24 | 2025-08-18 | 2026-08-18 | Solar Panels | Hanwha | q.peak duo blk-g10+410 |  | 0.41 | 18 | 39 | 22 |  | Fixed | Roof
NJADRE1560138948 | Administratively Determined Incentive Program | BELLEVILLE | 7109 | 8.61 | Residential | Behind the Meter | Yes | Pro Custom Solar dba Momentum Solar | PSE&G |  | Accepted | 2025-07-24 | 2025-08-18 | 2026-08-18 | Solar Panels | Hanwha | q.peak duo blk-g10+410 |  | 0.41 | 3 | 40 | 39 |  | Fixed | Roof
NJADRE1560138948 | Administratively Determined Incentive Program | BELLEVILLE | 7109 | 8.61 | Residential | Behind the Meter | Yes | Pro Custom Solar dba Momentum Solar | PSE&G |  | Accepted | 2025-07-24 | 2025-08-18 | 2026-08-18 | Inverters | ENPHASE | IQ8HC-72-M-DOM-US | 380 |  | 21 |  |  | 0.97 |  | Outdoor
NJADRE1560139001 | Administratively Determined Incentive Program | Toms River | 8753 | 8.1 | Residential | Behind the Meter | No | Power Home Remodeling Group | JCP&L |  | Accepted | 2025-07-24 | 2025-08-19 | 2026-08-19 | Solar Panels | JA Solar | JAM54S31 405/MR |  | 0.405 | 20 | 176 | 42 |  | Fixed | Roof
NJADRE1560139001 | Administratively Determined Incentive Program | Toms River | 8753 | 8.1 | Residential | Behind the Meter | No | Power Home Remodeling Group | JCP&L |  | Accepted | 2025-07-24 | 2025-08-19 | 2026-08-19 | Meters | SolarEdge | Revenue Grade Data Ansi C12.20 |  |  | 1 |  |  |  | Yes | Outdoor
NJADRE1560139001 | Administratively Determined Incentive Program | Toms River | 8753 | 8.1 | Residential | Behind the Meter | No | Power Home Remodeling Group | JCP&L |  | Accepted | 2025-07-24 | 2025-08-19 | 2026-08-19 | Inverters | SolarEdge | SE5700H-US | 5760 |  | 1 |  |  | 0.99 |  | Outside
NJADRE1560139047 | Administratively Determined Incentive Program | GOSHEN | 8218 | 6.56 | Residential | Behind the Meter | Yes | Sunrun Installation Services, Inc. | AC Electric |  | Accepted | 2025-07-24 | 2025-08-19 | 2026-08-19 | Solar Panels | HANWHA Q-CELLS | Q.PEAK DUO BLK ML-G10+ 410 |  | 0.41 | 4 | 280 | 38 |  | Fixed | Roof
NJADRE1560139047 | Administratively Determined Incentive Program | GOSHEN | 8218 | 6.56 | Residential | Behind the Meter | Yes | Sunrun Installation Services, Inc. | AC Electric |  | Accepted | 2025-07-24 | 2025-08-19 | 2026-08-19 | Inverters | SOLAREDGE TECHNOLOGIES | SE5700H-USMN | 5760 |  | 1 |  |  | 0.99 |  | Outdoor
NJADRE1560139047 | Administratively Determined Incentive Program | GOSHEN | 8218 | 6.56 | Residential | Behind the Meter | Yes | Sunrun Installation Services, Inc. | AC Electric |  | Accepted | 2025-07-24 | 2025-08-19 | 2026-08-19 | Solar Panels | HANWHA Q-CELLS | Q.PEAK DUO BLK ML-G10+ 410 |  | 0.41 | 6 | 280 | 43 |  | Fixed | Roof
NJADRE1560139047 | Administratively Determined Incentive Program | GOSHEN | 8218 | 6.56 | Residential | Behind the Meter | Yes | Sunrun Installation Services, Inc. | AC Electric |  | Accepted | 2025-07-24 | 2025-08-19 | 2026-08-19 | Solar Panels | HANWHA Q-CELLS | Q.PEAK DUO BLK ML-G10+ 410 |  | 0.41 | 6 | 100 | 43 |  | Fixed | Roof
NJADRE1560139048 | Administratively Determined Incentive Program | Medford | 8055 | 13.92 | Residential | Behind the Meter | No | Sunwise Energy, LLC | PSE&G |  | Accepted | 2025-07-29 | 2025-08-25 | 2026-08-25 | Solar Panels | Q CELLS | Q TRON BLK M-G2+SERIES |  | 0.435 | 22 | 118 | 24 |  | Fixed | Roof
NJADRE1560139048 | Administratively Determined Incentive Program | Medford | 8055 | 13.92 | Residential | Behind the Meter | No | Sunwise Energy, LLC | PSE&G |  | Accepted | 2025-07-29 | 2025-08-25 | 2026-08-25 | Inverters | ENPHASE ENERGY | IQ8HC-72-M-DOM-US | 360 |  | 32 |  |  | 0.973 |  | Outside
NJADRE1560139048 | Administratively Determined Incentive Program | Medford | 8055 | 13.92 | Residential | Behind the Meter | No | Sunwise Energy, LLC | PSE&G |  | Accepted | 2025-07-29 | 2025-08-25 | 2026-08-25 | Solar Panels | Q CELLS | Q TRON BLK M-G2+SERIES |  | 0.435 | 10 | 298 | 24 |  | Fixed | Roof
NJADRE1560139049 | Administratively Determined Incentive Program | North Brunswick | 8902 | 4.51 | Residential | Behind the Meter | Yes | Pro Custom Solar dba Momentum Solar | PSE&G |  | Accepted | 2025-07-24 | 2025-08-18 | 2026-08-18 | Solar Panels | Hanwha | q.peak duo blk-g10+410 |  | 0.41 | 11 | 130 | 24 |  | Fixed | Roof
NJADRE1560139049 | Administratively Determined Incentive Program | North Brunswick | 8902 | 4.51 | Residential | Behind the Meter | Yes | Pro Custom Solar dba Momentum Solar | PSE&G |  | Accepted | 2025-07-24 | 2025-08-18 | 2026-08-18 | Inverters | ENPHASE | IQ8HC-72-M-DOM-US | 380 |  | 11 |  |  | 0.97 |  | Outdoor
NJADRE1560139071 | Administratively Determined Incentive Program | Bridgeton | 8302 | 4.92 | Residential | Behind the Meter | Yes | EMT Renewables, LLC | AC Electric |  | Accepted | 2025-07-24 | 2025-08-18 | 2026-08-18 | Inverters | ENPHASE | IQ8+ | 290 |  | 12 |  |  | 0.98 |  | Other | UNDER EACH PANEL
NJADRE1560139071 | Administratively Determined Incentive Program | Bridgeton | 8302 | 4.92 | Residential | Behind the Meter | Yes | EMT Renewables, LLC | AC Electric |  | Accepted | 2025-07-24 | 2025-08-18 | 2026-08-18 | Solar Panels | MSE PERC | MSE-410 |  | 0.41 | 12 | 191 | 25 |  | Fixed | Roof
NJADRE1560139087 | Administratively Determined Incentive Program | RINGOES | 8551 | 14.94 | Residential | Behind the Meter | Yes | Big Wave Roofing and Solar, LLC | JCP&L |  | Accepted | 2025-07-24 | 2025-08-19 | 2026-08-19 | Solar Panels | Q cells | Q.PEAK DUO BLK ML-G10.C+415w |  | 0.415 | 24 | 133 | 32 |  | Fixed | Roof
NJADRE1560139087 | Administratively Determined Incentive Program | RINGOES | 8551 | 14.94 | Residential | Behind the Meter | Yes | Big Wave Roofing and Solar, LLC | JCP&L |  | Accepted | 2025-07-24 | 2025-08-19 | 2026-08-19 | Solar Panels | Q cells | Q.PEAK DUO BLK ML-G10.C+415w |  | 0.415 | 4 | 223 | 22 |  | Fixed | Roof
NJADRE1560139087 | Administratively Determined Incentive Program | RINGOES | 8551 | 14.94 | Residential | Behind the Meter | Yes | Big Wave Roofing and Solar, LLC | JCP&L |  | Accepted | 2025-07-24 | 2025-08-19 | 2026-08-19 | Solar Panels | Q cells | Q.PEAK DUO BLK ML-G10.C+415w |  | 0.415 | 2 | 43 | 22 |  | Fixed | Roof
NJADRE1560139087 | Administratively Determined Incentive Program | RINGOES | 8551 | 14.94 | Residential | Behind the Meter | Yes | Big Wave Roofing and Solar, LLC | JCP&L |  | Accepted | 2025-07-24 | 2025-08-19 | 2026-08-19 | Inverters | Enphase | IQ8HC-72-M-DOM-US | 380 |  | 36 |  |  | 0.97 |  | Outdoor
NJADRE1560139087 | Administratively Determined Incentive Program | RINGOES | 8551 | 14.94 | Residential | Behind the Meter | Yes | Big Wave Roofing and Solar, LLC | JCP&L |  | Accepted | 2025-07-24 | 2025-08-19 | 2026-08-19 | Solar Panels | Q cells | Q.PEAK DUO BLK ML-G10.C+415w |  | 0.415 | 6 | 313 | 5 |  | Fixed | Roof
NJADRE1560139111 | Administratively Determined Incentive Program | Pleasantville | 8232 | 4.73 | Residential | Behind the Meter | Yes | EMT Renewables, LLC | AC Electric |  | Accepted | 2025-07-24 | 2025-08-20 | 2026-08-20 | Inverters | ENPHASE | IQ8+ | 290 |  | 11 |  |  | 0.98 |  | Other | UNDER EACH PANEL
NJADRE1560139111 | Administratively Determined Incentive Program | Pleasantville | 8232 | 4.73 | Residential | Behind the Meter | Yes | EMT Renewables, LLC | AC Electric |  | Accepted | 2025-07-24 | 2025-08-20 | 2026-08-20 | Solar Panels | SEG SOLAR | SEG 430 |  | 0.43 | 7 | 207 | 25 |  | Fixed | Roof
NJADRE1560139111 | Administratively Determined Incentive Program | Pleasantville | 8232 | 4.73 | Residential | Behind the Meter | Yes | EMT Renewables, LLC | AC Electric |  | Accepted | 2025-07-24 | 2025-08-20 | 2026-08-20 | Solar Panels | SEG SOLAR | SEG 430 |  | 0.43 | 4 | 116 | 30 |  | Fixed | Roof
NJADRE1560139116 | Administratively Determined Incentive Program | EGG HARBOR TOWNSHIP | 8234 | 4.785 | Residential | Behind the Meter | Yes | SunnyMac, LLC | AC Electric |  | Accepted | 2025-07-24 | 2025-08-21 | 2026-08-21 | Solar Panels | HANWHA | Q.TRON BLK M-G2.H+ |  | 0.435 | 7 | 112 | 21 |  | Fixed | Roof
NJADRE1560139116 | Administratively Determined Incentive Program | EGG HARBOR TOWNSHIP | 8234 | 4.785 | Residential | Behind the Meter | Yes | SunnyMac, LLC | AC Electric |  | Accepted | 2025-07-24 | 2025-08-21 | 2026-08-21 | Solar Panels | HANWHA | Q.TRON BLK M-G2.H+ |  | 0.435 | 4 | 292 | 21 |  | Fixed | Roof
NJADRE1560139116 | Administratively Determined Incentive Program | EGG HARBOR TOWNSHIP | 8234 | 4.785 | Residential | Behind the Meter | Yes | SunnyMac, LLC | AC Electric |  | Accepted | 2025-07-24 | 2025-08-21 | 2026-08-21 | Inverters | SOLAREDGE ENERGY HUB | SE3800H-US | 3800 |  | 1 |  |  | 0.99 |  | Outdoor | next to meter
NJADRE1560139117 | Administratively Determined Incentive Program | CRANFORD | 7016 | 7.79 | Residential | Behind the Meter | Yes | Trinity Solar, LLC | PSE&G |  | Accepted | 2025-07-24 | 2025-08-18 | 2026-08-18 | Solar Panels | HANWHA 410 (Q.PEAK DUO BLK ML-G10+410) | HANWHA 410 (Q.PEAK DUO BLK ML-G10+410) |  | 0.41 | 19 | 171 | 23 |  | Fixed | Roof
NJADRE1560139117 | Administratively Determined Incentive Program | CRANFORD | 7016 | 7.79 | Residential | Behind the Meter | Yes | Trinity Solar, LLC | PSE&G |  | Accepted | 2025-07-24 | 2025-08-18 | 2026-08-18 | Inverters | SOLAREDGE | SE6000H-US | 6000 |  | 1 |  |  | 0.97 |  | Outside
NJADRE1560139119 | Administratively Determined Incentive Program | EAST HANOVER | 7936 | 15.17 | Residential | Behind the Meter | Yes | Pro Custom Solar dba Momentum Solar | JCP&L |  | Accepted | 2025-07-24 | 2025-08-19 | 2026-08-19 | Solar Panels | Hanwha | q.peak duo blk-g10+410 |  | 0.41 | 13 | 338 | 27 |  | Fixed | Roof
NJADRE1560139119 | Administratively Determined Incentive Program | EAST HANOVER | 7936 | 15.17 | Residential | Behind the Meter | Yes | Pro Custom Solar dba Momentum Solar | JCP&L |  | Accepted | 2025-07-24 | 2025-08-19 | 2026-08-19 | Inverters | ENPHASE | IQ8HC-72-M-DOM-US | 380 |  | 37 |  |  | 0.97 |  | Outdoor
NJADRE1560139119 | Administratively Determined Incentive Program | EAST HANOVER | 7936 | 15.17 | Residential | Behind the Meter | Yes | Pro Custom Solar dba Momentum Solar | JCP&L |  | Accepted | 2025-07-24 | 2025-08-19 | 2026-08-19 | Solar Panels | Hanwha | q.peak duo blk-g10+410 |  | 0.41 | 24 | 158 | 25 |  | Fixed | Roof
NJADRE1560139161 | Administratively Determined Incentive Program | LAKEWOOD | 8701 | 21.385 | Residential | Behind the Meter | Yes | Kamtech Solar Solutions | JCP&L |  | Accepted | 2025-07-25 | 2025-08-20 | 2026-08-20 | Solar Panels | CANADIAN SOLAR | CS6. 1-54TM-455 |  | 0.455 | 8 | 120 | 11 |  | Fixed | Roof
NJADRE1560139161 | Administratively Determined Incentive Program | LAKEWOOD | 8701 | 21.385 | Residential | Behind the Meter | Yes | Kamtech Solar Solutions | JCP&L |  | Accepted | 2025-07-25 | 2025-08-20 | 2026-08-20 | Solar Panels | CANADIAN SOLAR | CS6. 1-54TM-455 |  | 0.455 | 4 | 120 | 15 |  | Fixed | Roof
NJADRE1560139161 | Administratively Determined Incentive Program | LAKEWOOD | 8701 | 21.385 | Residential | Behind the Meter | Yes | Kamtech Solar Solutions | JCP&L |  | Accepted | 2025-07-25 | 2025-08-20 | 2026-08-20 | Solar Panels | CANADIAN SOLAR | CS6. 1-54TM-455 |  | 0.455 | 8 | 30 | 15 |  | Fixed | Roof
NJADRE1560139161 | Administratively Determined Incentive Program | LAKEWOOD | 8701 | 21.385 | Residential | Behind the Meter | Yes | Kamtech Solar Solutions | JCP&L |  | Accepted | 2025-07-25 | 2025-08-20 | 2026-08-20 | Inverters | ENPHASE | IQ8AC-72M-US | 349 |  | 47 |  |  | 0.973 |  | Outdoor | ROOFTOP
NJADRE1560139161 | Administratively Determined Incentive Program | LAKEWOOD | 8701 | 21.385 | Residential | Behind the Meter | Yes | Kamtech Solar Solutions | JCP&L |  | Accepted | 2025-07-25 | 2025-08-20 | 2026-08-20 | Solar Panels | CANADIAN SOLAR | CS6. 1-54TM-455 |  | 0.455 | 19 | 210 | 15 |  | Fixed | Roof
NJADRE1560139161 | Administratively Determined Incentive Program | LAKEWOOD | 8701 | 21.385 | Residential | Behind the Meter | Yes | Kamtech Solar Solutions | JCP&L |  | Accepted | 2025-07-25 | 2025-08-20 | 2026-08-20 | Solar Panels | CANADIAN SOLAR | CS6. 1-54TM-455 |  | 0.455 | 8 | 300 | 11 |  | Fixed | Roof
NJADRE1560139162 | Administratively Determined Incentive Program | HAMILTON | 8610 | 3.44 | Residential | Behind the Meter | Yes | EMT Renewables, LLC | PSE&G |  | Accepted | 2025-07-24 | 2025-08-20 | 2026-08-20 | Inverters | ENPHASE | IQ8+ | 290 |  | 8 |  |  | 0.98 |  | Other | UNDER EACH PANEL
NJADRE1560139162 | Administratively Determined Incentive Program | HAMILTON | 8610 | 3.44 | Residential | Behind the Meter | Yes | EMT Renewables, LLC | PSE&G |  | Accepted | 2025-07-24 | 2025-08-20 | 2026-08-20 | Solar Panels | SEG SOLAR | SEG 430 |  | 0.43 | 8 | 123 | 48 |  | Fixed | Roof
NJADRE1560139163 | Administratively Determined Incentive Program | HAMMONTON | 8037 | 10.53 | Residential | Behind the Meter | Yes | Solar Energy World | AC Electric |  | Accepted | 2025-07-24 | 2025-08-19 | 2026-08-19 | Solar Panels | LONGI | LR5-54HPB-405M |  | 0.405 | 9 | 141 | 22 |  | Fixed | Roof
NJADRE1560139163 | Administratively Determined Incentive Program | HAMMONTON | 8037 | 10.53 | Residential | Behind the Meter | Yes | Solar Energy World | AC Electric |  | Accepted | 2025-07-24 | 2025-08-19 | 2026-08-19 | Inverters | ENPHASE | IQ8HC-72-M-DOM-US | 384 |  | 26 |  |  | 0.97 |  | Outside
NJADRE1560139163 | Administratively Determined Incentive Program | HAMMONTON | 8037 | 10.53 | Residential | Behind the Meter | Yes | Solar Energy World | AC Electric |  | Accepted | 2025-07-24 | 2025-08-19 | 2026-08-19 | Solar Panels | LONGI | LR5-54HPB-405M |  | 0.405 | 9 | 141 | 22 |  | Fixed | Roof
NJADRE1560139163 | Administratively Determined Incentive Program | HAMMONTON | 8037 | 10.53 | Residential | Behind the Meter | Yes | Solar Energy World | AC Electric |  | Accepted | 2025-07-24 | 2025-08-19 | 2026-08-19 | Solar Panels | LONGI | LR5-54HPB-405M |  | 0.405 | 8 | 321 | 21 |  | Fixed | Roof
NJADRE1560139181 | Administratively Determined Incentive Program | Lakewood | 8701 | 15.015 | Residential | Behind the Meter | No | Powerlutions, LLC | JCP&L |  | Accepted | 2025-07-24 | 2025-08-18 | 2026-08-18 | Inverters | Enphase | IQ8MC-72-M-US | 320 |  | 33 |  |  | 0.98 |  | Outdoor
NJADRE1560139181 | Administratively Determined Incentive Program | Lakewood | 8701 | 15.015 | Residential | Behind the Meter | No | Powerlutions, LLC | JCP&L |  | Accepted | 2025-07-24 | 2025-08-18 | 2026-08-18 | Solar Panels | CANADIAN | CS6.1-54TD-455 |  | 0.455 | 18 | 168 | 30 |  | Fixed | Roof
NJADRE1560139181 | Administratively Determined Incentive Program | Lakewood | 8701 | 15.015 | Residential | Behind the Meter | No | Powerlutions, LLC | JCP&L |  | Accepted | 2025-07-24 | 2025-08-18 | 2026-08-18 | Solar Panels | CANADIAN | CS6.1-54TD-455 |  | 0.455 | 7 | 78 | 34 |  | Fixed | Roof
NJADRE1560139181 | Administratively Determined Incentive Program | Lakewood | 8701 | 15.015 | Residential | Behind the Meter | No | Powerlutions, LLC | JCP&L |  | Accepted | 2025-07-24 | 2025-08-18 | 2026-08-18 | Solar Panels | CANADIAN | CS6.1-54TD-455 |  | 0.455 | 8 | 258 | 35 |  | Fixed | Roof
NJADRE1560139194 | Administratively Determined Incentive Program | Wayne | 7470 | 14.62 | Residential | Behind the Meter | Yes | Pro Custom Solar dba Momentum Solar | PSE&G |  | Accepted | 2025-07-24 | 2025-08-18 | 2026-08-18 | Inverters | ENPHASE | IQ8HC-72-M-DOM-US | 380 |  | 34 |  |  | 0.97 |  | Outdoor
NJADRE1560139194 | Administratively Determined Incentive Program | Wayne | 7470 | 14.62 | Residential | Behind the Meter | Yes | Pro Custom Solar dba Momentum Solar | PSE&G |  | Accepted | 2025-07-24 | 2025-08-18 | 2026-08-18 | Solar Panels | Hanwha | Q.TRON BLK M-G2+430 |  | 0.43 | 15 | 270 | 22 |  | Fixed | Roof
NJADRE1560139194 | Administratively Determined Incentive Program | Wayne | 7470 | 14.62 | Residential | Behind the Meter | Yes | Pro Custom Solar dba Momentum Solar | PSE&G |  | Accepted | 2025-07-24 | 2025-08-18 | 2026-08-18 | Solar Panels | HANWHA | Q.TRON BLK M-G2+430 |  | 0.43 | 6 | 90 | 18 |  | Fixed | Roof
NJADRE1560139194 | Administratively Determined Incentive Program | Wayne | 7470 | 14.62 | Residential | Behind the Meter | Yes | Pro Custom Solar dba Momentum Solar | PSE&G |  | Accepted | 2025-07-24 | 2025-08-18 | 2026-08-18 | Solar Panels | Hanwha | Q.TRON BLK M-G2+430 |  | 0.43 | 10 | 90 | 21 |  | Fixed | Roof
NJADRE1560139194 | Administratively Determined Incentive Program | Wayne | 7470 | 14.62 | Residential | Behind the Meter | Yes | Pro Custom Solar dba Momentum Solar | PSE&G |  | Accepted | 2025-07-24 | 2025-08-18 | 2026-08-18 | Solar Panels | Hanwha | Q.TRON BLK M-G2+430 |  | 0.43 | 3 | 90 | 20 |  | Fixed | Roof
NJADRE1560139211 | Administratively Determined Incentive Program | Swedesboro | 8085 | 12.75 | Residential | Behind the Meter | Yes | Power Energy Solutions, LLC | AC Electric |  | Accepted | 2025-07-24 | 2025-08-19 | 2026-08-19 | Solar Panels | Trina Solar | TSM-425NE09RC.05 |  | 0.425 | 16 | 210 | 32 |  | Fixed | Roof
NJADRE1560139211 | Administratively Determined Incentive Program | Swedesboro | 8085 | 12.75 | Residential | Behind the Meter | Yes | Power Energy Solutions, LLC | AC Electric |  | Accepted | 2025-07-24 | 2025-08-19 | 2026-08-19 | Solar Panels | Trina Solar | TSM-425NE09RC.05 |  | 0.425 | 10 | 30 | 32 |  | Fixed | Roof
NJADRE1560139211 | Administratively Determined Incentive Program | Swedesboro | 8085 | 12.75 | Residential | Behind the Meter | Yes | Power Energy Solutions, LLC | AC Electric |  | Accepted | 2025-07-24 | 2025-08-19 | 2026-08-19 | Inverters | SolarEdge | SE7600H-US | 8 |  | 1 |  |  | 0.97 |  | Outdoor
NJADRE1560139211 | Administratively Determined Incentive Program | Swedesboro | 8085 | 12.75 | Residential | Behind the Meter | Yes | Power Energy Solutions, LLC | AC Electric |  | Accepted | 2025-07-24 | 2025-08-19 | 2026-08-19 | Solar Panels | Trina Solar | TSM-425NE09RC.05 |  | 0.425 | 3 | 210 | 32 |  | Fixed | Roof
NJADRE1560139211 | Administratively Determined Incentive Program | Swedesboro | 8085 | 12.75 | Residential | Behind the Meter | Yes | Power Energy Solutions, LLC | AC Electric |  | Accepted | 2025-07-24 | 2025-08-19 | 2026-08-19 | Solar Panels | Trina Solar | TSM-425NE09RC.05 |  | 0.425 | 1 | 210 | 32 |  | Fixed | Roof
NJADRE1560139229 | Administratively Determined Incentive Program | Freehold | 7728 | 15.77 | Residential | Behind the Meter | No | Solar Energy World | JCP&L |  | Accepted | 2025-07-24 | 2025-08-19 | 2026-08-19 | Inverters | ENPHASE | IQ8+-72-M-US | 290 |  | 38 |  |  | 0.97 |  | Outside
NJADRE1560139229 | Administratively Determined Incentive Program | Freehold | 7728 | 15.77 | Residential | Behind the Meter | No | Solar Energy World | JCP&L |  | Accepted | 2025-07-24 | 2025-08-19 | 2026-08-19 | Solar Panels | HANWHA | Q.PEAK DUOBLK ML-G10+-415W |  | 0.415 | 24 | 211 | 19 |  | Fixed | Roof
NJADRE1560139229 | Administratively Determined Incentive Program | Freehold | 7728 | 15.77 | Residential | Behind the Meter | No | Solar Energy World | JCP&L |  | Accepted | 2025-07-24 | 2025-08-19 | 2026-08-19 | Solar Panels | HANWHA | Q.PEAK DUOBLK ML-G10+-415W |  | 0.415 | 14 | 31 | 16 |  | Fixed | Roof
NJADRE1560139258 | Administratively Determined Incentive Program | Woodbury | 8096 | 10.8 | Residential | Behind the Meter | Yes | Power Energy Solutions, LLC | PSE&G |  | Accepted | 2025-07-24 | 2025-08-19 | 2026-08-19 | Solar Panels | Trina Solar | TSM-450NEG9RC.27 |  | 0.45 | 3 | 347 | 20 |  | Fixed | Roof
NJADRE1560139258 | Administratively Determined Incentive Program | Woodbury | 8096 | 10.8 | Residential | Behind the Meter | Yes | Power Energy Solutions, LLC | PSE&G |  | Accepted | 2025-07-24 | 2025-08-19 | 2026-08-19 | Inverters | SolarEdge | SE5700H-US | 6 |  | 1 |  |  | 0.97 |  | Outdoor
NJADRE1560139258 | Administratively Determined Incentive Program | Woodbury | 8096 | 10.8 | Residential | Behind the Meter | Yes | Power Energy Solutions, LLC | PSE&G |  | Accepted | 2025-07-24 | 2025-08-19 | 2026-08-19 | Solar Panels | Trina Solar | TSM-450NEG9RC.27 |  | 0.45 | 10 | 167 | 32 |  | Fixed | Roof
NJADRE1560139258 | Administratively Determined Incentive Program | Woodbury | 8096 | 10.8 | Residential | Behind the Meter | Yes | Power Energy Solutions, LLC | PSE&G |  | Accepted | 2025-07-24 | 2025-08-19 | 2026-08-19 | Solar Panels | Trina Solar | TSM-450NEG9RC.27 |  | 0.45 | 11 | 167 | 20 |  | Fixed | Roof
NJADRE1560139265 | Administratively Determined Incentive Program | BELLEVILLE | 7109 | 6.15 | Residential | Behind the Meter | Yes | Trinity Solar, LLC | PSE&G |  | Accepted | 2025-07-24 | 2025-08-19 | 2026-08-19 | Inverters | SOLAREDGE | SE5700H-U | 5760 |  | 1 |  |  | 0.97 |  | Outside
NJADRE1560139265 | Administratively Determined Incentive Program | BELLEVILLE | 7109 | 6.15 | Residential | Behind the Meter | Yes | Trinity Solar, LLC | PSE&G |  | Accepted | 2025-07-24 | 2025-08-19 | 2026-08-19 | Solar Panels | HANWHA | Q.PEAK DUO BLK ML-G10+410 |  | 0.41 | 15 | 37 | 23 |  | Fixed | Roof
NJADRE1560139285 | Administratively Determined Incentive Program | COLLINGSWOOD | 8108 | 3.69 | Residential | Behind the Meter | Yes | Define Solar, LLC | PSE&G |  | Accepted | 2025-07-24 | 2025-08-19 | 2026-08-19 | Solar Panels | Znshine | ZXM7-SH108 410W |  | 0.41 | 7 | 204 | 10 |  | Fixed | Roof
NJADRE1560139285 | Administratively Determined Incentive Program | COLLINGSWOOD | 8108 | 3.69 | Residential | Behind the Meter | Yes | Define Solar, LLC | PSE&G |  | Accepted | 2025-07-24 | 2025-08-19 | 2026-08-19 | Inverters | Enphase | IQ8PLUS-72-2-US | 290 |  | 7 |  |  | 0.976 |  | Outside | Under each pv panel
NJADRE1560139285 | Administratively Determined Incentive Program | COLLINGSWOOD | 8108 | 3.69 | Residential | Behind the Meter | Yes | Define Solar, LLC | PSE&G |  | Accepted | 2025-07-24 | 2025-08-19 | 2026-08-19 | Inverters | Enphase | IQ8PLUS-72-2-US | 290 |  | 2 |  |  | 0.976 |  | Outside | Under each pv panel
NJADRE1560139285 | Administratively Determined Incentive Program | COLLINGSWOOD | 8108 | 3.69 | Residential | Behind the Meter | Yes | Define Solar, LLC | PSE&G |  | Accepted | 2025-07-24 | 2025-08-19 | 2026-08-19 | Solar Panels | Znshine | ZXM7-SH108 410W |  | 0.41 | 2 | 24 | 35 |  | Fixed | Roof
NJADRE1560139286 | Administratively Determined Incentive Program | HACKENSACK CITY | 7601 | 7.79 | Residential | Behind the Meter | Yes | Trinity Solar, LLC | PSE&G |  | Accepted | 2025-07-24 | 2025-08-19 | 2026-08-19 | Solar Panels | Hanwha | Q.PEAK DUO BLK ML-G10.C+ 410 |  | 0.41 | 9 | 253 | 20 |  | Fixed | Roof
NJADRE1560139286 | Administratively Determined Incentive Program | HACKENSACK CITY | 7601 | 7.79 | Residential | Behind the Meter | Yes | Trinity Solar, LLC | PSE&G |  | Accepted | 2025-07-24 | 2025-08-19 | 2026-08-19 | Inverters | Solar Edge | USE7600H-US | 7600 |  | 1 |  |  | 0.97 |  | Outside
NJADRE1560139286 | Administratively Determined Incentive Program | HACKENSACK CITY | 7601 | 7.79 | Residential | Behind the Meter | Yes | Trinity Solar, LLC | PSE&G |  | Accepted | 2025-07-24 | 2025-08-19 | 2026-08-19 | Solar Panels | Hanwha | Q.PEAK DUO BLK ML-G10+ 410 |  | 0.41 | 10 | 73 | 20 |  | Fixed | Roof
NJADRE1560139287 | Administratively Determined Incentive Program | MANALAPAN | 7726 | 13.94 | Residential | Behind the Meter | Yes | Pro Custom Solar dba Momentum Solar | JCP&L |  | Accepted | 2025-07-24 | 2025-08-18 | 2026-08-18 | Solar Panels | Hanwha | q.peak duo blk-g10+410 |  | 0.41 | 17 | 68 | 20 |  | Fixed | Roof
NJADRE1560139287 | Administratively Determined Incentive Program | MANALAPAN | 7726 | 13.94 | Residential | Behind the Meter | Yes | Pro Custom Solar dba Momentum Solar | JCP&L |  | Accepted | 2025-07-24 | 2025-08-18 | 2026-08-18 | Inverters | ENPHASE | IQ8HC-72-M-DOM-US | 380 |  | 34 |  |  | 0.97 |  | Outdoor
NJADRE1560139287 | Administratively Determined Incentive Program | MANALAPAN | 7726 | 13.94 | Residential | Behind the Meter | Yes | Pro Custom Solar dba Momentum Solar | JCP&L |  | Accepted | 2025-07-24 | 2025-08-18 | 2026-08-18 | Solar Panels | HANWHA | q.peak duo blk-g10+410 |  | 0.41 | 17 | 248 | 20 |  | Fixed | Roof
NJADRE1560139299 | Administratively Determined Incentive Program | Chesterfield | 8515 | 12.615 | Residential | Behind the Meter | No | NJ Solar Power, LLC | PSE&G |  | Accepted | 2025-07-24 | 2025-08-18 | 2026-08-18 | Solar Panels | Hanwha | Q.TRON BLK M-G2+ 435 |  | 0.435 | 29 | 170 | 27 |  | Fixed | Roof | Roof 1
NJADRE1560139299 | Administratively Determined Incentive Program | Chesterfield | 8515 | 12.615 | Residential | Behind the Meter | No | NJ Solar Power, LLC | PSE&G |  | Accepted | 2025-07-24 | 2025-08-18 | 2026-08-18 | Inverters | SolarEdge | SE11400H-US | 11400 |  | 1 |  |  | 0.99 |  | Outside
NJADRE1560139328 | Administratively Determined Incentive Program | Willingboro | 8046 | 17.22 | Residential | Behind the Meter | Yes | Define Solar, LLC | PSE&G |  | Accepted | 2025-07-24 | 2025-08-19 | 2026-08-19 | Solar Panels | Znshine | ZXM7-SH108 410W |  | 0.41 | 8 | 182 | 19 |  | Fixed | Roof
NJADRE1560139328 | Administratively Determined Incentive Program | Willingboro | 8046 | 17.22 | Residential | Behind the Meter | Yes | Define Solar, LLC | PSE&G |  | Accepted | 2025-07-24 | 2025-08-19 | 2026-08-19 | Solar Panels | Znshine | ZXM7-SH108 410W |  | 0.41 | 13 | 2 | 29 |  | Fixed | Roof
NJADRE1560139328 | Administratively Determined Incentive Program | Willingboro | 8046 | 17.22 | Residential | Behind the Meter | Yes | Define Solar, LLC | PSE&G |  | Accepted | 2025-07-24 | 2025-08-19 | 2026-08-19 | Solar Panels | Znshine | ZXM7-SH108 410W |  | 0.41 | 14 | 182 | 29 |  | Fixed | Roof
NJADRE1560139328 | Administratively Determined Incentive Program | Willingboro | 8046 | 17.22 | Residential | Behind the Meter | Yes | Define Solar, LLC | PSE&G |  | Accepted | 2025-07-24 | 2025-08-19 | 2026-08-19 | Inverters | Enphase | IQ8PLUS-72-2-US | 290 |  | 8 |  |  | 0.976 |  | Outside | Under each pv panel
NJADRE1560139328 | Administratively Determined Incentive Program | Willingboro | 8046 | 17.22 | Residential | Behind the Meter | Yes | Define Solar, LLC | PSE&G |  | Accepted | 2025-07-24 | 2025-08-19 | 2026-08-19 | Inverters | Enphase | IQ8PLUS-72-2-US | 290 |  | 7 |  |  | 0.976 |  | Outside | Under each pv panel
NJADRE1560139328 | Administratively Determined Incentive Program | Willingboro | 8046 | 17.22 | Residential | Behind the Meter | Yes | Define Solar, LLC | PSE&G |  | Accepted | 2025-07-24 | 2025-08-19 | 2026-08-19 | Inverters | Enphase | IQ8PLUS-72-2-US | 290 |  | 14 |  |  | 0.976 |  | Outside | Under each pv panel
NJADRE1560139328 | Administratively Determined Incentive Program | Willingboro | 8046 | 17.22 | Residential | Behind the Meter | Yes | Define Solar, LLC | PSE&G |  | Accepted | 2025-07-24 | 2025-08-19 | 2026-08-19 | Solar Panels | Znshine | ZXM7-SH108 410W |  | 0.41 | 7 | 2 | 19 |  | Fixed | Roof
NJADRE1560139328 | Administratively Determined Incentive Program | Willingboro | 8046 | 17.22 | Residential | Behind the Meter | Yes | Define Solar, LLC | PSE&G |  | Accepted | 2025-07-24 | 2025-08-19 | 2026-08-19 | Inverters | Enphase | IQ8PLUS-72-2-US | 290 |  | 13 |  |  | 0.976 |  | Outside | Under each pv panel
NJADRE1560139335 | Administratively Determined Incentive Program | Parsippany | 7054 | 9.89 | Residential | Behind the Meter | No | Infinity Solar Systems, LLC | JCP&L |  | Accepted | 2025-07-24 | 2025-08-19 | 2026-08-19 | Solar Panels | SEG Solar | SEG-430-BTD-BG |  | 0.43 | 14 | 118 | 23 |  | Fixed | Roof
NJADRE1560139335 | Administratively Determined Incentive Program | Parsippany | 7054 | 9.89 | Residential | Behind the Meter | No | Infinity Solar Systems, LLC | JCP&L |  | Accepted | 2025-07-24 | 2025-08-19 | 2026-08-19 | Solar Panels | SEG Solar | SEG-430-BTD-BG |  | 0.43 | 4 | 298 | 23 |  | Fixed | Roof
NJADRE1560139335 | Administratively Determined Incentive Program | Parsippany | 7054 | 9.89 | Residential | Behind the Meter | No | Infinity Solar Systems, LLC | JCP&L |  | Accepted | 2025-07-24 | 2025-08-19 | 2026-08-19 | Inverters | Enphase | IQ8MC-72-M-US | 320 |  | 23 |  |  | 0.97 |  | Outdoor
NJADRE1560139335 | Administratively Determined Incentive Program | Parsippany | 7054 | 9.89 | Residential | Behind the Meter | No | Infinity Solar Systems, LLC | JCP&L |  | Accepted | 2025-07-24 | 2025-08-19 | 2026-08-19 | Solar Panels | SEG Solar | SEG-430-BTD-BG |  | 0.43 | 5 | 298 | 23 |  | Fixed | Roof
NJADRE1560139338 | Administratively Determined Incentive Program | Monroeville | 8343 | 22.185 | Residential | Behind the Meter | Yes | Integrity Solar & Home Solutions, LLC | AC Electric |  | Accepted | 2025-07-24 | 2025-08-19 | 2026-08-19 | Solar Panels | Q CELLS | Q.TRON BLK M-G2H+ 435 |  | 0.435 | 21 | 205 | 23 |  | Fixed | Roof
NJADRE1560139338 | Administratively Determined Incentive Program | Monroeville | 8343 | 22.185 | Residential | Behind the Meter | Yes | Integrity Solar & Home Solutions, LLC | AC Electric |  | Accepted | 2025-07-24 | 2025-08-19 | 2026-08-19 | Solar Panels | Q CELLS | Q.TRON BLK M-G2H+ 435 |  | 0.435 | 4 | 295 | 19 |  | Fixed | Roof
NJADRE1560139338 | Administratively Determined Incentive Program | Monroeville | 8343 | 22.185 | Residential | Behind the Meter | Yes | Integrity Solar & Home Solutions, LLC | AC Electric |  | Accepted | 2025-07-24 | 2025-08-19 | 2026-08-19 | Solar Panels | Q CELLS | Q.TRON BLK M-G2H+ 435 |  | 0.435 | 26 | 25 | 23 |  | Fixed | Roof
NJADRE1560139338 | Administratively Determined Incentive Program | Monroeville | 8343 | 22.185 | Residential | Behind the Meter | Yes | Integrity Solar & Home Solutions, LLC | AC Electric |  | Accepted | 2025-07-24 | 2025-08-19 | 2026-08-19 | Inverters | ENPHASE | IQ8HC | 380 |  | 51 |  |  | 0.98 |  | Other | UNDER EACH PANEL
NJADRE1560139352 | Administratively Determined Incentive Program | Cranford | 7016 | 6.88 | Residential | Behind the Meter | No | Powur, PBC | PSE&G |  | Accepted | 2025-07-24 | 2025-08-22 | 2026-08-22 | Inverters | Tesla | 1707000-XX-Y | 11500 |  | 1 |  |  | 0.97 |  | Outside
NJADRE1560139352 | Administratively Determined Incentive Program | Cranford | 7016 | 6.88 | Residential | Behind the Meter | No | Powur, PBC | PSE&G |  | Accepted | 2025-07-24 | 2025-08-22 | 2026-08-22 | Solar Panels | Hanwha Q-Cells | Q.TRON BLK M-G2+430 |  | 0.43 | 8 | 134 | 33 |  | Fixed | Roof
NJADRE1560139352 | Administratively Determined Incentive Program | Cranford | 7016 | 6.88 | Residential | Behind the Meter | No | Powur, PBC | PSE&G |  | Accepted | 2025-07-24 | 2025-08-22 | 2026-08-22 | Solar Panels | Hanwha Q-Cells | Q.TRON BLK M-G2+430 |  | 0.43 | 8 | 314 | 33 |  | Fixed | Roof
NJADRE1560139358 | Administratively Determined Incentive Program | Maple Shade | 8052 | 7.65 | Residential | Behind the Meter | Yes | Power Energy Solutions, LLC | PSE&G |  | Accepted | 2025-07-24 | 2025-08-19 | 2026-08-19 | Solar Panels | Trina Solar | TSM-450NEG9RC.27 |  | 0.45 | 6 | 38 | 41 |  | Fixed | Roof
NJADRE1560139358 | Administratively Determined Incentive Program | Maple Shade | 8052 | 7.65 | Residential | Behind the Meter | Yes | Power Energy Solutions, LLC | PSE&G |  | Accepted | 2025-07-24 | 2025-08-19 | 2026-08-19 | Solar Panels | Trina Solar | TSM-450NEG9RC.27 |  | 0.45 | 3 | 38 | 23 |  | Fixed | Roof
NJADRE1560139358 | Administratively Determined Incentive Program | Maple Shade | 8052 | 7.65 | Residential | Behind the Meter | Yes | Power Energy Solutions, LLC | PSE&G |  | Accepted | 2025-07-24 | 2025-08-19 | 2026-08-19 | Inverters | SolarEdge | SE5700H-US | 6 |  | 1 |  |  | 0.97 |  | Outdoor
NJADRE1560139358 | Administratively Determined Incentive Program | Maple Shade | 8052 | 7.65 | Residential | Behind the Meter | Yes | Power Energy Solutions, LLC | PSE&G |  | Accepted | 2025-07-24 | 2025-08-19 | 2026-08-19 | Solar Panels | Trina Solar | TSM-450NEG9RC.27 |  | 0.45 | 1 | 218 | 24 |  | Fixed | Roof
NJADRE1560139358 | Administratively Determined Incentive Program | Maple Shade | 8052 | 7.65 | Residential | Behind the Meter | Yes | Power Energy Solutions, LLC | PSE&G |  | Accepted | 2025-07-24 | 2025-08-19 | 2026-08-19 | Solar Panels | Trina Solar | TSM-450NEG9RC.27 |  | 0.45 | 7 | 218 | 41 |  | Fixed | Roof
NJADRE1560139399 | Administratively Determined Incentive Program | East Rutherford | 7073 | 4.565 | Residential | Behind the Meter | Yes | Fusion Solar Energy, LLC | PSE&G |  | Accepted | 2025-07-24 | 2025-08-19 | 2026-08-19 | Solar Panels | Q CELLS | Q.PEAK DUO BLK ML-G10+_017 |  | 0.415 | 4 | 51.28 | 17 |  | Fixed | Roof
NJADRE1560139399 | Administratively Determined Incentive Program | East Rutherford | 7073 | 4.565 | Residential | Behind the Meter | Yes | Fusion Solar Energy, LLC | PSE&G |  | Accepted | 2025-07-24 | 2025-08-19 | 2026-08-19 | Inverters | ENPHASE | IQ8HC-72-M-DOM-US | 380 |  | 11 |  |  | 0.97 |  | Outside | Roof
NJADRE1560139399 | Administratively Determined Incentive Program | East Rutherford | 7073 | 4.565 | Residential | Behind the Meter | Yes | Fusion Solar Energy, LLC | PSE&G |  | Accepted | 2025-07-24 | 2025-08-19 | 2026-08-19 | Solar Panels | Q CELLS | Q.PEAK DUO BLK ML-G10+_017 |  | 0.415 | 2 | 319.57 | 18 |  | Fixed | Roof
NJADRE1560139399 | Administratively Determined Incentive Program | East Rutherford | 7073 | 4.565 | Residential | Behind the Meter | Yes | Fusion Solar Energy, LLC | PSE&G |  | Accepted | 2025-07-24 | 2025-08-19 | 2026-08-19 | Solar Panels | Q CELLS | Q.PEAK DUO BLK ML-G10+_017 |  | 0.415 | 5 | 234.61 | 10 |  | Fixed | Roof
NJADRE1560139402 | Administratively Determined Incentive Program | Berlin | 8009 | 7.395 | Residential | Behind the Meter | Yes | SunnyMac, LLC | AC Electric |  | Accepted | 2025-07-24 | 2025-08-19 | 2026-08-19 | Solar Panels | HANWHA | Q.TRON BLK M-G2.H+ |  | 0.435 | 17 | 132 | 22 |  | Fixed | Roof
NJADRE1560139402 | Administratively Determined Incentive Program | Berlin | 8009 | 7.395 | Residential | Behind the Meter | Yes | SunnyMac, LLC | AC Electric |  | Accepted | 2025-07-24 | 2025-08-19 | 2026-08-19 | Inverters | SOLAREDGE ENERGY HUB | SE5700H-US | 5760 |  | 1 |  |  | 0.99 |  | Outdoor | next to meter
NJADRE1560139403 | Administratively Determined Incentive Program | Columbus | 8022 | 12.035 | Residential | Behind the Meter | No | Solar Energy World | PSE&G |  | Accepted | 2025-07-24 | 2025-08-19 | 2026-08-19 | Inverters | ENPHASE | IQ8+-72-M-US | 290 |  | 29 |  |  | 0.97 |  | Outside
NJADRE1560139403 | Administratively Determined Incentive Program | Columbus | 8022 | 12.035 | Residential | Behind the Meter | No | Solar Energy World | PSE&G |  | Accepted | 2025-07-24 | 2025-08-19 | 2026-08-19 | Solar Panels | HANWHA | Q.PEAK DUOBLK ML-G10+-415W |  | 0.415 | 8 | 125 | 30 |  | Fixed | Roof
NJADRE1560139403 | Administratively Determined Incentive Program | Columbus | 8022 | 12.035 | Residential | Behind the Meter | No | Solar Energy World | PSE&G |  | Accepted | 2025-07-24 | 2025-08-19 | 2026-08-19 | Solar Panels | HANWHA | Q.PEAK DUOBLK ML-G10+-415W |  | 0.415 | 4 | 215 | 38 |  | Fixed | Roof
NJADRE1560139403 | Administratively Determined Incentive Program | Columbus | 8022 | 12.035 | Residential | Behind the Meter | No | Solar Energy World | PSE&G |  | Accepted | 2025-07-24 | 2025-08-19 | 2026-08-19 | Solar Panels | HANWHA | Q.PEAK DUOBLK ML-G10+-415W |  | 0.415 | 14 | 126 | 30 |  | Fixed | Roof
NJADRE1560139403 | Administratively Determined Incentive Program | Columbus | 8022 | 12.035 | Residential | Behind the Meter | No | Solar Energy World | PSE&G |  | Accepted | 2025-07-24 | 2025-08-19 | 2026-08-19 | Solar Panels | HANWHA | Q.PEAK DUOBLK ML-G10+-415W |  | 0.415 | 3 | 215 | 39 |  | Fixed | Roof
NJADRE1560139452 | Administratively Determined Incentive Program | LITTLE EGG HARBOR TWP | 8087 | 4.92 | Residential | Behind the Meter | Yes | Trinity Solar, LLC | AC Electric |  | Accepted | 2025-07-24 | 2025-08-19 | 2026-08-19 | Inverters | ENPHASE IQ8PLUS MICROINVERTERS (IQ8PLUS-72-M-US ) | ENPHASE IQ8PLUS MICROINVERTERS (IQ8PLUS-72-M-US ) | 34800 |  | 12 |  |  | 0.29 |  | Outside
NJADRE1560139452 | Administratively Determined Incentive Program | LITTLE EGG HARBOR TWP | 8087 | 4.92 | Residential | Behind the Meter | Yes | Trinity Solar, LLC | AC Electric |  | Accepted | 2025-07-24 | 2025-08-19 | 2026-08-19 | Solar Panels | HANWHA 410 (Q.PEAK DUO BLK ML-G10+410) | HANWHA 410 (Q.PEAK DUO BLK ML-G10+410) |  | 0.41 | 12 | 334 | 23 |  | Fixed | Roof
NJADRE1560139458 | Administratively Determined Incentive Program | East Windsor | 8520 | 10.66 | Residential | Behind the Meter | Yes | Pro Custom Solar dba Momentum Solar | JCP&L |  | Accepted | 2025-07-24 | 2025-08-21 | 2026-08-21 | Inverters | Enphase | IQ8HC-72-M-DOM-US | 380 |  | 26 |  |  | 0.97 |  | Outdoor
NJADRE1560139458 | Administratively Determined Incentive Program | East Windsor | 8520 | 10.66 | Residential | Behind the Meter | Yes | Pro Custom Solar dba Momentum Solar | JCP&L |  | Accepted | 2025-07-24 | 2025-08-21 | 2026-08-21 | Solar Panels | Hanwha | IQ8HC-72-M-DOM-US |  | 0.41 | 12 | 7 | 25 |  | Fixed | Roof
NJADRE1560139458 | Administratively Determined Incentive Program | East Windsor | 8520 | 10.66 | Residential | Behind the Meter | Yes | Pro Custom Solar dba Momentum Solar | JCP&L |  | Accepted | 2025-07-24 | 2025-08-21 | 2026-08-21 | Solar Panels | Hanwha | Q.peak duo blk ml-g10 |  | 0.41 | 14 | 187 | 22 |  | Fixed | Roof
NJADRE1560139460 | Administratively Determined Incentive Program | Janvier | 8322 | 12.615 | Residential | Behind the Meter | Yes | Integrity Solar & Home Solutions, LLC | AC Electric |  | Accepted | 2025-07-24 | 2025-08-19 | 2026-08-19 | Inverters | ENPHASE | IQ8HC | 380 |  | 29 |  |  | 0.98 |  | Other | UNDER EACH PANEL
NJADRE1560139460 | Administratively Determined Incentive Program | Janvier | 8322 | 12.615 | Residential | Behind the Meter | Yes | Integrity Solar & Home Solutions, LLC | AC Electric |  | Accepted | 2025-07-24 | 2025-08-19 | 2026-08-19 | Solar Panels | Q CELLS | Q.TRON BLK M-G2H+ 435 |  | 0.435 | 11 | 250 | 20 |  | Fixed | Roof
NJADRE1560139460 | Administratively Determined Incentive Program | Janvier | 8322 | 12.615 | Residential | Behind the Meter | Yes | Integrity Solar & Home Solutions, LLC | AC Electric |  | Accepted | 2025-07-24 | 2025-08-19 | 2026-08-19 | Solar Panels | Q CELLS | Q.TRON BLK M-G2H+ 435 |  | 0.435 | 18 | 70 | 20 |  | Fixed | Roof
NJADRE1560139461 | Administratively Determined Incentive Program | Summit | 7901 | 13.05 | Residential | Behind the Meter | Yes | Skyline Solar, LLC | JCP&L |  | Accepted | 2025-07-24 | 2025-08-19 | 2026-08-19 | Inverters | Enphase | IQ8HC-72-M-DOM-US | 380 |  | 30 |  |  | 0.99 |  | Outdoor
NJADRE1560139461 | Administratively Determined Incentive Program | Summit | 7901 | 13.05 | Residential | Behind the Meter | Yes | Skyline Solar, LLC | JCP&L |  | Accepted | 2025-07-24 | 2025-08-19 | 2026-08-19 | Solar Panels | Hanwha | Q. Tron BLK M-G2.H+ |  | 0.435 | 16 | 151 | 29 |  | Fixed | Roof
NJADRE1560139461 | Administratively Determined Incentive Program | Summit | 7901 | 13.05 | Residential | Behind the Meter | Yes | Skyline Solar, LLC | JCP&L |  | Accepted | 2025-07-24 | 2025-08-19 | 2026-08-19 | Solar Panels | Hanwha | Q. Tron BLK M-G2.H+ |  | 0.435 | 14 | 331 | 29 |  | Fixed | Roof
NJADRE1560139762 | Administratively Determined Incentive Program | STANHOPE | 7874 | 9.84 | Residential | Behind the Meter | Yes | Trinity Solar, LLC | JCP&L |  | Accepted | 2025-07-24 | 2025-08-21 | 2026-08-21 | Solar Panels | HANWHA | Q.PEAK DUO BLK ML-G10+410 |  | 0.41 | 4 | 334 | 18 |  | Fixed | Roof
NJADRE1560139762 | Administratively Determined Incentive Program | STANHOPE | 7874 | 9.84 | Residential | Behind the Meter | Yes | Trinity Solar, LLC | JCP&L |  | Accepted | 2025-07-24 | 2025-08-21 | 2026-08-21 | Inverters | SOLAREDGE | SE7600H-US | 7600 |  | 1 |  |  | 0.97 |  | Outside
NJADRE1560139762 | Administratively Determined Incentive Program | STANHOPE | 7874 | 9.84 | Residential | Behind the Meter | Yes | Trinity Solar, LLC | JCP&L |  | Accepted | 2025-07-24 | 2025-08-21 | 2026-08-21 | Solar Panels | HANWHA | Q.PEAK DUO BLK ML-G10+410 |  | 0.41 | 10 | 154 | 18 |  | Fixed | Roof
NJADRE1560139762 | Administratively Determined Incentive Program | STANHOPE | 7874 | 9.84 | Residential | Behind the Meter | Yes | Trinity Solar, LLC | JCP&L |  | Accepted | 2025-07-24 | 2025-08-21 | 2026-08-21 | Solar Panels | HANWHA | Q.PEAK DUO BLK ML-G10+410 |  | 0.41 | 10 | 154 | 18 |  | Fixed | Roof
NJADRE1560139774 | Administratively Determined Incentive Program | MONTGOMERY TWP | 8502 | 9.46 | Residential | Behind the Meter | Yes | Green Power Energy, LLC | PSE&G |  | Accepted | 2025-07-24 | 2025-08-19 | 2026-08-19 | Inverters | Enphase | IQ8MC-72-M-US [240V] | 320 |  | 22 |  |  | 0.98 |  | Outside
NJADRE1560139774 | Administratively Determined Incentive Program | MONTGOMERY TWP | 8502 | 9.46 | Residential | Behind the Meter | Yes | Green Power Energy, LLC | PSE&G |  | Accepted | 2025-07-24 | 2025-08-19 | 2026-08-19 | Solar Panels | SEG Solar | SEG-430-BTD-BG |  | 0.43 | 22 | 134 | 37 |  | Fixed | Roof
NJADRE1560139901 | Administratively Determined Incentive Program | Piscataway | 8854 | 7.65 | Residential | Behind the Meter | No | US Clean Energy Construction, Inc. | PSE&G |  | Accepted | 2025-07-24 | 2025-08-19 | 2026-08-19 | Solar Panels | Trina Solar | TRINA 425W |  | 0.425 | 14 | 155 | 25 |  | Fixed | Roof
NJADRE1560139901 | Administratively Determined Incentive Program | Piscataway | 8854 | 7.65 | Residential | Behind the Meter | No | US Clean Energy Construction, Inc. | PSE&G |  | Accepted | 2025-07-24 | 2025-08-19 | 2026-08-19 | Inverters | SMA AMERICA | SMA SBSE-5.8-50 | 5800 |  | 1 |  |  | 0.96 |  | Outdoor
NJADRE1560139901 | Administratively Determined Incentive Program | Piscataway | 8854 | 7.65 | Residential | Behind the Meter | No | US Clean Energy Construction, Inc. | PSE&G |  | Accepted | 2025-07-24 | 2025-08-19 | 2026-08-19 | Meters | VISION METERING | Cat VM-2E2A1P |  |  | 1 |  |  |  | Yes | Outdoor
NJADRE1560139901 | Administratively Determined Incentive Program | Piscataway | 8854 | 7.65 | Residential | Behind the Meter | No | US Clean Energy Construction, Inc. | PSE&G |  | Accepted | 2025-07-24 | 2025-08-19 | 2026-08-19 | Solar Panels | Trina Solar | TRINA 425W |  | 0.425 | 4 | 245 | 25 |  | Fixed | Roof
NJADRE1560139910 | Administratively Determined Incentive Program | PENNSAUKEN | 8110 | 9 | Residential | Behind the Meter | Yes | Power Energy Solutions, LLC | PSE&G |  | Accepted | 2025-07-24 | 2025-08-19 | 2026-08-19 | Solar Panels | Trina Solar | TSM-450NEG9RC.27 |  | 0.45 | 9 | 215 | 3 |  | Fixed | Roof
NJADRE1560139910 | Administratively Determined Incentive Program | PENNSAUKEN | 8110 | 9 | Residential | Behind the Meter | Yes | Power Energy Solutions, LLC | PSE&G |  | Accepted | 2025-07-24 | 2025-08-19 | 2026-08-19 | Inverters | SolarEdge | SE5700H-US | 5760 |  | 1 |  |  | 0.97 |  | Outdoor
NJADRE1560139910 | Administratively Determined Incentive Program | PENNSAUKEN | 8110 | 9 | Residential | Behind the Meter | Yes | Power Energy Solutions, LLC | PSE&G |  | Accepted | 2025-07-24 | 2025-08-19 | 2026-08-19 | Solar Panels | Trina Solar | TSM-450NEG9RC.27 |  | 0.45 | 3 | 36 | 46 |  | Fixed | Roof
NJADRE1560139910 | Administratively Determined Incentive Program | PENNSAUKEN | 8110 | 9 | Residential | Behind the Meter | Yes | Power Energy Solutions, LLC | PSE&G |  | Accepted | 2025-07-24 | 2025-08-19 | 2026-08-19 | Solar Panels | Trina Solar | TSM-450NEG9RC.27 |  | 0.45 | 2 | 214 | 16 |  | Fixed | Roof
NJADRE1560139910 | Administratively Determined Incentive Program | PENNSAUKEN | 8110 | 9 | Residential | Behind the Meter | Yes | Power Energy Solutions, LLC | PSE&G |  | Accepted | 2025-07-24 | 2025-08-19 | 2026-08-19 | Solar Panels | Trina Solar | TSM-450NEG9RC.27 |  | 0.45 | 6 | 215 | 46 |  | Fixed | Roof
NJADRE1560139927 | Administratively Determined Incentive Program | Nutley | 7110 | 8.265 | Residential | Behind the Meter | No | Sea Bright Solar, LLC | PSE&G |  | Accepted | 2025-07-24 | 2025-08-19 | 2026-08-19 | Solar Panels | QCell | Q.TRON BLK M-G2+ 435 |  | 0.435 | 14 | 109 | 32 |  | Fixed | Roof
NJADRE1560139927 | Administratively Determined Incentive Program | Nutley | 7110 | 8.265 | Residential | Behind the Meter | No | Sea Bright Solar, LLC | PSE&G |  | Accepted | 2025-07-24 | 2025-08-19 | 2026-08-19 | Solar Panels | QCell | Q.TRON BLK M-G2+ 435 |  | 0.435 | 2 | 199 | 45 |  | Fixed | Roof
NJADRE1560139927 | Administratively Determined Incentive Program | Nutley | 7110 | 8.265 | Residential | Behind the Meter | No | Sea Bright Solar, LLC | PSE&G |  | Accepted | 2025-07-24 | 2025-08-19 | 2026-08-19 | Solar Panels | QCell | Q.TRON BLK M-G2+ 435 |  | 0.435 | 3 | 199 | 40 |  | Fixed | Roof
NJADRE1560139927 | Administratively Determined Incentive Program | Nutley | 7110 | 8.265 | Residential | Behind the Meter | No | Sea Bright Solar, LLC | PSE&G |  | Accepted | 2025-07-24 | 2025-08-19 | 2026-08-19 | Inverters | Enphase | IQ8A-72-M-US | 349 |  | 19 |  |  | 0.97 |  | Outdoor
NJADRE1560139996 | Administratively Determined Incentive Program | Jackson | 8527 | 13.12 | Residential | Behind the Meter | Yes | Trinity Solar, LLC | JCP&L |  | Accepted | 2025-07-24 | 2025-08-19 | 2026-08-19 | Solar Panels | HANWHA 410 (Q.PEAK DUO BLK ML-G10+410) | HANWHA 410 (Q.PEAK DUO BLK ML-G10+410) |  | 0.41 | 10 | 210 | 34 |  | Fixed | Roof
NJADRE1560139996 | Administratively Determined Incentive Program | Jackson | 8527 | 13.12 | Residential | Behind the Meter | Yes | Trinity Solar, LLC | JCP&L |  | Accepted | 2025-07-24 | 2025-08-19 | 2026-08-19 | Solar Panels | HANWHA 410 (Q.PEAK DUO BLK ML-G10+410) | HANWHA 410 (Q.PEAK DUO BLK ML-G10+410) |  | 0.41 | 3 | 210 | 34 |  | Fixed | Roof
NJADRE1560139996 | Administratively Determined Incentive Program | Jackson | 8527 | 13.12 | Residential | Behind the Meter | Yes | Trinity Solar, LLC | JCP&L |  | Accepted | 2025-07-24 | 2025-08-19 | 2026-08-19 | Solar Panels | HANWHA 410 (Q.PEAK DUO BLK ML-G10+410) | HANWHA 410 (Q.PEAK DUO BLK ML-G10+410) |  | 0.41 | 10 | 210 | 33 |  | Fixed | Roof
NJADRE1560139996 | Administratively Determined Incentive Program | Jackson | 8527 | 13.12 | Residential | Behind the Meter | Yes | Trinity Solar, LLC | JCP&L |  | Accepted | 2025-07-24 | 2025-08-19 | 2026-08-19 | Solar Panels | HANWHA 410 (Q.PEAK DUO BLK ML-G10+410) | HANWHA 410 (Q.PEAK DUO BLK ML-G10+410) |  | 0.41 | 9 | 120 | 37 |  | Fixed | Roof
NJADRE1560139996 | Administratively Determined Incentive Program | Jackson | 8527 | 13.12 | Residential | Behind the Meter | Yes | Trinity Solar, LLC | JCP&L |  | Accepted | 2025-07-24 | 2025-08-19 | 2026-08-19 | Inverters | SOLAREDGE | SE10000H-US | 10000 |  | 1 |  |  | 0.97 |  | Outside
NJADRE1560140005 | Administratively Determined Incentive Program | SAYREVILLE | 8872 | 9.2 | Residential | Behind the Meter | No | NJ Solar Power, LLC | JCP&L |  | Accepted | 2025-07-24 | 2025-08-19 | 2026-08-19 | Solar Panels | REC | REC 460AA-Pure-RX |  | 0.46 | 20 | 260 | 23 |  | Fixed | Roof | Roof 1
NJADRE1560140005 | Administratively Determined Incentive Program | SAYREVILLE | 8872 | 9.2 | Residential | Behind the Meter | No | NJ Solar Power, LLC | JCP&L |  | Accepted | 2025-07-24 | 2025-08-19 | 2026-08-19 | Inverters | Enphase | IQ8X - 80 - M - US | 380 |  | 20 |  |  | 0.976 |  | Outside
NJADRE1560140049 | Administratively Determined Incentive Program | South Brunswick Twp | 8810 | 8.265 | Residential | Behind the Meter | Yes | Brilliant Installations, Inc. | PSE&G |  | Accepted | 2025-07-25 | 2025-08-19 | 2026-08-19 | Inverters | SOLAREDGE | USE5700H-USMNBL75 | 5700 |  | 1 |  |  | 0.97 |  | Outdoor
NJADRE1560140049 | Administratively Determined Incentive Program | South Brunswick Twp | 8810 | 8.265 | Residential | Behind the Meter | Yes | Brilliant Installations, Inc. | PSE&G |  | Accepted | 2025-07-25 | 2025-08-19 | 2026-08-19 | Solar Panels | HANWHA QCELLS | Q.TRON BLK M-G2.H+ 435 |  | 0.435 | 7 | 141 | 23 |  | Fixed | Roof
NJADRE1560140049 | Administratively Determined Incentive Program | South Brunswick Twp | 8810 | 8.265 | Residential | Behind the Meter | Yes | Brilliant Installations, Inc. | PSE&G |  | Accepted | 2025-07-25 | 2025-08-19 | 2026-08-19 | Solar Panels | HANWHA QCELLS | Q.TRON BLK M-G2.H+ 435 |  | 0.435 | 9 | 321 | 23 |  | Fixed | Roof
NJADRE1560140049 | Administratively Determined Incentive Program | South Brunswick Twp | 8810 | 8.265 | Residential | Behind the Meter | Yes | Brilliant Installations, Inc. | PSE&G |  | Accepted | 2025-07-25 | 2025-08-19 | 2026-08-19 | Solar Panels | HANWHA QCELLS | Q.TRON BLK M-G2.H+ 435 |  | 0.435 | 3 | 321 | 28 |  | Fixed | Roof
NJADRE1560140054 | Administratively Determined Incentive Program | PARAMUS BORO | 7652 | 14.08 | Residential | Behind the Meter | No | Over the Top Solar Solutions, LLC | PSE&G |  | Accepted | 2025-07-24 | 2025-08-20 | 2026-08-20 | Inverters | ENPHASE | IQ8A-72-2-US | 349 |  | 32 |  |  | 0.977 |  | Outdoor
NJADRE1560140054 | Administratively Determined Incentive Program | PARAMUS BORO | 7652 | 14.08 | Residential | Behind the Meter | No | Over the Top Solar Solutions, LLC | PSE&G |  | Accepted | 2025-07-24 | 2025-08-20 | 2026-08-20 | Solar Panels | SILFAB SOLAR | SIL-440QD |  | 0.44 | 25 | 195 | 28 |  | Fixed | Roof
NJADRE1560140054 | Administratively Determined Incentive Program | PARAMUS BORO | 7652 | 14.08 | Residential | Behind the Meter | No | Over the Top Solar Solutions, LLC | PSE&G |  | Accepted | 2025-07-24 | 2025-08-20 | 2026-08-20 | Solar Panels | SILFAB SOLAR | SIL-440QD |  | 0.44 | 7 | 285 | 28 |  | Fixed | Roof
NJADRE1560140060 | Administratively Determined Incentive Program | Burlington | 8016 | 11.475 | Residential | Behind the Meter | Yes | Power Energy Solutions, LLC | PSE&G |  | Accepted | 2025-07-24 | 2025-08-21 | 2026-08-21 | Solar Panels | Trina Solar | TSM-425NE09RC.05 |  | 0.425 | 12 | 259 | 35 |  | Fixed | Roof
NJADRE1560140060 | Administratively Determined Incentive Program | Burlington | 8016 | 11.475 | Residential | Behind the Meter | Yes | Power Energy Solutions, LLC | PSE&G |  | Accepted | 2025-07-24 | 2025-08-21 | 2026-08-21 | Inverters | SolarEdge | SE5700H-US | 6 |  | 1 |  |  | 0.97 |  | Outdoor
NJADRE1560140060 | Administratively Determined Incentive Program | Burlington | 8016 | 11.475 | Residential | Behind the Meter | Yes | Power Energy Solutions, LLC | PSE&G |  | Accepted | 2025-07-24 | 2025-08-21 | 2026-08-21 | Solar Panels | Trina Solar | TSM-425NE09RC.05 |  | 0.425 | 5 | 259 | 19 |  | Fixed | Roof
NJADRE1560140060 | Administratively Determined Incentive Program | Burlington | 8016 | 11.475 | Residential | Behind the Meter | Yes | Power Energy Solutions, LLC | PSE&G |  | Accepted | 2025-07-24 | 2025-08-21 | 2026-08-21 | Solar Panels | Trina Solar | TSM-425NE09RC.05 |  | 0.425 | 10 | 79 | 35 |  | Fixed | Roof
NJADRE1560140154 | Administratively Determined Incentive Program | Jersey City | 7307 | 8.2 | Residential | Behind the Meter | No | PV4U, LLC | PSE&G |  | Accepted | 2025-07-24 | 2025-08-27 | 2026-08-27 | Solar Panels | Hanwha | qcells 410 |  | 0.41 | 20 | 209 | 23 |  | Fixed | Roof
NJADRE1560140154 | Administratively Determined Incentive Program | Jersey City | 7307 | 8.2 | Residential | Behind the Meter | No | PV4U, LLC | PSE&G |  | Accepted | 2025-07-24 | 2025-08-27 | 2026-08-27 | Inverters | ENPHASE | IQ8PLUS | 290 |  | 20 |  |  | 0.98 |  | Outside
NJADRE1560140159 | Administratively Determined Incentive Program | Toms River | 8757 | 3.735 | Residential | Behind the Meter | Yes | Fusion Solar Energy, LLC | JCP&L |  | Accepted | 2025-07-24 | 2025-08-25 | 2026-08-25 | Solar Panels | QCELLS | Q.PEAK DUO BLK ML-G10+_017 |  | 0.415 | 9 | 150.42 | 19 |  | Fixed | Roof
NJADRE1560140159 | Administratively Determined Incentive Program | Toms River | 8757 | 3.735 | Residential | Behind the Meter | Yes | Fusion Solar Energy, LLC | JCP&L |  | Accepted | 2025-07-24 | 2025-08-25 | 2026-08-25 | Inverters | ENPHASE | IQ8HC-72-M-DOM-US | 380 |  | 9 |  |  | 0.97 |  | Outside | Roof
NJADRE1560140177 | Administratively Determined Incentive Program | Sayerville | 8872 | 13.12 | Residential | Behind the Meter | No | PV4U, LLC | JCP&L |  | Accepted | 2025-07-24 | 2025-08-27 | 2026-08-27 | Solar Panels | Hanwha | qcells 410 |  | 0.41 | 24 | 344 | 32 |  | Fixed | Roof
NJADRE1560140177 | Administratively Determined Incentive Program | Sayerville | 8872 | 13.12 | Residential | Behind the Meter | No | PV4U, LLC | JCP&L |  | Accepted | 2025-07-24 | 2025-08-27 | 2026-08-27 | Inverters | ENPHASE | IQ8PLUS | 290 |  | 32 |  |  | 0.98 |  | Outside
NJADRE1560140177 | Administratively Determined Incentive Program | Sayerville | 8872 | 13.12 | Residential | Behind the Meter | No | PV4U, LLC | JCP&L |  | Accepted | 2025-07-24 | 2025-08-27 | 2026-08-27 | Solar Panels | Hanwha | qcells 410 |  | 0.41 | 8 | 164 | 32 |  | Fixed | Roof
NJADRE1560140189 | Administratively Determined Incentive Program | Atco | 8004 | 6.56 | Residential | Behind the Meter | Yes | Sunrun Installation Services, Inc. | AC Electric |  | Accepted | 2025-07-24 | 2025-08-19 | 2026-08-19 | Inverters | SolarEdge Technologies | SE5700H-USMN | 5760 |  | 1 |  |  | 0.99 |  | Outdoor
NJADRE1560140189 | Administratively Determined Incentive Program | Atco | 8004 | 6.56 | Residential | Behind the Meter | Yes | Sunrun Installation Services, Inc. | AC Electric |  | Accepted | 2025-07-24 | 2025-08-19 | 2026-08-19 | Solar Panels | Elin Energy (Sirius PV) | ELNSM54M-HC-410 |  | 0.41 | 16 | 198 | 30 |  | Fixed | Roof
NJADRE1560140580 | Administratively Determined Incentive Program | Wildwood | 8260 | 5.74 | Residential | Behind the Meter | Yes | Trinity Solar, LLC | AC Electric |  | Accepted | 2025-07-24 | 2025-08-19 | 2026-08-19 | Inverters | Solar Edge | USE5700H-USMNBL75 | 5760 |  | 1 |  |  | 0.97 |  | Outdoor
NJADRE1560140580 | Administratively Determined Incentive Program | Wildwood | 8260 | 5.74 | Residential | Behind the Meter | Yes | Trinity Solar, LLC | AC Electric |  | Accepted | 2025-07-24 | 2025-08-19 | 2026-08-19 | Solar Panels | HANWHA | (Q.PEAK DUO BLK ML-G10+/TS 410) |  | 0.41 | 14 | 133 | 20 |  | Fixed | Roof
NJADRE1560140805 | Administratively Determined Incentive Program | Egg Harbor Township | 8234 | 5.67 | Residential | Behind the Meter | Yes | Sunrun Installation Services, Inc. | AC Electric |  | Accepted | 2025-07-24 | 2025-08-19 | 2026-08-19 | Solar Panels | JA Solar | JAM54S31-405/MR |  | 0.405 | 14 | 189 | 34 |  | Fixed | Roof
NJADRE1560140805 | Administratively Determined Incentive Program | Egg Harbor Township | 8234 | 5.67 | Residential | Behind the Meter | Yes | Sunrun Installation Services, Inc. | AC Electric |  | Accepted | 2025-07-24 | 2025-08-19 | 2026-08-19 | Inverters | SolarEdge Technologies | SE3800H-USMN | 3800 |  | 1 |  |  | 0.99 |  | Outdoor
NJADRE1560140816 | Administratively Determined Incentive Program | Mantua | 8051 | 10.25 | Residential | Behind the Meter | Yes | Trinity Solar, LLC | AC Electric |  | Accepted | 2025-07-24 | 2025-08-19 | 2026-08-19 | Inverters | Solar Edge | USE7600H-USMNBL75 | 7600 |  | 1 |  |  | 0.97 |  | Outdoor
NJADRE1560140816 | Administratively Determined Incentive Program | Mantua | 8051 | 10.25 | Residential | Behind the Meter | Yes | Trinity Solar, LLC | AC Electric |  | Accepted | 2025-07-24 | 2025-08-19 | 2026-08-19 | Solar Panels | HANWHA | (Q.PEAK DUO BLK ML-G10.C+ 410) |  | 0.41 | 15 | 122 | 30 |  | Fixed | Roof
NJADRE1560140816 | Administratively Determined Incentive Program | Mantua | 8051 | 10.25 | Residential | Behind the Meter | Yes | Trinity Solar, LLC | AC Electric |  | Accepted | 2025-07-24 | 2025-08-19 | 2026-08-19 | Solar Panels | HANWHA | (Q.PEAK DUO BLK ML-G10.C+ 410) |  | 0.41 | 10 | 122 | 30 |  | Fixed | Roof
NJADRE1560140821 | Administratively Determined Incentive Program | Woodbridge Twp | 8830 | 14.35 | Residential | Behind the Meter | No | Arma Renovations LLC DBA Arma Group | PSE&G |  | Accepted | 2025-07-24 | 2025-08-19 | 2026-08-19 | Solar Panels | Hanwha | qcells 410 |  | 0.41 | 35 | 14 | 38 |  | Fixed | Roof
NJADRE1560140821 | Administratively Determined Incentive Program | Woodbridge Twp | 8830 | 14.35 | Residential | Behind the Meter | No | Arma Renovations LLC DBA Arma Group | PSE&G |  | Accepted | 2025-07-24 | 2025-08-19 | 2026-08-19 | Inverters | ENPHASE | IQ8PLUS | 290 |  | 35 |  |  | 0.98 |  | Outside
NJADRE1560141582 | Administratively Determined Incentive Program | Cherry Hill Twp | 8003 | 16.4 | Residential | Behind the Meter | No | Panatec Corporation | PSE&G |  | Accepted | 2025-07-25 | 2025-08-26 | 2026-08-26 | Meters | Enphase | X2-IQ-AM1-240-4 |  |  | 1 |  |  |  | Yes | Outdoor
NJADRE1560141582 | Administratively Determined Incentive Program | Cherry Hill Twp | 8003 | 16.4 | Residential | Behind the Meter | No | Panatec Corporation | PSE&G |  | Accepted | 2025-07-25 | 2025-08-26 | 2026-08-26 | Solar Panels | Panasonic | EVPV410 |  | 0.41 | 40 | 170 | 25 |  | Fixed | Ground
NJADRE1560141582 | Administratively Determined Incentive Program | Cherry Hill Twp | 8003 | 16.4 | Residential | Behind the Meter | No | Panatec Corporation | PSE&G |  | Accepted | 2025-07-25 | 2025-08-26 | 2026-08-26 | Inverters | Enphase | IQ8H | 380 |  | 40 |  |  | 0.975 |  | Outdoor
NJADRE1560141593 | Administratively Determined Incentive Program | Old Bridge | 8857 | 9.84 | Residential | Behind the Meter | Yes | Whitman Construction, LLC | JCP&L |  | Accepted | 2025-07-25 | 2025-08-19 | 2026-08-19 | Solar Panels | Trina Solar | TSM-410NE09RC.05 |  | 0.41 | 4 | 269 | 10 |  | Fixed | Roof
NJADRE1560141593 | Administratively Determined Incentive Program | Old Bridge | 8857 | 9.84 | Residential | Behind the Meter | Yes | Whitman Construction, LLC | JCP&L |  | Accepted | 2025-07-25 | 2025-08-19 | 2026-08-19 | Solar Panels | Trina Solar | TSM-410NE09RC.05 |  | 0.41 | 9 | 269 | 18 |  | Fixed | Roof
NJADRE1560141593 | Administratively Determined Incentive Program | Old Bridge | 8857 | 9.84 | Residential | Behind the Meter | Yes | Whitman Construction, LLC | JCP&L |  | Accepted | 2025-07-25 | 2025-08-19 | 2026-08-19 | Solar Panels | Trina Solar | TSM-410NE09RC.05 |  | 0.41 | 3 | 269 | 18 |  | Fixed | Roof
NJADRE1560141593 | Administratively Determined Incentive Program | Old Bridge | 8857 | 9.84 | Residential | Behind the Meter | Yes | Whitman Construction, LLC | JCP&L |  | Accepted | 2025-07-25 | 2025-08-19 | 2026-08-19 | Inverters | ENPHASE | IQ8PLUS-72-2-US | 290 |  | 23 |  |  | 0.975 |  | Outdoor
NJADRE1560141593 | Administratively Determined Incentive Program | Old Bridge | 8857 | 9.84 | Residential | Behind the Meter | Yes | Whitman Construction, LLC | JCP&L |  | Accepted | 2025-07-25 | 2025-08-19 | 2026-08-19 | Solar Panels | Trina Solar | TSM-410NE09RC.05 |  | 0.41 | 8 | 269 | 18 |  | Fixed | Roof
NJADRE1560141598 | Administratively Determined Incentive Program | Ledgewood | 7852 | 7.79 | Residential | Behind the Meter | Yes | Trinity Solar, LLC | JCP&L |  | Accepted | 2025-07-25 | 2025-08-19 | 2026-08-19 | Solar Panels | Hanwha | Q.PEAK DUO BLK ML-G10.C+ 410 |  | 0.41 | 19 | 119 | 34 |  | Fixed | Roof
NJADRE1560141598 | Administratively Determined Incentive Program | Ledgewood | 7852 | 7.79 | Residential | Behind the Meter | Yes | Trinity Solar, LLC | JCP&L |  | Accepted | 2025-07-25 | 2025-08-19 | 2026-08-19 | Inverters | Solar Edge | USE7600H-US | 7600 |  | 1 |  |  | 0.97 |  | Outside
NJADRE1560141609 | Administratively Determined Incentive Program | Paterson | 7522 | 7.055 | Residential | Behind the Meter | Yes | Big Wave Roofing and Solar, LLC | PSE&G |  | Accepted | 2025-07-25 | 2025-08-19 | 2026-08-19 | Solar Panels | QCELLS | Q.PEAK DUO BLK ML-G10.C+ 415W |  | 0.415 | 2 | 229 | 42 |  | Fixed | Roof
NJADRE1560141609 | Administratively Determined Incentive Program | Paterson | 7522 | 7.055 | Residential | Behind the Meter | Yes | Big Wave Roofing and Solar, LLC | PSE&G |  | Accepted | 2025-07-25 | 2025-08-19 | 2026-08-19 | Inverters | Enphase | IQ8HC-72-M-DOM-US | 380 |  | 17 |  |  | 0.97 |  | Outside
NJADRE1560141609 | Administratively Determined Incentive Program | Paterson | 7522 | 7.055 | Residential | Behind the Meter | Yes | Big Wave Roofing and Solar, LLC | PSE&G |  | Accepted | 2025-07-25 | 2025-08-19 | 2026-08-19 | Solar Panels | QCELLS | Q.PEAK DUO BLK ML-G10.C+ 415W |  | 0.415 | 15 | 139 | 42 |  | Fixed | Roof
NJADRE1560141612 | Administratively Determined Incentive Program | Dorothy | 8317 | 3.69 | Residential | Behind the Meter | Yes | Pro Custom Solar dba Momentum Solar | AC Electric |  | Accepted | 2025-07-25 | 2025-08-19 | 2026-08-19 | Solar Panels | HANWHA | HANWHA Q.PEAK DUO BLK ML-G10+410 |  | 0.41 | 9 | 186 | 23 |  | Fixed | Roof
NJADRE1560141612 | Administratively Determined Incentive Program | Dorothy | 8317 | 3.69 | Residential | Behind the Meter | Yes | Pro Custom Solar dba Momentum Solar | AC Electric |  | Accepted | 2025-07-25 | 2025-08-19 | 2026-08-19 | Inverters | ENPHASE | IQ8HC-72-M-DOM-US | 380 |  | 9 |  |  | 0.97 |  | Outdoor
NJADRE1560141636 | Administratively Determined Incentive Program | Weymouth | 8317 | 5.33 | Residential | Behind the Meter | No | Trinity Solar, LLC | AC Electric |  | Accepted | 2025-07-25 | 2025-08-19 | 2026-08-19 | Inverters | SOLAREDGE | SE5700H-US | 5700 |  | 1 |  |  | 0.97 |  | Outside
NJADRE1560141636 | Administratively Determined Incentive Program | Weymouth | 8317 | 5.33 | Residential | Behind the Meter | No | Trinity Solar, LLC | AC Electric |  | Accepted | 2025-07-25 | 2025-08-19 | 2026-08-19 | Solar Panels | HANWHA 410 (Q.PEAK DUO BLK ML-G10+410) | HANWHA 410 (Q.PEAK DUO BLK ML-G10+410) |  | 0.41 | 13 | 164 | 27 |  | Fixed | Roof
NJADRE1560141643 | Administratively Determined Incentive Program | EAST HANOVER | 7936 | 18.92 | Residential | Behind the Meter | Yes | Pro Custom Solar dba Momentum Solar | JCP&L |  | Accepted | 2025-07-25 | 2025-08-19 | 2026-08-19 | Solar Panels | HANWHA | Q.TRON BLK M-G2+ 430 |  | 0.43 | 7 | 53 | 19 |  | Fixed | Roof
NJADRE1560141643 | Administratively Determined Incentive Program | EAST HANOVER | 7936 | 18.92 | Residential | Behind the Meter | Yes | Pro Custom Solar dba Momentum Solar | JCP&L |  | Accepted | 2025-07-25 | 2025-08-19 | 2026-08-19 | Solar Panels | HANWHA | Q.TRON BLK M-G2+ 430 |  | 0.43 | 10 | 236 | 10 |  | Fixed | Roof
NJADRE1560141643 | Administratively Determined Incentive Program | EAST HANOVER | 7936 | 18.92 | Residential | Behind the Meter | Yes | Pro Custom Solar dba Momentum Solar | JCP&L |  | Accepted | 2025-07-25 | 2025-08-19 | 2026-08-19 | Solar Panels | HANWHA | Q.TRON BLK M-G2+ 430 |  | 0.43 | 16 | 2333 | 25 |  | Fixed | Roof
NJADRE1560141643 | Administratively Determined Incentive Program | EAST HANOVER | 7936 | 18.92 | Residential | Behind the Meter | Yes | Pro Custom Solar dba Momentum Solar | JCP&L |  | Accepted | 2025-07-25 | 2025-08-19 | 2026-08-19 | Inverters | ENPHASE | IQ8HC-72-M-DOM-US | 380 |  | 44 |  |  | 0.97 |  | Outdoor
NJADRE1560141643 | Administratively Determined Incentive Program | EAST HANOVER | 7936 | 18.92 | Residential | Behind the Meter | Yes | Pro Custom Solar dba Momentum Solar | JCP&L |  | Accepted | 2025-07-25 | 2025-08-19 | 2026-08-19 | Solar Panels | HANWHA | Q.TRON BLK M-G2+ 430 |  | 0.43 | 4 | 323 | 27 |  | Fixed | Roof
NJADRE1560141643 | Administratively Determined Incentive Program | EAST HANOVER | 7936 | 18.92 | Residential | Behind the Meter | Yes | Pro Custom Solar dba Momentum Solar | JCP&L |  | Accepted | 2025-07-25 | 2025-08-19 | 2026-08-19 | Solar Panels | HANWHA | Q.TRON BLK M-G2+ 430 |  | 0.43 | 7 | 143 | 27 |  | Fixed | Roof
NJADRE1560141644 | Administratively Determined Incentive Program | FRANKLIN TWP SOM | 8873 | 4.1 | Residential | Behind the Meter | Yes | Sunrun Installation Services, Inc. | PSE&G |  | Accepted | 2025-07-25 | 2025-08-19 | 2026-08-19 | Inverters | SOLAREDGE TECHNOLOGIES | SE3800H-USMN | 3800 |  | 1 |  |  | 0.99 |  | Indoor
NJADRE1560141644 | Administratively Determined Incentive Program | FRANKLIN TWP SOM | 8873 | 4.1 | Residential | Behind the Meter | Yes | Sunrun Installation Services, Inc. | PSE&G |  | Accepted | 2025-07-25 | 2025-08-19 | 2026-08-19 | Solar Panels | ELIN ENERGY (SIRIUS PV) | ELNSM54M-HC-410 |  | 0.41 | 10 | 219 | 27 |  | Fixed | Roof
NJADRE1560141645 | Administratively Determined Incentive Program | RAHWAY | 7065 | 9.545 | Residential | Behind the Meter | Yes | Big Wave Roofing and Solar, LLC | PSE&G |  | Accepted | 2025-07-25 | 2025-08-19 | 2026-08-19 | Inverters | Enphase | IQ8HC-72-M-DOM-US | 380 |  | 23 |  |  | 0.97 |  | Outside
NJADRE1560141645 | Administratively Determined Incentive Program | RAHWAY | 7065 | 9.545 | Residential | Behind the Meter | Yes | Big Wave Roofing and Solar, LLC | PSE&G |  | Accepted | 2025-07-25 | 2025-08-19 | 2026-08-19 | Solar Panels | QCELLS | Q.PEAK DUO BLK ML-G10.C+ 415W |  | 0.415 | 23 | 130 | 25 |  | Fixed | Roof
NJADRE1560141646 | Administratively Determined Incentive Program | MILLVILLE | 8332 | 8.925 | Residential | Behind the Meter | Yes | Whitman Construction, LLC | AC Electric |  | Accepted | 2025-07-25 | 2025-08-19 | 2026-08-19 | Solar Panels | JINKO SOLAR | JKM425N-54HL4-B |  | 0.425 | 7 | 336 | 25 |  | Fixed | Roof
NJADRE1560141646 | Administratively Determined Incentive Program | MILLVILLE | 8332 | 8.925 | Residential | Behind the Meter | Yes | Whitman Construction, LLC | AC Electric |  | Accepted | 2025-07-25 | 2025-08-19 | 2026-08-19 | Solar Panels | JINKO SOLAR | JKM425N-54HL4-B |  | 0.425 | 14 | 156 | 25 |  | Fixed | Roof
NJADRE1560141646 | Administratively Determined Incentive Program | MILLVILLE | 8332 | 8.925 | Residential | Behind the Meter | Yes | Whitman Construction, LLC | AC Electric |  | Accepted | 2025-07-25 | 2025-08-19 | 2026-08-19 | Inverters | ENPHASE | IQ8PLUS-72-2-US | 290 |  | 21 |  |  | 0.975 |  | Outdoor
NJADRE1560141654 | Administratively Determined Incentive Program | EDISON | 8817 | 6.15 | Residential | Behind the Meter | Yes | Trinity Solar, LLC | PSE&G |  | Accepted | 2025-07-25 | 2025-08-19 | 2026-08-19 | Inverters | Solar Edge | USE5700H-US | 5760 |  | 1 |  |  | 0.97 |  | Outside
NJADRE1560141654 | Administratively Determined Incentive Program | EDISON | 8817 | 6.15 | Residential | Behind the Meter | Yes | Trinity Solar, LLC | PSE&G |  | Accepted | 2025-07-25 | 2025-08-19 | 2026-08-19 | Solar Panels | Hanwha | Q.PEAK DUO BLK ML-G10.C+ 410 |  | 0.41 | 15 | 174 | 21 |  | Fixed | Roof
NJADRE1560141666 | Administratively Determined Incentive Program | NUTLEY TOWN | 7110 | 5.74 | Residential | Behind the Meter | Yes | Sunrun Installation Services, Inc. | PSE&G |  | Accepted | 2025-07-25 | 2025-08-19 | 2026-08-19 | Inverters | SOLAREDGE TECHNOLOGIES | SE5700H-USMN | 5760 |  | 1 |  |  | 0.99 |  | Outside
NJADRE1560141666 | Administratively Determined Incentive Program | NUTLEY TOWN | 7110 | 5.74 | Residential | Behind the Meter | Yes | Sunrun Installation Services, Inc. | PSE&G |  | Accepted | 2025-07-25 | 2025-08-19 | 2026-08-19 | Solar Panels | ELIN ENERGY (SIRIUS PV) | ELNSM54M-HC-410 |  | 0.41 | 2 | 295 | 22 |  | Fixed | Roof
NJADRE1560141666 | Administratively Determined Incentive Program | NUTLEY TOWN | 7110 | 5.74 | Residential | Behind the Meter | Yes | Sunrun Installation Services, Inc. | PSE&G |  | Accepted | 2025-07-25 | 2025-08-19 | 2026-08-19 | Solar Panels | ELIN ENERGY (SIRIUS PV) | ELNSM54M-HC-410 |  | 0.41 | 12 | 115 | 37 |  | Fixed | Roof
NJADRE1560141671 | Administratively Determined Incentive Program | South Brunswick Twp | 8824 | 13.53 | Residential | Behind the Meter | No | Tesla Energy Operations, Inc. | PSE&G |  | Accepted | 2025-07-25 | 2025-08-19 | 2026-08-19 | Electric Storage Battery | Tesla | Powerwall 3 |  |  | 1 |  |  |  | Lithium Ion |  | OUTSIDE
NJADRE1560141671 | Administratively Determined Incentive Program | South Brunswick Twp | 8824 | 13.53 | Residential | Behind the Meter | No | Tesla Energy Operations, Inc. | PSE&G |  | Accepted | 2025-07-25 | 2025-08-19 | 2026-08-19 | Inverters | Tesla | 1707000-XX-Y | 11500 |  | 1 |  |  | 0.98 |  | Outdoor
NJADRE1560141671 | Administratively Determined Incentive Program | South Brunswick Twp | 8824 | 13.53 | Residential | Behind the Meter | No | Tesla Energy Operations, Inc. | PSE&G |  | Accepted | 2025-07-25 | 2025-08-19 | 2026-08-19 | Solar Panels | Hanwha | Q.PEAK DUO BLK ML-G10+/TS 410 |  | 0.41 | 4 | 301 | 34 |  | Fixed | Roof
NJADRE1560141671 | Administratively Determined Incentive Program | South Brunswick Twp | 8824 | 13.53 | Residential | Behind the Meter | No | Tesla Energy Operations, Inc. | PSE&G |  | Accepted | 2025-07-25 | 2025-08-19 | 2026-08-19 | Solar Panels | Hanwha | Q.PEAK DUO BLK ML-G10+/TS 410 |  | 0.41 | 8 | 121 | 34 |  | Fixed | Roof
NJADRE1560141671 | Administratively Determined Incentive Program | South Brunswick Twp | 8824 | 13.53 | Residential | Behind the Meter | No | Tesla Energy Operations, Inc. | PSE&G |  | Accepted | 2025-07-25 | 2025-08-19 | 2026-08-19 | Solar Panels | Hanwha | Q.PEAK DUO BLK ML-G10+/TS 410 |  | 0.41 | 3 | 301 | 34 |  | Fixed | Ground
NJADRE1560141671 | Administratively Determined Incentive Program | South Brunswick Twp | 8824 | 13.53 | Residential | Behind the Meter | No | Tesla Energy Operations, Inc. | PSE&G |  | Accepted | 2025-07-25 | 2025-08-19 | 2026-08-19 | Solar Panels | Hanwha | Q.PEAK DUO BLK ML-G10+/TS 410 |  | 0.41 | 18 | 121 | 34 |  | Fixed | Roof
NJADRE1560141682 | Administratively Determined Incentive Program | VILLAS | 8251 | 4.92 | Residential | Behind the Meter | Yes | Trinity Solar, LLC | AC Electric |  | Accepted | 2025-07-25 | 2025-08-19 | 2026-08-19 | Inverters | SOLAREDGE | SE3800H-US | 3800 |  | 1 |  |  | 0.97 |  | Outside
NJADRE1560141682 | Administratively Determined Incentive Program | VILLAS | 8251 | 4.92 | Residential | Behind the Meter | Yes | Trinity Solar, LLC | AC Electric |  | Accepted | 2025-07-25 | 2025-08-19 | 2026-08-19 | Solar Panels | HANWHA | Q.PEAK DUO BLK ML-G10+410 |  | 0.41 | 12 | 216 | 24 |  | Fixed | Roof
NJADRE1560141691 | Administratively Determined Incentive Program | Fair Lawn | 7410 | 12.88 | Residential | Behind the Meter | No | Infinity Solar Systems, LLC | PSE&G |  | Accepted | 2025-07-25 | 2025-08-19 | 2026-08-19 | Solar Panels | REC Solar | REC 460AA PURE-RX |  | 0.46 | 4 | 70 | 22 |  | Fixed | Roof
NJADRE1560141691 | Administratively Determined Incentive Program | Fair Lawn | 7410 | 12.88 | Residential | Behind the Meter | No | Infinity Solar Systems, LLC | PSE&G |  | Accepted | 2025-07-25 | 2025-08-19 | 2026-08-19 | Solar Panels | REC Solar | REC 460AA PURE-RX |  | 0.46 | 3 | 250 | 21 |  | Fixed | Roof
NJADRE1560141691 | Administratively Determined Incentive Program | Fair Lawn | 7410 | 12.88 | Residential | Behind the Meter | No | Infinity Solar Systems, LLC | PSE&G |  | Accepted | 2025-07-25 | 2025-08-19 | 2026-08-19 | Solar Panels | REC Solar | REC 460AA PURE-RX |  | 0.46 | 10 | 71 | 18 |  | Fixed | Roof
NJADRE1560141691 | Administratively Determined Incentive Program | Fair Lawn | 7410 | 12.88 | Residential | Behind the Meter | No | Infinity Solar Systems, LLC | PSE&G |  | Accepted | 2025-07-25 | 2025-08-19 | 2026-08-19 | Solar Panels | REC Solar | REC 460AA PURE-RX |  | 0.46 | 9 | 251 | 21 |  | Fixed | Roof
NJADRE1560141691 | Administratively Determined Incentive Program | Fair Lawn | 7410 | 12.88 | Residential | Behind the Meter | No | Infinity Solar Systems, LLC | PSE&G |  | Accepted | 2025-07-25 | 2025-08-19 | 2026-08-19 | Inverters | Enphase | IQ8X-80-M-US | 380 |  | 28 |  |  | 0.97 |  | Outdoor
NJADRE1560141691 | Administratively Determined Incentive Program | Fair Lawn | 7410 | 12.88 | Residential | Behind the Meter | No | Infinity Solar Systems, LLC | PSE&G |  | Accepted | 2025-07-25 | 2025-08-19 | 2026-08-19 | Solar Panels | REC Solar | REC 460AA PURE-RX |  | 0.46 | 2 | 251 | 22 |  | Fixed | Roof
NJADRE1560141699 | Administratively Determined Incentive Program | HILLSIDE TWP | 7205 | 6.09 | Residential | Behind the Meter | Yes | Integrity Solar & Home Solutions, LLC | PSE&G |  | Accepted | 2025-07-25 | 2025-08-20 | 2026-08-20 | Solar Panels | Q CELLS | Q.TRON BLK M-G2H+ 435 |  | 0.435 | 14 | 127 | 28 |  | Fixed | Roof
NJADRE1560141699 | Administratively Determined Incentive Program | HILLSIDE TWP | 7205 | 6.09 | Residential | Behind the Meter | Yes | Integrity Solar & Home Solutions, LLC | PSE&G |  | Accepted | 2025-07-25 | 2025-08-20 | 2026-08-20 | Inverters | ENPHASE | IQ8HC | 380 |  | 14 |  |  | 0.98 |  | Other | UNDER EACH PANEL
NJADRE1560141702 | Administratively Determined Incentive Program | Pleasantville | 8232 | 7.38 | Residential | Behind the Meter | Yes | Trinity Solar, LLC | AC Electric |  | Accepted | 2025-07-25 | 2025-08-19 | 2026-08-19 | Inverters | Solar Edge | USE5700H-US | 5760 |  | 1 |  |  | 0.97 |  | Outside
NJADRE1560141702 | Administratively Determined Incentive Program | Pleasantville | 8232 | 7.38 | Residential | Behind the Meter | Yes | Trinity Solar, LLC | AC Electric |  | Accepted | 2025-07-25 | 2025-08-19 | 2026-08-19 | Solar Panels | Hanwha | Q.PEAK DUO BLK ML-G10+ 410 |  | 0.41 | 18 | 154 | 31 |  | Fixed | Roof
NJADRE1560141715 | Administratively Determined Incentive Program | VERNON | 7462 | 22 | Residential | Behind the Meter | No | Green House Solar | Sussex Rural |  | Accepted | 2025-08-04 | 2025-09-03 | 2026-09-03 | Solar Panels | SILFAB | Silf 440 QD |  | 0.44 | 2 | 249 | 18 |  | Fixed | Roof
NJADRE1560141715 | Administratively Determined Incentive Program | VERNON | 7462 | 22 | Residential | Behind the Meter | No | Green House Solar | Sussex Rural |  | Accepted | 2025-08-04 | 2025-09-03 | 2026-09-03 | Solar Panels | Silfab | Silf 440 QD |  | 0.44 | 2 | 69 | 18 |  | Fixed | Roof
NJADRE1560141715 | Administratively Determined Incentive Program | VERNON | 7462 | 22 | Residential | Behind the Meter | No | Green House Solar | Sussex Rural |  | Accepted | 2025-08-04 | 2025-09-03 | 2026-09-03 | Inverters | ENPHASE | IQ8MC | 320 |  | 50 |  |  | 0.97 |  | Other | Panel
NJADRE1560141715 | Administratively Determined Incentive Program | VERNON | 7462 | 22 | Residential | Behind the Meter | No | Green House Solar | Sussex Rural |  | Accepted | 2025-08-04 | 2025-09-03 | 2026-09-03 | Solar Panels | Silfab | Silf 440 QD |  | 0.44 | 12 | 3 | 18 |  | Fixed | Roof
NJADRE1560141715 | Administratively Determined Incentive Program | VERNON | 7462 | 22 | Residential | Behind the Meter | No | Green House Solar | Sussex Rural |  | Accepted | 2025-08-04 | 2025-09-03 | 2026-09-03 | Solar Panels | SILFAB | Silf 440 QD |  | 0.44 | 34 | 339 | 18 |  | Fixed | Roof
NJADRE1560141720 | Administratively Determined Incentive Program | Old Bridge | 8857 | 8.5 | Residential | Behind the Meter | Yes | Whitman Construction, LLC | JCP&L |  | Accepted | 2025-07-25 | 2025-08-19 | 2026-08-19 | Solar Panels | JINKO SOLAR | JKM425N-54HL4-B |  | 0.425 | 10 | 276 | 30 |  | Fixed | Roof
NJADRE1560141720 | Administratively Determined Incentive Program | Old Bridge | 8857 | 8.5 | Residential | Behind the Meter | Yes | Whitman Construction, LLC | JCP&L |  | Accepted | 2025-07-25 | 2025-08-19 | 2026-08-19 | Inverters | ENPHASE | IQ8PLUS-72-M-US | 290 |  | 20 |  |  | 0.975 |  | Outdoor
NJADRE1560141720 | Administratively Determined Incentive Program | Old Bridge | 8857 | 8.5 | Residential | Behind the Meter | Yes | Whitman Construction, LLC | JCP&L |  | Accepted | 2025-07-25 | 2025-08-19 | 2026-08-19 | Solar Panels | JINKO SOLAR | JKM425N-54HL4-B |  | 0.425 | 10 | 96 | 18 |  | Fixed | Roof
NJADRE1560141724 | Administratively Determined Incentive Program | LEBANON | 8833 | 20.88 | Residential | Behind the Meter | No | Solar Energy World | JCP&L |  | Accepted | 2025-07-25 | 2025-08-19 | 2026-08-19 | Inverters | enphase | IQ8MC-72-M-US | 320 |  | 48 |  |  | 0.97 |  | Outside
NJADRE1560141724 | Administratively Determined Incentive Program | LEBANON | 8833 | 20.88 | Residential | Behind the Meter | No | Solar Energy World | JCP&L |  | Accepted | 2025-07-25 | 2025-08-19 | 2026-08-19 | Solar Panels | HANWHA | Q.TRON BLKM-G2+ 435W |  | 0.435 | 18 | 252 | 37 |  | Fixed | Roof
NJADRE1560141724 | Administratively Determined Incentive Program | LEBANON | 8833 | 20.88 | Residential | Behind the Meter | No | Solar Energy World | JCP&L |  | Accepted | 2025-07-25 | 2025-08-19 | 2026-08-19 | Solar Panels | HANWHA | Q.TRON BLKM-G2+ 435W |  | 0.435 | 12 | 72 | 37 |  | Fixed | Roof
NJADRE1560141724 | Administratively Determined Incentive Program | LEBANON | 8833 | 20.88 | Residential | Behind the Meter | No | Solar Energy World | JCP&L |  | Accepted | 2025-07-25 | 2025-08-19 | 2026-08-19 | Solar Panels | HANWHA | Q.TRON BLKM-G2+ 435W |  | 0.435 | 18 | 72 | 36 |  | Fixed | Roof
NJADRE1560141741 | Administratively Determined Incentive Program | PATERSON | 7501 | 6.02 | Residential | Behind the Meter | Yes | PosiGen Developer, LLC | PSE&G |  | Accepted | 2025-07-25 | 2025-08-20 | 2026-08-20 | Inverters | SOLAREDGE | SE5700H-US | 5760 |  | 1 |  |  | 0.99 |  | Outside | Within ten feet of meter
NJADRE1560141741 | Administratively Determined Incentive Program | PATERSON | 7501 | 6.02 | Residential | Behind the Meter | Yes | PosiGen Developer, LLC | PSE&G |  | Accepted | 2025-07-25 | 2025-08-20 | 2026-08-20 | Solar Panels | JINKO EAGLE | G6RJKM430N-54HL4-B |  | 0.43 | 14 | 80 | 2 |  | Fixed | Roof
NJADRE1560141751 | Administratively Determined Incentive Program | Waretown | 8758 | 16.81 | Residential | Behind the Meter | Yes | Trinity Solar, LLC | JCP&L |  | Accepted | 2025-07-25 | 2025-08-19 | 2026-08-19 | Solar Panels | HANWHA 410 (Q.PEAK DUO BLK ML-G10+410) | HANWHA 410 (Q.PEAK DUO BLK ML-G10+410) |  | 0.41 | 23 | 188 | 25 |  | Fixed | Roof
NJADRE1560141751 | Administratively Determined Incentive Program | Waretown | 8758 | 16.81 | Residential | Behind the Meter | Yes | Trinity Solar, LLC | JCP&L |  | Accepted | 2025-07-25 | 2025-08-19 | 2026-08-19 | Solar Panels | HANWHA 410 (Q.PEAK DUO BLK ML-G10+410) | HANWHA 410 (Q.PEAK DUO BLK ML-G10+410) |  | 0.41 | 18 | 25 | 8 |  | Fixed | Roof
NJADRE1560141751 | Administratively Determined Incentive Program | Waretown | 8758 | 16.81 | Residential | Behind the Meter | Yes | Trinity Solar, LLC | JCP&L |  | Accepted | 2025-07-25 | 2025-08-19 | 2026-08-19 | Inverters | SOLAREDGE | SE7600H-US | 7600 |  | 1 |  |  | 0.97 |  | Outside
NJADRE1560141751 | Administratively Determined Incentive Program | Waretown | 8758 | 16.81 | Residential | Behind the Meter | Yes | Trinity Solar, LLC | JCP&L |  | Accepted | 2025-07-25 | 2025-08-19 | 2026-08-19 | Inverters | SOLAREDGE | SE5700 | 5700 |  | 1 |  |  | 0.97 |  | Outside
NJADRE1560141763 | Administratively Determined Incentive Program | Highland Park | 8904 | 11.07 | Residential | Behind the Meter | Yes | Trinity Solar, LLC | PSE&G |  | Accepted | 2025-07-25 | 2025-08-19 | 2026-08-19 | Inverters | Solar Edge | USE10000H-US | 10000 |  | 1 |  |  | 0.97 |  | Outside
NJADRE1560141763 | Administratively Determined Incentive Program | Highland Park | 8904 | 11.07 | Residential | Behind the Meter | Yes | Trinity Solar, LLC | PSE&G |  | Accepted | 2025-07-25 | 2025-08-19 | 2026-08-19 | Solar Panels | Hanwha | Q.PEAK DUO BLK ML-G10.C+ 410 |  | 0.41 | 6 | 260 | 24 |  | Fixed | Roof
NJADRE1560141763 | Administratively Determined Incentive Program | Highland Park | 8904 | 11.07 | Residential | Behind the Meter | Yes | Trinity Solar, LLC | PSE&G |  | Accepted | 2025-07-25 | 2025-08-19 | 2026-08-19 | Solar Panels | Hanwha | Q.PEAK DUO BLK ML-G10.C+ 410 |  | 0.41 | 16 | 260 | 36 |  | Fixed | Roof
NJADRE1560141763 | Administratively Determined Incentive Program | Highland Park | 8904 | 11.07 | Residential | Behind the Meter | Yes | Trinity Solar, LLC | PSE&G |  | Accepted | 2025-07-25 | 2025-08-19 | 2026-08-19 | Solar Panels | Hanwha | Q.PEAK DUO BLK ML-G10.C+ 410 |  | 0.41 | 5 | 80 | 36 |  | Fixed | Roof
NJADRE1560141775 | Administratively Determined Incentive Program | Voorhees | 8043 | 7.225 | Residential | Behind the Meter | Yes | Power Energy Solutions, LLC | AC Electric |  | Accepted | 2025-07-25 | 2025-08-21 | 2026-08-21 | Inverters | SolarEdge | SE3800H-US | 4 |  | 1 |  |  | 0.97 |  | Outdoor
NJADRE1560141775 | Administratively Determined Incentive Program | Voorhees | 8043 | 7.225 | Residential | Behind the Meter | Yes | Power Energy Solutions, LLC | AC Electric |  | Accepted | 2025-07-25 | 2025-08-21 | 2026-08-21 | Solar Panels | Trina Solar | TSM-425NE09RC.05 |  | 0.425 | 8 | 238 | 29 |  | Fixed | Roof
NJADRE1560141775 | Administratively Determined Incentive Program | Voorhees | 8043 | 7.225 | Residential | Behind the Meter | Yes | Power Energy Solutions, LLC | AC Electric |  | Accepted | 2025-07-25 | 2025-08-21 | 2026-08-21 | Solar Panels | Trina Solar | TSM-425NE09RC.05 |  | 0.425 | 7 | 238 | 20 |  | Fixed | Roof
NJADRE1560141775 | Administratively Determined Incentive Program | Voorhees | 8043 | 7.225 | Residential | Behind the Meter | Yes | Power Energy Solutions, LLC | AC Electric |  | Accepted | 2025-07-25 | 2025-08-21 | 2026-08-21 | Solar Panels | Trina Solar | TSM-425NE09RC.05 |  | 0.425 | 2 | 148 | 30 |  | Fixed | Roof
NJADRE1560141787 | Administratively Determined Incentive Program | Phillipsburg | 8865 | 13.76 | Residential | Behind the Meter | Yes | PosiGen Developer, LLC | JCP&L |  | Accepted | 2025-07-25 | 2025-08-19 | 2026-08-19 | Solar Panels | JINKO EAGLE | G6RJKM430N-54HL4-B |  | 0.43 | 5 | 140 | 30 |  | Fixed | Roof
NJADRE1560141787 | Administratively Determined Incentive Program | Phillipsburg | 8865 | 13.76 | Residential | Behind the Meter | Yes | PosiGen Developer, LLC | JCP&L |  | Accepted | 2025-07-25 | 2025-08-19 | 2026-08-19 | Inverters | SOLAREDGE | SE5700H-US | 5760 |  | 1 |  |  | 0.99 |  | Outside | Within ten feet of meter
NJADRE1560141787 | Administratively Determined Incentive Program | Phillipsburg | 8865 | 13.76 | Residential | Behind the Meter | Yes | PosiGen Developer, LLC | JCP&L |  | Accepted | 2025-07-25 | 2025-08-19 | 2026-08-19 | Solar Panels | JINKO EAGLE | G6RJKM430N-54HL4-B |  | 0.43 | 27 | 230 | 30 |  | Fixed | Roof
NJADRE1560141787 | Administratively Determined Incentive Program | Phillipsburg | 8865 | 13.76 | Residential | Behind the Meter | Yes | PosiGen Developer, LLC | JCP&L |  | Accepted | 2025-07-25 | 2025-08-19 | 2026-08-19 | Inverters | SOLAREDGE | SE5700H-US | 5760 |  | 1 |  |  | 0.99 |  | Outside | Within ten feet of meter
NJADRE1560141802 | Administratively Determined Incentive Program | Atco | 8004 | 10.005 | Residential | Behind the Meter | Yes | Integrity Solar & Home Solutions, LLC | AC Electric |  | Accepted | 2025-07-25 | 2025-08-20 | 2026-08-20 | Solar Panels | Q CELLS | Q.TRON BLK M-G2H+ 435 |  | 0.435 | 11 | 238 | 30 |  | Fixed | Roof
NJADRE1560141802 | Administratively Determined Incentive Program | Atco | 8004 | 10.005 | Residential | Behind the Meter | Yes | Integrity Solar & Home Solutions, LLC | AC Electric |  | Accepted | 2025-07-25 | 2025-08-20 | 2026-08-20 | Solar Panels | Q CELLS | Q.TRON BLK M-G2H+ 435 |  | 0.435 | 3 | 238 | 29 |  | Fixed | Roof
NJADRE1560141802 | Administratively Determined Incentive Program | Atco | 8004 | 10.005 | Residential | Behind the Meter | Yes | Integrity Solar & Home Solutions, LLC | AC Electric |  | Accepted | 2025-07-25 | 2025-08-20 | 2026-08-20 | Inverters | ENPHASE | IQ8HC | 380 |  | 23 |  |  | 0.98 |  | Other | UNDER EACH PANEL
NJADRE1560141802 | Administratively Determined Incentive Program | Atco | 8004 | 10.005 | Residential | Behind the Meter | Yes | Integrity Solar & Home Solutions, LLC | AC Electric |  | Accepted | 2025-07-25 | 2025-08-20 | 2026-08-20 | Solar Panels | Q CELLS | Q.TRON BLK M-G2H+ 435 |  | 0.435 | 9 | 58 | 30 |  | Fixed | Roof
NJADRE1560141836 | Administratively Determined Incentive Program | Princeton | 8540 | 20.91 | Residential | Behind the Meter | No | Tesla Energy Operations, Inc. | PSE&G |  | Accepted | 2025-07-25 | 2025-08-19 | 2026-08-19 | Electric Storage Battery | Tesla | Powerwall 3 |  |  | 2 |  |  |  | Lithium Ion |  | OUTSIDE
NJADRE1560141836 | Administratively Determined Incentive Program | Princeton | 8540 | 20.91 | Residential | Behind the Meter | No | Tesla Energy Operations, Inc. | PSE&G |  | Accepted | 2025-07-25 | 2025-08-19 | 2026-08-19 | Solar Panels | Hanwha | Q Cells Q.PEAK DUO BLK ML-G10+/TS 410 |  | 0.41 | 24 | 84 | 30 |  | Fixed | Roof
NJADRE1560141836 | Administratively Determined Incentive Program | Princeton | 8540 | 20.91 | Residential | Behind the Meter | No | Tesla Energy Operations, Inc. | PSE&G |  | Accepted | 2025-07-25 | 2025-08-19 | 2026-08-19 | Solar Panels | Hanwha | Q Cells Q. PEAK DUO BLK ML-G10+/TS 410 |  | 0.41 | 12 | 84 | 30 |  | Fixed | Roof
NJADRE1560141836 | Administratively Determined Incentive Program | Princeton | 8540 | 20.91 | Residential | Behind the Meter | No | Tesla Energy Operations, Inc. | PSE&G |  | Accepted | 2025-07-25 | 2025-08-19 | 2026-08-19 | Inverters | Tesla | 1707000-XX-Y | 11500 |  | 2 |  |  | 0.98 |  | Outdoor
NJADRE1560141836 | Administratively Determined Incentive Program | Princeton | 8540 | 20.91 | Residential | Behind the Meter | No | Tesla Energy Operations, Inc. | PSE&G |  | Accepted | 2025-07-25 | 2025-08-19 | 2026-08-19 | Solar Panels | Hanwha | Q Cells Q.PEAK DUO BLK ML-G10+/TS 410 |  | 0.41 | 15 | 174 | 30 |  | Fixed | Roof
NJADRE1560141837 | Administratively Determined Incentive Program | MANALAPAN | 7726 | 20.09 | Residential | Behind the Meter | Yes | Sunrun Installation Services, Inc. | JCP&L |  | Accepted | 2025-07-25 | 2025-08-19 | 2026-08-19 | Solar Panels | Elin Energy (Sirius PV) | ELNSM54M-HC-410 |  | 0.41 | 12 | 58 | 24 |  | Fixed | Roof
NJADRE1560141837 | Administratively Determined Incentive Program | MANALAPAN | 7726 | 20.09 | Residential | Behind the Meter | Yes | Sunrun Installation Services, Inc. | JCP&L |  | Accepted | 2025-07-25 | 2025-08-19 | 2026-08-19 | Solar Panels | Elin Energy (Sirius PV) | ELNSM54M-HC-410 |  | 0.41 | 8 | 148 | 23 |  | Fixed | Roof
NJADRE1560141837 | Administratively Determined Incentive Program | MANALAPAN | 7726 | 20.09 | Residential | Behind the Meter | Yes | Sunrun Installation Services, Inc. | JCP&L |  | Accepted | 2025-07-25 | 2025-08-19 | 2026-08-19 | Inverters | SolarEdge Technologies | SE3800H-USMN | 3800 |  | 1 |  |  | 0.99 |  | Outdoor
NJADRE1560141837 | Administratively Determined Incentive Program | MANALAPAN | 7726 | 20.09 | Residential | Behind the Meter | Yes | Sunrun Installation Services, Inc. | JCP&L |  | Accepted | 2025-07-25 | 2025-08-19 | 2026-08-19 | Solar Panels | Elin Energy (Sirius PV) | ELNSM54M-HC-410 |  | 0.41 | 10 | 238 | 23 |  | Fixed | Roof
NJADRE1560141837 | Administratively Determined Incentive Program | MANALAPAN | 7726 | 20.09 | Residential | Behind the Meter | Yes | Sunrun Installation Services, Inc. | JCP&L |  | Accepted | 2025-07-25 | 2025-08-19 | 2026-08-19 | Inverters | SolarEdge Technologies | SE10000H-USMN | 10000 |  | 1 |  |  | 0.99 |  | Outdoor
NJADRE1560141837 | Administratively Determined Incentive Program | MANALAPAN | 7726 | 20.09 | Residential | Behind the Meter | Yes | Sunrun Installation Services, Inc. | JCP&L |  | Accepted | 2025-07-25 | 2025-08-19 | 2026-08-19 | Solar Panels | Elin Energy (Sirius PV) | ELNSM54M-HC-410 |  | 0.41 | 8 | 58 | 23 |  | Fixed | Roof
NJADRE1560141837 | Administratively Determined Incentive Program | MANALAPAN | 7726 | 20.09 | Residential | Behind the Meter | Yes | Sunrun Installation Services, Inc. | JCP&L |  | Accepted | 2025-07-25 | 2025-08-19 | 2026-08-19 | Solar Panels | Elin Energy (Sirius PV) | ELNSM54M-HC-410 |  | 0.41 | 11 | 238 | 23 |  | Fixed | Roof
NJADRE1560141845 | Administratively Determined Incentive Program | HILLSIDE | 7205 | 6.15 | Residential | Behind the Meter | Yes | Trinity Solar, LLC | PSE&G |  | Accepted | 2025-07-25 | 2025-08-19 | 2026-08-19 | Solar Panels | Hanwha | Q.PEAK DUO BLK ML-G10.C+ 410 |  | 0.41 | 5 | 215 | 21 |  | Fixed | Roof
NJADRE1560141845 | Administratively Determined Incentive Program | HILLSIDE | 7205 | 6.15 | Residential | Behind the Meter | Yes | Trinity Solar, LLC | PSE&G |  | Accepted | 2025-07-25 | 2025-08-19 | 2026-08-19 | Solar Panels | Hanwha | Q.PEAK DUO BLK ML-G10.C+ 410 |  | 0.41 | 10 | 125 | 20 |  | Fixed | Roof
NJADRE1560141845 | Administratively Determined Incentive Program | HILLSIDE | 7205 | 6.15 | Residential | Behind the Meter | Yes | Trinity Solar, LLC | PSE&G |  | Accepted | 2025-07-25 | 2025-08-19 | 2026-08-19 | Inverters | Solar Edge | USE5700H-US | 5760 |  | 1 |  |  | 0.97 |  | Outside
NJADRE1560141846 | Administratively Determined Incentive Program | MARLTON | 8053 | 6.15 | Residential | Behind the Meter | Yes | Sunrun Installation Services, Inc. | PSE&G |  | Accepted | 2025-07-25 | 2025-08-19 | 2026-08-19 | Electric Storage Battery | Tesla | POWERWALL 3 1707000-XX-Y, |  |  | 1 |  |  |  | Lithium Ion |  | OUTSIDE
NJADRE1560141846 | Administratively Determined Incentive Program | MARLTON | 8053 | 6.15 | Residential | Behind the Meter | Yes | Sunrun Installation Services, Inc. | PSE&G |  | Accepted | 2025-07-25 | 2025-08-19 | 2026-08-19 | Inverters | Tesla | POWERWALL 3 1707000-XX-Y, | 11500 |  | 1 |  |  | 0.97 |  | Outdoor
NJADRE1560141846 | Administratively Determined Incentive Program | MARLTON | 8053 | 6.15 | Residential | Behind the Meter | Yes | Sunrun Installation Services, Inc. | PSE&G |  | Accepted | 2025-07-25 | 2025-08-19 | 2026-08-19 | Solar Panels | ELIN ENERGY | ELNSM54M-HC-410 |  | 0.41 | 15 | 12 | 23 |  | Fixed | Roof
NJADRE1560141856 | Administratively Determined Incentive Program | LINWOOD | 8221 | 27.28 | Residential | Behind the Meter | No | Ocean Solar, LLC | AC Electric |  | Accepted | 2025-07-25 | 2025-08-19 | 2026-08-19 | Inverters | ENPHASE | IQ8PLUS-72-M-US | 290 |  | 62 |  |  | 0.97 |  | Outdoor
NJADRE1560141856 | Administratively Determined Incentive Program | LINWOOD | 8221 | 27.28 | Residential | Behind the Meter | No | Ocean Solar, LLC | AC Electric |  | Accepted | 2025-07-25 | 2025-08-19 | 2026-08-19 | Solar Panels | SILFAB | Sil-440 QD |  | 0.44 | 21 | 117 | 24 |  | Fixed | Roof
NJADRE1560141856 | Administratively Determined Incentive Program | LINWOOD | 8221 | 27.28 | Residential | Behind the Meter | No | Ocean Solar, LLC | AC Electric |  | Accepted | 2025-07-25 | 2025-08-19 | 2026-08-19 | Solar Panels | SILFAB | Sil-440 QD |  | 0.44 | 5 | 207 | 24 |  | Fixed | Roof
NJADRE1560141856 | Administratively Determined Incentive Program | LINWOOD | 8221 | 27.28 | Residential | Behind the Meter | No | Ocean Solar, LLC | AC Electric |  | Accepted | 2025-07-25 | 2025-08-19 | 2026-08-19 | Meters | ENPHASE | ENV-IQ-AM1-240 | 240 |  | 1 |  |  |  | Yes | Outdoor
NJADRE1560141856 | Administratively Determined Incentive Program | LINWOOD | 8221 | 27.28 | Residential | Behind the Meter | No | Ocean Solar, LLC | AC Electric |  | Accepted | 2025-07-25 | 2025-08-19 | 2026-08-19 | Solar Panels | SILFAB | Sil-440 QD |  | 0.44 | 18 | 207 | 27 |  | Fixed | Roof
NJADRE1560141856 | Administratively Determined Incentive Program | LINWOOD | 8221 | 27.28 | Residential | Behind the Meter | No | Ocean Solar, LLC | AC Electric |  | Accepted | 2025-07-25 | 2025-08-19 | 2026-08-19 | Solar Panels | SILFAB | Sil-440 QD |  | 0.44 | 18 | 297 | 26 |  | Fixed | Roof
NJADRE1560141874 | Administratively Determined Incentive Program | SOUTH BOUND BROOK | 8880 | 4.51 | Residential | Behind the Meter | Yes | Sunrun Installation Services, Inc. | PSE&G |  | Accepted | 2025-07-25 | 2025-08-19 | 2026-08-19 | Solar Panels | Hanwha Q-Cells | Q.PEAK DUO BLK ML-G10+ 410 |  | 0.41 | 11 | 204 | 23 |  | Fixed | Roof
NJADRE1560141874 | Administratively Determined Incentive Program | SOUTH BOUND BROOK | 8880 | 4.51 | Residential | Behind the Meter | Yes | Sunrun Installation Services, Inc. | PSE&G |  | Accepted | 2025-07-25 | 2025-08-19 | 2026-08-19 | Electric Storage Battery | TESLA | POWERWALL 3 1707000-XX-Y |  |  | 1 |  |  |  | Lithium Ion |  | Outside
NJADRE1560141874 | Administratively Determined Incentive Program | SOUTH BOUND BROOK | 8880 | 4.51 | Residential | Behind the Meter | Yes | Sunrun Installation Services, Inc. | PSE&G |  | Accepted | 2025-07-25 | 2025-08-19 | 2026-08-19 | Inverters | TESLA | POWERWALL 3 1707000-XX-Y | 11500 |  | 1 |  |  | 0.97 |  | Outside
NJADRE1560141932 | Administratively Determined Incentive Program | SOUTH ORANGE | 7079 | 14.175 | Residential | Behind the Meter | No | Solar Energy World | PSE&G |  | Accepted | 2025-07-25 | 2025-08-19 | 2026-08-19 | Solar Panels | LONGi | LR5-54HPB-405M |  | 0.405 | 6 | 211 | 18 |  | Fixed | Roof
NJADRE1560141932 | Administratively Determined Incentive Program | SOUTH ORANGE | 7079 | 14.175 | Residential | Behind the Meter | No | Solar Energy World | PSE&G |  | Accepted | 2025-07-25 | 2025-08-19 | 2026-08-19 | Solar Panels | LONGi | LR5-54HPB-405M |  | 0.405 | 29 | 302 | 19 |  | Fixed | Roof
NJADRE1560141932 | Administratively Determined Incentive Program | SOUTH ORANGE | 7079 | 14.175 | Residential | Behind the Meter | No | Solar Energy World | PSE&G |  | Accepted | 2025-07-25 | 2025-08-19 | 2026-08-19 | Inverters | Enphase | IQ8+-72-M-US | 290 |  | 35 |  |  | 0.97 |  | Outside
NJADRE1560142050 | Administratively Determined Incentive Program | HALEDON | 7508 | 3.28 | Residential | Behind the Meter | Yes | Trinity Solar, LLC | PSE&G |  | Accepted | 2025-07-25 | 2025-08-20 | 2026-08-20 | Inverters | Solar Edge | USE3800H-US | 3800 |  | 1 |  |  | 0.97 |  | Outside
NJADRE1560142050 | Administratively Determined Incentive Program | HALEDON | 7508 | 3.28 | Residential | Behind the Meter | Yes | Trinity Solar, LLC | PSE&G |  | Accepted | 2025-07-25 | 2025-08-20 | 2026-08-20 | Solar Panels | Hanwha | Q.PEAK DUO BLK ML-G10.C+ 410 |  | 0.41 | 2 | 49 | 27 |  | Fixed | Roof
NJADRE1560142050 | Administratively Determined Incentive Program | HALEDON | 7508 | 3.28 | Residential | Behind the Meter | Yes | Trinity Solar, LLC | PSE&G |  | Accepted | 2025-07-25 | 2025-08-20 | 2026-08-20 | Solar Panels | Hanwha | Q.PEAK DUO BLK ML-G10.C+ 410 |  | 0.41 | 6 | 229 | 27 |  | Fixed | Roof
NJADRE1560142105 | Administratively Determined Incentive Program | MAYS LANDING | 8330 | 8.5 | Residential | Behind the Meter | Yes | Whitman Construction, LLC | AC Electric |  | Accepted | 2025-07-25 | 2025-08-19 | 2026-08-19 | Solar Panels | JINKO SOLAR | JKM425N-54HL4-B |  | 0.425 | 2 | 311 | 27 |  | Fixed | Roof
NJADRE1560142105 | Administratively Determined Incentive Program | MAYS LANDING | 8330 | 8.5 | Residential | Behind the Meter | Yes | Whitman Construction, LLC | AC Electric |  | Accepted | 2025-07-25 | 2025-08-19 | 2026-08-19 | Solar Panels | JINKO SOLAR | JKM425N-54HL4-B |  | 0.425 | 15 | 221 | 27 |  | Fixed | Roof
NJADRE1560142105 | Administratively Determined Incentive Program | MAYS LANDING | 8330 | 8.5 | Residential | Behind the Meter | Yes | Whitman Construction, LLC | AC Electric |  | Accepted | 2025-07-25 | 2025-08-19 | 2026-08-19 | Inverters | ENPHASE | IQ8PLUS-72-M-US | 290 |  | 20 |  |  | 0.975 |  | Outdoor
NJADRE1560142105 | Administratively Determined Incentive Program | MAYS LANDING | 8330 | 8.5 | Residential | Behind the Meter | Yes | Whitman Construction, LLC | AC Electric |  | Accepted | 2025-07-25 | 2025-08-19 | 2026-08-19 | Solar Panels | JINKO SOLAR | JKM425N-54HL4-B |  | 0.425 | 3 | 131 | 27 |  | Fixed | Roof
NJADRE1560142113 | Administratively Determined Incentive Program | SEWELL | 8080 | 17.835 | Residential | Behind the Meter | Yes | Integrity Solar & Home Solutions, LLC | AC Electric |  | Accepted | 2025-07-25 | 2025-08-20 | 2026-08-20 | Solar Panels | Q CELLS | Q.TRON BLK M-G2H+ 435 |  | 0.435 | 8 | 247 | 18 |  | Fixed | Roof
NJADRE1560142113 | Administratively Determined Incentive Program | SEWELL | 8080 | 17.835 | Residential | Behind the Meter | Yes | Integrity Solar & Home Solutions, LLC | AC Electric |  | Accepted | 2025-07-25 | 2025-08-20 | 2026-08-20 | Inverters | ENPHASE | IQ8HC | 380 |  | 41 |  |  | 0.98 |  | Other | UNDER EACH PANEL
NJADRE1560142113 | Administratively Determined Incentive Program | SEWELL | 8080 | 17.835 | Residential | Behind the Meter | Yes | Integrity Solar & Home Solutions, LLC | AC Electric |  | Accepted | 2025-07-25 | 2025-08-20 | 2026-08-20 | Solar Panels | Q CELLS | Q.TRON BLK M-G2H+ 435 |  | 0.435 | 20 | 248 | 19 |  | Fixed | Roof
NJADRE1560142113 | Administratively Determined Incentive Program | SEWELL | 8080 | 17.835 | Residential | Behind the Meter | Yes | Integrity Solar & Home Solutions, LLC | AC Electric |  | Accepted | 2025-07-25 | 2025-08-20 | 2026-08-20 | Solar Panels | Q CELLS | Q.TRON BLK M-G2H+ 435 |  | 0.435 | 13 | 68 | 19 |  | Fixed | Roof
NJADRE1560142137 | Administratively Determined Incentive Program | PENNSAUKEN | 8109 | 7.38 | Residential | Behind the Meter | Yes | Trinity Solar, LLC | PSE&G |  | Accepted | 2025-07-25 | 2025-08-19 | 2026-08-19 | Solar Panels | Hanwha | Q.PEAK DUO BLK ML-G10.C+ 410 |  | 0.41 | 18 | 213 | 25 |  | Fixed | Roof
NJADRE1560142137 | Administratively Determined Incentive Program | PENNSAUKEN | 8109 | 7.38 | Residential | Behind the Meter | Yes | Trinity Solar, LLC | PSE&G |  | Accepted | 2025-07-25 | 2025-08-19 | 2026-08-19 | Inverters | Solar Edge | USE5700H-US | 5760 |  | 1 |  |  | 0.97 |  | Outside
NJADRE1560142143 | Administratively Determined Incentive Program | SOUTH PLAINFIELD BORO | 7080 | 5.67 | Residential | Behind the Meter | Yes | Sunrun Installation Services, Inc. | PSE&G |  | Accepted | 2025-07-25 | 2025-08-19 | 2026-08-19 | Inverters | SolarEdge Technologies | SE3800H-USMN | 3800 |  | 1 |  |  | 0.99 |  | Outdoor | Next to meter
NJADRE1560142143 | Administratively Determined Incentive Program | SOUTH PLAINFIELD BORO | 7080 | 5.67 | Residential | Behind the Meter | Yes | Sunrun Installation Services, Inc. | PSE&G |  | Accepted | 2025-07-25 | 2025-08-19 | 2026-08-19 | Electric Storage Battery | TESLA | Powerwall 3 1707000-xx-y |  |  | 1 |  |  |  | Lithium Ion |  | OUTSIDE
NJADRE1560142143 | Administratively Determined Incentive Program | SOUTH PLAINFIELD BORO | 7080 | 5.67 | Residential | Behind the Meter | Yes | Sunrun Installation Services, Inc. | PSE&G |  | Accepted | 2025-07-25 | 2025-08-19 | 2026-08-19 | Solar Panels | JA Solar | JAM54S31-405/MR |  | 0.405 | 6 | 184 | 6 |  | Fixed | Roof
NJADRE1560142143 | Administratively Determined Incentive Program | SOUTH PLAINFIELD BORO | 7080 | 5.67 | Residential | Behind the Meter | Yes | Sunrun Installation Services, Inc. | PSE&G |  | Accepted | 2025-07-25 | 2025-08-19 | 2026-08-19 | Solar Panels | JA Solar | JAM54S31-405/MR |  | 0.405 | 8 | 184 | 7 |  | Fixed | Roof
NJADRE1560142153 | Administratively Determined Incentive Program | SAYREVILLE | 8872 | 8.2 | Residential | Behind the Meter | No | PV4U, LLC | JCP&L |  | Accepted | 2025-07-25 | 2025-08-19 | 2026-08-19 | Solar Panels | Hanwha | qcells 410 |  | 0.41 | 20 | 260 | 36 |  | Fixed | Roof
NJADRE1560142153 | Administratively Determined Incentive Program | SAYREVILLE | 8872 | 8.2 | Residential | Behind the Meter | No | PV4U, LLC | JCP&L |  | Accepted | 2025-07-25 | 2025-08-19 | 2026-08-19 | Inverters | ENPHASE | IQ8PLUS | 290 |  | 20 |  |  | 0.98 |  | Outside
NJADRE1560142168 | Administratively Determined Incentive Program | Ewing | 8638 | 6.48 | Residential | Behind the Meter | Yes | Sunrun Installation Services, Inc. | PSE&G |  | Accepted | 2025-07-25 | 2025-08-19 | 2026-08-19 | Inverters | Tesla | Powerwall 3 1707000-xx-y | 11500 |  | 1 |  |  | 0.97 |  | Outdoor
NJADRE1560142168 | Administratively Determined Incentive Program | Ewing | 8638 | 6.48 | Residential | Behind the Meter | Yes | Sunrun Installation Services, Inc. | PSE&G |  | Accepted | 2025-07-25 | 2025-08-19 | 2026-08-19 | Electric Storage Battery | Tesla | Powerwall 3 1707000-xx-y |  |  | 1 |  |  |  | Lithium Ion |  | OUTSIDE
NJADRE1560142168 | Administratively Determined Incentive Program | Ewing | 8638 | 6.48 | Residential | Behind the Meter | Yes | Sunrun Installation Services, Inc. | PSE&G |  | Accepted | 2025-07-25 | 2025-08-19 | 2026-08-19 | Solar Panels | JA Solar | JAM54S31-405/MR |  | 0.405 | 11 | 130 | 26 |  | Fixed | Roof
NJADRE1560142168 | Administratively Determined Incentive Program | Ewing | 8638 | 6.48 | Residential | Behind the Meter | Yes | Sunrun Installation Services, Inc. | PSE&G |  | Accepted | 2025-07-25 | 2025-08-19 | 2026-08-19 | Solar Panels | JA Solar | JAM54S31-405/MR |  | 0.405 | 5 | 220 | 32 |  | Fixed | Roof
NJADRE1560142312 | Administratively Determined Incentive Program | PARSIPPANY-TROY HILLS | 7054 | 8.61 | Residential | Behind the Meter | No | Tesla Energy Operations, Inc. | JCP&L |  | Accepted | 2025-07-25 | 2025-08-19 | 2026-08-19 | Inverters | Tesla | 1538000-XX-Y | 7600 |  | 1 |  |  | 0.98 |  | Outdoor
NJADRE1560142312 | Administratively Determined Incentive Program | PARSIPPANY-TROY HILLS | 7054 | 8.61 | Residential | Behind the Meter | No | Tesla Energy Operations, Inc. | JCP&L |  | Accepted | 2025-07-25 | 2025-08-19 | 2026-08-19 | Solar Panels | Hanwha | Q Cells Q.PEAK DUO BLK ML-G10+/TS 410 |  | 0.41 | 9 | 127 | 34 |  | Fixed | Roof
NJADRE1560142312 | Administratively Determined Incentive Program | PARSIPPANY-TROY HILLS | 7054 | 8.61 | Residential | Behind the Meter | No | Tesla Energy Operations, Inc. | JCP&L |  | Accepted | 2025-07-25 | 2025-08-19 | 2026-08-19 | Solar Panels | Hanwha | Q Cells Q.PEAK DUO BLK ML-G10+/TS 410 |  | 0.41 | 6 | 37 | 34 |  | Fixed | Roof
NJADRE1560142312 | Administratively Determined Incentive Program | PARSIPPANY-TROY HILLS | 7054 | 8.61 | Residential | Behind the Meter | No | Tesla Energy Operations, Inc. | JCP&L |  | Accepted | 2025-07-25 | 2025-08-19 | 2026-08-19 | Solar Panels | Hanwha | Q Cells Q.PEAK DUO BLK ML-G10+/TS 410 |  | 0.41 | 6 | 217 | 34 |  | Fixed | Roof
NJADRE1560142406 | Administratively Determined Incentive Program | Medford | 8055 | 20.68 | Residential | Behind the Meter | No | Ecological Systems, LLC | PSE&G |  | Accepted | 2025-07-25 | 2025-08-20 | 2026-08-20 | Inverters | Solar Edge | SE10000H-US000BEI4 | 10000 |  | 2 |  |  | 0.992 |  | Outside | Roof Top
NJADRE1560142406 | Administratively Determined Incentive Program | Medford | 8055 | 20.68 | Residential | Behind the Meter | No | Ecological Systems, LLC | PSE&G |  | Accepted | 2025-07-25 | 2025-08-20 | 2026-08-20 | Meters | Solar Edge | Solaredge RGM | 0 |  | 1 |  |  |  | Yes | Outdoor
NJADRE1560142406 | Administratively Determined Incentive Program | Medford | 8055 | 20.68 | Residential | Behind the Meter | No | Ecological Systems, LLC | PSE&G |  | Accepted | 2025-07-25 | 2025-08-20 | 2026-08-20 | Solar Panels | Phono | Phono 440 |  | 0.44 | 47 | 180 | 26 |  | Fixed | Roof | Roof Top
NJADRE1560142581 | Administratively Determined Incentive Program | Tinton Falls | 7724 | 24.2 | Residential | Behind the Meter | No | Ecological Systems, LLC | JCP&L |  | Accepted | 2025-07-25 | 2025-08-20 | 2026-08-20 | Solar Panels | Phono | Phono 440 |  | 0.44 | 55 | 180 | 26 |  | Fixed | Roof | Roof Top
NJADRE1560142581 | Administratively Determined Incentive Program | Tinton Falls | 7724 | 24.2 | Residential | Behind the Meter | No | Ecological Systems, LLC | JCP&L |  | Accepted | 2025-07-25 | 2025-08-20 | 2026-08-20 | Inverters | Solar Edge | SE11400 | 11400 |  | 2 |  |  | 0.992 |  | Outside | Roof Top
NJADRE1560142581 | Administratively Determined Incentive Program | Tinton Falls | 7724 | 24.2 | Residential | Behind the Meter | No | Ecological Systems, LLC | JCP&L |  | Accepted | 2025-07-25 | 2025-08-20 | 2026-08-20 | Meters | Solar Edge | Solaredge RGM | 0 |  | 1 |  |  |  | Yes | Outdoor
NJADRE1560142598 | Administratively Determined Incentive Program | Highlands | 7732 | 17.6 | Residential | Behind the Meter | No | Ecological Systems, LLC | JCP&L |  | Accepted | 2025-07-25 | 2025-08-20 | 2026-08-20 | Inverters | Solar Edge | Se11400-H | 11400 |  | 1 |  |  | 0.992 |  | Outside | Roof Top
NJADRE1560142598 | Administratively Determined Incentive Program | Highlands | 7732 | 17.6 | Residential | Behind the Meter | No | Ecological Systems, LLC | JCP&L |  | Accepted | 2025-07-25 | 2025-08-20 | 2026-08-20 | Solar Panels | Phono | Phono 440 |  | 0.44 | 40 | 180 | 26 |  | Fixed | Roof | Roof Top
NJADRE1560142598 | Administratively Determined Incentive Program | Highlands | 7732 | 17.6 | Residential | Behind the Meter | No | Ecological Systems, LLC | JCP&L |  | Accepted | 2025-07-25 | 2025-08-20 | 2026-08-20 | Meters | Solar Edge | Solaredge RGM | 0 |  | 1 |  |  |  | Yes | Outdoor
NJADRE1560142602 | Administratively Determined Incentive Program | Elizabeth City | 7201 | 12.15 | Residential | Behind the Meter | Yes | Sunrun Installation Services, Inc. | PSE&G |  | Accepted | 2025-07-25 | 2025-09-08 | 2026-09-08 | Solar Panels | JA Solar | JAM54S31-405/MR |  | 0.405 | 2 | 290 | 26 |  | Fixed | Roof
NJADRE1560142602 | Administratively Determined Incentive Program | Elizabeth City | 7201 | 12.15 | Residential | Behind the Meter | Yes | Sunrun Installation Services, Inc. | PSE&G |  | Accepted | 2025-07-25 | 2025-09-08 | 2026-09-08 | Solar Panels | JA Solar | JAM54S31-405/MR |  | 0.405 | 4 | 20 | 18 |  | Fixed | Roof
NJADRE1560142602 | Administratively Determined Incentive Program | Elizabeth City | 7201 | 12.15 | Residential | Behind the Meter | Yes | Sunrun Installation Services, Inc. | PSE&G |  | Accepted | 2025-07-25 | 2025-09-08 | 2026-09-08 | Solar Panels | JA Solar | JAM54S31-405/MR |  | 0.405 | 9 | 110 | 37 |  | Fixed | Roof
NJADRE1560142602 | Administratively Determined Incentive Program | Elizabeth City | 7201 | 12.15 | Residential | Behind the Meter | Yes | Sunrun Installation Services, Inc. | PSE&G |  | Accepted | 2025-07-25 | 2025-09-08 | 2026-09-08 | Inverters | SolarEdge Technologies | SE10000H-USMN | 10000 |  | 1 |  |  | 0.99 |  | Outdoor
NJADRE1560142602 | Administratively Determined Incentive Program | Elizabeth City | 7201 | 12.15 | Residential | Behind the Meter | Yes | Sunrun Installation Services, Inc. | PSE&G |  | Accepted | 2025-07-25 | 2025-09-08 | 2026-09-08 | Solar Panels | JA Solar | JAM54S31-405/MR |  | 0.405 | 12 | 290 | 37 |  | Fixed | Roof
NJADRE1560142602 | Administratively Determined Incentive Program | Elizabeth City | 7201 | 12.15 | Residential | Behind the Meter | Yes | Sunrun Installation Services, Inc. | PSE&G |  | Accepted | 2025-07-25 | 2025-09-08 | 2026-09-08 | Solar Panels | JA Solar | JAM54S31-405/MR |  | 0.405 | 3 | 201 | 18 |  | Fixed | Roof
NJADRE1560142605 | Administratively Determined Incentive Program | Stewartsville | 8886 | 6.48 | Residential | Behind the Meter | No | Power Home Remodeling Group | JCP&L |  | Accepted | 2025-07-25 | 2025-08-20 | 2026-08-20 | Solar Panels | JA Solar | JAM54S31 405/MR |  | 0.405 | 5 | 158 | 42 |  | Fixed | Roof
NJADRE1560142605 | Administratively Determined Incentive Program | Stewartsville | 8886 | 6.48 | Residential | Behind the Meter | No | Power Home Remodeling Group | JCP&L |  | Accepted | 2025-07-25 | 2025-08-20 | 2026-08-20 | Solar Panels | JA Solar | JAM54S31 405/MR |  | 0.405 | 2 | 158 | 39 |  | Fixed | Roof
NJADRE1560142605 | Administratively Determined Incentive Program | Stewartsville | 8886 | 6.48 | Residential | Behind the Meter | No | Power Home Remodeling Group | JCP&L |  | Accepted | 2025-07-25 | 2025-08-20 | 2026-08-20 | Inverters | SolarEdge | SE3800H-US | 3800 |  | 1 |  |  | 0.99 |  | Outside
NJADRE1560142605 | Administratively Determined Incentive Program | Stewartsville | 8886 | 6.48 | Residential | Behind the Meter | No | Power Home Remodeling Group | JCP&L |  | Accepted | 2025-07-25 | 2025-08-20 | 2026-08-20 | Meters | SolarEdge | Revenue Grade Data Ansi C12.20 |  |  | 1 |  |  |  | Yes | Outdoor
NJADRE1560142605 | Administratively Determined Incentive Program | Stewartsville | 8886 | 6.48 | Residential | Behind the Meter | No | Power Home Remodeling Group | JCP&L |  | Accepted | 2025-07-25 | 2025-08-20 | 2026-08-20 | Solar Panels | JA Solar | JAM54S31 405/MR |  | 0.405 | 9 | 248 | 33 |  | Fixed | Roof
NJADRE1560142624 | Administratively Determined Incentive Program | Collingswood | 8108 | 9.24 | Residential | Behind the Meter | Yes | Ecological Systems, LLC | PSE&G |  | Accepted | 2025-07-25 | 2025-08-19 | 2026-08-19 | Inverters | Solar Edge | SE7600H-US000BEI4 | 7600 |  | 1 |  |  | 0.992 |  | Outside | Roof Top
NJADRE1560142624 | Administratively Determined Incentive Program | Collingswood | 8108 | 9.24 | Residential | Behind the Meter | Yes | Ecological Systems, LLC | PSE&G |  | Accepted | 2025-07-25 | 2025-08-19 | 2026-08-19 | Meters | Solar Edge | Solaredge RGM | 0 |  | 1 |  |  |  | Yes | Outdoor
NJADRE1560142624 | Administratively Determined Incentive Program | Collingswood | 8108 | 9.24 | Residential | Behind the Meter | Yes | Ecological Systems, LLC | PSE&G |  | Accepted | 2025-07-25 | 2025-08-19 | 2026-08-19 | Solar Panels | Phono | Phono 440 |  | 0.44 | 21 | 180 | 26 |  | Fixed | Roof | Roof Top
NJADRE1560142634 | Administratively Determined Incentive Program | Closter | 7624 | 15.99 | Residential | Behind the Meter | Yes | Sunrun Installation Services, Inc. | Orange Rockland Electric |  | Accepted | 2025-07-25 | 2025-08-19 | 2026-08-19 | Electric Storage Battery | Tesla | POWERWALL 3 1707000-XX-Y |  |  | 1 |  |  |  | Lithium Ion |  | OUTSIDE
NJADRE1560142634 | Administratively Determined Incentive Program | Closter | 7624 | 15.99 | Residential | Behind the Meter | Yes | Sunrun Installation Services, Inc. | Orange Rockland Electric |  | Accepted | 2025-07-25 | 2025-08-19 | 2026-08-19 | Inverters | Tesla | POWERWALL 3 1707000-XX-Y | 11500 |  | 1 |  |  | 0.97 |  | Outdoor
NJADRE1560142634 | Administratively Determined Incentive Program | Closter | 7624 | 15.99 | Residential | Behind the Meter | Yes | Sunrun Installation Services, Inc. | Orange Rockland Electric |  | Accepted | 2025-07-25 | 2025-08-19 | 2026-08-19 | Solar Panels | HANWHA Q-CELLS | Q.PEAK DUO BLK ML-G10.C+ 410 |  | 0.41 | 3 | 219 | 40 |  | Fixed | Roof
NJADRE1560142634 | Administratively Determined Incentive Program | Closter | 7624 | 15.99 | Residential | Behind the Meter | Yes | Sunrun Installation Services, Inc. | Orange Rockland Electric |  | Accepted | 2025-07-25 | 2025-08-19 | 2026-08-19 | Solar Panels | HANWHA Q-CELLS | Q.PEAK DUO BLK ML-G10.C+ 410 |  | 0.41 | 5 | 311 | 34 |  | Fixed | Roof
NJADRE1560142634 | Administratively Determined Incentive Program | Closter | 7624 | 15.99 | Residential | Behind the Meter | Yes | Sunrun Installation Services, Inc. | Orange Rockland Electric |  | Accepted | 2025-07-25 | 2025-08-19 | 2026-08-19 | Solar Panels | HANWHA Q-CELLS | Q.PEAK DUO BLK ML-G10.C+ 410 |  | 0.41 | 9 | 224 | 34 |  | Fixed | Roof
NJADRE1560142634 | Administratively Determined Incentive Program | Closter | 7624 | 15.99 | Residential | Behind the Meter | Yes | Sunrun Installation Services, Inc. | Orange Rockland Electric |  | Accepted | 2025-07-25 | 2025-08-19 | 2026-08-19 | Solar Panels | HANWHA Q-CELLS | Q.PEAK DUO BLK ML-G10.C+ 410 |  | 0.41 | 3 | 52 | 34 |  | Fixed | Roof
NJADRE1560142634 | Administratively Determined Incentive Program | Closter | 7624 | 15.99 | Residential | Behind the Meter | Yes | Sunrun Installation Services, Inc. | Orange Rockland Electric |  | Accepted | 2025-07-25 | 2025-08-19 | 2026-08-19 | Solar Panels | Hanwha Q Cells | Q.PEAK DUO BLK ML-G10.C+ 410 |  | 0.41 | 11 | 42 | 34 |  | Fixed | Roof
NJADRE1560142634 | Administratively Determined Incentive Program | Closter | 7624 | 15.99 | Residential | Behind the Meter | Yes | Sunrun Installation Services, Inc. | Orange Rockland Electric |  | Accepted | 2025-07-25 | 2025-08-19 | 2026-08-19 | Solar Panels | HANWHA Q-CELLS | Q.PEAK DUO BLK ML-G10.C+ 410 |  | 0.41 | 8 | 132 | 34 |  | Fixed | Roof
NJADRE1560142635 | Administratively Determined Incentive Program | Manchester | 8759 | 18.48 | Residential | Behind the Meter | Yes | Ecological Systems, LLC | JCP&L |  | Accepted | 2025-07-28 | 2025-08-27 | 2026-08-27 | Solar Panels | Phono | Phono 440 |  | 0.44 | 42 | 180 | 20 |  | Fixed | Roof | Roof Top
NJADRE1560142635 | Administratively Determined Incentive Program | Manchester | 8759 | 18.48 | Residential | Behind the Meter | Yes | Ecological Systems, LLC | JCP&L |  | Accepted | 2025-07-28 | 2025-08-27 | 2026-08-27 | Inverters | Solar Edge | SE7600 | 7600 |  | 2 |  |  | 0.992 |  | Outside | Outside
NJADRE1560142635 | Administratively Determined Incentive Program | Manchester | 8759 | 18.48 | Residential | Behind the Meter | Yes | Ecological Systems, LLC | JCP&L |  | Accepted | 2025-07-28 | 2025-08-27 | 2026-08-27 | Meters | Solar Edge | Solaredge RGM | 0 |  | 1 |  |  |  | Yes | Outdoor
NJADRE1560142639 | Administratively Determined Incentive Program | Medford | 8055 | 9.24 | Residential | Behind the Meter | Yes | Ecological Systems, LLC | PSE&G |  | Accepted | 2025-07-25 | 2025-08-20 | 2026-08-20 | Solar Panels | Phono | Phono 440 |  | 0.44 | 21 | 180 | 26 |  | Fixed | Roof | Roof Top
NJADRE1560142639 | Administratively Determined Incentive Program | Medford | 8055 | 9.24 | Residential | Behind the Meter | Yes | Ecological Systems, LLC | PSE&G |  | Accepted | 2025-07-25 | 2025-08-20 | 2026-08-20 | Meters | Solar Edge | Solaredge RGM | 0 |  | 1 |  |  |  | Yes | Outdoor
NJADRE1560142639 | Administratively Determined Incentive Program | Medford | 8055 | 9.24 | Residential | Behind the Meter | Yes | Ecological Systems, LLC | PSE&G |  | Accepted | 2025-07-25 | 2025-08-20 | 2026-08-20 | Inverters | Solar Edge | SE7600H-US000BEI4 | 7600 |  | 1 |  |  | 0.992 |  | Outside | Outside
NJADRE1560142654 | Administratively Determined Incentive Program | Newark City | 7104 | 7.31 | Residential | Behind the Meter | No | Integrity Solar & Home Solutions, LLC | PSE&G |  | Accepted | 2025-07-25 | 2025-08-19 | 2026-08-19 | Solar Panels | Q CELLS | Q.TRON BLK M-G2H+ 430 |  | 0.43 | 17 | 201 | 29 |  | Fixed | Roof
NJADRE1560142654 | Administratively Determined Incentive Program | Newark City | 7104 | 7.31 | Residential | Behind the Meter | No | Integrity Solar & Home Solutions, LLC | PSE&G |  | Accepted | 2025-07-25 | 2025-08-19 | 2026-08-19 | Inverters | ENPHASE | IQ8HC | 380 |  | 17 |  |  | 0.98 |  | Other | UNDER EACH PANEL
NJADRE1560142666 | Administratively Determined Incentive Program | Dumont | 7628 | 6.15 | Residential | Behind the Meter | Yes | Pro Custom Solar dba Momentum Solar | PSE&G |  | Accepted | 2025-07-25 | 2025-08-22 | 2026-08-22 | Solar Panels | Hanwha | Q. Peak duo blk ML-G10 +410 |  | 0.41 | 15 | 184 | 30 |  | Fixed | Roof
NJADRE1560142666 | Administratively Determined Incentive Program | Dumont | 7628 | 6.15 | Residential | Behind the Meter | Yes | Pro Custom Solar dba Momentum Solar | PSE&G |  | Accepted | 2025-07-25 | 2025-08-22 | 2026-08-22 | Inverters | Enphase | IQ8HC-72-M-DOM-US | 380 |  | 15 |  |  | 0.97 |  | Outdoor
NJADRE1560142673 | Administratively Determined Incentive Program | MANALAPAN | 7726 | 10.66 | Residential | Behind the Meter | Yes | Trinity Solar, LLC | JCP&L |  | Accepted | 2025-07-25 | 2025-08-21 | 2026-08-21 | Solar Panels | Hanwha | Q.PEAK DUO BLK ML-G10.C+ 410 |  | 0.41 | 6 | 180 | 34 |  | Fixed | Roof
NJADRE1560142673 | Administratively Determined Incentive Program | MANALAPAN | 7726 | 10.66 | Residential | Behind the Meter | Yes | Trinity Solar, LLC | JCP&L |  | Accepted | 2025-07-25 | 2025-08-21 | 2026-08-21 | Solar Panels | Hanwha | Q.PEAK DUO BLK ML-G10.C+ 410 |  | 0.41 | 8 | 180 | 34 |  | Fixed | Roof
NJADRE1560142673 | Administratively Determined Incentive Program | MANALAPAN | 7726 | 10.66 | Residential | Behind the Meter | Yes | Trinity Solar, LLC | JCP&L |  | Accepted | 2025-07-25 | 2025-08-21 | 2026-08-21 | Solar Panels | Hanwha | Q.PEAK DUO BLK ML-G10.C+ 410 |  | 0.41 | 4 | 270 | 27 |  | Fixed | Roof
NJADRE1560142673 | Administratively Determined Incentive Program | MANALAPAN | 7726 | 10.66 | Residential | Behind the Meter | Yes | Trinity Solar, LLC | JCP&L |  | Accepted | 2025-07-25 | 2025-08-21 | 2026-08-21 | Solar Panels | Hanwha | Q.PEAK DUO BLK ML-G10.C+ 410 |  | 0.41 | 4 | 90 | 28 |  | Fixed | Roof
NJADRE1560142673 | Administratively Determined Incentive Program | MANALAPAN | 7726 | 10.66 | Residential | Behind the Meter | Yes | Trinity Solar, LLC | JCP&L |  | Accepted | 2025-07-25 | 2025-08-21 | 2026-08-21 | Inverters | Solar Edge | USE10000H-US | 10000 |  | 1 |  |  | 0.97 |  | Indoor
NJADRE1560142673 | Administratively Determined Incentive Program | MANALAPAN | 7726 | 10.66 | Residential | Behind the Meter | Yes | Trinity Solar, LLC | JCP&L |  | Accepted | 2025-07-25 | 2025-08-21 | 2026-08-21 | Solar Panels | Hanwha | Q.PEAK DUO BLK ML-G10.C+ 410 |  | 0.41 | 4 | 90 | 27 |  | Fixed | Roof
NJADRE1560142722 | Administratively Determined Incentive Program | MONROE TOWNSHIP | 8831 | 13.94 | Residential | Behind the Meter | Yes | Pro Custom Solar dba Momentum Solar | PSE&G |  | Accepted | 2025-07-25 | 2025-08-20 | 2026-08-20 | Inverters | ENPHASE | IQ8HC-72-M-DOM-US | 380 |  | 34 |  |  | 0.97 |  | Outdoor
NJADRE1560142722 | Administratively Determined Incentive Program | MONROE TOWNSHIP | 8831 | 13.94 | Residential | Behind the Meter | Yes | Pro Custom Solar dba Momentum Solar | PSE&G |  | Accepted | 2025-07-25 | 2025-08-20 | 2026-08-20 | Solar Panels | hanwha | q.peak duo blk-g10+410 |  | 0.41 | 10 | 300 | 31 |  | Fixed | Roof
NJADRE1560142722 | Administratively Determined Incentive Program | MONROE TOWNSHIP | 8831 | 13.94 | Residential | Behind the Meter | Yes | Pro Custom Solar dba Momentum Solar | PSE&G |  | Accepted | 2025-07-25 | 2025-08-20 | 2026-08-20 | Solar Panels | hanwha | q.peak duo blk-g10+410 |  | 0.41 | 24 | 120 | 30 |  | Fixed | Roof
NJADRE1560142727 | Administratively Determined Incentive Program | STAFFORD TOWNSHIP | 8050 | 16.4 | Residential | Behind the Meter | Yes | Whitman Construction, LLC | AC Electric |  | Accepted | 2025-07-25 | 2025-08-19 | 2026-08-19 | Inverters | ENPHASE | IQM-72-2-US | 325 |  | 40 |  |  | 0.975 |  | Outdoor
NJADRE1560142727 | Administratively Determined Incentive Program | STAFFORD TOWNSHIP | 8050 | 16.4 | Residential | Behind the Meter | Yes | Whitman Construction, LLC | AC Electric |  | Accepted | 2025-07-25 | 2025-08-19 | 2026-08-19 | Solar Panels | Trina Solar | TSM-410NE09RC.05 |  | 0.41 | 3 | 282 | 45 |  | Fixed | Roof
NJADRE1560142727 | Administratively Determined Incentive Program | STAFFORD TOWNSHIP | 8050 | 16.4 | Residential | Behind the Meter | Yes | Whitman Construction, LLC | AC Electric |  | Accepted | 2025-07-25 | 2025-08-19 | 2026-08-19 | Solar Panels | TRINA SOLAR | TSM-410NE09RC.05 |  | 0.41 | 21 | 192 | 24 |  | Fixed | Roof
NJADRE1560142727 | Administratively Determined Incentive Program | STAFFORD TOWNSHIP | 8050 | 16.4 | Residential | Behind the Meter | Yes | Whitman Construction, LLC | AC Electric |  | Accepted | 2025-07-25 | 2025-08-19 | 2026-08-19 | Solar Panels | Trina Solar | TSM-410NE09RC.05 |  | 0.41 | 4 | 102 | 45 |  | Fixed | Roof
NJADRE1560142727 | Administratively Determined Incentive Program | STAFFORD TOWNSHIP | 8050 | 16.4 | Residential | Behind the Meter | Yes | Whitman Construction, LLC | AC Electric |  | Accepted | 2025-07-25 | 2025-08-19 | 2026-08-19 | Solar Panels | Trina Solar | TSM-410NE09RC.05 |  | 0.41 | 12 | 12 | 24 |  | Fixed | Roof
NJADRE1560142736 | Administratively Determined Incentive Program | SOUTH AMBOY | 8879 | 14.94 | Residential | Behind the Meter | Yes | Fusion Solar Energy, LLC | JCP&L |  | Accepted | 2025-07-25 | 2025-08-19 | 2026-08-19 | Solar Panels | QCELLS | Q.PEAK DUO BLK ML-G10+_017 |  | 0.415 | 4 | 48.19 | 26 |  | Fixed | Roof
NJADRE1560142736 | Administratively Determined Incentive Program | SOUTH AMBOY | 8879 | 14.94 | Residential | Behind the Meter | Yes | Fusion Solar Energy, LLC | JCP&L |  | Accepted | 2025-07-25 | 2025-08-19 | 2026-08-19 | Inverters | ENPHASE | IQ8HC-72-M-DOM-US | 380 |  | 36 |  |  | 0.97 |  | Outside | Roof
NJADRE1560142736 | Administratively Determined Incentive Program | SOUTH AMBOY | 8879 | 14.94 | Residential | Behind the Meter | Yes | Fusion Solar Energy, LLC | JCP&L |  | Accepted | 2025-07-25 | 2025-08-19 | 2026-08-19 | Solar Panels | QCELLS | Q.PEAK DUO BLK ML-G10+_017 |  | 0.415 | 11 | 228.19 | 26 |  | Fixed | Roof
NJADRE1560142736 | Administratively Determined Incentive Program | SOUTH AMBOY | 8879 | 14.94 | Residential | Behind the Meter | Yes | Fusion Solar Energy, LLC | JCP&L |  | Accepted | 2025-07-25 | 2025-08-19 | 2026-08-19 | Solar Panels | QCELLS | Q.PEAK DUO BLK ML-G10+_017 |  | 0.415 | 12 | 48.19 | 26 |  | Fixed | Roof
NJADRE1560142736 | Administratively Determined Incentive Program | SOUTH AMBOY | 8879 | 14.94 | Residential | Behind the Meter | Yes | Fusion Solar Energy, LLC | JCP&L |  | Accepted | 2025-07-25 | 2025-08-19 | 2026-08-19 | Solar Panels | QCELLS | Q.PEAK DUO BLK ML-G10+_017 |  | 0.415 | 7 | 228.19 | 26 |  | Fixed | Roof
NJADRE1560142736 | Administratively Determined Incentive Program | SOUTH AMBOY | 8879 | 14.94 | Residential | Behind the Meter | Yes | Fusion Solar Energy, LLC | JCP&L |  | Accepted | 2025-07-25 | 2025-08-19 | 2026-08-19 | Solar Panels | QCELLS | Q.PEAK DUO BLK ML-G10+_017 |  | 0.415 | 2 | 48.19 | 9 |  | Fixed | Roof
NJADRE1560142738 | Administratively Determined Incentive Program | NEWARK | 7106 | 4.1 | Residential | Behind the Meter | Yes | Pro Custom Solar dba Momentum Solar | PSE&G |  | Accepted | 2025-07-25 | 2025-08-19 | 2026-08-19 | Solar Panels | hanwha | q.peak duo blk-g10+410 |  | 0.41 | 8 | 286 | 21 |  | Fixed | Roof
NJADRE1560142738 | Administratively Determined Incentive Program | NEWARK | 7106 | 4.1 | Residential | Behind the Meter | Yes | Pro Custom Solar dba Momentum Solar | PSE&G |  | Accepted | 2025-07-25 | 2025-08-19 | 2026-08-19 | Solar Panels | HANWHA | q.peak duo blk-g10+410 |  | 0.41 | 2 | 106 | 22 |  | Fixed | Roof
NJADRE1560142738 | Administratively Determined Incentive Program | NEWARK | 7106 | 4.1 | Residential | Behind the Meter | Yes | Pro Custom Solar dba Momentum Solar | PSE&G |  | Accepted | 2025-07-25 | 2025-08-19 | 2026-08-19 | Inverters | ENPHASE | IQ8HC-72-M-DOM-US | 380 |  | 10 |  |  | 0.97 |  | Outdoor
NJADRE1560142740 | Administratively Determined Incentive Program | TUCKERTON | 8087 | 6.56 | Residential | Behind the Meter | Yes | Trinity Solar, LLC | AC Electric |  | Accepted | 2025-07-25 | 2025-08-19 | 2026-08-19 | Solar Panels | Hanwha | Q.PEAK DUO BLK ML-G10.C+ 410 |  | 0.41 | 12 | 173 | 13 |  | Fixed | Roof
NJADRE1560142740 | Administratively Determined Incentive Program | TUCKERTON | 8087 | 6.56 | Residential | Behind the Meter | Yes | Trinity Solar, LLC | AC Electric |  | Accepted | 2025-07-25 | 2025-08-19 | 2026-08-19 | Solar Panels | Hanwha | Q.PEAK DUO BLK ML-G10.C+ 410 |  | 0.41 | 2 | 263 | 23 |  | Fixed | Roof
NJADRE1560142740 | Administratively Determined Incentive Program | TUCKERTON | 8087 | 6.56 | Residential | Behind the Meter | Yes | Trinity Solar, LLC | AC Electric |  | Accepted | 2025-07-25 | 2025-08-19 | 2026-08-19 | Inverters | Solar Edge | USE5700H-US | 5760 |  | 1 |  |  | 0.97 |  | Outside
NJADRE1560142740 | Administratively Determined Incentive Program | TUCKERTON | 8087 | 6.56 | Residential | Behind the Meter | Yes | Trinity Solar, LLC | AC Electric |  | Accepted | 2025-07-25 | 2025-08-19 | 2026-08-19 | Solar Panels | Hanwha | Q.PEAK DUO BLK ML-G10.C+ 410 |  | 0.41 | 2 | 83 | 23 |  | Fixed | Roof
NJADRE1560143202 | Administratively Determined Incentive Program | PLAINFIELD CITY | 7060 | 8.505 | Residential | Behind the Meter | Yes | Sunrun Installation Services, Inc. | PSE&G |  | Accepted | 2025-07-25 | 2025-08-19 | 2026-08-19 | Solar Panels | JA SOLAR | JAM54S31-405/MR |  | 0.405 | 11 | 268 | 25 |  | Fixed | Roof
NJADRE1560143202 | Administratively Determined Incentive Program | PLAINFIELD CITY | 7060 | 8.505 | Residential | Behind the Meter | Yes | Sunrun Installation Services, Inc. | PSE&G |  | Accepted | 2025-07-25 | 2025-08-19 | 2026-08-19 | Solar Panels | JA SOLAR | JAM54S31-405/MR |  | 0.405 | 10 | 88 | 25 |  | Fixed | Roof
NJADRE1560143202 | Administratively Determined Incentive Program | PLAINFIELD CITY | 7060 | 8.505 | Residential | Behind the Meter | Yes | Sunrun Installation Services, Inc. | PSE&G |  | Accepted | 2025-07-25 | 2025-08-19 | 2026-08-19 | Inverters | SOLAREDGE TECHNOLOGIES | SE5700H-USMN | 5760 |  | 1 |  |  | 0.99 |  | Outside
NJADRE1560143218 | Administratively Determined Incentive Program | Sicklerville | 8081 | 6.525 | Residential | Behind the Meter | Yes | Brilliant Installations, Inc. | AC Electric |  | Accepted | 2025-07-28 | 2025-08-21 | 2026-08-21 | Solar Panels | HANWHA QCELLS | Q.TRON BLK M-G2.H+ 435 |  | 0.435 | 11 | 149 | 21 |  | Fixed | Roof
NJADRE1560143218 | Administratively Determined Incentive Program | Sicklerville | 8081 | 6.525 | Residential | Behind the Meter | Yes | Brilliant Installations, Inc. | AC Electric |  | Accepted | 2025-07-28 | 2025-08-21 | 2026-08-21 | Inverters | SOLAREDGE | USE5700H-USMNBL75 | 5760 |  | 1 |  |  | 0.97 |  | Outdoor
NJADRE1560143218 | Administratively Determined Incentive Program | Sicklerville | 8081 | 6.525 | Residential | Behind the Meter | Yes | Brilliant Installations, Inc. | AC Electric |  | Accepted | 2025-07-28 | 2025-08-21 | 2026-08-21 | Solar Panels | HANWHA QCELLS | Q.TRON BLK M-G2.H+ 435 |  | 0.435 | 4 | 149 | 21 |  | Fixed | Roof
NJADRE1560143222 | Administratively Determined Incentive Program | MONTAGUE | 7827 | 17.22 | Residential | Behind the Meter | Yes | Pro Custom Solar dba Momentum Solar | JCP&L |  | Accepted | 2025-07-25 | 2025-08-20 | 2026-08-20 | Solar Panels | Hanwha | q.peak duo blk ml-g10+410 |  | 0.41 | 6 | 80 | 13 |  | Fixed | Roof
NJADRE1560143222 | Administratively Determined Incentive Program | MONTAGUE | 7827 | 17.22 | Residential | Behind the Meter | Yes | Pro Custom Solar dba Momentum Solar | JCP&L |  | Accepted | 2025-07-25 | 2025-08-20 | 2026-08-20 | Solar Panels | hanwha | q.peak duo blk-g10+410 |  | 0.41 | 13 | 170 | 13 |  | Fixed | Roof
NJADRE1560143222 | Administratively Determined Incentive Program | MONTAGUE | 7827 | 17.22 | Residential | Behind the Meter | Yes | Pro Custom Solar dba Momentum Solar | JCP&L |  | Accepted | 2025-07-25 | 2025-08-20 | 2026-08-20 | Solar Panels | hanwha | q.peak duo blk-g10+410 |  | 0.41 | 6 | 260 | 13 |  | Fixed | Roof
NJADRE1560143222 | Administratively Determined Incentive Program | MONTAGUE | 7827 | 17.22 | Residential | Behind the Meter | Yes | Pro Custom Solar dba Momentum Solar | JCP&L |  | Accepted | 2025-07-25 | 2025-08-20 | 2026-08-20 | Inverters | ENPHASE | IQ8HC-72-M-DOM-US | 380 |  | 42 |  |  | 0.97 |  | Outdoor
NJADRE1560143222 | Administratively Determined Incentive Program | MONTAGUE | 7827 | 17.22 | Residential | Behind the Meter | Yes | Pro Custom Solar dba Momentum Solar | JCP&L |  | Accepted | 2025-07-25 | 2025-08-20 | 2026-08-20 | Solar Panels | hanwha | q.peak duo blk-g10+410 |  | 0.41 | 17 | 350 | 13 |  | Fixed | Roof
NJADRE1560143227 | Administratively Determined Incentive Program | ATLANTIC HIGHLANDS | 7716 | 5.74 | Residential | Behind the Meter | Yes | Pro Custom Solar dba Momentum Solar | JCP&L |  | Accepted | 2025-07-29 | 2025-08-22 | 2026-08-22 | Inverters | Enphase | IQ8HC-72-M-DOM-US | 380 |  | 14 |  |  | 0.97 |  | Outdoor
NJADRE1560143227 | Administratively Determined Incentive Program | ATLANTIC HIGHLANDS | 7716 | 5.74 | Residential | Behind the Meter | Yes | Pro Custom Solar dba Momentum Solar | JCP&L |  | Accepted | 2025-07-29 | 2025-08-22 | 2026-08-22 | Solar Panels | Hanwha | Q. Peak duo blk ML-G10 +410 |  | 0.41 | 14 | 218 | 20 |  | Fixed | Roof
NJADRE1560143244 | Administratively Determined Incentive Program | Parsippany | 7054 | 14.35 | Residential | Behind the Meter | No | Tesla Energy Operations, Inc. | JCP&L |  | Accepted | 2025-07-25 | 2025-08-19 | 2026-08-19 | Solar Panels | Hanwha | Q.PEAK DUO BLK ML-G10+/TS 410 |  | 0.41 | 10 | 1 | 34 |  | Fixed | Roof
NJADRE1560143244 | Administratively Determined Incentive Program | Parsippany | 7054 | 14.35 | Residential | Behind the Meter | No | Tesla Energy Operations, Inc. | JCP&L |  | Accepted | 2025-07-25 | 2025-08-19 | 2026-08-19 | Solar Panels | Hanwha | Q.PEAK DUO BLK ML-G10+/TS 410 |  | 0.41 | 12 | 91 | 34 |  | Fixed | Roof
NJADRE1560143244 | Administratively Determined Incentive Program | Parsippany | 7054 | 14.35 | Residential | Behind the Meter | No | Tesla Energy Operations, Inc. | JCP&L |  | Accepted | 2025-07-25 | 2025-08-19 | 2026-08-19 | Inverters | Tesla | 1538000-XX-Y | 7600 |  | 2 |  |  | 0.98 |  | Outdoor
NJADRE1560143244 | Administratively Determined Incentive Program | Parsippany | 7054 | 14.35 | Residential | Behind the Meter | No | Tesla Energy Operations, Inc. | JCP&L |  | Accepted | 2025-07-25 | 2025-08-19 | 2026-08-19 | Solar Panels | Hanwha | Q.PEAK DUO BLK ML-G10+/TS 410 |  | 0.41 | 13 | 181 | 34 |  | Fixed | Roof
NJADRE1560143245 | Administratively Determined Incentive Program | Ledgewood | 7852 | 9.135 | Residential | Behind the Meter | Yes | SunnyMac, LLC | JCP&L |  | Accepted | 2025-07-25 | 2025-08-19 | 2026-08-19 | Solar Panels | Q.TRON BLK M-G2.H+ | HANWHA |  | 0.435 | 8 | 139 | 26 |  | Fixed | Roof
NJADRE1560143245 | Administratively Determined Incentive Program | Ledgewood | 7852 | 9.135 | Residential | Behind the Meter | Yes | SunnyMac, LLC | JCP&L |  | Accepted | 2025-07-25 | 2025-08-19 | 2026-08-19 | Solar Panels | Q.TRON BLK M-G2.H+ | HANWHA |  | 0.435 | 13 | 139 | 26 |  | Fixed | Roof
NJADRE1560143245 | Administratively Determined Incentive Program | Ledgewood | 7852 | 9.135 | Residential | Behind the Meter | Yes | SunnyMac, LLC | JCP&L |  | Accepted | 2025-07-25 | 2025-08-19 | 2026-08-19 | Inverters | SOLAREDGE ENERGY HUB | SE7600H-US | 7600 |  | 1 |  |  | 0.99 |  | Outdoor | NEX TO METER
NJADRE1560143252 | Administratively Determined Incentive Program | Winslow Township | 8081 | 4.785 | Residential | Behind the Meter | Yes | Brilliant Installations, Inc. | AC Electric |  | Accepted | 2025-07-28 | 2025-08-20 | 2026-08-20 | Inverters | SOLAREDGE | USE3800H-USMNBL75 | 3800 |  | 1 |  |  | 0.97 |  | Outdoor
NJADRE1560143252 | Administratively Determined Incentive Program | Winslow Township | 8081 | 4.785 | Residential | Behind the Meter | Yes | Brilliant Installations, Inc. | AC Electric |  | Accepted | 2025-07-28 | 2025-08-20 | 2026-08-20 | Solar Panels | HANWHA QCELLS | Q.TRON BLK M-G2.H+ 435 |  | 0.435 | 11 | 135 | 22 |  | Fixed | Roof
NJADRE1560143262 | Administratively Determined Incentive Program | VILLAS | 8251 | 5.33 | Residential | Behind the Meter | Yes | Pro Custom Solar dba Momentum Solar | AC Electric |  | Accepted | 2025-07-25 | 2025-08-20 | 2026-08-20 | Solar Panels | Hanwha | q.peak duo blk-g10+410 |  | 0.41 | 5 | 213 | 16 |  | Fixed | Roof
NJADRE1560143262 | Administratively Determined Incentive Program | VILLAS | 8251 | 5.33 | Residential | Behind the Meter | Yes | Pro Custom Solar dba Momentum Solar | AC Electric |  | Accepted | 2025-07-25 | 2025-08-20 | 2026-08-20 | Inverters | ENPHASE | IQ8HC-72-M-DOM-US | 380 |  | 13 |  |  | 0.97 |  | Outdoor
NJADRE1560143262 | Administratively Determined Incentive Program | VILLAS | 8251 | 5.33 | Residential | Behind the Meter | Yes | Pro Custom Solar dba Momentum Solar | AC Electric |  | Accepted | 2025-07-25 | 2025-08-20 | 2026-08-20 | Solar Panels | HANWHA | q.peak duo blk-g10+410 |  | 0.41 | 6 | 33 | 4 |  | Fixed | Roof
NJADRE1560143262 | Administratively Determined Incentive Program | VILLAS | 8251 | 5.33 | Residential | Behind the Meter | Yes | Pro Custom Solar dba Momentum Solar | AC Electric |  | Accepted | 2025-07-25 | 2025-08-20 | 2026-08-20 | Solar Panels | HANWHA | q.peak duo blk-g10+410 |  | 0.41 | 2 | 33 | 19 |  | Fixed | Roof
NJADRE1560143278 | Administratively Determined Incentive Program | Willingboro | 8046 | 11.07 | Residential | Behind the Meter | Yes | Define Solar, LLC | PSE&G |  | Accepted | 2025-07-25 | 2025-08-21 | 2026-08-21 | Solar Panels | Znshine | ZXM7-SH108 410 |  | 0.41 | 4 | 28 | 25 |  | Fixed | Roof
NJADRE1560143278 | Administratively Determined Incentive Program | Willingboro | 8046 | 11.07 | Residential | Behind the Meter | Yes | Define Solar, LLC | PSE&G |  | Accepted | 2025-07-25 | 2025-08-21 | 2026-08-21 | Inverters | Enphase | IQ8PLUS-72-2-US | 290 |  | 4 |  |  | 0.976 |  | Outside | Under each pv panel
NJADRE1560143278 | Administratively Determined Incentive Program | Willingboro | 8046 | 11.07 | Residential | Behind the Meter | Yes | Define Solar, LLC | PSE&G |  | Accepted | 2025-07-25 | 2025-08-21 | 2026-08-21 | Inverters | Enphase | IQ8PLUS-72-2-US | 290 |  | 19 |  |  | 0.976 |  | Outside | Under each pv panel
NJADRE1560143278 | Administratively Determined Incentive Program | Willingboro | 8046 | 11.07 | Residential | Behind the Meter | Yes | Define Solar, LLC | PSE&G |  | Accepted | 2025-07-25 | 2025-08-21 | 2026-08-21 | Solar Panels | Znshine | ZXM7-SH108 410 |  | 0.41 | 19 | 208 | 42 |  | Fixed | Roof
NJADRE1560143278 | Administratively Determined Incentive Program | Willingboro | 8046 | 11.07 | Residential | Behind the Meter | Yes | Define Solar, LLC | PSE&G |  | Accepted | 2025-07-25 | 2025-08-21 | 2026-08-21 | Solar Panels | Znshine | ZXM7-SH108 410 |  | 0.41 | 4 | 208 | 25 |  | Fixed | Roof
NJADRE1560143278 | Administratively Determined Incentive Program | Willingboro | 8046 | 11.07 | Residential | Behind the Meter | Yes | Define Solar, LLC | PSE&G |  | Accepted | 2025-07-25 | 2025-08-21 | 2026-08-21 | Inverters | Enphase | IQ8PLUS-72-2-US | 290 |  | 4 |  |  | 0.976 |  | Outside | Under each pv panel
NJADRE1560143279 | Administratively Determined Incentive Program | Woodstown | 8098 | 13.92 | Residential | Behind the Meter | Yes | RCL Enterprises, Inc. | AC Electric |  | Accepted | 2025-07-25 | 2025-08-20 | 2026-08-20 | Solar Panels | Q.TRON | BLK M-G2 |  | 0.435 | 32 | 195 | 18 |  | Fixed | Roof
NJADRE1560143279 | Administratively Determined Incentive Program | Woodstown | 8098 | 13.92 | Residential | Behind the Meter | Yes | RCL Enterprises, Inc. | AC Electric |  | Accepted | 2025-07-25 | 2025-08-20 | 2026-08-20 | Inverters | Enphase | IQ8HC-72-M-DOM-US | 380 |  | 32 |  |  | 0.97 |  | Outside
NJADRE1560143288 | Administratively Determined Incentive Program | Bloomfield | 7003 | 4.1 | Residential | Behind the Meter | Yes | Define Solar, LLC | PSE&G |  | Accepted | 2025-07-25 | 2025-08-19 | 2026-08-19 | Solar Panels | Znshine | ZXM7-SH108 410 |  | 0.41 | 4 | 201 | 12 |  | Fixed | Roof
NJADRE1560143288 | Administratively Determined Incentive Program | Bloomfield | 7003 | 4.1 | Residential | Behind the Meter | Yes | Define Solar, LLC | PSE&G |  | Accepted | 2025-07-25 | 2025-08-19 | 2026-08-19 | Inverters | Enphase | IQ8PLUS-72-2-US | 290 |  | 4 |  |  | 0.976 |  | Outside | Under each pv panel
NJADRE1560143288 | Administratively Determined Incentive Program | Bloomfield | 7003 | 4.1 | Residential | Behind the Meter | Yes | Define Solar, LLC | PSE&G |  | Accepted | 2025-07-25 | 2025-08-19 | 2026-08-19 | Inverters | Enphase | IQ8PLUS-72-2-US | 290 |  | 2 |  |  | 0.976 |  | Outside | Under each pv panel
NJADRE1560143288 | Administratively Determined Incentive Program | Bloomfield | 7003 | 4.1 | Residential | Behind the Meter | Yes | Define Solar, LLC | PSE&G |  | Accepted | 2025-07-25 | 2025-08-19 | 2026-08-19 | Solar Panels | Znshine | ZXM7-SH108 410 |  | 0.41 | 4 | 21 | 30 |  | Fixed | Roof
NJADRE1560143288 | Administratively Determined Incentive Program | Bloomfield | 7003 | 4.1 | Residential | Behind the Meter | Yes | Define Solar, LLC | PSE&G |  | Accepted | 2025-07-25 | 2025-08-19 | 2026-08-19 | Solar Panels | Znshine | ZXM7-SH108 410 |  | 0.41 | 2 | 201 | 30 |  | Fixed | Roof
NJADRE1560143288 | Administratively Determined Incentive Program | Bloomfield | 7003 | 4.1 | Residential | Behind the Meter | Yes | Define Solar, LLC | PSE&G |  | Accepted | 2025-07-25 | 2025-08-19 | 2026-08-19 | Inverters | Enphase | IQ8PLUS-72-2-US | 290 |  | 4 |  |  | 0.976 |  | Outside | Under each pv panel
NJADRE1560143291 | Administratively Determined Incentive Program | Cherry Hill | 8003 | 7.885 | Residential | Behind the Meter | Yes | Solar Energy World | PSE&G |  | Accepted | 2025-07-25 | 2025-08-20 | 2026-08-20 | Inverters | HANWHA | IQ8HC-72-M-DOM-US | 384 |  | 19 |  |  | 0.97 |  | Outside
NJADRE1560143291 | Administratively Determined Incentive Program | Cherry Hill | 8003 | 7.885 | Residential | Behind the Meter | Yes | Solar Energy World | PSE&G |  | Accepted | 2025-07-25 | 2025-08-20 | 2026-08-20 | Solar Panels | HANWHA | Q.PEAK DUOBLK ML-G10+-415W |  | 0.415 | 10 | 176 | 27 |  | Double Axis | Roof
NJADRE1560143291 | Administratively Determined Incentive Program | Cherry Hill | 8003 | 7.885 | Residential | Behind the Meter | Yes | Solar Energy World | PSE&G |  | Accepted | 2025-07-25 | 2025-08-20 | 2026-08-20 | Solar Panels | HANWHA | Q.PEAK DUOBLK ML-G10+-415W |  | 0.415 | 9 | 86 | 19 |  | Fixed | Roof
NJADRE1560143296 | Administratively Determined Incentive Program | PENNSAUKEN | 8110 | 10.44 | Residential | Behind the Meter | Yes | SunnyMac, LLC | PSE&G |  | Accepted | 2025-07-25 | 2025-08-20 | 2026-08-20 | Solar Panels | Q.TRON BLK M-G2.H+ | HANWHA |  | 0.435 | 24 | 163 | 23 |  | Fixed | Roof
NJADRE1560143296 | Administratively Determined Incentive Program | PENNSAUKEN | 8110 | 10.44 | Residential | Behind the Meter | Yes | SunnyMac, LLC | PSE&G |  | Accepted | 2025-07-25 | 2025-08-20 | 2026-08-20 | Inverters | SOLAREDGE HOME HUB | SE10000H-US | 10000 |  | 1 |  |  | 0.99 |  | Outdoor | next to meter
NJADRE1560143297 | Administratively Determined Incentive Program | OLD BRIDGE | 8857 | 17.4 | Residential | Behind the Meter | No | NJ Solar Power, LLC | JCP&L |  | Accepted | 2025-07-25 | 2025-08-20 | 2026-08-20 | Solar Panels | Hanwha | Q.TRON BLK M-G2+ 435 |  | 0.435 | 14 | 54 | 32 |  | Fixed | Roof | Roof 2
NJADRE1560143297 | Administratively Determined Incentive Program | OLD BRIDGE | 8857 | 17.4 | Residential | Behind the Meter | No | NJ Solar Power, LLC | JCP&L |  | Accepted | 2025-07-25 | 2025-08-20 | 2026-08-20 | Solar Panels | Hanwha | Q.TRON BLK M-G2+ 435 |  | 0.435 | 4 | 144 | 32 |  | Fixed | Roof | Roof 3
NJADRE1560143297 | Administratively Determined Incentive Program | OLD BRIDGE | 8857 | 17.4 | Residential | Behind the Meter | No | NJ Solar Power, LLC | JCP&L |  | Accepted | 2025-07-25 | 2025-08-20 | 2026-08-20 | Solar Panels | Hanwha | Q.TRON BLK M-G2+ 435 |  | 0.435 | 22 | 234 | 32 |  | Fixed | Roof | Roof 1
NJADRE1560143297 | Administratively Determined Incentive Program | OLD BRIDGE | 8857 | 17.4 | Residential | Behind the Meter | No | NJ Solar Power, LLC | JCP&L |  | Accepted | 2025-07-25 | 2025-08-20 | 2026-08-20 | Inverters | SolarEdge | SE7600H-US | 15200 |  | 2 |  |  | 0.99 |  | Outside
NJADRE1560143303 | Administratively Determined Incentive Program | Avalon | 8202 | 6.97 | Residential | Behind the Meter | Yes | Define Solar, LLC | AC Electric |  | Accepted | 2025-07-25 | 2025-08-20 | 2026-08-20 | Solar Panels | Znshine | ZXM7-SH108 410 |  | 0.41 | 17 | 0 | 0 |  | Fixed | Roof
NJADRE1560143303 | Administratively Determined Incentive Program | Avalon | 8202 | 6.97 | Residential | Behind the Meter | Yes | Define Solar, LLC | AC Electric |  | Accepted | 2025-07-25 | 2025-08-20 | 2026-08-20 | Inverters | Enphase | IQ8PLUS-72-2-US | 290 |  | 17 |  |  | 0.976 |  | Outside | Under each pv panel
NJADRE1560143313 | Administratively Determined Incentive Program | OLDSMAN TOWNSHIP | 8067 | 24.6 | Residential | Behind the Meter | Yes | RCL Enterprises, Inc. | AC Electric |  | Accepted | 2025-07-25 | 2025-08-20 | 2026-08-20 | Inverters | Enphase | IQ8+ | 290 |  | 60 |  |  | 0.97 |  | Outside
NJADRE1560143313 | Administratively Determined Incentive Program | OLDSMAN TOWNSHIP | 8067 | 24.6 | Residential | Behind the Meter | Yes | RCL Enterprises, Inc. | AC Electric |  | Accepted | 2025-07-25 | 2025-08-20 | 2026-08-20 | Solar Panels | Mission Solar | MSE 410 PERC |  | 0.41 | 60 | 180 | 25 |  | Fixed | Ground
NJADRE1560143323 | Administratively Determined Incentive Program | BARNSBORO | 8080 | 7.83 | Residential | Behind the Meter | No | Integrity Solar & Home Solutions, LLC | AC Electric |  | Accepted | 2025-07-25 | 2025-08-20 | 2026-08-20 | Inverters | ENPHASE | IQ8+ | 290 |  | 18 |  |  | 0.98 |  | Other | UNDER EACH PANEL
NJADRE1560143323 | Administratively Determined Incentive Program | BARNSBORO | 8080 | 7.83 | Residential | Behind the Meter | No | Integrity Solar & Home Solutions, LLC | AC Electric |  | Accepted | 2025-07-25 | 2025-08-20 | 2026-08-20 | Solar Panels | Q CELLS | Q.TRON BLK M-G2H+ 435 |  | 0.435 | 6 | 41 | 44 |  | Fixed | Roof
NJADRE1560143323 | Administratively Determined Incentive Program | BARNSBORO | 8080 | 7.83 | Residential | Behind the Meter | No | Integrity Solar & Home Solutions, LLC | AC Electric |  | Accepted | 2025-07-25 | 2025-08-20 | 2026-08-20 | Solar Panels | Q CELLS | Q.TRON BLK M-G2H+ 435 |  | 0.435 | 2 | 221 | 20 |  | Fixed | Roof
NJADRE1560143323 | Administratively Determined Incentive Program | BARNSBORO | 8080 | 7.83 | Residential | Behind the Meter | No | Integrity Solar & Home Solutions, LLC | AC Electric |  | Accepted | 2025-07-25 | 2025-08-20 | 2026-08-20 | Solar Panels | Q CELLS | Q.TRON BLK M-G2H+ 435 |  | 0.435 | 10 | 221 | 10 |  | Fixed | Roof
NJADRE1560143346 | Administratively Determined Incentive Program | BURLINGTON TOWNSHIP | 8016 | 3.69 | Residential | Behind the Meter | No | Pro Custom Solar dba Momentum Solar | PSE&G |  | Accepted | 2025-07-25 | 2025-08-20 | 2026-08-20 | Inverters | ENPHASE | IQ8PLUS-72-2-US | 380 |  | 9 |  |  | 0.97 |  | Outdoor
NJADRE1560143346 | Administratively Determined Incentive Program | BURLINGTON TOWNSHIP | 8016 | 3.69 | Residential | Behind the Meter | No | Pro Custom Solar dba Momentum Solar | PSE&G |  | Accepted | 2025-07-25 | 2025-08-20 | 2026-08-20 | Solar Panels | HANWHA | q.peak duo blk-g10+410 |  | 0.41 | 9 | 175 | 24 |  | Fixed | Roof
NJADRE1560143362 | Administratively Determined Incentive Program | Willingboro | 8046 | 9.02 | Residential | Behind the Meter | Yes | Sunrun Installation Services, Inc. | PSE&G |  | Accepted | 2025-07-25 | 2025-08-20 | 2026-08-20 | Solar Panels | Hanwha Q Cells | Q.PEAK DUO BLK ML-G10+ 410 |  | 0.41 | 11 | 316 | 26 |  | Fixed | Roof
NJADRE1560143362 | Administratively Determined Incentive Program | Willingboro | 8046 | 9.02 | Residential | Behind the Meter | Yes | Sunrun Installation Services, Inc. | PSE&G |  | Accepted | 2025-07-25 | 2025-08-20 | 2026-08-20 | Inverters | Tesla | Powerwall 3 1707000-xx-y | 11500 |  | 1 |  |  | 0.97 |  | Outdoor
NJADRE1560143362 | Administratively Determined Incentive Program | Willingboro | 8046 | 9.02 | Residential | Behind the Meter | Yes | Sunrun Installation Services, Inc. | PSE&G |  | Accepted | 2025-07-25 | 2025-08-20 | 2026-08-20 | Solar Panels | Hanwha Q Cells | Q.PEAK DUO BLK ML-G10+ 410 |  | 0.41 | 11 | 136 | 26 |  | Fixed | Roof
NJADRE1560143362 | Administratively Determined Incentive Program | Willingboro | 8046 | 9.02 | Residential | Behind the Meter | Yes | Sunrun Installation Services, Inc. | PSE&G |  | Accepted | 2025-07-25 | 2025-08-20 | 2026-08-20 | Electric Storage Battery | Tesla | Powerwall 3 1707000-xx-y |  |  | 1 |  |  |  | Lithium Ion |  | OUTSIDE
NJADRE1560143364 | Administratively Determined Incentive Program | Cherry Hill Township | 8003 | 6.96 | Residential | Behind the Meter | Yes | Venture Home Solar, LLC | PSE&G |  | Accepted | 2025-07-25 | 2025-08-26 | 2026-08-26 | Inverters | Enphase Energy Inc. | IQ8HC-72-M-DOM-US (240V) | 384 |  | 16 |  |  | 0.98958 |  | Outside
NJADRE1560143364 | Administratively Determined Incentive Program | Cherry Hill Township | 8003 | 6.96 | Residential | Behind the Meter | Yes | Venture Home Solar, LLC | PSE&G |  | Accepted | 2025-07-25 | 2025-08-26 | 2026-08-26 | Solar Panels | Hanwha | Q.TRON BLK M-G2+ 435 |  | 0.435 | 16 | 146 | 23 |  | Fixed | Roof
NJADRE1560143369 | Administratively Determined Incentive Program | Rockaway | 7866 | 13.485 | Residential | Behind the Meter | Yes | Venture Home Solar, LLC | JCP&L |  | Accepted | 2025-07-25 | 2025-08-26 | 2026-08-26 | Solar Panels | Hanwha | Q.TRON BLK M-G2+ 435 |  | 0.435 | 8 | 225 | 34 |  | Fixed | Roof
NJADRE1560143369 | Administratively Determined Incentive Program | Rockaway | 7866 | 13.485 | Residential | Behind the Meter | Yes | Venture Home Solar, LLC | JCP&L |  | Accepted | 2025-07-25 | 2025-08-26 | 2026-08-26 | Solar Panels | Hanwha | Q.TRON BLK M-G2+ 435 |  | 0.435 | 1 | 225 | 30 |  | Fixed | Roof
NJADRE1560143369 | Administratively Determined Incentive Program | Rockaway | 7866 | 13.485 | Residential | Behind the Meter | Yes | Venture Home Solar, LLC | JCP&L |  | Accepted | 2025-07-25 | 2025-08-26 | 2026-08-26 | Inverters | Enphase Energy Inc. | IQ8HC-72-M-DOM-US (240V) | 384 |  | 31 |  |  | 0.98958 |  | Outside
NJADRE1560143369 | Administratively Determined Incentive Program | Rockaway | 7866 | 13.485 | Residential | Behind the Meter | Yes | Venture Home Solar, LLC | JCP&L |  | Accepted | 2025-07-25 | 2025-08-26 | 2026-08-26 | Solar Panels | Hanwha | Q.TRON BLK M-G2+ 435 |  | 0.435 | 20 | 135 | 30 |  | Fixed | Roof
NJADRE1560143369 | Administratively Determined Incentive Program | Rockaway | 7866 | 13.485 | Residential | Behind the Meter | Yes | Venture Home Solar, LLC | JCP&L |  | Accepted | 2025-07-25 | 2025-08-26 | 2026-08-26 | Solar Panels | Hanwha | Q.TRON BLK M-G2+ 435 |  | 0.435 | 2 | 225 | 30 |  | Fixed | Roof
NJADRE1560143375 | Administratively Determined Incentive Program | PARSIPPANY | 7054 | 3.48 | Residential | Behind the Meter | Yes | Venture Home Solar, LLC | JCP&L |  | Accepted | 2025-07-25 | 2025-09-15 | 2026-09-15 | Inverters | Enphase Energy Inc. | IQ8HC-72-M-DOM-US (240V) | 384 |  | 8 |  |  | 0.98958 |  | Outside
NJADRE1560143375 | Administratively Determined Incentive Program | PARSIPPANY | 7054 | 3.48 | Residential | Behind the Meter | Yes | Venture Home Solar, LLC | JCP&L |  | Accepted | 2025-07-25 | 2025-09-15 | 2026-09-15 | Solar Panels | Hanwha | Q.TRON BLK M-G2+ 435 |  | 0.435 | 8 | 172 | 25 |  | Fixed | Roof
NJADRE1560143787 | Administratively Determined Incentive Program | BRIDGETON | 8302 | 5.33 | Residential | Behind the Meter | No | Pro Custom Solar dba Momentum Solar | AC Electric |  | Accepted | 2025-07-25 | 2025-08-20 | 2026-08-20 | Inverters | ENPHASE | IQ8PLUS-72-2-US | 380 |  | 13 |  |  | 0.97 |  | Outdoor
NJADRE1560143787 | Administratively Determined Incentive Program | BRIDGETON | 8302 | 5.33 | Residential | Behind the Meter | No | Pro Custom Solar dba Momentum Solar | AC Electric |  | Accepted | 2025-07-25 | 2025-08-20 | 2026-08-20 | Solar Panels | hanwha | q.peak duo blk-g10+410 |  | 0.41 | 9 | 356 | 19 |  | Fixed | Roof
NJADRE1560143787 | Administratively Determined Incentive Program | BRIDGETON | 8302 | 5.33 | Residential | Behind the Meter | No | Pro Custom Solar dba Momentum Solar | AC Electric |  | Accepted | 2025-07-25 | 2025-08-20 | 2026-08-20 | Solar Panels | HANWHA | q.peak duo blk-g10+410 |  | 0.41 | 4 | 176 | 19 |  | Fixed | Roof
NJADRE1560144408 | Administratively Determined Incentive Program | ELIZABETH | 7202 | 12.45 | Residential | Behind the Meter | Yes | Fusion Solar Energy, LLC | PSE&G |  | Accepted | 2025-07-25 | 2025-08-20 | 2026-08-20 | Solar Panels | QCELLS | Q.PEAK DUO BLK ML-G10+_017 |  | 0.415 | 14 | 93.53 | 26 |  | Fixed | Roof
NJADRE1560144408 | Administratively Determined Incentive Program | ELIZABETH | 7202 | 12.45 | Residential | Behind the Meter | Yes | Fusion Solar Energy, LLC | PSE&G |  | Accepted | 2025-07-25 | 2025-08-20 | 2026-08-20 | Solar Panels | QCELLS | Q.PEAK DUO BLK ML-G10+_017 |  | 0.415 | 12 | 273.53 | 26 |  | Fixed | Roof
NJADRE1560144408 | Administratively Determined Incentive Program | ELIZABETH | 7202 | 12.45 | Residential | Behind the Meter | Yes | Fusion Solar Energy, LLC | PSE&G |  | Accepted | 2025-07-25 | 2025-08-20 | 2026-08-20 | Solar Panels | QCELLS | Q.PEAK DUO BLK ML-G10+_017 |  | 0.415 | 2 | 183.53 | 22 |  | Fixed | Roof
NJADRE1560144408 | Administratively Determined Incentive Program | ELIZABETH | 7202 | 12.45 | Residential | Behind the Meter | Yes | Fusion Solar Energy, LLC | PSE&G |  | Accepted | 2025-07-25 | 2025-08-20 | 2026-08-20 | Solar Panels | QCELLS | Q.PEAK DUO BLK ML-G10+_017 |  | 0.415 | 2 | 3.53 | 21 |  | Fixed | Roof
NJADRE1560144408 | Administratively Determined Incentive Program | ELIZABETH | 7202 | 12.45 | Residential | Behind the Meter | Yes | Fusion Solar Energy, LLC | PSE&G |  | Accepted | 2025-07-25 | 2025-08-20 | 2026-08-20 | Inverters | ENPHASE | IQ8HC-72-M-DOM-US | 380 |  | 30 |  |  | 0.97 |  | Outside | Roof
NJADRE1560144480 | Administratively Determined Incentive Program | TOMS RIVER | 8757 | 7.04 | Residential | Behind the Meter | No | Supreme Solar Services, LLC | JCP&L |  | Accepted | 2025-07-25 | 2025-08-20 | 2026-08-20 | Solar Panels | Phono Star | PS440M8GFH-18/VNH |  | 0.44 | 16 | 225 | 26 |  | Fixed | Roof
NJADRE1560144480 | Administratively Determined Incentive Program | TOMS RIVER | 8757 | 7.04 | Residential | Behind the Meter | No | Supreme Solar Services, LLC | JCP&L |  | Accepted | 2025-07-25 | 2025-08-20 | 2026-08-20 | Inverters | Enphase | IQ8AC's | 349 |  | 16 |  |  | 0.98 |  | Outside
NJADRE1560144480 | Administratively Determined Incentive Program | TOMS RIVER | 8757 | 7.04 | Residential | Behind the Meter | No | Supreme Solar Services, LLC | JCP&L |  | Accepted | 2025-07-25 | 2025-08-20 | 2026-08-20 | Electric Storage Battery | Enphase | 5P-1P-NA |  |  | 2 |  |  |  | Lithium Ion |  | Outside
NJADRE1560144491 | Administratively Determined Incentive Program | ENGLEWOOD | 7631 | 9.125 | Residential | Behind the Meter | Yes | Freedom Forever New Jersey, LLC | PSE&G |  | Accepted | 2025-07-25 | 2025-08-20 | 2026-08-20 | Solar Panels | Hanwha | Q.PEAK_DUO_BLK-G10+_HL_SERIES_365 |  | 0.365 | 14 | 308 | 37 |  | Fixed | Roof
NJADRE1560144491 | Administratively Determined Incentive Program | ENGLEWOOD | 7631 | 9.125 | Residential | Behind the Meter | Yes | Freedom Forever New Jersey, LLC | PSE&G |  | Accepted | 2025-07-25 | 2025-08-20 | 2026-08-20 | Solar Panels | Hanwha | Q.PEAK_DUO_BLK-G10+_HL_SERIES_365 |  | 0.365 | 11 | 128 | 37 |  | Fixed | Roof
NJADRE1560144491 | Administratively Determined Incentive Program | ENGLEWOOD | 7631 | 9.125 | Residential | Behind the Meter | Yes | Freedom Forever New Jersey, LLC | PSE&G |  | Accepted | 2025-07-25 | 2025-08-20 | 2026-08-20 | Inverters | Solar Edge | SE7600H-US | 7600 |  | 1 |  |  | 0.99 |  | Outside
NJADRE1560145063 | Administratively Determined Incentive Program | Edison | 8820 | 14 | Residential | Behind the Meter | No | Panatec Corporation | PSE&G |  | Accepted | 2025-08-01 | 2025-09-03 | 2026-09-03 | Solar Panels | Panasonic | EVPV400 |  | 0.4 | 35 | 133 | 25 |  | Fixed | Roof
NJADRE1560145063 | Administratively Determined Incentive Program | Edison | 8820 | 14 | Residential | Behind the Meter | No | Panatec Corporation | PSE&G |  | Accepted | 2025-08-01 | 2025-09-03 | 2026-09-03 | Meters | Enphase | X2-IQ-AM1-240-4 |  |  | 1 |  |  |  | Yes | Outdoor
NJADRE1560145063 | Administratively Determined Incentive Program | Edison | 8820 | 14 | Residential | Behind the Meter | No | Panatec Corporation | PSE&G |  | Accepted | 2025-08-01 | 2025-09-03 | 2026-09-03 | Inverters | Enphase | IQ8H | 380 |  | 35 |  |  | 0.975 |  | Outdoor
NJADRE1560145069 | Administratively Determined Incentive Program | SOUTH AMBOY | 8879 | 45.1 | Commercial | Behind the Meter | No | TJ Technology | JCP&L |  | Accepted | 2025-08-12 | 2025-09-08 | 2026-09-08 | Inverters | SOLAREDGE | SE17.3KUS | 17299 |  | 2 |  |  | 0.96 |  | Indoor
NJADRE1560145069 | Administratively Determined Incentive Program | SOUTH AMBOY | 8879 | 45.1 | Commercial | Behind the Meter | No | TJ Technology | JCP&L |  | Accepted | 2025-08-12 | 2025-09-08 | 2026-09-08 | Solar Panels | hanwa q cell | HANWAH Q CELL410 |  | 0.41 | 110 | 121 | 15 |  | Fixed | Roof
NJADRE1560145095 | Administratively Determined Incentive Program | Pennington | 8534 | 5.81 | Residential | Behind the Meter | Yes | Fusion Solar Energy, LLC | PSE&G |  | Accepted | 2025-07-26 | 2025-08-26 | 2026-08-26 | Solar Panels | QCELLS | Q.PEAK DUO BLK ML-G10+_017 |  | 0.415 | 14 | 173.1 | 35 |  | Fixed | Roof
NJADRE1560145095 | Administratively Determined Incentive Program | Pennington | 8534 | 5.81 | Residential | Behind the Meter | Yes | Fusion Solar Energy, LLC | PSE&G |  | Accepted | 2025-07-26 | 2025-08-26 | 2026-08-26 | Inverters | ENPHASE | IQ8HC-72-M-DOM-US | 380 |  | 14 |  |  | 0.97 |  | Outside | Roof
NJADRE1560145133 | Administratively Determined Incentive Program | Bloomfield | 7003 | 11.62 | Residential | Behind the Meter | Yes | Fusion Solar Energy, LLC | PSE&G |  | Accepted | 2025-07-26 | 2025-08-20 | 2026-08-20 | Solar Panels | QCELLS | Q.PEAK DUO BLK ML-G10+_017 |  | 0.415 | 4 | 222.22 | 21 |  | Fixed | Roof
NJADRE1560145133 | Administratively Determined Incentive Program | Bloomfield | 7003 | 11.62 | Residential | Behind the Meter | Yes | Fusion Solar Energy, LLC | PSE&G |  | Accepted | 2025-07-26 | 2025-08-20 | 2026-08-20 | Inverters | ENPHASE | IQ8HC-72-M-DOM-US | 380 |  | 28 |  |  | 0.97 |  | Outside | Roof
NJADRE1560145133 | Administratively Determined Incentive Program | Bloomfield | 7003 | 11.62 | Residential | Behind the Meter | Yes | Fusion Solar Energy, LLC | PSE&G |  | Accepted | 2025-07-26 | 2025-08-20 | 2026-08-20 | Solar Panels | QCELLS | Q.PEAK DUO BLK ML-G10+_017 |  | 0.415 | 12 | 132.15 | 43 |  | Fixed | Roof
NJADRE1560145133 | Administratively Determined Incentive Program | Bloomfield | 7003 | 11.62 | Residential | Behind the Meter | Yes | Fusion Solar Energy, LLC | PSE&G |  | Accepted | 2025-07-26 | 2025-08-20 | 2026-08-20 | Solar Panels | QCELLS | Q.PEAK DUO BLK ML-G10+_017 |  | 0.415 | 12 | 312.15 | 39 |  | Fixed | Roof
NJADRE1560149693 | Administratively Determined Incentive Program | Egg Harbor Township | 8234 | 6.97 | Residential | Behind the Meter | Yes | Trinity Solar, LLC | AC Electric |  | Accepted | 2025-07-26 | 2025-08-20 | 2026-08-20 | Inverters | Solar Edge | USE5700H-USMNBL75 | 5760 |  | 1 |  |  | 0.97 |  | Outdoor
NJADRE1560149693 | Administratively Determined Incentive Program | Egg Harbor Township | 8234 | 6.97 | Residential | Behind the Meter | Yes | Trinity Solar, LLC | AC Electric |  | Accepted | 2025-07-26 | 2025-08-20 | 2026-08-20 | Solar Panels | HANWHA | (Q.PEAK DUO BLK ML-G10.C+ 410) |  | 0.41 | 17 | 176 | 23 |  | Fixed | Roof
NJADRE1560150996 | Administratively Determined Incentive Program | Forked River | 8731 | 6.56 | Residential | Behind the Meter | Yes | Trinity Solar, LLC | AC Electric |  | Accepted | 2025-07-26 | 2025-08-20 | 2026-08-20 | Inverters | Solar Edge | USE5700H-USMNBL75 | 5760 |  | 1 |  |  | 0.97 |  | Outdoor
NJADRE1560150996 | Administratively Determined Incentive Program | Forked River | 8731 | 6.56 | Residential | Behind the Meter | Yes | Trinity Solar, LLC | AC Electric |  | Accepted | 2025-07-26 | 2025-08-20 | 2026-08-20 | Solar Panels | HANWHA | (Q.PEAK DUO BLK ML-G10.C+ 410) |  | 0.41 | 16 | 218 | 18 |  | Fixed | Roof
NJADRE1560153759 | Administratively Determined Incentive Program | East Newark | 7029 | 4.98 | Residential | Behind the Meter | Yes | Fusion Solar Energy, LLC | PSE&G |  | Accepted | 2025-07-26 | 2025-08-26 | 2026-08-26 | Inverters | ENPHASE | IQ8HC-72-M-DOM-US | 380 |  | 12 |  |  | 0.97 |  | Outside | Roof
NJADRE1560153759 | Administratively Determined Incentive Program | East Newark | 7029 | 4.98 | Residential | Behind the Meter | Yes | Fusion Solar Energy, LLC | PSE&G |  | Accepted | 2025-07-26 | 2025-08-26 | 2026-08-26 | Solar Panels | QCELLS | Q.PEAK DUO BLK ML-G10+_017 |  | 0.415 | 12 | 103.83 | 5 |  | Fixed | Roof
NJADRE1560153999 | Administratively Determined Incentive Program | Monroe Twp | 8831 | 19.14 | Residential | Behind the Meter | No | Maier Solar Engineering dba Solar Me | JCP&L |  | Accepted | 2025-07-26 | 2025-08-20 | 2026-08-20 | Inverters | ENPHASE | IQ8AC-72-M-US | 349 |  | 44 |  |  | 0.97 |  | Outdoor | ON RACKING
NJADRE1560153999 | Administratively Determined Incentive Program | Monroe Twp | 8831 | 19.14 | Residential | Behind the Meter | No | Maier Solar Engineering dba Solar Me | JCP&L |  | Accepted | 2025-07-26 | 2025-08-20 | 2026-08-20 | Solar Panels | QCELL - HANWHA | QTRON- BLK-MG2+435 |  | 0.435 | 11 | 290 | 37 |  | Fixed | Roof
NJADRE1560153999 | Administratively Determined Incentive Program | Monroe Twp | 8831 | 19.14 | Residential | Behind the Meter | No | Maier Solar Engineering dba Solar Me | JCP&L |  | Accepted | 2025-07-26 | 2025-08-20 | 2026-08-20 | Solar Panels | QCELL - HANWHA | QTRON- BLK-MG2+435 |  | 0.435 | 4 | 200 | 37 |  | Fixed | Roof
NJADRE1560153999 | Administratively Determined Incentive Program | Monroe Twp | 8831 | 19.14 | Residential | Behind the Meter | No | Maier Solar Engineering dba Solar Me | JCP&L |  | Accepted | 2025-07-26 | 2025-08-20 | 2026-08-20 | Solar Panels | QCELL - HANWHA | QTRON- BLK-MG2+435 |  | 0.435 | 6 | 290 | 37 |  | Fixed | Roof
NJADRE1560153999 | Administratively Determined Incentive Program | Monroe Twp | 8831 | 19.14 | Residential | Behind the Meter | No | Maier Solar Engineering dba Solar Me | JCP&L |  | Accepted | 2025-07-26 | 2025-08-20 | 2026-08-20 | Solar Panels | QCELL - HANWHA | QTRON- BLK-MG2+435 |  | 0.435 | 13 | 110 | 37 |  | Fixed | Roof
NJADRE1560153999 | Administratively Determined Incentive Program | Monroe Twp | 8831 | 19.14 | Residential | Behind the Meter | No | Maier Solar Engineering dba Solar Me | JCP&L |  | Accepted | 2025-07-26 | 2025-08-20 | 2026-08-20 | Solar Panels | QCELL - HANWHA | QTRON- BLK-MG2+435 |  | 0.435 | 10 | 290 | 37 |  | Fixed | Roof
NJADRE1560153999 | Administratively Determined Incentive Program | Monroe Twp | 8831 | 19.14 | Residential | Behind the Meter | No | Maier Solar Engineering dba Solar Me | JCP&L |  | Accepted | 2025-07-26 | 2025-08-20 | 2026-08-20 | Electric Storage Battery | ENPHASE | IQ5P |  |  | 3 |  |  |  | Lithium Ion |  | INSIDE
NJADRE1560154030 | Administratively Determined Incentive Program | Franklin Twp | 8873 | 7.65 | Residential | Behind the Meter | No | Maier Solar Engineering dba Solar Me | PSE&G |  | Accepted | 2025-07-28 | 2025-08-21 | 2026-08-21 | Solar Panels | JINKO | JKM425N-54HL |  | 0.425 | 7 | 218 | 22 |  | Fixed | Roof
NJADRE1560154030 | Administratively Determined Incentive Program | Franklin Twp | 8873 | 7.65 | Residential | Behind the Meter | No | Maier Solar Engineering dba Solar Me | PSE&G |  | Accepted | 2025-07-28 | 2025-08-21 | 2026-08-21 | Solar Panels | JINKO | JKM425N-54HL |  | 0.425 | 11 | 218 | 22 |  | Fixed | Roof
NJADRE1560154030 | Administratively Determined Incentive Program | Franklin Twp | 8873 | 7.65 | Residential | Behind the Meter | No | Maier Solar Engineering dba Solar Me | PSE&G |  | Accepted | 2025-07-28 | 2025-08-21 | 2026-08-21 | Inverters | ENPHASE | IQ8AC-72-M-US | 349 |  | 18 |  |  | 0.97 |  | Outside | ON RACKING
NJADRE1560154036 | Administratively Determined Incentive Program | MONROE TOWNSHIP | 8831 | 17.85 | Residential | Behind the Meter | No | Maier Solar Engineering dba Solar Me | JCP&L |  | Accepted | 2025-07-26 | 2025-08-20 | 2026-08-20 | Solar Panels | JINKO | JKM425N-54HL |  | 0.425 | 14 | 117 | 26 |  | Fixed | Roof
NJADRE1560154036 | Administratively Determined Incentive Program | MONROE TOWNSHIP | 8831 | 17.85 | Residential | Behind the Meter | No | Maier Solar Engineering dba Solar Me | JCP&L |  | Accepted | 2025-07-26 | 2025-08-20 | 2026-08-20 | Inverters | ENPHASE | IQ8AC-72-M-US | 349 |  | 42 |  |  | 0.97 |  | Outdoor | ON RACKING
NJADRE1560154036 | Administratively Determined Incentive Program | MONROE TOWNSHIP | 8831 | 17.85 | Residential | Behind the Meter | No | Maier Solar Engineering dba Solar Me | JCP&L |  | Accepted | 2025-07-26 | 2025-08-20 | 2026-08-20 | Solar Panels | JINKO | JKM425N-54HL |  | 0.425 | 11 | 117 | 23 |  | Fixed | Roof
NJADRE1560154036 | Administratively Determined Incentive Program | MONROE TOWNSHIP | 8831 | 17.85 | Residential | Behind the Meter | No | Maier Solar Engineering dba Solar Me | JCP&L |  | Accepted | 2025-07-26 | 2025-08-20 | 2026-08-20 | Solar Panels | JINKO | JKM425N-54HL |  | 0.425 | 11 | 297 | 28 |  | Fixed | Roof
NJADRE1560154036 | Administratively Determined Incentive Program | MONROE TOWNSHIP | 8831 | 17.85 | Residential | Behind the Meter | No | Maier Solar Engineering dba Solar Me | JCP&L |  | Accepted | 2025-07-26 | 2025-08-20 | 2026-08-20 | Solar Panels | JINKO | JKM425N-54HL |  | 0.425 | 6 | 297 | 23 |  | Fixed | Roof
NJADRE1560164780 | Administratively Determined Incentive Program | Bridgewater | 8807 | 8.28 | Residential | Behind the Meter | No | Voltaic Solaire, LLC | JCP&L |  | Accepted | 2025-07-27 | 2025-08-20 | 2026-08-20 | Solar Panels | REC Solar | REC460AA |  | 0.46 | 6 | 86 | 31 |  | Fixed | Roof
NJADRE1560164780 | Administratively Determined Incentive Program | Bridgewater | 8807 | 8.28 | Residential | Behind the Meter | No | Voltaic Solaire, LLC | JCP&L |  | Accepted | 2025-07-27 | 2025-08-20 | 2026-08-20 | Solar Panels | REC Solar | REC460AA |  | 0.46 | 4 | 86 | 31 |  | Fixed | Roof
NJADRE1560164780 | Administratively Determined Incentive Program | Bridgewater | 8807 | 8.28 | Residential | Behind the Meter | No | Voltaic Solaire, LLC | JCP&L |  | Accepted | 2025-07-27 | 2025-08-20 | 2026-08-20 | Inverters | ENPHASE | Enphase IQ8X | 6840 |  | 18 |  |  | 0.98 |  | Outside
NJADRE1560164780 | Administratively Determined Incentive Program | Bridgewater | 8807 | 8.28 | Residential | Behind the Meter | No | Voltaic Solaire, LLC | JCP&L |  | Accepted | 2025-07-27 | 2025-08-20 | 2026-08-20 | Solar Panels | REC Solar | REC460AA |  | 0.46 | 8 | 266 | 31 |  | Fixed | Roof
NJADRE1560165456 | Administratively Determined Incentive Program | STRATFORD | 8084 | 6.56 | Residential | Behind the Meter | Yes | Sunrun Installation Services, Inc. | AC Electric |  | Accepted | 2025-07-28 | 2025-08-20 | 2026-08-20 | Inverters | SolarEdge Technologies | SE5700H-USMN | 5760 |  | 1 |  |  | 0.99 |  | Outdoor | Next to meter
NJADRE1560165456 | Administratively Determined Incentive Program | STRATFORD | 8084 | 6.56 | Residential | Behind the Meter | Yes | Sunrun Installation Services, Inc. | AC Electric |  | Accepted | 2025-07-28 | 2025-08-20 | 2026-08-20 | Solar Panels | Elin Energy (Sirius PV) | ELNSM54M-HC-410 |  | 0.41 | 16 | 222 | 23 |  | Fixed | Roof
NJADRE1560165458 | Administratively Determined Incentive Program | MONROE TOWNSHIP | 8831 | 15.39 | Residential | Behind the Meter | Yes | Sunrun Installation Services, Inc. | JCP&L |  | Accepted | 2025-07-28 | 2025-08-20 | 2026-08-20 | Inverters | SolarEdge Technologies | SE7600H-USMN | 7600 |  | 1 |  |  | 0.99 |  | Outdoor
NJADRE1560165458 | Administratively Determined Incentive Program | MONROE TOWNSHIP | 8831 | 15.39 | Residential | Behind the Meter | Yes | Sunrun Installation Services, Inc. | JCP&L |  | Accepted | 2025-07-28 | 2025-08-20 | 2026-08-20 | Solar Panels | JA Solar | JAM54S31-405/MR |  | 0.405 | 20 | 81 | 23 |  | Fixed | Roof
NJADRE1560165458 | Administratively Determined Incentive Program | MONROE TOWNSHIP | 8831 | 15.39 | Residential | Behind the Meter | Yes | Sunrun Installation Services, Inc. | JCP&L |  | Accepted | 2025-07-28 | 2025-08-20 | 2026-08-20 | Solar Panels | JA Solar | JAM54S31-405/MR |  | 0.405 | 18 | 261 | 23 |  | Fixed | Roof
NJADRE1560165458 | Administratively Determined Incentive Program | MONROE TOWNSHIP | 8831 | 15.39 | Residential | Behind the Meter | Yes | Sunrun Installation Services, Inc. | JCP&L |  | Accepted | 2025-07-28 | 2025-08-20 | 2026-08-20 | Inverters | SolarEdge Technologies | SE3800H-USMN | 3800 |  | 1 |  |  | 0.99 |  | Outdoor
NJADRE1560165462 | Administratively Determined Incentive Program | Jackson | 8527 | 3.24 | Residential | Behind the Meter | Yes | Sunrun Installation Services, Inc. | JCP&L |  | Accepted | 2025-07-28 | 2025-08-20 | 2026-08-20 | Solar Panels | JA Solar | JAM54S31-405/MR |  | 0.405 | 8 | 30 | 27 |  | Fixed | Roof
NJADRE1560165462 | Administratively Determined Incentive Program | Jackson | 8527 | 3.24 | Residential | Behind the Meter | Yes | Sunrun Installation Services, Inc. | JCP&L |  | Accepted | 2025-07-28 | 2025-08-20 | 2026-08-20 | Inverters | SolarEdge Technologies | SE3800H-USMN | 3800 |  | 1 |  |  | 0.99 |  | Outdoor
NJADRE1560165470 | Administratively Determined Incentive Program | Perth Amboy City | 8861 | 7.695 | Residential | Behind the Meter | Yes | Sunrun Installation Services, Inc. | PSE&G |  | Accepted | 2025-07-28 | 2025-08-20 | 2026-08-20 | Solar Panels | JA Solar | JAM54S31-405/MR |  | 0.405 | 10 | 132 | 30 |  | Fixed | Roof
NJADRE1560165470 | Administratively Determined Incentive Program | Perth Amboy City | 8861 | 7.695 | Residential | Behind the Meter | Yes | Sunrun Installation Services, Inc. | PSE&G |  | Accepted | 2025-07-28 | 2025-08-20 | 2026-08-20 | Solar Panels | JA Solar | JAM54S31-405/MR |  | 0.405 | 9 | 313 | 18 |  | Fixed | Roof
NJADRE1560165470 | Administratively Determined Incentive Program | Perth Amboy City | 8861 | 7.695 | Residential | Behind the Meter | Yes | Sunrun Installation Services, Inc. | PSE&G |  | Accepted | 2025-07-28 | 2025-08-20 | 2026-08-20 | Inverters | SolarEdge Technologies | SE5700H-USMN | 5760 |  | 1 |  |  | 0.99 |  | Outdoor
NJADRE1560165471 | Administratively Determined Incentive Program | HOWELL | 7731 | 14.19 | Residential | Behind the Meter | Yes | Pro Custom Solar dba Momentum Solar | JCP&L |  | Accepted | 2025-07-28 | 2025-08-20 | 2026-08-20 | Inverters | ENPHASE | IQ8HC-72-M-DOM-US | 380 |  | 33 |  |  | 0.97 |  | Outdoor
NJADRE1560165471 | Administratively Determined Incentive Program | HOWELL | 7731 | 14.19 | Residential | Behind the Meter | Yes | Pro Custom Solar dba Momentum Solar | JCP&L |  | Accepted | 2025-07-28 | 2025-08-20 | 2026-08-20 | Solar Panels | HANWHA | HANWHA Q.TRON BLK M-G2+ 430 |  | 0.43 | 19 | 179 | 23 |  | Fixed | Roof
NJADRE1560165471 | Administratively Determined Incentive Program | HOWELL | 7731 | 14.19 | Residential | Behind the Meter | Yes | Pro Custom Solar dba Momentum Solar | JCP&L |  | Accepted | 2025-07-28 | 2025-08-20 | 2026-08-20 | Solar Panels | HANWHA | HANWHA Q.TRON BLK M-G2+ 430 |  | 0.43 | 14 | 359 | 19 |  | Fixed | Roof
NJADRE1560165485 | Administratively Determined Incentive Program | ENGLISHTOWN | 7726 | 6.88 | Residential | Behind the Meter | No | Infinity Solar Systems, LLC | JCP&L |  | Accepted | 2025-07-28 | 2025-08-20 | 2026-08-20 | Solar Panels | SEG Solar | SEG-430-BTD-BG |  | 0.43 | 10 | 179 | 39 |  | Fixed | Roof
NJADRE1560165485 | Administratively Determined Incentive Program | ENGLISHTOWN | 7726 | 6.88 | Residential | Behind the Meter | No | Infinity Solar Systems, LLC | JCP&L |  | Accepted | 2025-07-28 | 2025-08-20 | 2026-08-20 | Inverters | Enphase | IQ8MC-72-M-US | 320 |  | 16 |  |  | 0.97 |  | Outdoor
NJADRE1560165485 | Administratively Determined Incentive Program | ENGLISHTOWN | 7726 | 6.88 | Residential | Behind the Meter | No | Infinity Solar Systems, LLC | JCP&L |  | Accepted | 2025-07-28 | 2025-08-20 | 2026-08-20 | Solar Panels | SEG Solar | SEG-430-BTD-BG |  | 0.43 | 6 | 179 | 39 |  | Fixed | Roof
NJADRE1560165488 | Administratively Determined Incentive Program | SWEDESBORO | 8085 | 11.89 | Residential | Behind the Meter | Yes | Sunrun Installation Services, Inc. | AC Electric |  | Accepted | 2025-07-28 | 2025-08-20 | 2026-08-20 | Solar Panels | Elin Energy (Sirius PV) | ELNSM54M-HC-410 |  | 0.41 | 15 | 110 | 37 |  | Fixed | Roof
NJADRE1560165488 | Administratively Determined Incentive Program | SWEDESBORO | 8085 | 11.89 | Residential | Behind the Meter | Yes | Sunrun Installation Services, Inc. | AC Electric |  | Accepted | 2025-07-28 | 2025-08-20 | 2026-08-20 | Inverters | SolarEdge Technologies | SE10000H-USMN | 10000 |  | 1 |  |  | 0.99 |  | Outdoor | Next to meter
NJADRE1560165488 | Administratively Determined Incentive Program | SWEDESBORO | 8085 | 11.89 | Residential | Behind the Meter | Yes | Sunrun Installation Services, Inc. | AC Electric |  | Accepted | 2025-07-28 | 2025-08-20 | 2026-08-20 | Solar Panels | Elin Energy (Sirius PV) | ELNSM54M-HC-410 |  | 0.41 | 7 | 200 | 21 |  | Fixed | Roof
NJADRE1560165488 | Administratively Determined Incentive Program | SWEDESBORO | 8085 | 11.89 | Residential | Behind the Meter | Yes | Sunrun Installation Services, Inc. | AC Electric |  | Accepted | 2025-07-28 | 2025-08-20 | 2026-08-20 | Solar Panels | Elin Energy (Sirius PV) | ELNSM54M-HC-410 |  | 0.41 | 7 | 200 | 45 |  | Fixed | Roof
NJADRE1560165489 | Administratively Determined Incentive Program | GALLOWAY | 8205 | 14.79 | Residential | Behind the Meter | Yes | SunnyMac, LLC | AC Electric |  | Accepted | 2025-07-28 | 2025-08-21 | 2026-08-21 | Inverters | SOLAREDGE | SE10000H-US | 10000 |  | 1 |  |  | 0.99 |  | Outdoor | next to meter
NJADRE1560165489 | Administratively Determined Incentive Program | GALLOWAY | 8205 | 14.79 | Residential | Behind the Meter | Yes | SunnyMac, LLC | AC Electric |  | Accepted | 2025-07-28 | 2025-08-21 | 2026-08-21 | Solar Panels | HANWHA | Q.TRON BLK M-G2.H+ |  | 0.435 | 9 | 175 | 25 |  | Fixed | Roof
NJADRE1560165489 | Administratively Determined Incentive Program | GALLOWAY | 8205 | 14.79 | Residential | Behind the Meter | Yes | SunnyMac, LLC | AC Electric |  | Accepted | 2025-07-28 | 2025-08-21 | 2026-08-21 | Solar Panels | HANWHA | Q.TRON BLK M-G2.H+ |  | 0.435 | 7 | 175 | 25 |  | Fixed | Roof
NJADRE1560165489 | Administratively Determined Incentive Program | GALLOWAY | 8205 | 14.79 | Residential | Behind the Meter | Yes | SunnyMac, LLC | AC Electric |  | Accepted | 2025-07-28 | 2025-08-21 | 2026-08-21 | Solar Panels | HANWHA | Q.TRON BLK M-G2.H+ |  | 0.435 | 10 | 355 | 25 |  | Fixed | Roof
NJADRE1560165489 | Administratively Determined Incentive Program | GALLOWAY | 8205 | 14.79 | Residential | Behind the Meter | Yes | SunnyMac, LLC | AC Electric |  | Accepted | 2025-07-28 | 2025-08-21 | 2026-08-21 | Solar Panels | HANWHA | Q.TRON BLK M-G2.H+ 435 |  | 0.435 | 5 | 175 | 25 |  | Fixed | Roof
NJADRE1560165489 | Administratively Determined Incentive Program | GALLOWAY | 8205 | 14.79 | Residential | Behind the Meter | Yes | SunnyMac, LLC | AC Electric |  | Accepted | 2025-07-28 | 2025-08-21 | 2026-08-21 | Solar Panels | HANWHA | Q.TRON BLK M-G2.H+ 435 |  | 0.435 | 3 | 355 | 23 |  | Fixed | Roof
NJADRE1560165493 | Administratively Determined Incentive Program | LAKEHURST | 8733 | 12.3 | Residential | Behind the Meter | Yes | Trinity Solar, LLC | JCP&L |  | Accepted | 2025-07-28 | 2025-08-21 | 2026-08-21 | Inverters | Solar Edge | USE10000H-US | 10000 |  | 1 |  |  | 0.97 |  | Outside
NJADRE1560165493 | Administratively Determined Incentive Program | LAKEHURST | 8733 | 12.3 | Residential | Behind the Meter | Yes | Trinity Solar, LLC | JCP&L |  | Accepted | 2025-07-28 | 2025-08-21 | 2026-08-21 | Solar Panels | HANWHA | Q.PEAK DUO BLK ML-G10+ 410 |  | 0.41 | 18 | 213 | 23 |  | Fixed | Roof
NJADRE1560165493 | Administratively Determined Incentive Program | LAKEHURST | 8733 | 12.3 | Residential | Behind the Meter | Yes | Trinity Solar, LLC | JCP&L |  | Accepted | 2025-07-28 | 2025-08-21 | 2026-08-21 | Solar Panels | HANWHA | Q.PEAK DUO BLK ML-G10.C+ 410 |  | 0.41 | 12 | 33 | 23 |  | Fixed | Roof
NJADRE1560165494 | Administratively Determined Incentive Program | Linden | 7036 | 7.38 | Residential | Behind the Meter | Yes | Sunrun Installation Services, Inc. | PSE&G |  | Accepted | 2025-07-28 | 2025-08-20 | 2026-08-20 | Inverters | Tesla | POWERWALL 3 1707000-XX-Y | 11500 |  | 1 |  |  | 0.97 |  | Outdoor
NJADRE1560165494 | Administratively Determined Incentive Program | Linden | 7036 | 7.38 | Residential | Behind the Meter | Yes | Sunrun Installation Services, Inc. | PSE&G |  | Accepted | 2025-07-28 | 2025-08-20 | 2026-08-20 | Solar Panels | HANWHA Q-CELLS | Q.PEAK DUO BLK ML-G10.C+ 410 |  | 0.41 | 12 | 255 | 21 |  | Fixed | Roof
NJADRE1560165494 | Administratively Determined Incentive Program | Linden | 7036 | 7.38 | Residential | Behind the Meter | Yes | Sunrun Installation Services, Inc. | PSE&G |  | Accepted | 2025-07-28 | 2025-08-20 | 2026-08-20 | Solar Panels | HANWHA Q-CELLS | Q.PEAK DUO BLK ML-G10.C+ 410 |  | 0.41 | 6 | 166 | 21 |  | Fixed | Roof
NJADRE1560165494 | Administratively Determined Incentive Program | Linden | 7036 | 7.38 | Residential | Behind the Meter | Yes | Sunrun Installation Services, Inc. | PSE&G |  | Accepted | 2025-07-28 | 2025-08-20 | 2026-08-20 | Electric Storage Battery | Tesla | POWERWALL 3 1707000-XX-Y |  |  | 1 |  |  |  | Lithium Ion |  | OUTSIDE
NJADRE1560165499 | Administratively Determined Incentive Program | Plainfield | 7060 | 11.89 | Residential | Behind the Meter | Yes | Pro Custom Solar dba Momentum Solar | PSE&G |  | Accepted | 2025-07-28 | 2025-08-20 | 2026-08-20 | Solar Panels | HANWHA | HANWHA Q.PEAK DUO BLK ML-G10+410 |  | 0.41 | 3 | 172 | 35 |  | Fixed | Roof
NJADRE1560165499 | Administratively Determined Incentive Program | Plainfield | 7060 | 11.89 | Residential | Behind the Meter | Yes | Pro Custom Solar dba Momentum Solar | PSE&G |  | Accepted | 2025-07-28 | 2025-08-20 | 2026-08-20 | Inverters | ENPHASE | IQ8HC-72-M-DOM-US | 380 |  | 29 |  |  | 0.97 |  | Outdoor
NJADRE1560165499 | Administratively Determined Incentive Program | Plainfield | 7060 | 11.89 | Residential | Behind the Meter | Yes | Pro Custom Solar dba Momentum Solar | PSE&G |  | Accepted | 2025-07-28 | 2025-08-20 | 2026-08-20 | Solar Panels | HANWHA | HANWHA Q.PEAK DUO BLK ML-G10+410 |  | 0.41 | 15 | 171 | 37 |  | Fixed | Roof
NJADRE1560165499 | Administratively Determined Incentive Program | Plainfield | 7060 | 11.89 | Residential | Behind the Meter | Yes | Pro Custom Solar dba Momentum Solar | PSE&G |  | Accepted | 2025-07-28 | 2025-08-20 | 2026-08-20 | Solar Panels | HANWHA | HANWHA Q.PEAK DUO BLK ML-G10+410 |  | 0.41 | 11 | 351 | 37 |  | Fixed | Roof
NJADRE1560165508 | Administratively Determined Incentive Program | Easton Township | 8690 | 10.875 | Residential | Behind the Meter | No | SunnyMac, LLC | PSE&G |  | Accepted | 2025-07-28 | 2025-08-20 | 2026-08-20 | Solar Panels | HANWHA | Q.TRON BLK M-G2.H+ |  | 0.435 | 3 | 24 | 21 |  | Fixed | Roof
NJADRE1560165508 | Administratively Determined Incentive Program | Easton Township | 8690 | 10.875 | Residential | Behind the Meter | No | SunnyMac, LLC | PSE&G |  | Accepted | 2025-07-28 | 2025-08-20 | 2026-08-20 | Solar Panels | HANWHA | Q.TRON BLK M-G2.H+ |  | 0.435 | 8 | 204 | 21 |  | Fixed | Roof
NJADRE1560165508 | Administratively Determined Incentive Program | Easton Township | 8690 | 10.875 | Residential | Behind the Meter | No | SunnyMac, LLC | PSE&G |  | Accepted | 2025-07-28 | 2025-08-20 | 2026-08-20 | Solar Panels | HANWHA | Q.TRON BLK M-G2.H+ |  | 0.435 | 4 | 294 | 21 |  | Fixed | Roof
NJADRE1560165508 | Administratively Determined Incentive Program | Easton Township | 8690 | 10.875 | Residential | Behind the Meter | No | SunnyMac, LLC | PSE&G |  | Accepted | 2025-07-28 | 2025-08-20 | 2026-08-20 | Solar Panels | HANWHA | Q.TRON BLK M-G2.H+ |  | 0.435 | 3 | 24 | 21 |  | Fixed | Roof
NJADRE1560165508 | Administratively Determined Incentive Program | Easton Township | 8690 | 10.875 | Residential | Behind the Meter | No | SunnyMac, LLC | PSE&G |  | Accepted | 2025-07-28 | 2025-08-20 | 2026-08-20 | Solar Panels | HANWHA | Q.TRON BLK M-G2.H+ |  | 0.435 | 5 | 114 | 21 |  | Fixed | Roof
NJADRE1560165508 | Administratively Determined Incentive Program | Easton Township | 8690 | 10.875 | Residential | Behind the Meter | No | SunnyMac, LLC | PSE&G |  | Accepted | 2025-07-28 | 2025-08-20 | 2026-08-20 | Solar Panels | HANWHA | Q.TRON BLK M-G2.H+ |  | 0.435 | 2 | 294 | 21 |  | Fixed | Roof
NJADRE1560165508 | Administratively Determined Incentive Program | Easton Township | 8690 | 10.875 | Residential | Behind the Meter | No | SunnyMac, LLC | PSE&G |  | Accepted | 2025-07-28 | 2025-08-20 | 2026-08-20 | Inverters | SOLAREDGE HOME HUB | SE7600H-US | 7600 |  | 1 |  |  | 0.99 |  | Outdoor | next to meter
NJADRE1560165514 | Administratively Determined Incentive Program | Dayton | 8810 | 4.92 | Residential | Behind the Meter | Yes | Trinity Solar, LLC | PSE&G |  | Accepted | 2025-07-28 | 2025-08-20 | 2026-08-20 | Solar Panels | HANWHA 410 (Q.PEAK DUO BLK ML-G10+ 410) | HANWHA 410 (Q.PEAK DUO BLK ML-G10+ 410) |  | 0.41 | 12 | 140 | 42 |  | Fixed | Roof
NJADRE1560165514 | Administratively Determined Incentive Program | Dayton | 8810 | 4.92 | Residential | Behind the Meter | Yes | Trinity Solar, LLC | PSE&G |  | Accepted | 2025-07-28 | 2025-08-20 | 2026-08-20 | Inverters | SOLAREDGE | SE3800H-US | 3800 |  | 1 |  |  | 0.97 |  | Outside
NJADRE1560165518 | Administratively Determined Incentive Program | TOMS RIVER | 8757 | 10.875 | Residential | Behind the Meter | Yes | SunnyMac, LLC | JCP&L |  | Accepted | 2025-07-28 | 2025-08-20 | 2026-08-20 | Solar Panels | HANWHA | Q.TRON BLK M-G2.H+ |  | 0.435 | 12 | 197 | 34 |  | Fixed | Roof
NJADRE1560165518 | Administratively Determined Incentive Program | TOMS RIVER | 8757 | 10.875 | Residential | Behind the Meter | Yes | SunnyMac, LLC | JCP&L |  | Accepted | 2025-07-28 | 2025-08-20 | 2026-08-20 | Solar Panels | HANWHA | Q.TRON BLK M-G2.H+ |  | 0.435 | 9 | 197 | 30 |  | Fixed | Roof
NJADRE1560165518 | Administratively Determined Incentive Program | TOMS RIVER | 8757 | 10.875 | Residential | Behind the Meter | Yes | SunnyMac, LLC | JCP&L |  | Accepted | 2025-07-28 | 2025-08-20 | 2026-08-20 | Solar Panels | HANWHA | Q.TRON BLK M-G2.H+ |  | 0.435 | 4 | 17 | 34 |  | Fixed | Roof
NJADRE1560165518 | Administratively Determined Incentive Program | TOMS RIVER | 8757 | 10.875 | Residential | Behind the Meter | Yes | SunnyMac, LLC | JCP&L |  | Accepted | 2025-07-28 | 2025-08-20 | 2026-08-20 | Inverters | SOLAREDGE HOME HUB | SE7600H-US | 7600 |  | 1 |  |  | 0.99 |  | Outdoor | next to meter
NJADRE1560165519 | Administratively Determined Incentive Program | Bayonne | 7002 | 3.4 | Residential | Behind the Meter | Yes | Power Energy Solutions, LLC | PSE&G |  | Accepted | 2025-07-28 | 2025-08-20 | 2026-08-20 | Solar Panels | Trina Solar | TSM-425NE09RC.05 |  | 0.425 | 4 | 123 | 45 |  | Fixed | Roof
NJADRE1560165519 | Administratively Determined Incentive Program | Bayonne | 7002 | 3.4 | Residential | Behind the Meter | Yes | Power Energy Solutions, LLC | PSE&G |  | Accepted | 2025-07-28 | 2025-08-20 | 2026-08-20 | Solar Panels | Trina Solar | TSM-425NE09RC.05 |  | 0.425 | 4 | 303 | 18 |  | Fixed | Roof
NJADRE1560165519 | Administratively Determined Incentive Program | Bayonne | 7002 | 3.4 | Residential | Behind the Meter | Yes | Power Energy Solutions, LLC | PSE&G |  | Accepted | 2025-07-28 | 2025-08-20 | 2026-08-20 | Inverters | Enphase | IQ8+-72-2-US | 290 |  | 8 |  |  | 0.97 |  | Outdoor
NJADRE1560165522 | Administratively Determined Incentive Program | TRENTON | 8619 | 6.56 | Residential | Behind the Meter | Yes | Sunrun Installation Services, Inc. | PSE&G |  | Accepted | 2025-07-28 | 2025-08-20 | 2026-08-20 | Solar Panels | ELIN ENERGY (SIRIUS PV) | ELNSM54M-HC-410 |  | 0.41 | 12 | 221 | 37 |  | Fixed | Roof
NJADRE1560165522 | Administratively Determined Incentive Program | TRENTON | 8619 | 6.56 | Residential | Behind the Meter | Yes | Sunrun Installation Services, Inc. | PSE&G |  | Accepted | 2025-07-28 | 2025-08-20 | 2026-08-20 | Solar Panels | ELIN ENERGY (SIRIUS PV) | ELNSM54M-HC-410 |  | 0.41 | 4 | 222 | 18 |  | Fixed | Roof
NJADRE1560165522 | Administratively Determined Incentive Program | TRENTON | 8619 | 6.56 | Residential | Behind the Meter | Yes | Sunrun Installation Services, Inc. | PSE&G |  | Accepted | 2025-07-28 | 2025-08-20 | 2026-08-20 | Inverters | SOLAREDGE TECHNOLOGIES | SE5700H-USMN | 5760 |  | 1 |  |  | 0.99 |  | Outside
NJADRE1560165531 | Administratively Determined Incentive Program | Jersey City | 7306 | 5.74 | Residential | Behind the Meter | Yes | Pro Custom Solar dba Momentum Solar | PSE&G |  | Accepted | 2025-07-28 | 2025-08-20 | 2026-08-20 | Solar Panels | HANWHA | HANWHA Q.PEAK DUO BLK ML-G10+410 |  | 0.41 | 3 | 215 | 18 |  | Fixed | Roof
NJADRE1560165531 | Administratively Determined Incentive Program | Jersey City | 7306 | 5.74 | Residential | Behind the Meter | Yes | Pro Custom Solar dba Momentum Solar | PSE&G |  | Accepted | 2025-07-28 | 2025-08-20 | 2026-08-20 | Inverters | ENPHASE | IQ8HC-72-M-DOM-US | 380 |  | 14 |  |  | 0.97 |  | Outdoor
NJADRE1560165531 | Administratively Determined Incentive Program | Jersey City | 7306 | 5.74 | Residential | Behind the Meter | Yes | Pro Custom Solar dba Momentum Solar | PSE&G |  | Accepted | 2025-07-28 | 2025-08-20 | 2026-08-20 | Solar Panels | HANWHA | HANWHA Q.PEAK DUO BLK ML-G10+410 |  | 0.41 | 11 | 125 | 18 |  | Fixed | Roof
NJADRE1560165537 | Administratively Determined Incentive Program | Hackensack | 7601 | 6.56 | Residential | Behind the Meter | Yes | Trinity Solar, LLC | PSE&G |  | Accepted | 2025-07-28 | 2025-08-20 | 2026-08-20 | Solar Panels | HANWHA 410 (Q.PEAK DUO BLK ML-G10+ 410) | HANWHA 410 (Q.PEAK DUO BLK ML-G10+ 410) |  | 0.41 | 5 | 218 | 46 |  | Fixed | Roof
NJADRE1560165537 | Administratively Determined Incentive Program | Hackensack | 7601 | 6.56 | Residential | Behind the Meter | Yes | Trinity Solar, LLC | PSE&G |  | Accepted | 2025-07-28 | 2025-08-20 | 2026-08-20 | Solar Panels | HANWHA 410 (Q.PEAK DUO BLK ML-G10+ 410) | HANWHA 410 (Q.PEAK DUO BLK ML-G10+ 410) |  | 0.41 | 11 | 38 | 22 |  | Fixed | Roof
NJADRE1560165537 | Administratively Determined Incentive Program | Hackensack | 7601 | 6.56 | Residential | Behind the Meter | Yes | Trinity Solar, LLC | PSE&G |  | Accepted | 2025-07-28 | 2025-08-20 | 2026-08-20 | Inverters | SOLAREDGE | SE5700H-US | 5700 |  | 1 |  |  | 0.97 |  | Outside
NJADRE1560165539 | Administratively Determined Incentive Program | North Arlington | 7031 | 8.55 | Residential | Behind the Meter | Yes | Power Energy Solutions, LLC | PSE&G |  | Accepted | 2025-07-28 | 2025-08-22 | 2026-08-22 | Inverters | SolarEdge | SE5700H-US | 6 |  | 1 |  |  | 0.97 |  | Outdoor
NJADRE1560165539 | Administratively Determined Incentive Program | North Arlington | 7031 | 8.55 | Residential | Behind the Meter | Yes | Power Energy Solutions, LLC | PSE&G |  | Accepted | 2025-07-28 | 2025-08-22 | 2026-08-22 | Solar Panels | Trina Solar | TSM-450NEG9RC.27 |  | 0.45 | 9 | 304 | 25 |  | Fixed | Roof
NJADRE1560165539 | Administratively Determined Incentive Program | North Arlington | 7031 | 8.55 | Residential | Behind the Meter | Yes | Power Energy Solutions, LLC | PSE&G |  | Accepted | 2025-07-28 | 2025-08-22 | 2026-08-22 | Solar Panels | Trina Solar | TSM-450NEG9RC.27 |  | 0.45 | 10 | 124 | 25 |  | Fixed | Roof
NJADRE1560165543 | Administratively Determined Incentive Program | Elizabeth | 7208 | 5.74 | Residential | Behind the Meter | Yes | Trinity Solar, LLC | PSE&G |  | Accepted | 2025-07-28 |  |  | Inverters | Solar Edge | USE5700H-US | 5760 |  | 1 |  |  | 0.97 |  | Outside
NJADRE1560165543 | Administratively Determined Incentive Program | Elizabeth | 7208 | 5.74 | Residential | Behind the Meter | Yes | Trinity Solar, LLC | PSE&G |  | Accepted | 2025-07-28 |  |  | Solar Panels | Hanwha | Q.PEAK DUO BLK ML-G10.C+ 410 |  | 0.41 | 14 | 337 | 41 |  | Fixed | Roof
NJADRE1560165544 | Administratively Determined Incentive Program | Woodbridge | 8830 | 8.505 | Residential | Behind the Meter | Yes | Sunrun Installation Services, Inc. | PSE&G |  | Accepted | 2025-07-28 | 2025-08-20 | 2026-08-20 | Solar Panels | JA SOLAR | JAM54S31-405/MR |  | 0.405 | 11 | 269 | 23 |  | Fixed | Roof
NJADRE1560165544 | Administratively Determined Incentive Program | Woodbridge | 8830 | 8.505 | Residential | Behind the Meter | Yes | Sunrun Installation Services, Inc. | PSE&G |  | Accepted | 2025-07-28 | 2025-08-20 | 2026-08-20 | Solar Panels | JA SOLAR | JAM54S31-405/MR |  | 0.405 | 10 | 89 | 23 |  | Fixed | Roof
NJADRE1560165544 | Administratively Determined Incentive Program | Woodbridge | 8830 | 8.505 | Residential | Behind the Meter | Yes | Sunrun Installation Services, Inc. | PSE&G |  | Accepted | 2025-07-28 | 2025-08-20 | 2026-08-20 | Inverters | SOLAREDGE TECHNOLOGIES | SE5700H-USMN | 5760 |  | 1 |  |  | 0.99 |  | Outside
NJADRE1560165548 | Administratively Determined Incentive Program | Winslow Township | 8081 | 4.84 | Residential | Behind the Meter | Yes | Sustainable Energy Systems, LLC | AC Electric |  | Accepted | 2025-08-05 | 2025-09-04 | 2026-09-04 | Inverters | SolarEdge Technologies | SE3800H-US | 4 |  | 1 |  |  | 0.99 |  | Outside
NJADRE1560165548 | Administratively Determined Incentive Program | Winslow Township | 8081 | 4.84 | Residential | Behind the Meter | Yes | Sustainable Energy Systems, LLC | AC Electric |  | Accepted | 2025-08-05 | 2025-09-04 | 2026-09-04 | Solar Panels | JA Solar | JAM54D41 440/MB |  | 0.44 | 11 | 174 | 26 |  | Fixed | Roof
NJADRE1560165552 | Administratively Determined Incentive Program | EDISON | 8820 | 10.25 | Residential | Behind the Meter | Yes | Sunrun Installation Services, Inc. | PSE&G |  | Accepted | 2025-07-28 | 2025-08-20 | 2026-08-20 | Solar Panels | Elin Energy (Sirius PV) | ELNSM54M-HC-410 |  | 0.41 | 9 | 176 | 18 |  | Fixed | Roof
NJADRE1560165552 | Administratively Determined Incentive Program | EDISON | 8820 | 10.25 | Residential | Behind the Meter | Yes | Sunrun Installation Services, Inc. | PSE&G |  | Accepted | 2025-07-28 | 2025-08-20 | 2026-08-20 | Inverters | SolarEdge Technologies | SE7600H-USMN | 7600 |  | 1 |  |  | 0.99 |  | Outdoor
NJADRE1560165552 | Administratively Determined Incentive Program | EDISON | 8820 | 10.25 | Residential | Behind the Meter | Yes | Sunrun Installation Services, Inc. | PSE&G |  | Accepted | 2025-07-28 | 2025-08-20 | 2026-08-20 | Solar Panels | Elin Energy (Sirius PV) | ELNSM54M-HC-410 |  | 0.41 | 7 | 176 | 18 |  | Fixed | Roof
NJADRE1560165552 | Administratively Determined Incentive Program | EDISON | 8820 | 10.25 | Residential | Behind the Meter | Yes | Sunrun Installation Services, Inc. | PSE&G |  | Accepted | 2025-07-28 | 2025-08-20 | 2026-08-20 | Solar Panels | Elin Energy (Sirius PV) | ELNSM54M-HC-410 |  | 0.41 | 9 | 356 | 18 |  | Fixed | Roof
NJADRE1560165554 | Administratively Determined Incentive Program | Gibbsboro | 8026 | 5.81 | Residential | Behind the Meter | Yes | RCL Enterprises, Inc. | AC Electric |  | Accepted | 2025-07-28 | 2025-08-20 | 2026-08-20 | Solar Panels | Q.PEAK | DUOBLKMLG10 |  | 0.415 | 14 | 235 | 35 |  | Fixed | Roof
NJADRE1560165554 | Administratively Determined Incentive Program | Gibbsboro | 8026 | 5.81 | Residential | Behind the Meter | Yes | RCL Enterprises, Inc. | AC Electric |  | Accepted | 2025-07-28 | 2025-08-20 | 2026-08-20 | Inverters | Enphase | IQ8HC-72-M-DOM-US | 380 |  | 14 |  |  | 0.97 |  | Outside
NJADRE1560165566 | Administratively Determined Incentive Program | Jersey City | 7306 | 3.28 | Residential | Behind the Meter | Yes | Pro Custom Solar dba Momentum Solar | PSE&G |  | Accepted | 2025-07-28 | 2025-08-20 | 2026-08-20 | Solar Panels | HANWHA | HANWHA Q.PEAK DUO BLK ML-G10+410 |  | 0.41 | 5 | 305 | 18 |  | Fixed | Roof
NJADRE1560165566 | Administratively Determined Incentive Program | Jersey City | 7306 | 3.28 | Residential | Behind the Meter | Yes | Pro Custom Solar dba Momentum Solar | PSE&G |  | Accepted | 2025-07-28 | 2025-08-20 | 2026-08-20 | Solar Panels | HANWHA | HANWHA Q.PEAK DUO BLK ML-G10+410 |  | 0.41 | 3 | 125 | 18 |  | Fixed | Roof
NJADRE1560165566 | Administratively Determined Incentive Program | Jersey City | 7306 | 3.28 | Residential | Behind the Meter | Yes | Pro Custom Solar dba Momentum Solar | PSE&G |  | Accepted | 2025-07-28 | 2025-08-20 | 2026-08-20 | Inverters | ENPHASE | IQ8HC-72-M-DOM-US | 380 |  | 8 |  |  | 0.97 |  | Outdoor
NJADRE1560165570 | Administratively Determined Incentive Program | EASTAMPTON TOWNSHIP | 8060 | 12.615 | Residential | Behind the Meter | Yes | SunnyMac, LLC | PSE&G |  | Accepted | 2025-07-28 | 2025-08-20 | 2026-08-20 | Solar Panels | HANWHA | Q.TRON BLK M-G2.H+ |  | 0.435 | 10 | 108 | 27 |  | Fixed | Roof
NJADRE1560165570 | Administratively Determined Incentive Program | EASTAMPTON TOWNSHIP | 8060 | 12.615 | Residential | Behind the Meter | Yes | SunnyMac, LLC | PSE&G |  | Accepted | 2025-07-28 | 2025-08-20 | 2026-08-20 | Solar Panels | HANWHA | Q.TRON BLK M-G2.H+ |  | 0.435 | 9 | 288 | 31 |  | Fixed | Roof
NJADRE1560165570 | Administratively Determined Incentive Program | EASTAMPTON TOWNSHIP | 8060 | 12.615 | Residential | Behind the Meter | Yes | SunnyMac, LLC | PSE&G |  | Accepted | 2025-07-28 | 2025-08-20 | 2026-08-20 | Inverters | SOLAREDGE HOME HUB | SE10000H-US | 10000 |  | 1 |  |  | 0.99 |  | Outdoor | next to meter
NJADRE1560165570 | Administratively Determined Incentive Program | EASTAMPTON TOWNSHIP | 8060 | 12.615 | Residential | Behind the Meter | Yes | SunnyMac, LLC | PSE&G |  | Accepted | 2025-07-28 | 2025-08-20 | 2026-08-20 | Solar Panels | HANWHA | Q.TRON BLK M-G2.H+ |  | 0.435 | 10 | 288 | 27 |  | Fixed | Roof
NJADRE1560165579 | Administratively Determined Incentive Program | Morris Plains | 7950 | 6.56 | Residential | Behind the Meter | Yes | Trinity Solar, LLC | JCP&L |  | Accepted | 2025-07-28 | 2025-08-20 | 2026-08-20 | Inverters | SOLAREDGE | SE5700H-US | 5700 |  | 1 |  |  | 0.97 |  | Outside
NJADRE1560165579 | Administratively Determined Incentive Program | Morris Plains | 7950 | 6.56 | Residential | Behind the Meter | Yes | Trinity Solar, LLC | JCP&L |  | Accepted | 2025-07-28 | 2025-08-20 | 2026-08-20 | Solar Panels | HANWHA 410 (Q.PEAK DUO BLK ML-G10+ 410) | HANWHA 410 (Q.PEAK DUO BLK ML-G10+ 410) |  | 0.41 | 6 | 174 | 21 |  | Fixed | Roof
NJADRE1560165579 | Administratively Determined Incentive Program | Morris Plains | 7950 | 6.56 | Residential | Behind the Meter | Yes | Trinity Solar, LLC | JCP&L |  | Accepted | 2025-07-28 | 2025-08-20 | 2026-08-20 | Solar Panels | HANWHA 410 (Q.PEAK DUO BLK ML-G10+ 410) | HANWHA 410 (Q.PEAK DUO BLK ML-G10+ 410) |  | 0.41 | 10 | 174 | 21 |  | Fixed | Roof
NJADRE1560165585 | Administratively Determined Incentive Program | FARMINGDALE | 7727 | 8.61 | Residential | Behind the Meter | No | Trinity Solar, LLC | JCP&L |  | Accepted | 2025-07-28 | 2025-08-21 | 2026-08-21 | Solar Panels | Hanwha | Q.PEAK DUO BLK ML-G10.C+ 410 |  | 0.41 | 3 | 257 | 43 |  | Fixed | Roof
NJADRE1560165585 | Administratively Determined Incentive Program | FARMINGDALE | 7727 | 8.61 | Residential | Behind the Meter | No | Trinity Solar, LLC | JCP&L |  | Accepted | 2025-07-28 | 2025-08-21 | 2026-08-21 | Inverters | Solar Edge | USE7600H-US | 7600 |  | 1 |  |  | 0.97 |  | Outside
NJADRE1560165585 | Administratively Determined Incentive Program | FARMINGDALE | 7727 | 8.61 | Residential | Behind the Meter | No | Trinity Solar, LLC | JCP&L |  | Accepted | 2025-07-28 | 2025-08-21 | 2026-08-21 | Solar Panels | Hanwha | Q.PEAK DUO BLK ML-G10.C+ 410 |  | 0.41 | 6 | 167 | 31 |  | Fixed | Roof
NJADRE1560165585 | Administratively Determined Incentive Program | FARMINGDALE | 7727 | 8.61 | Residential | Behind the Meter | No | Trinity Solar, LLC | JCP&L |  | Accepted | 2025-07-28 | 2025-08-21 | 2026-08-21 | Solar Panels | Hanwha | Q.PEAK DUO BLK ML-G10.C+ 410 |  | 0.41 | 12 | 167 | 31 |  | Fixed | Roof
NJADRE1560165593 | Administratively Determined Incentive Program | Egg Harbor Twp | 8234 | 8.265 | Residential | Behind the Meter | Yes | SunnyMac, LLC | AC Electric |  | Accepted | 2025-07-28 | 2025-08-20 | 2026-08-20 | Inverters | SOLAREDGE HOME HUB | SE5700H-US | 5760 |  | 1 |  |  | 0.99 |  | Outdoor | next to meter
NJADRE1560165593 | Administratively Determined Incentive Program | Egg Harbor Twp | 8234 | 8.265 | Residential | Behind the Meter | Yes | SunnyMac, LLC | AC Electric |  | Accepted | 2025-07-28 | 2025-08-20 | 2026-08-20 | Solar Panels | HANWHA | Q.TRON BLK M-G2.H+ |  | 0.435 | 7 | 329 | 20 |  | Fixed | Roof
NJADRE1560165593 | Administratively Determined Incentive Program | Egg Harbor Twp | 8234 | 8.265 | Residential | Behind the Meter | Yes | SunnyMac, LLC | AC Electric |  | Accepted | 2025-07-28 | 2025-08-20 | 2026-08-20 | Solar Panels | HANWHA | Q.TRON BLK M-G2.H+ |  | 0.435 | 12 | 149 | 20 |  | Fixed | Roof
NJADRE1560165607 | Administratively Determined Incentive Program | Delran Twp | 8075 | 10.005 | Residential | Behind the Meter | Yes | Integrity Solar & Home Solutions, LLC | PSE&G |  | Accepted | 2025-07-28 | 2025-08-21 | 2026-08-21 | Solar Panels | Q CELLS | Q.TRON BLK M-G2H+ 435 |  | 0.435 | 2 | 149 | 18 |  | Fixed | Roof
NJADRE1560165607 | Administratively Determined Incentive Program | Delran Twp | 8075 | 10.005 | Residential | Behind the Meter | Yes | Integrity Solar & Home Solutions, LLC | PSE&G |  | Accepted | 2025-07-28 | 2025-08-21 | 2026-08-21 | Solar Panels | Q CELLS | Q.TRON BLK M-G2H+ 435 |  | 0.435 | 3 | 238 | 18 |  | Fixed | Roof
NJADRE1560165607 | Administratively Determined Incentive Program | Delran Twp | 8075 | 10.005 | Residential | Behind the Meter | Yes | Integrity Solar & Home Solutions, LLC | PSE&G |  | Accepted | 2025-07-28 | 2025-08-21 | 2026-08-21 | Solar Panels | Q CELLS | Q.TRON BLK M-G2H+ 435 |  | 0.435 | 2 | 239 | 18 |  | Fixed | Roof
NJADRE1560165607 | Administratively Determined Incentive Program | Delran Twp | 8075 | 10.005 | Residential | Behind the Meter | Yes | Integrity Solar & Home Solutions, LLC | PSE&G |  | Accepted | 2025-07-28 | 2025-08-21 | 2026-08-21 | Solar Panels | Q CELLS | Q.TRON BLK M-G2H+ 435 |  | 0.435 | 2 | 238 | 18 |  | Fixed | Roof
NJADRE1560165607 | Administratively Determined Incentive Program | Delran Twp | 8075 | 10.005 | Residential | Behind the Meter | Yes | Integrity Solar & Home Solutions, LLC | PSE&G |  | Accepted | 2025-07-28 | 2025-08-21 | 2026-08-21 | Inverters | ENPHASE | IQ8HC | 380 |  | 23 |  |  | 0.98 |  | Other | UNDER EACH PANEL
NJADRE1560165607 | Administratively Determined Incentive Program | Delran Twp | 8075 | 10.005 | Residential | Behind the Meter | Yes | Integrity Solar & Home Solutions, LLC | PSE&G |  | Accepted | 2025-07-28 | 2025-08-21 | 2026-08-21 | Solar Panels | Q CELLS | Q.TRON BLK M-G2H+ 435 |  | 0.435 | 3 | 58 | 18 |  | Fixed | Roof
NJADRE1560165607 | Administratively Determined Incentive Program | Delran Twp | 8075 | 10.005 | Residential | Behind the Meter | Yes | Integrity Solar & Home Solutions, LLC | PSE&G |  | Accepted | 2025-07-28 | 2025-08-21 | 2026-08-21 | Solar Panels | Q CELLS | Q.TRON BLK M-G2H+ 435 |  | 0.435 | 5 | 329 | 18 |  | Fixed | Roof
NJADRE1560165607 | Administratively Determined Incentive Program | Delran Twp | 8075 | 10.005 | Residential | Behind the Meter | Yes | Integrity Solar & Home Solutions, LLC | PSE&G |  | Accepted | 2025-07-28 | 2025-08-21 | 2026-08-21 | Solar Panels | Q CELLS | Q.TRON BLK M-G2H+ 435 |  | 0.435 | 6 | 148 | 18 |  | Fixed | Roof
NJADRE1560165608 | Administratively Determined Incentive Program | Sicklerville | 8081 | 5.74 | Residential | Behind the Meter | Yes | Trinity Solar, LLC | AC Electric |  | Accepted | 2025-07-28 | 2025-08-20 | 2026-08-20 | Solar Panels | HANWHA 410 (Q.PEAK DUO BLK ML-G10+ 410) | HANWHA 410 (Q.PEAK DUO BLK ML-G10+ 410) |  | 0.41 | 7 | 39 | 22 |  | Fixed | Roof
NJADRE1560165608 | Administratively Determined Incentive Program | Sicklerville | 8081 | 5.74 | Residential | Behind the Meter | Yes | Trinity Solar, LLC | AC Electric |  | Accepted | 2025-07-28 | 2025-08-20 | 2026-08-20 | Solar Panels | HANWHA 410 (Q.PEAK DUO BLK ML-G10+ 410) | HANWHA 410 (Q.PEAK DUO BLK ML-G10+ 410) |  | 0.41 | 7 | 219 | 22 |  | Fixed | Roof
NJADRE1560165608 | Administratively Determined Incentive Program | Sicklerville | 8081 | 5.74 | Residential | Behind the Meter | Yes | Trinity Solar, LLC | AC Electric |  | Accepted | 2025-07-28 | 2025-08-20 | 2026-08-20 | Inverters | SOLAREDGE | SE5700H-US | 5700 |  | 1 |  |  | 0.97 |  | Outside
NJADRE1560165615 | Administratively Determined Incentive Program | Elizabeth | 7202 | 3.645 | Residential | Behind the Meter | Yes | Sunrun Installation Services, Inc. | PSE&G |  | Accepted | 2025-07-28 | 2025-08-20 | 2026-08-20 | Solar Panels | JA SOLAR | JAM54S31-405/MR |  | 0.405 | 5 | 68 | 30 |  | Fixed | Roof
NJADRE1560165615 | Administratively Determined Incentive Program | Elizabeth | 7202 | 3.645 | Residential | Behind the Meter | Yes | Sunrun Installation Services, Inc. | PSE&G |  | Accepted | 2025-07-28 | 2025-08-20 | 2026-08-20 | Solar Panels | JA SOLAR | JAM54S31-405/MR |  | 0.405 | 4 | 247 | 30 |  | Fixed | Roof
NJADRE1560165615 | Administratively Determined Incentive Program | Elizabeth | 7202 | 3.645 | Residential | Behind the Meter | Yes | Sunrun Installation Services, Inc. | PSE&G |  | Accepted | 2025-07-28 | 2025-08-20 | 2026-08-20 | Inverters | SOLAREDGE TECHNOLOGIES | SE3800H-USMN | 3800 |  | 1 |  |  | 0.99 |  | Outside
NJADRE1560165616 | Administratively Determined Incentive Program | Washington Twp | 8080 | 6.525 | Residential | Behind the Meter | Yes | SunnyMac, LLC | AC Electric |  | Accepted | 2025-07-28 | 2025-08-20 | 2026-08-20 | Solar Panels | HANWHA | Q.TRON BLK M-G2.H+ |  | 0.435 | 8 | 90 | 25 |  | Fixed | Roof
NJADRE1560165616 | Administratively Determined Incentive Program | Washington Twp | 8080 | 6.525 | Residential | Behind the Meter | Yes | SunnyMac, LLC | AC Electric |  | Accepted | 2025-07-28 | 2025-08-20 | 2026-08-20 | Solar Panels | HANWHA | Q.TRON BLK M-G2.H+ |  | 0.435 | 7 | 270 | 16 |  | Fixed | Roof
NJADRE1560165616 | Administratively Determined Incentive Program | Washington Twp | 8080 | 6.525 | Residential | Behind the Meter | Yes | SunnyMac, LLC | AC Electric |  | Accepted | 2025-07-28 | 2025-08-20 | 2026-08-20 | Inverters | SOLAREDGE HOME HUB | SE5700H-US | 5760 |  | 1 |  |  | 0.99 |  | Outdoor | next to meter
NJADRE1560165620 | Administratively Determined Incentive Program | Ocean | 7712 | 12.88 | Residential | Behind the Meter | No | Green Sun Energy Services, LLC | JCP&L |  | Accepted | 2025-07-29 | 2025-08-22 | 2026-08-22 | Meters | EnPhase | X-IQ-AM1-240-5C | 10640 |  | 1 |  |  |  | Yes | Outdoor
NJADRE1560165620 | Administratively Determined Incentive Program | Ocean | 7712 | 12.88 | Residential | Behind the Meter | No | Green Sun Energy Services, LLC | JCP&L |  | Accepted | 2025-07-29 | 2025-08-22 | 2026-08-22 | Solar Panels | REC | 460AA-PURE-RX |  | 0.46 | 28 | 292 | 20 |  | Fixed | Roof
NJADRE1560165620 | Administratively Determined Incentive Program | Ocean | 7712 | 12.88 | Residential | Behind the Meter | No | Green Sun Energy Services, LLC | JCP&L |  | Accepted | 2025-07-29 | 2025-08-22 | 2026-08-22 | Inverters | EnPhase | IQ8X-80-M-US | 10640 |  | 28 |  |  | 0.97 |  | Outside
NJADRE1560165621 | Administratively Determined Incentive Program | Clifton | 7011 | 4.565 | Residential | Behind the Meter | Yes | Big Wave Roofing and Solar, LLC | PSE&G |  | Accepted | 2025-07-28 | 2025-08-20 | 2026-08-20 | Inverters | Enphase | IQ8HC-72-M-DOM-US | 380 |  | 11 |  |  | 0.97 |  | Outdoor
NJADRE1560165621 | Administratively Determined Incentive Program | Clifton | 7011 | 4.565 | Residential | Behind the Meter | Yes | Big Wave Roofing and Solar, LLC | PSE&G |  | Accepted | 2025-07-28 | 2025-08-20 | 2026-08-20 | Solar Panels | Q cells | Q.PEAK DUO BLK ML-G10.C+415w |  | 0.415 | 1 | 77 | 37 |  | Fixed | Roof
NJADRE1560165621 | Administratively Determined Incentive Program | Clifton | 7011 | 4.565 | Residential | Behind the Meter | Yes | Big Wave Roofing and Solar, LLC | PSE&G |  | Accepted | 2025-07-28 | 2025-08-20 | 2026-08-20 | Solar Panels | Q cells | Q.PEAK DUO BLK ML-G10.C+415w |  | 0.415 | 7 | 257 | 37 |  | Fixed | Roof
NJADRE1560165621 | Administratively Determined Incentive Program | Clifton | 7011 | 4.565 | Residential | Behind the Meter | Yes | Big Wave Roofing and Solar, LLC | PSE&G |  | Accepted | 2025-07-28 | 2025-08-20 | 2026-08-20 | Solar Panels | Q cells | Q.PEAK DUO BLK ML-G10.C+415w |  | 0.415 | 3 | 347 | 37 |  | Fixed | Roof
NJADRE1560165629 | Administratively Determined Incentive Program | Hazlet | 7730 | 13.12 | Residential | Behind the Meter | No | Tesla Energy Operations, Inc. | JCP&L |  | Accepted | 2025-07-28 | 2025-08-20 | 2026-08-20 | Solar Panels | Hanwha | Q Cells Q.PEAK DUO BLK ML-G10+/TS 410 |  | 0.41 | 15 | 268 | 27 |  | Fixed | Roof
NJADRE1560165629 | Administratively Determined Incentive Program | Hazlet | 7730 | 13.12 | Residential | Behind the Meter | No | Tesla Energy Operations, Inc. | JCP&L |  | Accepted | 2025-07-28 | 2025-08-20 | 2026-08-20 | Solar Panels | Hanwha | Q Cells Q.PEAK DUO BLK ML-G10+/TS 410 |  | 0.41 | 17 | 88 | 27 |  | Fixed | Roof
NJADRE1560165629 | Administratively Determined Incentive Program | Hazlet | 7730 | 13.12 | Residential | Behind the Meter | No | Tesla Energy Operations, Inc. | JCP&L |  | Accepted | 2025-07-28 | 2025-08-20 | 2026-08-20 | Electric Storage Battery | Tesla | Powerwall 3 |  |  | 3 |  |  |  | Lithium Ion |  | OUTSIDE
NJADRE1560165629 | Administratively Determined Incentive Program | Hazlet | 7730 | 13.12 | Residential | Behind the Meter | No | Tesla Energy Operations, Inc. | JCP&L |  | Accepted | 2025-07-28 | 2025-08-20 | 2026-08-20 | Inverters | Tesla | 1707000-XX-Y | 11500 |  | 1 |  |  | 0.98 |  | Outdoor
NJADRE1560165642 | Administratively Determined Incentive Program | Shamong | 8088 | 19.35 | Residential | Behind the Meter | Yes | Power Energy Solutions, LLC | AC Electric |  | Accepted | 2025-07-28 | 2025-08-22 | 2026-08-22 | Inverters | Enphase | IQ8MC-72-M-US | 14 |  | 43 |  |  | 0.97 |  | Outdoor
NJADRE1560165642 | Administratively Determined Incentive Program | Shamong | 8088 | 19.35 | Residential | Behind the Meter | Yes | Power Energy Solutions, LLC | AC Electric |  | Accepted | 2025-07-28 | 2025-08-22 | 2026-08-22 | Solar Panels | Trina Solar | TSM-450NEG9RC.27 |  | 0.45 | 5 | 180 | 12 |  | Fixed | Roof
NJADRE1560165642 | Administratively Determined Incentive Program | Shamong | 8088 | 19.35 | Residential | Behind the Meter | Yes | Power Energy Solutions, LLC | AC Electric |  | Accepted | 2025-07-28 | 2025-08-22 | 2026-08-22 | Solar Panels | Trina Solar | TSM-450NEG9RC.27 |  | 0.45 | 9 | 1 | 21 |  | Fixed | Roof
NJADRE1560165642 | Administratively Determined Incentive Program | Shamong | 8088 | 19.35 | Residential | Behind the Meter | Yes | Power Energy Solutions, LLC | AC Electric |  | Accepted | 2025-07-28 | 2025-08-22 | 2026-08-22 | Solar Panels | Trina Solar | TSM-450NEG9RC.27 |  | 0.45 | 29 | 180 | 21 |  | Fixed | Roof
NJADRE1560165643 | Administratively Determined Incentive Program | Audubon | 8106 | 18.27 | Residential | Behind the Meter | Yes | SunnyMac, LLC | PSE&G |  | Accepted | 2025-07-28 | 2025-08-20 | 2026-08-20 | Inverters | SOLAREDGE HOME HUB | SE5700H-US | 5760 |  | 1 |  |  | 0.99 |  | Outdoor | next to meter
NJADRE1560165643 | Administratively Determined Incentive Program | Audubon | 8106 | 18.27 | Residential | Behind the Meter | Yes | SunnyMac, LLC | PSE&G |  | Accepted | 2025-07-28 | 2025-08-20 | 2026-08-20 | Solar Panels | HANWHA | Q.TRON BLK M-G2.H+ |  | 0.435 | 6 | 140 | 27 |  | Fixed | Roof
NJADRE1560165643 | Administratively Determined Incentive Program | Audubon | 8106 | 18.27 | Residential | Behind the Meter | Yes | SunnyMac, LLC | PSE&G |  | Accepted | 2025-07-28 | 2025-08-20 | 2026-08-20 | Solar Panels | HANWHA | Q.TRON BLK M-G2.H+ |  | 0.435 | 8 | 320 | 27 |  | Fixed | Roof
NJADRE1560165643 | Administratively Determined Incentive Program | Audubon | 8106 | 18.27 | Residential | Behind the Meter | Yes | SunnyMac, LLC | PSE&G |  | Accepted | 2025-07-28 | 2025-08-20 | 2026-08-20 | Inverters | SOLAREDGE HOME HUB | SE10000H-US | 10000 |  | 1 |  |  | 0.99 |  | Outdoor | next to meter
NJADRE1560165643 | Administratively Determined Incentive Program | Audubon | 8106 | 18.27 | Residential | Behind the Meter | Yes | SunnyMac, LLC | PSE&G |  | Accepted | 2025-07-28 | 2025-08-20 | 2026-08-20 | Solar Panels | HANWHA | Q.TRON BLK M-G2.H+ |  | 0.435 | 12 | 230 | 40 |  | Fixed | Roof
NJADRE1560165643 | Administratively Determined Incentive Program | Audubon | 8106 | 18.27 | Residential | Behind the Meter | Yes | SunnyMac, LLC | PSE&G |  | Accepted | 2025-07-28 | 2025-08-20 | 2026-08-20 | Solar Panels | HANWHA | Q.TRON BLK M-G2.H+ |  | 0.435 | 12 | 50 | 40 |  | Fixed | Roof
NJADRE1560165643 | Administratively Determined Incentive Program | Audubon | 8106 | 18.27 | Residential | Behind the Meter | Yes | SunnyMac, LLC | PSE&G |  | Accepted | 2025-07-28 | 2025-08-20 | 2026-08-20 | Solar Panels | HANWHA | Q.TRON BLK M-G2.H+ |  | 0.435 | 4 | 140 | 16 |  | Fixed | Roof
NJADRE1560165644 | Administratively Determined Incentive Program | Paterson | 7501 | 7.79 | Residential | Behind the Meter | Yes | Trinity Solar, LLC | PSE&G |  | Accepted | 2025-07-28 | 2025-08-20 | 2026-08-20 | Solar Panels | HANWHA 410 (Q.PEAK DUO BLK ML-G10+ 410) | HANWHA 410 (Q.PEAK DUO BLK ML-G10+ 410) |  | 0.41 | 10 | 3 | 23 |  | Fixed | Roof
NJADRE1560165644 | Administratively Determined Incentive Program | Paterson | 7501 | 7.79 | Residential | Behind the Meter | Yes | Trinity Solar, LLC | PSE&G |  | Accepted | 2025-07-28 | 2025-08-20 | 2026-08-20 | Inverters | SOLAREDGE | SE7600H-US | 7600 |  | 1 |  |  | 0.97 |  | Outside
NJADRE1560165644 | Administratively Determined Incentive Program | Paterson | 7501 | 7.79 | Residential | Behind the Meter | Yes | Trinity Solar, LLC | PSE&G |  | Accepted | 2025-07-28 | 2025-08-20 | 2026-08-20 | Solar Panels | HANWHA 410 (Q.PEAK DUO BLK ML-G10+ 410) | HANWHA 410 (Q.PEAK DUO BLK ML-G10+ 410) |  | 0.41 | 9 | 183 | 23 |  | Fixed | Roof
NJADRE1560165646 | Administratively Determined Incentive Program | Westwood | 7675 | 7.38 | Residential | Behind the Meter | Yes | Pro Custom Solar dba Momentum Solar | PSE&G |  | Accepted | 2025-07-28 | 2025-08-20 | 2026-08-20 | Solar Panels | HANWHA | HANWHA Q.PEAK DUO BLK ML-G10+410 |  | 0.41 | 4 | 84 | 38 |  | Fixed | Roof
NJADRE1560165646 | Administratively Determined Incentive Program | Westwood | 7675 | 7.38 | Residential | Behind the Meter | Yes | Pro Custom Solar dba Momentum Solar | PSE&G |  | Accepted | 2025-07-28 | 2025-08-20 | 2026-08-20 | Inverters | ENPHASE | IQ8HC-72-M-DOM-US | 380 |  | 18 |  |  | 0.97 |  | Outdoor
NJADRE1560165646 | Administratively Determined Incentive Program | Westwood | 7675 | 7.38 | Residential | Behind the Meter | Yes | Pro Custom Solar dba Momentum Solar | PSE&G |  | Accepted | 2025-07-28 | 2025-08-20 | 2026-08-20 | Solar Panels | HANWHA | HANWHA Q.PEAK DUO BLK ML-G10+410 |  | 0.41 | 14 | 174 | 22 |  | Fixed | Roof
NJADRE1560165666 | Administratively Determined Incentive Program | MERCHANTVILLE | 8109 | 21.84 | Residential | Behind the Meter | Yes | Panel Masters of NJ, LLC | PSE&G |  | Accepted | 2025-07-30 | 2025-08-25 | 2026-08-25 | Inverters | ENPHASE | IQ8M-72-2-US | 380 |  | 48 |  |  | 0.973 |  | Outside
NJADRE1560165666 | Administratively Determined Incentive Program | MERCHANTVILLE | 8109 | 21.84 | Residential | Behind the Meter | Yes | Panel Masters of NJ, LLC | PSE&G |  | Accepted | 2025-07-30 | 2025-08-25 | 2026-08-25 | Solar Panels | Canadian Solar | cs6.1-54TM-455w |  | 0.455 | 8 | 83 | 20 |  | Fixed | Roof
NJADRE1560165666 | Administratively Determined Incentive Program | MERCHANTVILLE | 8109 | 21.84 | Residential | Behind the Meter | Yes | Panel Masters of NJ, LLC | PSE&G |  | Accepted | 2025-07-30 | 2025-08-25 | 2026-08-25 | Solar Panels | Canadian Solar | cs6.1-54TM-455w |  | 0.455 | 3 | 173 | 20 |  | Fixed | Roof
NJADRE1560165666 | Administratively Determined Incentive Program | MERCHANTVILLE | 8109 | 21.84 | Residential | Behind the Meter | Yes | Panel Masters of NJ, LLC | PSE&G |  | Accepted | 2025-07-30 | 2025-08-25 | 2026-08-25 | Solar Panels | Canadian Solar | cs6.1-54TM-455w |  | 0.455 | 19 | 263 | 45 |  | Fixed | Roof
NJADRE1560165666 | Administratively Determined Incentive Program | MERCHANTVILLE | 8109 | 21.84 | Residential | Behind the Meter | Yes | Panel Masters of NJ, LLC | PSE&G |  | Accepted | 2025-07-30 | 2025-08-25 | 2026-08-25 | Solar Panels | Canadian Solar | cs6.1-54TM-455w |  | 0.455 | 18 | 83 | 45 |  | Fixed | Roof
NJADRE1560165670 | Administratively Determined Incentive Program | EWING | 8638 | 6.56 | Residential | Behind the Meter | Yes | Sunrun Installation Services, Inc. | PSE&G |  | Accepted | 2025-07-28 | 2025-08-20 | 2026-08-20 | Inverters | TESLA | Powerwall 3 1707000-xx-y | 11500 |  | 1 |  |  | 0.97 |  | Outdoor
NJADRE1560165670 | Administratively Determined Incentive Program | EWING | 8638 | 6.56 | Residential | Behind the Meter | Yes | Sunrun Installation Services, Inc. | PSE&G |  | Accepted | 2025-07-28 | 2025-08-20 | 2026-08-20 | Electric Storage Battery | TESLA | Powerwall 3 1707000-xx-y |  |  | 1 |  |  |  | Lithium Ion |  | Outside
NJADRE1560165670 | Administratively Determined Incentive Program | EWING | 8638 | 6.56 | Residential | Behind the Meter | Yes | Sunrun Installation Services, Inc. | PSE&G |  | Accepted | 2025-07-28 | 2025-08-20 | 2026-08-20 | Solar Panels | Hanwha Q-Cells | Q.PEAK DUO BLK ML-G10.C+ 410 (MD06G100A-017) |  | 0.41 | 16 | 195 | 24 |  | Fixed | Roof
NJADRE1560165674 | Administratively Determined Incentive Program | River Edge | 7661 | 12.9 | Residential | Behind the Meter | No | EMT Renewables, LLC | PSE&G |  | Accepted | 2025-07-28 | 2025-08-21 | 2026-08-21 | Solar Panels | Q CELLS | Q TRON |  | 0.43 | 10 | 109 | 37 |  | Fixed | Roof
NJADRE1560165674 | Administratively Determined Incentive Program | River Edge | 7661 | 12.9 | Residential | Behind the Meter | No | EMT Renewables, LLC | PSE&G |  | Accepted | 2025-07-28 | 2025-08-21 | 2026-08-21 | Solar Panels | Q.CELLS | Q TRON |  | 0.43 | 4 | 199 | 12 |  | Fixed | Roof
NJADRE1560165674 | Administratively Determined Incentive Program | River Edge | 7661 | 12.9 | Residential | Behind the Meter | No | EMT Renewables, LLC | PSE&G |  | Accepted | 2025-07-28 | 2025-08-21 | 2026-08-21 | Inverters | ENPHASE | IQ8+ | 290 |  | 30 |  |  | 0.98 |  | Other | UNDER EACH PANEL
NJADRE1560165674 | Administratively Determined Incentive Program | River Edge | 7661 | 12.9 | Residential | Behind the Meter | No | EMT Renewables, LLC | PSE&G |  | Accepted | 2025-07-28 | 2025-08-21 | 2026-08-21 | Solar Panels | Q CELLS | Q TRON |  | 0.43 | 4 | 289 | 37 |  | Fixed | Roof
NJADRE1560165674 | Administratively Determined Incentive Program | River Edge | 7661 | 12.9 | Residential | Behind the Meter | No | EMT Renewables, LLC | PSE&G |  | Accepted | 2025-07-28 | 2025-08-21 | 2026-08-21 | Solar Panels | Q CELLS | Q TRON |  | 0.43 | 12 | 199 | 28 |  | Fixed | Roof
NJADRE1560165680 | Administratively Determined Incentive Program | Elizabeth | 7202 | 7.29 | Residential | Behind the Meter | Yes | Sunrun Installation Services, Inc. | PSE&G |  | Accepted | 2025-07-28 | 2025-08-20 | 2026-08-20 | Solar Panels | JA Solar | JAM54S31-405/MR |  | 0.405 | 15 | 66 | 21 |  | Fixed | Roof
NJADRE1560165680 | Administratively Determined Incentive Program | Elizabeth | 7202 | 7.29 | Residential | Behind the Meter | Yes | Sunrun Installation Services, Inc. | PSE&G |  | Accepted | 2025-07-28 | 2025-08-20 | 2026-08-20 | Solar Panels | JA Solar | JAM54S31-405/MR |  | 0.405 | 3 | 156 | 21 |  | Fixed | Roof
NJADRE1560165680 | Administratively Determined Incentive Program | Elizabeth | 7202 | 7.29 | Residential | Behind the Meter | Yes | Sunrun Installation Services, Inc. | PSE&G |  | Accepted | 2025-07-28 | 2025-08-20 | 2026-08-20 | Inverters | SolarEdge Technologies | SE5700H-USMN | 5760 |  | 1 |  |  | 0.99 |  | Outdoor
NJADRE1560165681 | Administratively Determined Incentive Program | North Bergen | 7047 | 13.94 | Residential | Behind the Meter | Yes | Pro Custom Solar dba Momentum Solar | PSE&G |  | Accepted | 2025-07-28 | 2025-08-20 | 2026-08-20 | Solar Panels | HANWHA | HANWHA Q.PEAK DUO BLK ML-G10+410 |  | 0.41 | 8 | 301 | 30 |  | Fixed | Roof
NJADRE1560165681 | Administratively Determined Incentive Program | North Bergen | 7047 | 13.94 | Residential | Behind the Meter | Yes | Pro Custom Solar dba Momentum Solar | PSE&G |  | Accepted | 2025-07-28 | 2025-08-20 | 2026-08-20 | Solar Panels | HANWHA | HANWHA Q.PEAK DUO BLK ML-G10+410 |  | 0.41 | 8 | 211 | 16 |  | Fixed | Roof
NJADRE1560165681 | Administratively Determined Incentive Program | North Bergen | 7047 | 13.94 | Residential | Behind the Meter | Yes | Pro Custom Solar dba Momentum Solar | PSE&G |  | Accepted | 2025-07-28 | 2025-08-20 | 2026-08-20 | Solar Panels | HANWHA | HANWHA Q.PEAK DUO BLK ML-G10+410 |  | 0.41 | 8 | 121 | 30 |  | Fixed | Roof
NJADRE1560165681 | Administratively Determined Incentive Program | North Bergen | 7047 | 13.94 | Residential | Behind the Meter | Yes | Pro Custom Solar dba Momentum Solar | PSE&G |  | Accepted | 2025-07-28 | 2025-08-20 | 2026-08-20 | Inverters | ENPHASE | IQ8HC-72-M-DOM-US | 380 |  | 34 |  |  | 0.97 |  | Outdoor
NJADRE1560165681 | Administratively Determined Incentive Program | North Bergen | 7047 | 13.94 | Residential | Behind the Meter | Yes | Pro Custom Solar dba Momentum Solar | PSE&G |  | Accepted | 2025-07-28 | 2025-08-20 | 2026-08-20 | Solar Panels | HANWHA | HANWHA Q.PEAK DUO BLK ML-G10+410 |  | 0.41 | 10 | 31 | 13 |  | Fixed | Roof
NJADRE1560165683 | Administratively Determined Incentive Program | Winslow Township | 8081 | 13.485 | Residential | Behind the Meter | Yes | SunnyMac, LLC | PSE&G |  | Accepted | 2025-07-28 | 2025-08-20 | 2026-08-20 | Solar Panels | HANWHA | Q.TRON BLK M-G2.H+ |  | 0.435 | 10 | 106 | 18 |  | Fixed | Roof
NJADRE1560165683 | Administratively Determined Incentive Program | Winslow Township | 8081 | 13.485 | Residential | Behind the Meter | Yes | SunnyMac, LLC | PSE&G |  | Accepted | 2025-07-28 | 2025-08-20 | 2026-08-20 | Solar Panels | HANWHA | Q.TRON BLK M-G2.H+ |  | 0.435 | 15 | 286 | 30 |  | Fixed | Roof
NJADRE1560165683 | Administratively Determined Incentive Program | Winslow Township | 8081 | 13.485 | Residential | Behind the Meter | Yes | SunnyMac, LLC | PSE&G |  | Accepted | 2025-07-28 | 2025-08-20 | 2026-08-20 | Solar Panels | HANWHA | Q.TRON BLK M-G2.H+ |  | 0.435 | 6 | 286 | 30 |  | Fixed | Roof
NJADRE1560165683 | Administratively Determined Incentive Program | Winslow Township | 8081 | 13.485 | Residential | Behind the Meter | Yes | SunnyMac, LLC | PSE&G |  | Accepted | 2025-07-28 | 2025-08-20 | 2026-08-20 | Inverters | SOLAREDGE HOME HUB | SE10000H-US | 10000 |  | 1 |  |  | 0.99 |  | Outdoor | next to meter
NJADRE1560165698 | Administratively Determined Incentive Program | Randolph | 7869 | 7.38 | Residential | Behind the Meter | Yes | Trinity Solar, LLC | JCP&L |  | Accepted | 2025-07-28 | 2025-08-20 | 2026-08-20 | Solar Panels | Hanwha | Q.PEAK DUO BLK ML-G10+ 410 |  | 0.41 | 12 | 111 | 35 |  | Fixed | Roof
NJADRE1560165698 | Administratively Determined Incentive Program | Randolph | 7869 | 7.38 | Residential | Behind the Meter | Yes | Trinity Solar, LLC | JCP&L |  | Accepted | 2025-07-28 | 2025-08-20 | 2026-08-20 | Inverters | Solar Edge | SE6000H-US | 6000 |  | 1 |  |  | 0.97 |  | Outside
NJADRE1560165698 | Administratively Determined Incentive Program | Randolph | 7869 | 7.38 | Residential | Behind the Meter | Yes | Trinity Solar, LLC | JCP&L |  | Accepted | 2025-07-28 | 2025-08-20 | 2026-08-20 | Solar Panels | HANWHA | Q.PEAK DUO BLK ML-G10+ 410 |  | 0.41 | 6 | 201 | 35 |  | Fixed | Roof
NJADRE1560165701 | Administratively Determined Incentive Program | Bloomfield | 7003 | 5.33 | Residential | Behind the Meter | Yes | Define Solar, LLC | PSE&G |  | Accepted | 2025-07-28 | 2025-08-22 | 2026-08-22 | Inverters | Enphase | IQ8PLUS-72-2-US | 290 |  | 13 |  |  | 0.976 |  | Outside | Under each pv panel
NJADRE1560165701 | Administratively Determined Incentive Program | Bloomfield | 7003 | 5.33 | Residential | Behind the Meter | Yes | Define Solar, LLC | PSE&G |  | Accepted | 2025-07-28 | 2025-08-22 | 2026-08-22 | Solar Panels | Znshine | ZXM7-SH108 410 |  | 0.41 | 13 | 250 | 42 |  | Fixed | Roof
NJADRE1560165706 | Administratively Determined Incentive Program | FRANKLINVILLE | 8322 | 43 | Residential | Behind the Meter | No | RCL Enterprises, Inc. | AC Electric |  | Accepted | 2025-07-28 | 2025-08-21 | 2026-08-21 | Inverters | Enphase | IQ8+ | 290 |  | 100 |  |  | 0.97 |  | Outside
NJADRE1560165706 | Administratively Determined Incentive Program | FRANKLINVILLE | 8322 | 43 | Residential | Behind the Meter | No | RCL Enterprises, Inc. | AC Electric |  | Accepted | 2025-07-28 | 2025-08-21 | 2026-08-21 | Solar Panels | SEG Solar | SEG-430-BTD-BG |  | 0.43 | 50 | 128 | 18 |  | Fixed | Roof
NJADRE1560165706 | Administratively Determined Incentive Program | FRANKLINVILLE | 8322 | 43 | Residential | Behind the Meter | No | RCL Enterprises, Inc. | AC Electric |  | Accepted | 2025-07-28 | 2025-08-21 | 2026-08-21 | Solar Panels | SEG Solar | SEG-430-BTD-BG |  | 0.43 | 50 | 308 | 18 |  | Fixed | Roof
NJADRE1560165710 | Administratively Determined Incentive Program | Cape May Court House | 8210 | 12.3 | Residential | Behind the Meter | Yes | Define Solar, LLC | AC Electric |  | Accepted | 2025-07-28 | 2025-08-20 | 2026-08-20 | Solar Panels | Znshine | ZXM7-SH108 410 |  | 0.41 | 28 | 180 | 30 |  | Fixed | Ground
NJADRE1560165710 | Administratively Determined Incentive Program | Cape May Court House | 8210 | 12.3 | Residential | Behind the Meter | Yes | Define Solar, LLC | AC Electric |  | Accepted | 2025-07-28 | 2025-08-20 | 2026-08-20 | Inverters | Enphase | IQ8PLUS-72-2-US | 290 |  | 2 |  |  | 0.976 |  | Outside | Under each pv panel
NJADRE1560165710 | Administratively Determined Incentive Program | Cape May Court House | 8210 | 12.3 | Residential | Behind the Meter | Yes | Define Solar, LLC | AC Electric |  | Accepted | 2025-07-28 | 2025-08-20 | 2026-08-20 | Solar Panels | Znshine | ZXM7-SH108 410 |  | 0.41 | 2 | 180 | 30 |  | Fixed | Ground
NJADRE1560165710 | Administratively Determined Incentive Program | Cape May Court House | 8210 | 12.3 | Residential | Behind the Meter | Yes | Define Solar, LLC | AC Electric |  | Accepted | 2025-07-28 | 2025-08-20 | 2026-08-20 | Inverters | Enphase | IQ8PLUS-72-2-US | 290 |  | 28 |  |  | 0.976 |  | Outside | Under each pv panel
NJADRE1560165715 | Administratively Determined Incentive Program | Woodbridge Twp | 7095 | 5.67 | Residential | Behind the Meter | Yes | Mona Lee GoodLeap Resi Solar | PSE&G |  | Accepted | 2025-07-28 | 2025-08-20 | 2026-08-20 | Inverters | SOLAREDGE | USE5700H-USMNBL75 | 5700 |  | 1 |  |  | 0 |  | Outdoor
NJADRE1560165715 | Administratively Determined Incentive Program | Woodbridge Twp | 7095 | 5.67 | Residential | Behind the Meter | Yes | Mona Lee GoodLeap Resi Solar | PSE&G |  | Accepted | 2025-07-28 | 2025-08-20 | 2026-08-20 | Solar Panels | JA SOLAR | JAM54S31-405/MR |  | 0.405 | 4 | 353 | 40 |  | Fixed | Roof
NJADRE1560165715 | Administratively Determined Incentive Program | Woodbridge Twp | 7095 | 5.67 | Residential | Behind the Meter | Yes | Mona Lee GoodLeap Resi Solar | PSE&G |  | Accepted | 2025-07-28 | 2025-08-20 | 2026-08-20 | Solar Panels | JA SOLAR | JAM54S31-405/MR |  | 0.405 | 10 | 173 | 40 |  | Fixed | Roof
NJADRE1560165719 | Administratively Determined Incentive Program | Stratford | 8084 | 7.38 | Residential | Behind the Meter | Yes | EMT Renewables, LLC | AC Electric |  | Accepted | 2025-07-28 | 2025-08-21 | 2026-08-21 | Solar Panels | MSE PERC | MSE-410 |  | 0.41 | 18 | 231 | 25 |  | Fixed | Roof
NJADRE1560165719 | Administratively Determined Incentive Program | Stratford | 8084 | 7.38 | Residential | Behind the Meter | Yes | EMT Renewables, LLC | AC Electric |  | Accepted | 2025-07-28 | 2025-08-21 | 2026-08-21 | Inverters | ENPHASE | IQ8+ | 290 |  | 18 |  |  | 0.98 |  | Other | UNDER EACH PANEL
NJADRE1560165723 | Administratively Determined Incentive Program | Haledon | 7508 | 4.92 | Residential | Behind the Meter | Yes | Trinity Solar, LLC | PSE&G |  | Accepted | 2025-07-28 | 2025-08-20 | 2026-08-20 | Solar Panels | HANWHA 410 (Q.PEAK DUO BLK ML-G10+ 410) | HANWHA 410 (Q.PEAK DUO BLK ML-G10+ 410) |  | 0.41 | 8 | 50 | 20 |  | Fixed | Roof
NJADRE1560165723 | Administratively Determined Incentive Program | Haledon | 7508 | 4.92 | Residential | Behind the Meter | Yes | Trinity Solar, LLC | PSE&G |  | Accepted | 2025-07-28 | 2025-08-20 | 2026-08-20 | Solar Panels | HANWHA 410 (Q.PEAK DUO BLK ML-G10+ 410) | HANWHA 410 (Q.PEAK DUO BLK ML-G10+ 410) |  | 0.41 | 4 | 230 | 21 |  | Fixed | Roof
NJADRE1560165723 | Administratively Determined Incentive Program | Haledon | 7508 | 4.92 | Residential | Behind the Meter | Yes | Trinity Solar, LLC | PSE&G |  | Accepted | 2025-07-28 | 2025-08-20 | 2026-08-20 | Inverters | SOLAREDGE | SE3800H-US | 3800 |  | 1 |  |  | 0.97 |  | Outside
NJADRE1560165725 | Administratively Determined Incentive Program | PENNSVILLE | 8070 | 16.38 | Residential | Behind the Meter | Yes | Panel Masters of NJ, LLC | AC Electric |  | Accepted | 2025-07-30 | 2025-08-25 | 2026-08-25 | Solar Panels | Canadian Solar | cs6.1-54TM-455w |  | 0.455 | 15 | 221 | 36 |  | Fixed | Roof
NJADRE1560165725 | Administratively Determined Incentive Program | PENNSVILLE | 8070 | 16.38 | Residential | Behind the Meter | Yes | Panel Masters of NJ, LLC | AC Electric |  | Accepted | 2025-07-30 | 2025-08-25 | 2026-08-25 | Inverters | ENPHASE | IQ8M-72-2-US | 325 |  | 36 |  |  | 0.975 |  | Outside
NJADRE1560165725 | Administratively Determined Incentive Program | PENNSVILLE | 8070 | 16.38 | Residential | Behind the Meter | Yes | Panel Masters of NJ, LLC | AC Electric |  | Accepted | 2025-07-30 | 2025-08-25 | 2026-08-25 | Solar Panels | Canadian Solar | cs6.1-54TM-455w |  | 0.455 | 9 | 221 | 35 |  | Fixed | Roof
NJADRE1560165725 | Administratively Determined Incentive Program | PENNSVILLE | 8070 | 16.38 | Residential | Behind the Meter | Yes | Panel Masters of NJ, LLC | AC Electric |  | Accepted | 2025-07-30 | 2025-08-25 | 2026-08-25 | Solar Panels | Canadian Solar | cs6.1-54TM-455w |  | 0.455 | 12 | 221 | 25 |  | Fixed | Roof
NJADRE1560165728 | Administratively Determined Incentive Program | Pleasantville | 8232 | 9.43 | Residential | Behind the Meter | Yes | EMT Renewables, LLC | AC Electric |  | Accepted | 2025-07-28 | 2025-08-21 | 2026-08-21 | Solar Panels | MSE PERC | MSE-410 |  | 0.41 | 18 | 209 | 23 |  | Fixed | Roof
NJADRE1560165728 | Administratively Determined Incentive Program | Pleasantville | 8232 | 9.43 | Residential | Behind the Meter | Yes | EMT Renewables, LLC | AC Electric |  | Accepted | 2025-07-28 | 2025-08-21 | 2026-08-21 | Inverters | ENPHASE | IQ8+ | 290 |  | 23 |  |  | 0.98 |  | Other | UNDER EACH PANEL
NJADRE1560165728 | Administratively Determined Incentive Program | Pleasantville | 8232 | 9.43 | Residential | Behind the Meter | Yes | EMT Renewables, LLC | AC Electric |  | Accepted | 2025-07-28 | 2025-08-21 | 2026-08-21 | Solar Panels | MSE PERC | MSE-410 |  | 0.41 | 5 | 29 | 23 |  | Fixed | Roof
NJADRE1560165730 | Administratively Determined Incentive Program | Hillsborough | 8844 | 16.34 | Residential | Behind the Meter | No | Infinity Solar Systems, LLC | JCP&L |  | Accepted | 2025-07-28 | 2025-08-21 | 2026-08-21 | Inverters | Enphase | IQ8MC-72-M-US | 320 |  | 38 |  |  | 0.97 |  | Outdoor
NJADRE1560165730 | Administratively Determined Incentive Program | Hillsborough | 8844 | 16.34 | Residential | Behind the Meter | No | Infinity Solar Systems, LLC | JCP&L |  | Accepted | 2025-07-28 | 2025-08-21 | 2026-08-21 | Solar Panels | SEG Solar | SEG-430-BTD-BG |  | 0.43 | 38 | 155 | 18 |  | Fixed | Roof
NJADRE1560165731 | Administratively Determined Incentive Program | Newark | 7104 | 4.785 | Residential | Behind the Meter | Yes | SunnyMac, LLC | PSE&G |  | Accepted | 2025-07-28 | 2025-08-21 | 2026-08-21 | Solar Panels | HANWHA | Q.TRON BLK M-G2.H+ |  | 0.435 | 11 | 213 | 17 |  | Fixed | Roof
NJADRE1560165731 | Administratively Determined Incentive Program | Newark | 7104 | 4.785 | Residential | Behind the Meter | Yes | SunnyMac, LLC | PSE&G |  | Accepted | 2025-07-28 | 2025-08-21 | 2026-08-21 | Inverters | SOLAREDGE HOME HUB | SE3800H-US | 3800 |  | 1 |  |  | 0.99 |  | Outdoor | next to meter
NJADRE1560165745 | Administratively Determined Incentive Program | Linden | 7036 | 11.375 | Residential | Behind the Meter | Yes | Kamtech Solar Solutions | PSE&G |  | Accepted | 2025-07-28 | 2025-08-21 | 2026-08-21 | Inverters | ENPHASE | IQ8AC-72M-US | 349 |  | 25 |  |  | 0.973 |  | Outdoor | ROOFTOP
NJADRE1560165745 | Administratively Determined Incentive Program | Linden | 7036 | 11.375 | Residential | Behind the Meter | Yes | Kamtech Solar Solutions | PSE&G |  | Accepted | 2025-07-28 | 2025-08-21 | 2026-08-21 | Solar Panels | CANADIAN SOLAR | CS6. 1-54TM-455 |  | 0.455 | 7 | 39 | 25 |  | Fixed | Roof
NJADRE1560165745 | Administratively Determined Incentive Program | Linden | 7036 | 11.375 | Residential | Behind the Meter | Yes | Kamtech Solar Solutions | PSE&G |  | Accepted | 2025-07-28 | 2025-08-21 | 2026-08-21 | Solar Panels | CANADIAN SOLAR | CS6. 1-54TM-455 |  | 0.455 | 7 | 129 | 25 |  | Fixed | Roof
NJADRE1560165745 | Administratively Determined Incentive Program | Linden | 7036 | 11.375 | Residential | Behind the Meter | Yes | Kamtech Solar Solutions | PSE&G |  | Accepted | 2025-07-28 | 2025-08-21 | 2026-08-21 | Solar Panels | CANADIAN SOLAR | CS6. 1-54TM-455 |  | 0.455 | 11 | 219 | 25 |  | Fixed | Roof
NJADRE1560165747 | Administratively Determined Incentive Program | Galloway | 8205 | 10.625 | Residential | Behind the Meter | Yes | Power Energy Solutions, LLC | AC Electric |  | Accepted | 2025-07-28 | 2025-08-22 | 2026-08-22 | Solar Panels | Trina Solar | TSM-425NE09RC.05 |  | 0.425 | 19 | 194 | 27 |  | Fixed | Roof
NJADRE1560165747 | Administratively Determined Incentive Program | Galloway | 8205 | 10.625 | Residential | Behind the Meter | Yes | Power Energy Solutions, LLC | AC Electric |  | Accepted | 2025-07-28 | 2025-08-22 | 2026-08-22 | Inverters | Enphase | IQ8MC-72-M-US | 8 |  | 25 |  |  | 0.97 |  | Outdoor
NJADRE1560165747 | Administratively Determined Incentive Program | Galloway | 8205 | 10.625 | Residential | Behind the Meter | Yes | Power Energy Solutions, LLC | AC Electric |  | Accepted | 2025-07-28 | 2025-08-22 | 2026-08-22 | Solar Panels | Trina Solar | TSM-425NE09RC.05 |  | 0.425 | 5 | 193 | 26 |  | Fixed | Roof
NJADRE1560165747 | Administratively Determined Incentive Program | Galloway | 8205 | 10.625 | Residential | Behind the Meter | Yes | Power Energy Solutions, LLC | AC Electric |  | Accepted | 2025-07-28 | 2025-08-22 | 2026-08-22 | Solar Panels | Trina Solar | TSM-425NE09RC.05 |  | 0.425 | 1 | 104 | 27 |  | Fixed | Roof
NJADRE1560165756 | Administratively Determined Incentive Program | Westfield | 7090 | 9.43 | Residential | Behind the Meter | No | Tesla Energy Operations, Inc. | PSE&G |  | Accepted | 2025-07-28 | 2025-08-21 | 2026-08-21 | Solar Panels | Hanwha | Q.PEAK DUO BLK ML-G10+/TS 410 |  | 0.41 | 8 | 308 | 27 |  | Fixed | Roof
NJADRE1560165756 | Administratively Determined Incentive Program | Westfield | 7090 | 9.43 | Residential | Behind the Meter | No | Tesla Energy Operations, Inc. | PSE&G |  | Accepted | 2025-07-28 | 2025-08-21 | 2026-08-21 | Solar Panels | Hanwha | Q.PEAK DUO BLK ML-G10+/TS 410 |  | 0.41 | 15 | 128 | 27 |  | Fixed | Roof
NJADRE1560165756 | Administratively Determined Incentive Program | Westfield | 7090 | 9.43 | Residential | Behind the Meter | No | Tesla Energy Operations, Inc. | PSE&G |  | Accepted | 2025-07-28 | 2025-08-21 | 2026-08-21 | Electric Storage Battery | Tesla | Powerwall 3 |  |  | 1 |  |  |  | Lithium Ion |  | OUTSIDE
NJADRE1560165756 | Administratively Determined Incentive Program | Westfield | 7090 | 9.43 | Residential | Behind the Meter | No | Tesla Energy Operations, Inc. | PSE&G |  | Accepted | 2025-07-28 | 2025-08-21 | 2026-08-21 | Inverters | Tesla | 1707000-XX-Y 11.5 kW | 11500 |  | 1 |  |  | 0.98 |  | Outdoor
NJADRE1560165758 | Administratively Determined Incentive Program | Plainsboro | 8536 | 8.2 | Residential | Behind the Meter | Yes | Trinity Solar, LLC | PSE&G |  | Accepted | 2025-07-28 | 2025-08-20 | 2026-08-20 | Solar Panels | HANWHA 410 (Q.PEAK DUO BLK ML-G10+ 410) | HANWHA 410 (Q.PEAK DUO BLK ML-G10+ 410) |  | 0.41 | 10 | 187 | 40 |  | Fixed | Roof
NJADRE1560165758 | Administratively Determined Incentive Program | Plainsboro | 8536 | 8.2 | Residential | Behind the Meter | Yes | Trinity Solar, LLC | PSE&G |  | Accepted | 2025-07-28 | 2025-08-20 | 2026-08-20 | Solar Panels | HANWHA 410 (Q.PEAK DUO BLK ML-G10+ 410) | HANWHA 410 (Q.PEAK DUO BLK ML-G10+ 410) |  | 0.41 | 10 | 277 | 30 |  | Fixed | Roof
NJADRE1560165758 | Administratively Determined Incentive Program | Plainsboro | 8536 | 8.2 | Residential | Behind the Meter | Yes | Trinity Solar, LLC | PSE&G |  | Accepted | 2025-07-28 | 2025-08-20 | 2026-08-20 | Inverters | SOLAREDGE | SE7600H-U | 7600 |  | 1 |  |  | 0.97 |  | Outside
NJADRE1560165764 | Administratively Determined Incentive Program | Toms River | 8755 | 13.175 | Residential | Behind the Meter | No | Powerlutions, LLC | JCP&L |  | Accepted | 2025-07-28 | 2025-08-21 | 2026-08-21 | Solar Panels | Trina | TSM-425NE09RC.05 |  | 0.425 | 7 | 187 | 37 |  | Fixed | Roof
NJADRE1560165764 | Administratively Determined Incentive Program | Toms River | 8755 | 13.175 | Residential | Behind the Meter | No | Powerlutions, LLC | JCP&L |  | Accepted | 2025-07-28 | 2025-08-21 | 2026-08-21 | Solar Panels | Trina | TSM-425NE09RC.05 |  | 0.425 | 3 | 97 | 38 |  | Fixed | Roof
NJADRE1560165764 | Administratively Determined Incentive Program | Toms River | 8755 | 13.175 | Residential | Behind the Meter | No | Powerlutions, LLC | JCP&L |  | Accepted | 2025-07-28 | 2025-08-21 | 2026-08-21 | Solar Panels | Trina | TSM-425NE09RC.05 |  | 0.425 | 3 | 277 | 37 |  | Fixed | Roof
NJADRE1560165764 | Administratively Determined Incentive Program | Toms River | 8755 | 13.175 | Residential | Behind the Meter | No | Powerlutions, LLC | JCP&L |  | Accepted | 2025-07-28 | 2025-08-21 | 2026-08-21 | Solar Panels | Trina | TSM-425NE09RC.05 |  | 0.425 | 4 | 277 | 38 |  | Fixed | Roof
NJADRE1560165764 | Administratively Determined Incentive Program | Toms River | 8755 | 13.175 | Residential | Behind the Meter | No | Powerlutions, LLC | JCP&L |  | Accepted | 2025-07-28 | 2025-08-21 | 2026-08-21 | Inverters | Enphase | IQ8MC-72-M-US | 320 |  | 31 |  |  | 0.98 |  | Outdoor
NJADRE1560165764 | Administratively Determined Incentive Program | Toms River | 8755 | 13.175 | Residential | Behind the Meter | No | Powerlutions, LLC | JCP&L |  | Accepted | 2025-07-28 | 2025-08-21 | 2026-08-21 | Solar Panels | Trina | TSM-425NE09RC.05 |  | 0.425 | 2 | 97 | 37 |  | Fixed | Roof
NJADRE1560165764 | Administratively Determined Incentive Program | Toms River | 8755 | 13.175 | Residential | Behind the Meter | No | Powerlutions, LLC | JCP&L |  | Accepted | 2025-07-28 | 2025-08-21 | 2026-08-21 | Solar Panels | Trina | TSM-425NE09RC.05 |  | 0.425 | 12 | 187 | 37 |  | Fixed | Roof
NJADRE1560165771 | Administratively Determined Incentive Program | Glassboro | 8028 | 6.525 | Residential | Behind the Meter | Yes | EMT Renewables, LLC | AC Electric |  | Accepted | 2025-07-28 | 2025-08-21 | 2026-08-21 | Solar Panels | Q CELLS | Q TRON |  | 0.435 | 15 | 179 | 20 |  | Fixed | Roof
NJADRE1560165771 | Administratively Determined Incentive Program | Glassboro | 8028 | 6.525 | Residential | Behind the Meter | Yes | EMT Renewables, LLC | AC Electric |  | Accepted | 2025-07-28 | 2025-08-21 | 2026-08-21 | Inverters | ENPHASE | IQ8+ | 290 |  | 15 |  |  | 0.98 |  | Other | UNDER EACH PANEL
NJADRE1560165772 | Administratively Determined Incentive Program | ERIAL | 8081 | 14.35 | Residential | Behind the Meter | No | Freedom Forever New Jersey, LLC | AC Electric |  | Accepted | 2025-07-28 | 2025-08-21 | 2026-08-21 | Solar Panels | Hanwha | Q.PEAK DUO BLK ML-G10+ 410 |  | 0.41 | 10 | 290 | 25 |  | Fixed | Roof
NJADRE1560165772 | Administratively Determined Incentive Program | ERIAL | 8081 | 14.35 | Residential | Behind the Meter | No | Freedom Forever New Jersey, LLC | AC Electric |  | Accepted | 2025-07-28 | 2025-08-21 | 2026-08-21 | Inverters | Solar Edge | SE10000H-USRGM [SI1] | 10000 |  | 1 |  |  | 0.99 |  | Outside
NJADRE1560165772 | Administratively Determined Incentive Program | ERIAL | 8081 | 14.35 | Residential | Behind the Meter | No | Freedom Forever New Jersey, LLC | AC Electric |  | Accepted | 2025-07-28 | 2025-08-21 | 2026-08-21 | Solar Panels | Hanwha | Q.PEAK DUO BLK ML-G10+ 410 |  | 0.41 | 25 | 110 | 25 |  | Fixed | Roof
NJADRE1560165775 | Administratively Determined Incentive Program | SEWELL | 8080 | 3.28 | Residential | Behind the Meter | Yes | Trinity Solar, LLC | AC Electric |  | Accepted | 2025-07-28 | 2025-08-21 | 2026-08-21 | Solar Panels | Hanwha | Q.PEAK DUO BLK ML-G10+ 410 |  | 0.41 | 8 | 141 | 8 |  | Fixed | Roof
NJADRE1560165775 | Administratively Determined Incentive Program | SEWELL | 8080 | 3.28 | Residential | Behind the Meter | Yes | Trinity Solar, LLC | AC Electric |  | Accepted | 2025-07-28 | 2025-08-21 | 2026-08-21 | Inverters | Solar Edge | USE3800H-US | 3800 |  | 1 |  |  | 0.97 |  | Outside
NJADRE1560165779 | Administratively Determined Incentive Program | Waretown | 8758 | 6.525 | Residential | Behind the Meter | Yes | Integrity Solar & Home Solutions, LLC | JCP&L |  | Accepted | 2025-07-28 | 2025-08-21 | 2026-08-21 | Solar Panels | Q CELLS | Q.TRON BLK M-G2H+ 435 |  | 0.435 | 7 | 92 | 30 |  | Fixed | Roof
NJADRE1560165779 | Administratively Determined Incentive Program | Waretown | 8758 | 6.525 | Residential | Behind the Meter | Yes | Integrity Solar & Home Solutions, LLC | JCP&L |  | Accepted | 2025-07-28 | 2025-08-21 | 2026-08-21 | Solar Panels | Q CELLS | Q.TRON BLK M-G2H+ 435 |  | 0.435 | 8 | 182 | 26 |  | Fixed | Roof
NJADRE1560165779 | Administratively Determined Incentive Program | Waretown | 8758 | 6.525 | Residential | Behind the Meter | Yes | Integrity Solar & Home Solutions, LLC | JCP&L |  | Accepted | 2025-07-28 | 2025-08-21 | 2026-08-21 | Inverters | ENPHASE | IQ8HC | 380 |  | 15 |  |  | 0.98 |  | Other | UNDER EACH PANEL
NJADRE1560165783 | Administratively Determined Incentive Program | Jackson | 8527 | 9.84 | Residential | Behind the Meter | No | Define Solar, LLC | JCP&L |  | Accepted | 2025-07-28 | 2025-08-21 | 2026-08-21 | Inverters | Enphase | IQ8PLUS-72-2-US | 290 |  | 24 |  |  | 0.976 |  | Outside | Under each pv panel
NJADRE1560165783 | Administratively Determined Incentive Program | Jackson | 8527 | 9.84 | Residential | Behind the Meter | No | Define Solar, LLC | JCP&L |  | Accepted | 2025-07-28 | 2025-08-21 | 2026-08-21 | Solar Panels | Znshine | ZXM7-SH108 410 |  | 0.41 | 24 | 206 | 30 |  | Fixed | Ground
NJADRE1560165851 | Administratively Determined Incentive Program | Newark | 7104 | 5.655 | Residential | Behind the Meter | Yes | SunnyMac, LLC | PSE&G |  | Accepted | 2025-07-28 | 2025-08-21 | 2026-08-21 | Solar Panels | HANWHA | Q.TRON BLK M-G2+ |  | 0.435 | 13 | 213 | 17 |  | Fixed | Roof
NJADRE1560165851 | Administratively Determined Incentive Program | Newark | 7104 | 5.655 | Residential | Behind the Meter | Yes | SunnyMac, LLC | PSE&G |  | Accepted | 2025-07-28 | 2025-08-21 | 2026-08-21 | Inverters | SOLAREDGE HOME HUB | SE3800H-US | 3800 |  | 1 |  |  | 0.99 |  | Outdoor | next to meter
NJADRE1560165872 | Administratively Determined Incentive Program | Bound Brook | 8805 | 9.84 | Residential | Behind the Meter | Yes | EMT Renewables, LLC | PSE&G |  | Accepted | 2025-07-28 | 2025-08-21 | 2026-08-21 | Solar Panels | MSE PERC | MSE-410 |  | 0.41 | 6 | 103 | 18 |  | Fixed | Roof
NJADRE1560165872 | Administratively Determined Incentive Program | Bound Brook | 8805 | 9.84 | Residential | Behind the Meter | Yes | EMT Renewables, LLC | PSE&G |  | Accepted | 2025-07-28 | 2025-08-21 | 2026-08-21 | Inverters | ENPHASE | IQ8+ | 290 |  | 24 |  |  | 0.98 |  | Other | UNDER EACH PANEL
NJADRE1560165872 | Administratively Determined Incentive Program | Bound Brook | 8805 | 9.84 | Residential | Behind the Meter | Yes | EMT Renewables, LLC | PSE&G |  | Accepted | 2025-07-28 | 2025-08-21 | 2026-08-21 | Solar Panels | MSE PERC | MSE-410 |  | 0.41 | 18 | 283 | 18 |  | Fixed | Roof
NJADRE1560165937 | Administratively Determined Incentive Program | Manahawkin | 8050 | 5.33 | Residential | Behind the Meter | No | Define Solar, LLC | AC Electric |  | Accepted | 2025-07-28 | 2025-08-21 | 2026-08-21 | Solar Panels | Znshine | ZXM7-SH108 410 |  | 0.41 | 13 | 133 | 11 |  | Fixed | Roof
NJADRE1560165937 | Administratively Determined Incentive Program | Manahawkin | 8050 | 5.33 | Residential | Behind the Meter | No | Define Solar, LLC | AC Electric |  | Accepted | 2025-07-28 | 2025-08-21 | 2026-08-21 | Inverters | Enphase | IQ8PLUS-72-2-US | 290 |  | 13 |  |  | 0.976 |  | Outside | Under each pv panel
NJADRE1560165938 | Administratively Determined Incentive Program | TABERNACLE | 8088 | 11.9 | Residential | Behind the Meter | No | Self-Install | AC Electric |  | Accepted | 2025-07-28 | 2025-09-15 | 2026-09-15 | Inverters | solaredge | SE10000H-US | 10000 |  | 1 |  |  | 0.98 |  | Outside
NJADRE1560165938 | Administratively Determined Incentive Program | TABERNACLE | 8088 | 11.9 | Residential | Behind the Meter | No | Self-Install | AC Electric |  | Accepted | 2025-07-28 | 2025-09-15 | 2026-09-15 | Solar Panels | Jinko | JKM425M-78H |  | 0.425 | 28 | 160 | 20 |  | Fixed | Roof
NJADRE1560165938 | Administratively Determined Incentive Program | TABERNACLE | 8088 | 11.9 | Residential | Behind the Meter | No | Self-Install | AC Electric |  | Accepted | 2025-07-28 | 2025-09-15 | 2026-09-15 | Meters | solaredge | SE-RGMTR-1D-240C-B | 10000 |  | 1 |  |  |  | Yes | Outdoor
NJADRE1560165947 | Administratively Determined Incentive Program | LAKEWOOD | 8701 | 12.6 | Residential | Behind the Meter | Yes | Powerlutions, LLC | JCP&L |  | Accepted | 2025-07-28 | 2025-08-21 | 2026-08-21 | Inverters | Enphase | IQ8HC-72-M-DOM-US | 380 |  | 28 |  |  | 0.98 |  | Outdoor
NJADRE1560165947 | Administratively Determined Incentive Program | LAKEWOOD | 8701 | 12.6 | Residential | Behind the Meter | Yes | Powerlutions, LLC | JCP&L |  | Accepted | 2025-07-28 | 2025-08-21 | 2026-08-21 | Solar Panels | CANADIAN | CS6.1-54TM-450H |  | 0.45 | 24 | 98 | 30 |  | Fixed | Roof
NJADRE1560165947 | Administratively Determined Incentive Program | LAKEWOOD | 8701 | 12.6 | Residential | Behind the Meter | Yes | Powerlutions, LLC | JCP&L |  | Accepted | 2025-07-28 | 2025-08-21 | 2026-08-21 | Solar Panels | CANADIAN | CS6.1-54TM-450H |  | 0.45 | 4 | 188 | 38 |  | Fixed | Roof
NJADRE1560165950 | Administratively Determined Incentive Program | GLEN ROCK | 7452 | 6.96 | Residential | Behind the Meter | Yes | SunnyMac, LLC | PSE&G |  | Accepted | 2025-07-28 | 2025-08-21 | 2026-08-21 | Solar Panels | HANWHA | Q.TRON BLK M-G2.H+ |  | 0.435 | 2 | 160 | 27 |  | Fixed | Roof
NJADRE1560165950 | Administratively Determined Incentive Program | GLEN ROCK | 7452 | 6.96 | Residential | Behind the Meter | Yes | SunnyMac, LLC | PSE&G |  | Accepted | 2025-07-28 | 2025-08-21 | 2026-08-21 | Inverters | SOLAREDGE HOME HUB | SE5700H-US | 5760 |  | 1 |  |  | 0.99 |  | Outdoor | next to meter
NJADRE1560165950 | Administratively Determined Incentive Program | GLEN ROCK | 7452 | 6.96 | Residential | Behind the Meter | Yes | SunnyMac, LLC | PSE&G |  | Accepted | 2025-07-28 | 2025-08-21 | 2026-08-21 | Solar Panels | HANWHA | Q.TRON BLK M-G2.H+ |  | 0.435 | 14 | 252 | 27 |  | Fixed | Roof
NJADRE1560165956 | Administratively Determined Incentive Program | Bridgeton | 8302 | 9.315 | Residential | Behind the Meter | Yes | Sunrun Installation Services, Inc. | AC Electric |  | Accepted | 2025-07-28 | 2025-08-21 | 2026-08-21 | Solar Panels | JA Solar | JAM54S31-405/MR |  | 0.405 | 7 | 31 | 29 |  | Fixed | Roof
NJADRE1560165956 | Administratively Determined Incentive Program | Bridgeton | 8302 | 9.315 | Residential | Behind the Meter | Yes | Sunrun Installation Services, Inc. | AC Electric |  | Accepted | 2025-07-28 | 2025-08-21 | 2026-08-21 | Inverters | SolarEdge Technologies | SE7600H-USMN | 7600 |  | 1 |  |  | 0.99 |  | Outdoor
NJADRE1560165956 | Administratively Determined Incentive Program | Bridgeton | 8302 | 9.315 | Residential | Behind the Meter | Yes | Sunrun Installation Services, Inc. | AC Electric |  | Accepted | 2025-07-28 | 2025-08-21 | 2026-08-21 | Solar Panels | JA Solar | JAM54S31-405/MR |  | 0.405 | 16 | 210 | 31 |  | Fixed | Roof
NJADRE1560165959 | Administratively Determined Incentive Program | Hewitt | 7421 | 14.985 | Residential | Behind the Meter | Yes | Sunrun Installation Services, Inc. | Orange Rockland Electric |  | Accepted | 2025-07-28 | 2025-08-21 | 2026-08-21 | Inverters | SOLAREDGE TECHNOLOGIES | SE10000H-USMN | 10000 |  | 1 |  |  | 0.99 |  | Outdoor
NJADRE1560165959 | Administratively Determined Incentive Program | Hewitt | 7421 | 14.985 | Residential | Behind the Meter | Yes | Sunrun Installation Services, Inc. | Orange Rockland Electric |  | Accepted | 2025-07-28 | 2025-08-21 | 2026-08-21 | Solar Panels | JA SOLAR | JAM54S31-405/MR |  | 0.405 | 17 | 135 | 34 |  | Fixed | Roof
NJADRE1560165959 | Administratively Determined Incentive Program | Hewitt | 7421 | 14.985 | Residential | Behind the Meter | Yes | Sunrun Installation Services, Inc. | Orange Rockland Electric |  | Accepted | 2025-07-28 | 2025-08-21 | 2026-08-21 | Electric Storage Battery | SOLAREDGE TECHNOLOGIES | BAT-10K1P |  |  | 2 |  |  |  | Lithium Ion |  | OUTSIDE
NJADRE1560165959 | Administratively Determined Incentive Program | Hewitt | 7421 | 14.985 | Residential | Behind the Meter | Yes | Sunrun Installation Services, Inc. | Orange Rockland Electric |  | Accepted | 2025-07-28 | 2025-08-21 | 2026-08-21 | Solar Panels | JA SOLAR | JAM54S31-405/MR |  | 0.405 | 20 | 316 | 34 |  | Fixed | Roof
NJADRE1560165965 | Administratively Determined Incentive Program | Dover | 7801 | 13.94 | Residential | Behind the Meter | Yes | Trinity Solar, LLC | JCP&L |  | Accepted | 2025-07-28 | 2025-08-21 | 2026-08-21 | Inverters | SOLAREDGE | SE11400H-U | 11400 |  | 1 |  |  | 0.97 |  | Outside
NJADRE1560165965 | Administratively Determined Incentive Program | Dover | 7801 | 13.94 | Residential | Behind the Meter | Yes | Trinity Solar, LLC | JCP&L |  | Accepted | 2025-07-28 | 2025-08-21 | 2026-08-21 | Solar Panels | HANWHA 410 (Q.PEAK DUO BLK ML-G10+ 410) | HANWHA 410 (Q.PEAK DUO BLK ML-G10+ 410) |  | 0.41 | 16 | 262 | 45 |  | Fixed | Roof
NJADRE1560165965 | Administratively Determined Incentive Program | Dover | 7801 | 13.94 | Residential | Behind the Meter | Yes | Trinity Solar, LLC | JCP&L |  | Accepted | 2025-07-28 | 2025-08-21 | 2026-08-21 | Solar Panels | HANWHA 410 (Q.PEAK DUO BLK ML-G10+ 410) | HANWHA 410 (Q.PEAK DUO BLK ML-G10+ 410) |  | 0.41 | 16 | 82 | 45 |  | Fixed | Roof
NJADRE1560165965 | Administratively Determined Incentive Program | Dover | 7801 | 13.94 | Residential | Behind the Meter | Yes | Trinity Solar, LLC | JCP&L |  | Accepted | 2025-07-28 | 2025-08-21 | 2026-08-21 | Solar Panels | HANWHA 410 (Q.PEAK DUO BLK ML-G10+ 410) | HANWHA 410 (Q.PEAK DUO BLK ML-G10+ 410) |  | 0.41 | 2 | 262 | 23 |  | Fixed | Roof
NJADRE1560166048 | Administratively Determined Incentive Program | Mount Laurel Township | 8054 | 16.965 | Residential | Behind the Meter | Yes | SunnyMac, LLC | PSE&G |  | Accepted | 2025-07-28 | 2025-08-21 | 2026-08-21 | Inverters | SOLAREDGE HOME HUB | SE11400H-US | 11400 |  | 1 |  |  | 0.99 |  | Outdoor | next to meter
NJADRE1560166048 | Administratively Determined Incentive Program | Mount Laurel Township | 8054 | 16.965 | Residential | Behind the Meter | Yes | SunnyMac, LLC | PSE&G |  | Accepted | 2025-07-28 | 2025-08-21 | 2026-08-21 | Solar Panels | HANWHA | Q.TRON BLK M-G2.H+ |  | 0.435 | 15 | 85 | 30 |  | Fixed | Roof
NJADRE1560166048 | Administratively Determined Incentive Program | Mount Laurel Township | 8054 | 16.965 | Residential | Behind the Meter | Yes | SunnyMac, LLC | PSE&G |  | Accepted | 2025-07-28 | 2025-08-21 | 2026-08-21 | Solar Panels | HANWHA | Q.TRON BLK M-G2.H+ |  | 0.435 | 3 | 175 | 45 |  | Fixed | Roof
NJADRE1560166048 | Administratively Determined Incentive Program | Mount Laurel Township | 8054 | 16.965 | Residential | Behind the Meter | Yes | SunnyMac, LLC | PSE&G |  | Accepted | 2025-07-28 | 2025-08-21 | 2026-08-21 | Solar Panels | HANWHA | Q.TRON BLK M-G2.H+ |  | 0.435 | 21 | 265 | 30 |  | Fixed | Roof
NJADRE1560166216 | Administratively Determined Incentive Program | Lanoka Harbor | 8734 | 3.045 | Residential | Behind the Meter | Yes | Integrity Solar & Home Solutions, LLC | JCP&L |  | Accepted | 2025-07-28 | 2025-08-21 | 2026-08-21 | Solar Panels | Q CELLS | Q.TRON BLK M-G2H+ 435 |  | 0.435 | 7 | 184 | 18 |  | Fixed | Roof
NJADRE1560166216 | Administratively Determined Incentive Program | Lanoka Harbor | 8734 | 3.045 | Residential | Behind the Meter | Yes | Integrity Solar & Home Solutions, LLC | JCP&L |  | Accepted | 2025-07-28 | 2025-08-21 | 2026-08-21 | Inverters | ENPHASE | IQ8HC | 380 |  | 7 |  |  | 0.98 |  | Other | UNDER EACH PANEL
NJADRE1560166250 | Administratively Determined Incentive Program | Eatontown | 7724 | 6.15 | Residential | Behind the Meter | Yes | Trinity Solar, LLC | JCP&L |  | Accepted | 2025-07-28 | 2025-08-21 | 2026-08-21 | Inverters | SOLAREDGE | SE5700H-US | 5700 |  | 1 |  |  | 0.97 |  | Outside
NJADRE1560166250 | Administratively Determined Incentive Program | Eatontown | 7724 | 6.15 | Residential | Behind the Meter | Yes | Trinity Solar, LLC | JCP&L |  | Accepted | 2025-07-28 | 2025-08-21 | 2026-08-21 | Solar Panels | HANWHA 410 (Q.PEAK DUO BLK ML-G10+ 410) | HANWHA 410 (Q.PEAK DUO BLK ML-G10+ 410) |  | 0.41 | 15 | 145 | 27 |  | Fixed | Roof
NJADRE1560166257 | Administratively Determined Incentive Program | EDISON | 8817 | 13.94 | Residential | Behind the Meter | No | Tesla Energy Operations, Inc. | PSE&G |  | Accepted | 2025-07-28 | 2025-08-21 | 2026-08-21 | Solar Panels | Hanwha | Q.PEAK DUO BLK ML-G10+/TS 410 |  | 0.41 | 2 | 86 | 30 |  | Fixed | Roof
NJADRE1560166257 | Administratively Determined Incentive Program | EDISON | 8817 | 13.94 | Residential | Behind the Meter | No | Tesla Energy Operations, Inc. | PSE&G |  | Accepted | 2025-07-28 | 2025-08-21 | 2026-08-21 | Solar Panels | Hanwha | Q.PEAK DUO BLK ML-G10+/TS 410` |  | 0.41 | 9 | 196 | 40 |  | Fixed | Roof
NJADRE1560166257 | Administratively Determined Incentive Program | EDISON | 8817 | 13.94 | Residential | Behind the Meter | No | Tesla Energy Operations, Inc. | PSE&G |  | Accepted | 2025-07-28 | 2025-08-21 | 2026-08-21 | Solar Panels | Hanwha | Q.PEAK DUO BLK ML-G10+/TS 410 |  | 0.41 | 5 | 176 | 45 |  | Fixed | Roof
NJADRE1560166257 | Administratively Determined Incentive Program | EDISON | 8817 | 13.94 | Residential | Behind the Meter | No | Tesla Energy Operations, Inc. | PSE&G |  | Accepted | 2025-07-28 | 2025-08-21 | 2026-08-21 | Solar Panels | Hanwha | Q.PEAK DUO BLK ML-G10+/TS 410 |  | 0.41 | 6 | 86 | 30 |  | Fixed | Roof
NJADRE1560166257 | Administratively Determined Incentive Program | EDISON | 8817 | 13.94 | Residential | Behind the Meter | No | Tesla Energy Operations, Inc. | PSE&G |  | Accepted | 2025-07-28 | 2025-08-21 | 2026-08-21 | Inverters | Tesla | 1538000-XX-Y | 5000 |  | 2 |  |  | 0.98 |  | Outdoor
NJADRE1560166257 | Administratively Determined Incentive Program | EDISON | 8817 | 13.94 | Residential | Behind the Meter | No | Tesla Energy Operations, Inc. | PSE&G |  | Accepted | 2025-07-28 | 2025-08-21 | 2026-08-21 | Solar Panels | Hanwha | Q.PEAK DUO BLK ML-G10+/TS 410 |  | 0.41 | 12 | 266 | 30 |  | Fixed | Roof
NJADRE1560166272 | Administratively Determined Incentive Program | Cedarville | 8311 | 14.35 | Residential | Behind the Meter | Yes | EMT Renewables, LLC | AC Electric |  | Accepted | 2025-07-28 | 2025-08-21 | 2026-08-21 | Inverters | ENPHASE | IQ8+ | 290 |  | 35 |  |  | 0.98 |  | Other | UNDER EACH PANEL
NJADRE1560166272 | Administratively Determined Incentive Program | Cedarville | 8311 | 14.35 | Residential | Behind the Meter | Yes | EMT Renewables, LLC | AC Electric |  | Accepted | 2025-07-28 | 2025-08-21 | 2026-08-21 | Solar Panels | MSE PERC | MSE-410 |  | 0.41 | 16 | 58 | 30 |  | Fixed | Roof
NJADRE1560166272 | Administratively Determined Incentive Program | Cedarville | 8311 | 14.35 | Residential | Behind the Meter | Yes | EMT Renewables, LLC | AC Electric |  | Accepted | 2025-07-28 | 2025-08-21 | 2026-08-21 | Solar Panels | MSE PERC | MSE-410 |  | 0.41 | 19 | 238 | 30 |  | Fixed | Roof
NJADRE1560166283 | Administratively Determined Incentive Program | PRINCETON | 8540 | 10.66 | Residential | Behind the Meter | No | Trinity Solar, LLC | PSE&G |  | Accepted | 2025-07-28 | 2025-08-21 | 2026-08-21 | Solar Panels | Hanwha | Q.PEAK DUO BLK ML-G10.C+ 410 |  | 0.41 | 9 | 133 | 34 |  | Fixed | Roof
NJADRE1560166283 | Administratively Determined Incentive Program | PRINCETON | 8540 | 10.66 | Residential | Behind the Meter | No | Trinity Solar, LLC | PSE&G |  | Accepted | 2025-07-28 | 2025-08-21 | 2026-08-21 | Inverters | Solar Edge | USE10000H-US | 10000 |  | 1 |  |  | 0.97 |  | Outside
NJADRE1560166283 | Administratively Determined Incentive Program | PRINCETON | 8540 | 10.66 | Residential | Behind the Meter | No | Trinity Solar, LLC | PSE&G |  | Accepted | 2025-07-28 | 2025-08-21 | 2026-08-21 | Solar Panels | Hanwha | Q.PEAK DUO BLK ML-G10.C+ 410 |  | 0.41 | 10 | 133 | 34 |  | Fixed | Roof
NJADRE1560166283 | Administratively Determined Incentive Program | PRINCETON | 8540 | 10.66 | Residential | Behind the Meter | No | Trinity Solar, LLC | PSE&G |  | Accepted | 2025-07-28 | 2025-08-21 | 2026-08-21 | Solar Panels | Hanwha | Q.PEAK DUO BLK ML-G10.C+ 410 |  | 0.41 | 7 | 223 | 40 |  | Fixed | Roof
NJADRE1560166286 | Administratively Determined Incentive Program | Newark | 7103 | 6.56 | Residential | Behind the Meter | No | EMT Renewables, LLC | PSE&G |  | Accepted | 2025-07-28 | 2025-08-21 | 2026-08-21 | Inverters | ENPHASE | IQ8+ | 290 |  | 16 |  |  | 0.98 |  | Other | UNDER EACH PANEL
NJADRE1560166286 | Administratively Determined Incentive Program | Newark | 7103 | 6.56 | Residential | Behind the Meter | No | EMT Renewables, LLC | PSE&G |  | Accepted | 2025-07-28 | 2025-08-21 | 2026-08-21 | Solar Panels | MSE PERC | MSE-410 |  | 0.41 | 16 | 17 | 10 |  | Fixed | Roof
NJADRE1560166295 | Administratively Determined Incentive Program | North Arlington | 7031 | 7.2 | Residential | Behind the Meter | Yes | Power Energy Solutions, LLC | PSE&G |  | Accepted | 2025-07-28 | 2025-08-22 | 2026-08-22 | Solar Panels | Trina Solar | TSM-450NEG9RC.27 |  | 0.45 | 4 | 120 | 10 |  | Fixed | Roof
NJADRE1560166295 | Administratively Determined Incentive Program | North Arlington | 7031 | 7.2 | Residential | Behind the Meter | Yes | Power Energy Solutions, LLC | PSE&G |  | Accepted | 2025-07-28 | 2025-08-22 | 2026-08-22 | Solar Panels | Trina Solar | TSM-450NEG9RC.27 |  | 0.45 | 3 | 210 | 22 |  | Fixed | Roof
NJADRE1560166295 | Administratively Determined Incentive Program | North Arlington | 7031 | 7.2 | Residential | Behind the Meter | Yes | Power Energy Solutions, LLC | PSE&G |  | Accepted | 2025-07-28 | 2025-08-22 | 2026-08-22 | Inverters | Enphase | IQ8MC-72-M-US | 5 |  | 16 |  |  | 0.97 |  | Outdoor
NJADRE1560166295 | Administratively Determined Incentive Program | North Arlington | 7031 | 7.2 | Residential | Behind the Meter | Yes | Power Energy Solutions, LLC | PSE&G |  | Accepted | 2025-07-28 | 2025-08-22 | 2026-08-22 | Solar Panels | Trina Solar | TSM-450NEG9RC.27 |  | 0.45 | 6 | 30 | 22 |  | Fixed | Roof
NJADRE1560166295 | Administratively Determined Incentive Program | North Arlington | 7031 | 7.2 | Residential | Behind the Meter | Yes | Power Energy Solutions, LLC | PSE&G |  | Accepted | 2025-07-28 | 2025-08-22 | 2026-08-22 | Solar Panels | Trina Solar | TSM-450NEG9RC.27 |  | 0.45 | 3 | 120 | 22 |  | Fixed | Roof
NJADRE1560166296 | Administratively Determined Incentive Program | Waterford Works | 8089 | 8.61 | Residential | Behind the Meter | Yes | EMT Renewables, LLC | AC Electric |  | Accepted | 2025-07-28 | 2025-08-21 | 2026-08-21 | Solar Panels | MSE PERC | MSE-410 |  | 0.41 | 21 | 197 | 20 |  | Fixed | Roof
NJADRE1560166296 | Administratively Determined Incentive Program | Waterford Works | 8089 | 8.61 | Residential | Behind the Meter | Yes | EMT Renewables, LLC | AC Electric |  | Accepted | 2025-07-28 | 2025-08-21 | 2026-08-21 | Inverters | ENPHASE | IQ8+ | 290 |  | 21 |  |  | 0.98 |  | Other | UNDER EACH PANEL
NJADRE1560166302 | Administratively Determined Incentive Program | BRICK | 8723 | 11.89 | Residential | Behind the Meter | Yes | Trinity Solar, LLC | JCP&L |  | Accepted | 2025-07-28 | 2025-08-21 | 2026-08-21 | Solar Panels | HANWHA | Q.PEAK DUO BLK ML-G10+ 410 |  | 0.41 | 17 | 275 | 18 |  | Fixed | Roof
NJADRE1560166302 | Administratively Determined Incentive Program | BRICK | 8723 | 11.89 | Residential | Behind the Meter | Yes | Trinity Solar, LLC | JCP&L |  | Accepted | 2025-07-28 | 2025-08-21 | 2026-08-21 | Inverters | SOLAREDGE | SE10000H-US | 10000 |  | 1 |  |  | 0.97 |  | Outside
NJADRE1560166302 | Administratively Determined Incentive Program | BRICK | 8723 | 11.89 | Residential | Behind the Meter | Yes | Trinity Solar, LLC | JCP&L |  | Accepted | 2025-07-28 | 2025-08-21 | 2026-08-21 | Solar Panels | HANWHA | Q.PEAK DUO BLK ML-G10+ 410 |  | 0.41 | 9 | 95 | 18 |  | Fixed | Roof
NJADRE1560166302 | Administratively Determined Incentive Program | BRICK | 8723 | 11.89 | Residential | Behind the Meter | Yes | Trinity Solar, LLC | JCP&L |  | Accepted | 2025-07-28 | 2025-08-21 | 2026-08-21 | Solar Panels | HANWHA | Q.PEAK DUO BLK ML-G10+ 410 |  | 0.41 | 3 | 185 | 18 |  | Fixed | Roof
NJADRE1560166308 | Administratively Determined Incentive Program | MONTGOMERY TWP | 8558 | 14.79 | Residential | Behind the Meter | No | Maier Solar Engineering dba Solar Me | PSE&G |  | Accepted | 2025-07-28 | 2025-08-22 | 2026-08-22 | Solar Panels | QCELL - HANWHA | QTRON- BLK-MG2+435 |  | 0.435 | 11 | 177 | 18 |  | Fixed | Roof
NJADRE1560166308 | Administratively Determined Incentive Program | MONTGOMERY TWP | 8558 | 14.79 | Residential | Behind the Meter | No | Maier Solar Engineering dba Solar Me | PSE&G |  | Accepted | 2025-07-28 | 2025-08-22 | 2026-08-22 | Solar Panels | QCELL - HANWHA | QTRON- BLK-MG2+435 |  | 0.435 | 9 | 177 | 21 |  | Fixed | Roof
NJADRE1560166308 | Administratively Determined Incentive Program | MONTGOMERY TWP | 8558 | 14.79 | Residential | Behind the Meter | No | Maier Solar Engineering dba Solar Me | PSE&G |  | Accepted | 2025-07-28 | 2025-08-22 | 2026-08-22 | Inverters | ENPHASE | IQ8AC-72-M-US | 349 |  | 34 |  |  | 0.97 |  | Outdoor | ON RACKING
NJADRE1560166308 | Administratively Determined Incentive Program | MONTGOMERY TWP | 8558 | 14.79 | Residential | Behind the Meter | No | Maier Solar Engineering dba Solar Me | PSE&G |  | Accepted | 2025-07-28 | 2025-08-22 | 2026-08-22 | Solar Panels | QCELL - HANWHA | QTRON- BLK-MG2+435 |  | 0.435 | 6 | 177 | 27 |  | Fixed | Roof
NJADRE1560166308 | Administratively Determined Incentive Program | MONTGOMERY TWP | 8558 | 14.79 | Residential | Behind the Meter | No | Maier Solar Engineering dba Solar Me | PSE&G |  | Accepted | 2025-07-28 | 2025-08-22 | 2026-08-22 | Solar Panels | QCELL - HANWHA | QTRON- BLK-MG2+435 |  | 0.435 | 8 | 177 | 27 |  | Fixed | Roof
NJADRE1560166348 | Administratively Determined Incentive Program | Bellmawr | 8031 | 8 | Residential | Behind the Meter | No | Advanced Renewable Solutions, LLC | PSE&G |  | Accepted | 2025-07-28 | 2025-08-22 | 2026-08-22 | Solar Panels | CERTAINTEED | CTM10400HC11-08 |  | 0.4 | 20 | 266 | 14 |  | Fixed | Roof
NJADRE1560166348 | Administratively Determined Incentive Program | Bellmawr | 8031 | 8 | Residential | Behind the Meter | No | Advanced Renewable Solutions, LLC | PSE&G |  | Accepted | 2025-07-28 | 2025-08-22 | 2026-08-22 | Inverters | ENPHASE | IQ8+ | 290 |  | 20 |  |  | 0.976 |  | Outside
NJADRE1560166355 | Administratively Determined Incentive Program | MULLICA HILL | 8062 | 2.46 | Residential | Behind the Meter | Yes | Trinity Solar, LLC | AC Electric |  | Accepted | 2025-07-28 | 2025-09-12 | 2026-09-12 | Inverters | SOLAREDGE | SE3800H-US | 3799 |  | 1 |  |  | 0.97 |  | Other
NJADRE1560166355 | Administratively Determined Incentive Program | MULLICA HILL | 8062 | 2.46 | Residential | Behind the Meter | Yes | Trinity Solar, LLC | AC Electric |  | Accepted | 2025-07-28 | 2025-09-12 | 2026-09-12 | Solar Panels | HANWHA 410 (Q.PEAK DUO BLK ML-G10+ 410) | HANWHA 410 (Q.PEAK DUO BLK ML-G10+ 410) |  | 0.41 | 6 | 187 | 31 |  | Fixed | Roof
NJADRE1560166369 | Administratively Determined Incentive Program | North Arlington | 7031 | 7.2 | Residential | Behind the Meter | Yes | Power Energy Solutions, LLC | PSE&G |  | Accepted | 2025-07-28 | 2025-08-22 | 2026-08-22 | Inverters | Enphase | IQ8MC-72-M-US | 5 |  | 16 |  |  | 0.97 |  | Outdoor
NJADRE1560166369 | Administratively Determined Incentive Program | North Arlington | 7031 | 7.2 | Residential | Behind the Meter | Yes | Power Energy Solutions, LLC | PSE&G |  | Accepted | 2025-07-28 | 2025-08-22 | 2026-08-22 | Solar Panels | Trina Solar | TSM-450NEG9RC.27 |  | 0.45 | 7 | 300 | 22 |  | Fixed | Roof
NJADRE1560166369 | Administratively Determined Incentive Program | North Arlington | 7031 | 7.2 | Residential | Behind the Meter | Yes | Power Energy Solutions, LLC | PSE&G |  | Accepted | 2025-07-28 | 2025-08-22 | 2026-08-22 | Solar Panels | Trina Solar | TSM-450NEG9RC.27 |  | 0.45 | 3 | 300 | 22 |  | Fixed | Roof
NJADRE1560166369 | Administratively Determined Incentive Program | North Arlington | 7031 | 7.2 | Residential | Behind the Meter | Yes | Power Energy Solutions, LLC | PSE&G |  | Accepted | 2025-07-28 | 2025-08-22 | 2026-08-22 | Solar Panels | Trina Solar | TSM-450NEG9RC.27 |  | 0.45 | 6 | 30 | 22 |  | Fixed | Roof
NJADRE1560166370 | Administratively Determined Incentive Program | Maplewood | 7040 | 3.645 | Residential | Behind the Meter | Yes | Sunrun Installation Services, Inc. | PSE&G |  | Accepted | 2025-07-28 | 2025-08-18 | 2026-08-18 | Inverters | SOLAREDGE TECHNOLOGIES | SE3800H-USMN | 3800 |  | 1 |  |  | 0.99 |  | Outside
NJADRE1560166370 | Administratively Determined Incentive Program | Maplewood | 7040 | 3.645 | Residential | Behind the Meter | Yes | Sunrun Installation Services, Inc. | PSE&G |  | Accepted | 2025-07-28 | 2025-08-18 | 2026-08-18 | Solar Panels | JA SOLAR | JAM54S31-405/MR |  | 0.405 | 9 | 134 | 18 |  | Fixed | Roof
NJADRE1560166370 | Administratively Determined Incentive Program | Maplewood | 7040 | 3.645 | Residential | Behind the Meter | Yes | Sunrun Installation Services, Inc. | PSE&G |  | Accepted | 2025-07-28 | 2025-08-18 | 2026-08-18 | Meters | SOLAREDGE TECHNOLOGIES | SE3800H-USMN |  |  | 1 |  |  |  | Yes | Outdoor
NJADRE1560166377 | Administratively Determined Incentive Program | Dumont Boro | 7628 | 4.1 | Residential | Behind the Meter | Yes | Trinity Solar, LLC | PSE&G |  | Accepted | 2025-07-28 | 2025-08-21 | 2026-08-21 | Solar Panels | Hanwha | HANWHA 410 (Q.PEAK DUO BLK ML-G10+ 410.C |  | 0.41 | 10 | 265 | 32 |  | Fixed | Roof
NJADRE1560166377 | Administratively Determined Incentive Program | Dumont Boro | 7628 | 4.1 | Residential | Behind the Meter | Yes | Trinity Solar, LLC | PSE&G |  | Accepted | 2025-07-28 | 2025-08-21 | 2026-08-21 | Inverters | Solar Edge | USE3800H-US | 3800 |  | 1 |  |  | 0.97 |  | Outside
NJADRE1560166386 | Administratively Determined Incentive Program | RINGOES | 8551 | 25.37 | Residential | Behind the Meter | No | Green Power Energy, LLC | JCP&L |  | Accepted | 2025-07-28 | 2025-09-15 | 2026-09-15 | Solar Panels | SEG Solar | SEG-430-BTD-BG |  | 0.43 | 6 | 164 | 45 |  | Fixed | Roof
NJADRE1560166386 | Administratively Determined Incentive Program | RINGOES | 8551 | 25.37 | Residential | Behind the Meter | No | Green Power Energy, LLC | JCP&L |  | Accepted | 2025-07-28 | 2025-09-15 | 2026-09-15 | Solar Panels | SEG Solar | SEG-430-BTD-BG |  | 0.43 | 4 | 164 | 43 |  | Fixed | Roof
NJADRE1560166386 | Administratively Determined Incentive Program | RINGOES | 8551 | 25.37 | Residential | Behind the Meter | No | Green Power Energy, LLC | JCP&L |  | Accepted | 2025-07-28 | 2025-09-15 | 2026-09-15 | Solar Panels | SEG Solar | IQ8MC-72-M-US [240V] |  | 0.43 | 6 | 254 | 10 |  | Fixed | Roof
NJADRE1560166386 | Administratively Determined Incentive Program | RINGOES | 8551 | 25.37 | Residential | Behind the Meter | No | Green Power Energy, LLC | JCP&L |  | Accepted | 2025-07-28 | 2025-09-15 | 2026-09-15 | Solar Panels | SEG Solar | SEG-430-BTD-BG |  | 0.43 | 2 | 254 | 44 |  | Fixed | Roof
NJADRE1560166386 | Administratively Determined Incentive Program | RINGOES | 8551 | 25.37 | Residential | Behind the Meter | No | Green Power Energy, LLC | JCP&L |  | Accepted | 2025-07-28 | 2025-09-15 | 2026-09-15 | Solar Panels | SEG Solar | SEG-430-BTD-BG |  | 0.43 | 6 | 164 | 43 |  | Fixed | Roof
NJADRE1560166386 | Administratively Determined Incentive Program | RINGOES | 8551 | 25.37 | Residential | Behind the Meter | No | Green Power Energy, LLC | JCP&L |  | Accepted | 2025-07-28 | 2025-09-15 | 2026-09-15 | Solar Panels | SEG Solar | SEG-430-BTD-BG |  | 0.43 | 6 | 74 | 39 |  | Fixed | Roof
NJADRE1560166386 | Administratively Determined Incentive Program | RINGOES | 8551 | 25.37 | Residential | Behind the Meter | No | Green Power Energy, LLC | JCP&L |  | Accepted | 2025-07-28 | 2025-09-15 | 2026-09-15 | Solar Panels | SEG Solar | SEG-430-BTD-BG |  | 0.43 | 29 | 254 | 40 |  | Fixed | Roof
NJADRE1560166386 | Administratively Determined Incentive Program | RINGOES | 8551 | 25.37 | Residential | Behind the Meter | No | Green Power Energy, LLC | JCP&L |  | Accepted | 2025-07-28 | 2025-09-15 | 2026-09-15 | Inverters | Enphase Energy | IQ8MC-72-M-US [240V] | 320 |  | 59 |  |  | 0.98 |  | Outdoor
NJADRE1560166389 | Administratively Determined Incentive Program | South Orange Village Twp | 7079 | 11.89 | Residential | Behind the Meter | Yes | Sunrun Installation Services, Inc. | PSE&G |  | Accepted | 2025-07-28 | 2025-08-21 | 2026-08-21 | Inverters | Tesla | Powerwall 3 1707000-xx-y | 11500 |  | 1 |  |  | 0.97 |  | Outdoor
NJADRE1560166389 | Administratively Determined Incentive Program | South Orange Village Twp | 7079 | 11.89 | Residential | Behind the Meter | Yes | Sunrun Installation Services, Inc. | PSE&G |  | Accepted | 2025-07-28 | 2025-08-21 | 2026-08-21 | Solar Panels | Hanwha Q Cells | Q.PEAK DUO BLK ML-G10+ 410 DCA |  | 0.41 | 4 | 207 | 30 |  | Fixed | Roof
NJADRE1560166389 | Administratively Determined Incentive Program | South Orange Village Twp | 7079 | 11.89 | Residential | Behind the Meter | Yes | Sunrun Installation Services, Inc. | PSE&G |  | Accepted | 2025-07-28 | 2025-08-21 | 2026-08-21 | Solar Panels | Hanwha Q Cells | Q.PEAK DUO BLK ML-G10+ 410 DCA |  | 0.41 | 20 | 207 | 38 |  | Fixed | Roof
NJADRE1560166389 | Administratively Determined Incentive Program | South Orange Village Twp | 7079 | 11.89 | Residential | Behind the Meter | Yes | Sunrun Installation Services, Inc. | PSE&G |  | Accepted | 2025-07-28 | 2025-08-21 | 2026-08-21 | Solar Panels | Hanwha Q Cells | Q.PEAK DUO BLK ML-G10+ 410 DCA |  | 0.41 | 3 | 27 | 30 |  | Fixed | Roof
NJADRE1560166389 | Administratively Determined Incentive Program | South Orange Village Twp | 7079 | 11.89 | Residential | Behind the Meter | Yes | Sunrun Installation Services, Inc. | PSE&G |  | Accepted | 2025-07-28 | 2025-08-21 | 2026-08-21 | Electric Storage Battery | Tesla | Powerwall 3 1707000-xx-y |  |  | 1 |  |  |  | Lithium Ion |  | OUTSIDE
NJADRE1560166389 | Administratively Determined Incentive Program | South Orange Village Twp | 7079 | 11.89 | Residential | Behind the Meter | Yes | Sunrun Installation Services, Inc. | PSE&G |  | Accepted | 2025-07-28 | 2025-08-21 | 2026-08-21 | Solar Panels | Hanwha Q Cells | Q.PEAK DUO BLK ML-G10+ 410 DCA |  | 0.41 | 2 | 207 | 30 |  | Fixed | Roof
NJADRE1560166392 | Administratively Determined Incentive Program | South Plainfield | 7080 | 12.18 | Residential | Behind the Meter | Yes | Integrity Solar & Home Solutions, LLC | PSE&G |  | Accepted | 2025-07-28 | 2025-08-21 | 2026-08-21 | Solar Panels | Q CELLS | Q.TRON BLK M-G2H+ 435 |  | 0.435 | 4 | 179 | 34 |  | Fixed | Roof
NJADRE1560166392 | Administratively Determined Incentive Program | South Plainfield | 7080 | 12.18 | Residential | Behind the Meter | Yes | Integrity Solar & Home Solutions, LLC | PSE&G |  | Accepted | 2025-07-28 | 2025-08-21 | 2026-08-21 | Solar Panels | Q CELLS | Q.TRON BLK M-G2H+ 435 |  | 0.435 | 6 | 359 | 36 |  | Fixed | Roof
NJADRE1560166392 | Administratively Determined Incentive Program | South Plainfield | 7080 | 12.18 | Residential | Behind the Meter | Yes | Integrity Solar & Home Solutions, LLC | PSE&G |  | Accepted | 2025-07-28 | 2025-08-21 | 2026-08-21 | Solar Panels | Q CELLS | Q.TRON BLK M-G2H+ 435 |  | 0.435 | 13 | 359 | 34 |  | Fixed | Roof
NJADRE1560166392 | Administratively Determined Incentive Program | South Plainfield | 7080 | 12.18 | Residential | Behind the Meter | Yes | Integrity Solar & Home Solutions, LLC | PSE&G |  | Accepted | 2025-07-28 | 2025-08-21 | 2026-08-21 | Inverters | ENPHASE | IQ8HC | 380 |  | 28 |  |  | 0.98 |  | Other | UNDER EACH PANEL
NJADRE1560166392 | Administratively Determined Incentive Program | South Plainfield | 7080 | 12.18 | Residential | Behind the Meter | Yes | Integrity Solar & Home Solutions, LLC | PSE&G |  | Accepted | 2025-07-28 | 2025-08-21 | 2026-08-21 | Solar Panels | Q CELLS | Q.TRON BLK M-G2H+ 435 |  | 0.435 | 5 | 179 | 36 |  | Fixed | Roof
NJADRE1560166404 | Administratively Determined Incentive Program | Monroe Township | 8831 | 9.135 | Residential | Behind the Meter | Yes | SunnyMac, LLC | JCP&L |  | Accepted | 2025-07-28 | 2025-08-21 | 2026-08-21 | Solar Panels | HANWHA | Q.TRON BLK M-G2.H+ |  | 0.435 | 21 | 171 | 25 |  | Fixed | Roof
NJADRE1560166404 | Administratively Determined Incentive Program | Monroe Township | 8831 | 9.135 | Residential | Behind the Meter | Yes | SunnyMac, LLC | JCP&L |  | Accepted | 2025-07-28 | 2025-08-21 | 2026-08-21 | Inverters | SOLAREDGE HOME HUB | SE7600H-US | 7600 |  | 1 |  |  | 0.99 |  | Outdoor | next to meter
NJADRE1560166412 | Administratively Determined Incentive Program | ROSELLE | 7203 | 11.375 | Residential | Behind the Meter | No | Kamtech Solar Solutions | PSE&G |  | Accepted | 2025-07-28 | 2025-08-21 | 2026-08-21 | Solar Panels | CANADIAN SOLAR | CS6. 1-54TM-455 |  | 0.455 | 4 | 166 | 25 |  | Fixed | Roof
NJADRE1560166412 | Administratively Determined Incentive Program | ROSELLE | 7203 | 11.375 | Residential | Behind the Meter | No | Kamtech Solar Solutions | PSE&G |  | Accepted | 2025-07-28 | 2025-08-21 | 2026-08-21 | Solar Panels | CANADIAN SOLAR | CS6. 1-54TM-455 |  | 0.455 | 4 | 349 | 25 |  | Fixed | Roof
NJADRE1560166412 | Administratively Determined Incentive Program | ROSELLE | 7203 | 11.375 | Residential | Behind the Meter | No | Kamtech Solar Solutions | PSE&G |  | Accepted | 2025-07-28 | 2025-08-21 | 2026-08-21 | Solar Panels | CANADIAN SOLAR | CS6. 1-54TM-455 |  | 0.455 | 3 | 256 | 14 |  | Fixed | Roof
NJADRE1560166412 | Administratively Determined Incentive Program | ROSELLE | 7203 | 11.375 | Residential | Behind the Meter | No | Kamtech Solar Solutions | PSE&G |  | Accepted | 2025-07-28 | 2025-08-21 | 2026-08-21 | Solar Panels | CANADIAN SOLAR | CS6. 1-54TM-455 |  | 0.455 | 7 | 76 | 36 |  | Fixed | Roof
NJADRE1560166412 | Administratively Determined Incentive Program | ROSELLE | 7203 | 11.375 | Residential | Behind the Meter | No | Kamtech Solar Solutions | PSE&G |  | Accepted | 2025-07-28 | 2025-08-21 | 2026-08-21 | Inverters | ENPHASE | IQ8AC-72M-US | 349 |  | 25 |  |  | 0.973 |  | Outdoor | ROOFTOP
NJADRE1560166412 | Administratively Determined Incentive Program | ROSELLE | 7203 | 11.375 | Residential | Behind the Meter | No | Kamtech Solar Solutions | PSE&G |  | Accepted | 2025-07-28 | 2025-08-21 | 2026-08-21 | Solar Panels | CANADIAN SOLAR | CS6. 1-54TM-455 |  | 0.455 | 7 | 256 | 36 |  | Fixed | Roof
NJADRE1560166413 | Administratively Determined Incentive Program | Mannington Township | 8079 | 6.56 | Residential | Behind the Meter | Yes | EMT Renewables, LLC | AC Electric |  | Accepted | 2025-07-28 | 2025-08-21 | 2026-08-21 | Inverters | ENPHASE | IQ8+ | 290 |  | 16 |  |  | 0.98 |  | Other | UNDER EACH PANEL
NJADRE1560166413 | Administratively Determined Incentive Program | Mannington Township | 8079 | 6.56 | Residential | Behind the Meter | Yes | EMT Renewables, LLC | AC Electric |  | Accepted | 2025-07-28 | 2025-08-21 | 2026-08-21 | Solar Panels | MSE PERC | MSE-410 |  | 0.41 | 3 | 138 | 16 |  | Fixed | Roof
NJADRE1560166413 | Administratively Determined Incentive Program | Mannington Township | 8079 | 6.56 | Residential | Behind the Meter | Yes | EMT Renewables, LLC | AC Electric |  | Accepted | 2025-07-28 | 2025-08-21 | 2026-08-21 | Solar Panels | MSE PERC | MSE-410 |  | 0.41 | 13 | 228 | 45 |  | Fixed | Roof
NJADRE1560166415 | Administratively Determined Incentive Program | BRIDGEWATER TWP | 8807 | 6.48 | Residential | Behind the Meter | No | Sunrun Installation Services, Inc. | PSE&G |  | Accepted | 2025-07-28 | 2025-08-21 | 2026-08-21 | Solar Panels | JA SOLAR | JAM54S31-405/MR |  | 0.405 | 16 | 173 | 42 |  | Fixed | Roof
NJADRE1560166415 | Administratively Determined Incentive Program | BRIDGEWATER TWP | 8807 | 6.48 | Residential | Behind the Meter | No | Sunrun Installation Services, Inc. | PSE&G |  | Accepted | 2025-07-28 | 2025-08-21 | 2026-08-21 | Inverters | SOLAREDGE TECHNOLOGIES | SE5700H-USMN | 5760 |  | 1 |  |  | 0.99 |  | Outside
NJADRE1560166420 | Administratively Determined Incentive Program | MAPLEWOOD | 7040 | 11.18 | Residential | Behind the Meter | Yes | Infinity Solar Systems | PSE&G |  | Accepted | 2025-07-28 | 2025-08-28 | 2026-08-28 | Inverters | Enphase | IQ8HC-72-M-DOM-US | 360 |  | 26 |  |  | 0.97 |  | Outdoor
NJADRE1560166420 | Administratively Determined Incentive Program | MAPLEWOOD | 7040 | 11.18 | Residential | Behind the Meter | Yes | Infinity Solar Systems | PSE&G |  | Accepted | 2025-07-28 | 2025-08-28 | 2026-08-28 | Solar Panels | SEG Solar | SEG-430-BTD-BG |  | 0.43 | 4 | 39 | 32 |  | Fixed | Roof
NJADRE1560166420 | Administratively Determined Incentive Program | MAPLEWOOD | 7040 | 11.18 | Residential | Behind the Meter | Yes | Infinity Solar Systems | PSE&G |  | Accepted | 2025-07-28 | 2025-08-28 | 2026-08-28 | Solar Panels | SEG Solar | SEG-430-BTD-BG |  | 0.43 | 7 | 129 | 20 |  | Fixed | Roof
NJADRE1560166420 | Administratively Determined Incentive Program | MAPLEWOOD | 7040 | 11.18 | Residential | Behind the Meter | Yes | Infinity Solar Systems | PSE&G |  | Accepted | 2025-07-28 | 2025-08-28 | 2026-08-28 | Solar Panels | SEG Solar | SEG-430-BTD-BG |  | 0.43 | 2 | 309 | 20 |  | Fixed | Roof
NJADRE1560166420 | Administratively Determined Incentive Program | MAPLEWOOD | 7040 | 11.18 | Residential | Behind the Meter | Yes | Infinity Solar Systems | PSE&G |  | Accepted | 2025-07-28 | 2025-08-28 | 2026-08-28 | Solar Panels | SEG SOLAR | SEG-430-BTD-BG |  | 0.43 | 9 | 219 | 23 |  | Fixed | Roof
NJADRE1560166420 | Administratively Determined Incentive Program | MAPLEWOOD | 7040 | 11.18 | Residential | Behind the Meter | Yes | Infinity Solar Systems | PSE&G |  | Accepted | 2025-07-28 | 2025-08-28 | 2026-08-28 | Solar Panels | SEG Solar | SEG-430-BTD-BG |  | 0.43 | 4 | 39 | 10 |  | Fixed | Roof
NJADRE1560166428 | Administratively Determined Incentive Program | GLOUCESTER TOWNSHIP | 8081 | 11.31 | Residential | Behind the Meter | Yes | SunnyMac, LLC | AC Electric |  | Accepted | 2025-07-28 | 2025-08-21 | 2026-08-21 | Solar Panels | HANWHA | Q.TRON BLK M-G2.H+ |  | 0.435 | 15 | 338 | 36 |  | Fixed | Roof
NJADRE1560166428 | Administratively Determined Incentive Program | GLOUCESTER TOWNSHIP | 8081 | 11.31 | Residential | Behind the Meter | Yes | SunnyMac, LLC | AC Electric |  | Accepted | 2025-07-28 | 2025-08-21 | 2026-08-21 | Solar Panels | HANWHA | Q.TRON BLK M-G2.H+ |  | 0.435 | 11 | 158 | 11 |  | Fixed | Roof
NJADRE1560166428 | Administratively Determined Incentive Program | GLOUCESTER TOWNSHIP | 8081 | 11.31 | Residential | Behind the Meter | Yes | SunnyMac, LLC | AC Electric |  | Accepted | 2025-07-28 | 2025-08-21 | 2026-08-21 | Inverters | SOLAREDGE HOME HUB | SE7600H-US | 7600 |  | 1 |  |  | 0.99 |  | Outdoor | next to meter
NJADRE1560166431 | Administratively Determined Incentive Program | Little Egg Harbor Township | 8087 | 6.56 | Residential | Behind the Meter | Yes | EMT Renewables, LLC | AC Electric |  | Accepted | 2025-07-28 | 2025-08-21 | 2026-08-21 | Inverters | ENPHASE | IQ8+ | 290 |  | 16 |  |  | 0.98 |  | Other | UNDER EACH PANEL
NJADRE1560166431 | Administratively Determined Incentive Program | Little Egg Harbor Township | 8087 | 6.56 | Residential | Behind the Meter | Yes | EMT Renewables, LLC | AC Electric |  | Accepted | 2025-07-28 | 2025-08-21 | 2026-08-21 | Solar Panels | MSE PERC | MSE-410 |  | 0.41 | 16 | 174 | 30 |  | Fixed | Roof
NJADRE1560166437 | Administratively Determined Incentive Program | TINTON FALLS | 7724 | 7.9 | Residential | Behind the Meter | No | Solar Mite Solutions, LLC | JCP&L |  | Accepted | 2025-07-28 | 2025-08-21 | 2026-08-21 | Solar Panels | CANADIAN SOLAR | CS6R-395MS-HL |  | 0.395 | 4 | 171 | 35 |  | Fixed | Roof
NJADRE1560166437 | Administratively Determined Incentive Program | TINTON FALLS | 7724 | 7.9 | Residential | Behind the Meter | No | Solar Mite Solutions, LLC | JCP&L |  | Accepted | 2025-07-28 | 2025-08-21 | 2026-08-21 | Inverters | Enphase | IQ7HS-66-M-US | 384 |  | 20 |  |  | 0.97 |  | Outside
NJADRE1560166437 | Administratively Determined Incentive Program | TINTON FALLS | 7724 | 7.9 | Residential | Behind the Meter | No | Solar Mite Solutions, LLC | JCP&L |  | Accepted | 2025-07-28 | 2025-08-21 | 2026-08-21 | Solar Panels | CANADIAN SOLAR | CS6R-395MS-HL |  | 0.395 | 10 | 171 | 25 |  | Fixed | Roof
NJADRE1560166437 | Administratively Determined Incentive Program | TINTON FALLS | 7724 | 7.9 | Residential | Behind the Meter | No | Solar Mite Solutions, LLC | JCP&L |  | Accepted | 2025-07-28 | 2025-08-21 | 2026-08-21 | Solar Panels | CANADIAN SOLAR | CS6R-395MS-HL |  | 0.395 | 6 | 171 | 25 |  | Fixed | Roof
NJADRE1560166438 | Administratively Determined Incentive Program | LAKE HOPATCONG | 7849 | 6.97 | Residential | Behind the Meter | Yes | Trinity Solar, LLC | JCP&L |  | Accepted | 2025-07-28 | 2025-08-21 | 2026-08-21 | Solar Panels | Hanwha | Q.PEAK DUO BLK ML-G10+ 410 |  | 0.41 | 17 | 95 | 18 |  | Fixed | Roof
NJADRE1560166438 | Administratively Determined Incentive Program | LAKE HOPATCONG | 7849 | 6.97 | Residential | Behind the Meter | Yes | Trinity Solar, LLC | JCP&L |  | Accepted | 2025-07-28 | 2025-08-21 | 2026-08-21 | Inverters | Solar Edge | USE5700H-US | 5760 |  | 1 |  |  | 0.97 |  | Outside
NJADRE1560166443 | Administratively Determined Incentive Program | Evesham | 8053 | 14.79 | Residential | Behind the Meter | No | SunnyMac, LLC | PSE&G |  | Accepted | 2025-07-28 | 2025-08-21 | 2026-08-21 | Solar Panels | HANWHA | Q.TRON BLK M-G2.H+ |  | 0.435 | 30 | 86 | 27 |  | Fixed | Roof
NJADRE1560166443 | Administratively Determined Incentive Program | Evesham | 8053 | 14.79 | Residential | Behind the Meter | No | SunnyMac, LLC | PSE&G |  | Accepted | 2025-07-28 | 2025-08-21 | 2026-08-21 | Inverters | SOLAREDGE HOME HUB | SE10000H-US | 10000 |  | 1 |  |  | 0.99 |  | Outdoor | next to meter
NJADRE1560166443 | Administratively Determined Incentive Program | Evesham | 8053 | 14.79 | Residential | Behind the Meter | No | SunnyMac, LLC | PSE&G |  | Accepted | 2025-07-28 | 2025-08-21 | 2026-08-21 | Solar Panels | HANWHA | Q.TRON BLK M-G2.H+ |  | 0.435 | 4 | 266 | 27 |  | Fixed | Roof
NJADRE1560166443 | Administratively Determined Incentive Program | Evesham | 8053 | 14.79 | Residential | Behind the Meter | No | SunnyMac, LLC | PSE&G |  | Accepted | 2025-07-28 | 2025-08-21 | 2026-08-21 | Meters | SOLAREDGE HOME HUB | SE-RGMTR-1D-240C-B |  |  | 1 |  |  |  | Yes | Outdoor
NJADRE1560166446 | Administratively Determined Incentive Program | OXFORD | 7863 | 6.15 | Residential | Behind the Meter | Yes | Trinity Solar, LLC | JCP&L |  | Accepted | 2025-07-28 | 2025-08-21 | 2026-08-21 | Inverters | SOLAREDGE | SE5700H-U | 5760 |  | 1 |  |  | 0.97 |  | Outside
NJADRE1560166446 | Administratively Determined Incentive Program | OXFORD | 7863 | 6.15 | Residential | Behind the Meter | Yes | Trinity Solar, LLC | JCP&L |  | Accepted | 2025-07-28 | 2025-08-21 | 2026-08-21 | Solar Panels | HANWHA | Q.PEAK DUO BLK ML-G10+ 410 |  | 0.41 | 15 | 145 | 34 |  | Fixed | Roof
NJADRE1560166754 | Administratively Determined Incentive Program | SOUTH PLAINFIELD | 7080 | 3.69 | Residential | Behind the Meter | Yes | Trinity Solar,LLC | PSE&G |  | Accepted | 2025-07-28 | 2025-08-21 | 2026-08-21 | Solar Panels | HANWHA 410 (Q.PEAK DUO BLK ML-G10+ 410) | HANWHA 410 (Q.PEAK DUO BLK ML-G10+ 410) |  | 0.41 | 2 | 132 | 42 |  | Fixed | Roof
NJADRE1560166754 | Administratively Determined Incentive Program | SOUTH PLAINFIELD | 7080 | 3.69 | Residential | Behind the Meter | Yes | Trinity Solar,LLC | PSE&G |  | Accepted | 2025-07-28 | 2025-08-21 | 2026-08-21 | Inverters | SOLAREDGE | SE3800H-US | 3800 |  | 1 |  |  | 0.97 |  | Outside
NJADRE1560166754 | Administratively Determined Incentive Program | SOUTH PLAINFIELD | 7080 | 3.69 | Residential | Behind the Meter | Yes | Trinity Solar,LLC | PSE&G |  | Accepted | 2025-07-28 | 2025-08-21 | 2026-08-21 | Solar Panels | HANWHA 410 (Q.PEAK DUO BLK ML-G10+ 410) | HANWHA 410 (Q.PEAK DUO BLK ML-G10+ 410) |  | 0.41 | 7 | 222 | 41 |  | Fixed | Roof
NJADRE1560166755 | Administratively Determined Incentive Program | Mount Laurel Twp | 8054 | 10.125 | Residential | Behind the Meter | Yes | Sunrun Installation Services, Inc. | PSE&G |  | Accepted | 2025-07-28 | 2025-08-21 | 2026-08-21 | Solar Panels | JA SOLAR | JAM54S31-405/MR |  | 0.405 | 12 | 12 | 22 |  | Fixed | Roof
NJADRE1560166755 | Administratively Determined Incentive Program | Mount Laurel Twp | 8054 | 10.125 | Residential | Behind the Meter | Yes | Sunrun Installation Services, Inc. | PSE&G |  | Accepted | 2025-07-28 | 2025-08-21 | 2026-08-21 | Solar Panels | JA SOLAR | JAM54S31-405/MR |  | 0.405 | 13 | 192 | 22 |  | Fixed | Roof
NJADRE1560166755 | Administratively Determined Incentive Program | Mount Laurel Twp | 8054 | 10.125 | Residential | Behind the Meter | Yes | Sunrun Installation Services, Inc. | PSE&G |  | Accepted | 2025-07-28 | 2025-08-21 | 2026-08-21 | Inverters | SOLAREDGE TECHNOLOGIES | SE7600H-USMN | 7600 |  | 1 |  |  | 0.99 |  | Outdoor
NJADRE1560166772 | Administratively Determined Incentive Program | Budd Lake | 7828 | 28.22 | Residential | Behind the Meter | No | Green Power Energy, LLC | JCP&L |  | Accepted | 2025-07-28 | 2025-08-21 | 2026-08-21 | Inverters | Enphase Energy | IQ8MC-72-M-US [240V] | 320 |  | 68 |  |  | 0.98 |  | Outside | Roof
NJADRE1560166772 | Administratively Determined Incentive Program | Budd Lake | 7828 | 28.22 | Residential | Behind the Meter | No | Green Power Energy, LLC | JCP&L |  | Accepted | 2025-07-28 | 2025-08-21 | 2026-08-21 | Solar Panels | Enphase Energy | Q.PEAK DUO BLK ML-G10+ 415 |  | 0.415 | 14 | 289 | 34 |  | Fixed | Roof
NJADRE1560166772 | Administratively Determined Incentive Program | Budd Lake | 7828 | 28.22 | Residential | Behind the Meter | No | Green Power Energy, LLC | JCP&L |  | Accepted | 2025-07-28 | 2025-08-21 | 2026-08-21 | Solar Panels | Enphase Energy | Q.PEAK DUO BLK ML-G10+ 415 |  | 0.415 | 13 | 289 | 34 |  | Fixed | Roof
NJADRE1560166772 | Administratively Determined Incentive Program | Budd Lake | 7828 | 28.22 | Residential | Behind the Meter | No | Green Power Energy, LLC | JCP&L |  | Accepted | 2025-07-28 | 2025-08-21 | 2026-08-21 | Solar Panels | Enphase Energy | Q.PEAK DUO BLK ML-G10+ 415 |  | 0.415 | 21 | 109 | 34 |  | Fixed | Roof
NJADRE1560166772 | Administratively Determined Incentive Program | Budd Lake | 7828 | 28.22 | Residential | Behind the Meter | No | Green Power Energy, LLC | JCP&L |  | Accepted | 2025-07-28 | 2025-08-21 | 2026-08-21 | Solar Panels | Enphase Energy | Q.PEAK DUO BLK ML-G10+ 415 |  | 0.415 | 20 | 109 | 34 |  | Fixed | Roof
NJADRE1560166777 | Administratively Determined Incentive Program | Erial | 8081 | 13.05 | Residential | Behind the Meter | Yes | SunnyMac, LLC | AC Electric |  | Accepted | 2025-07-28 | 2025-08-21 | 2026-08-21 | Solar Panels | HANWHA | Q.TRON BLK M-G2.H+ |  | 0.435 | 24 | 75 | 17 |  | Fixed | Roof
NJADRE1560166777 | Administratively Determined Incentive Program | Erial | 8081 | 13.05 | Residential | Behind the Meter | Yes | SunnyMac, LLC | AC Electric |  | Accepted | 2025-07-28 | 2025-08-21 | 2026-08-21 | Inverters | SOLAREDGE HOME HUB | SE10000H-US | 10000 |  | 1 |  |  | 0.99 |  | Outdoor | next to meter
NJADRE1560166777 | Administratively Determined Incentive Program | Erial | 8081 | 13.05 | Residential | Behind the Meter | Yes | SunnyMac, LLC | AC Electric |  | Accepted | 2025-07-28 | 2025-08-21 | 2026-08-21 | Solar Panels | HANWHA | Q.TRON BLK M-G2.H+ |  | 0.435 | 6 | 255 | 17 |  | Fixed | Roof
NJADRE1560166810 | Administratively Determined Incentive Program | Mount Holly | 8060 | 4.1 | Residential | Behind the Meter | Yes | Define Solar, LLC | PSE&G |  | Accepted | 2025-07-30 | 2025-08-26 | 2026-08-26 | Solar Panels | Znshine | ZXM7-SH108 410 |  | 0.41 | 10 | 104 | 25 |  | Fixed | Roof
NJADRE1560166810 | Administratively Determined Incentive Program | Mount Holly | 8060 | 4.1 | Residential | Behind the Meter | Yes | Define Solar, LLC | PSE&G |  | Accepted | 2025-07-30 | 2025-08-26 | 2026-08-26 | Inverters | Enphase | IQ8PLUS-72-2-US | 290 |  | 10 |  |  | 0.976 |  | Outside | Under each pv panel
NJADRE1560166816 | Administratively Determined Incentive Program | Clarksboro | 8020 | 4.92 | Residential | Behind the Meter | Yes | Trinity Solar, LLC | AC Electric |  | Accepted | 2025-07-28 | 2025-08-21 | 2026-08-21 | Solar Panels | HANWHA 410 (Q.PEAK DUO BLK ML-G10+ 410) | HANWHA 410 (Q.PEAK DUO BLK ML-G10+ 410) |  | 0.41 | 10 | 239 | 30 |  | Fixed | Roof
NJADRE1560166816 | Administratively Determined Incentive Program | Clarksboro | 8020 | 4.92 | Residential | Behind the Meter | Yes | Trinity Solar, LLC | AC Electric |  | Accepted | 2025-07-28 | 2025-08-21 | 2026-08-21 | Solar Panels | HANWHA 410 (Q.PEAK DUO BLK ML-G10+ 410) | HANWHA 410 (Q.PEAK DUO BLK ML-G10+ 410) |  | 0.41 | 2 | 149 | 39 |  | Fixed | Roof
NJADRE1560166816 | Administratively Determined Incentive Program | Clarksboro | 8020 | 4.92 | Residential | Behind the Meter | Yes | Trinity Solar, LLC | AC Electric |  | Accepted | 2025-07-28 | 2025-08-21 | 2026-08-21 | Inverters | SOLAREDGE | SE3800H-US | 3800 |  | 1 |  |  | 0.97 |  | Outside
NJADRE1560166827 | Administratively Determined Incentive Program | Voorhees Twp | 8043 | 9.315 | Residential | Behind the Meter | Yes | Sunrun Installation Services, Inc. | PSE&G |  | Accepted | 2025-07-28 | 2025-08-21 | 2026-08-21 | Inverters | SOLAREDGE TECHNOLOGIES | SE7600H-USMN | 7600 |  | 1 |  |  | 0.99 |  | Outdoor
NJADRE1560166827 | Administratively Determined Incentive Program | Voorhees Twp | 8043 | 9.315 | Residential | Behind the Meter | Yes | Sunrun Installation Services, Inc. | PSE&G |  | Accepted | 2025-07-28 | 2025-08-21 | 2026-08-21 | Solar Panels | JA SOLAR | JAM54S31-405/MR |  | 0.405 | 8 | 179 | 23 |  | Fixed | Roof
NJADRE1560166827 | Administratively Determined Incentive Program | Voorhees Twp | 8043 | 9.315 | Residential | Behind the Meter | Yes | Sunrun Installation Services, Inc. | PSE&G |  | Accepted | 2025-07-28 | 2025-08-21 | 2026-08-21 | Solar Panels | JA SOLAR | JAM54S31-405/MR |  | 0.405 | 15 | 179 | 23 |  | Fixed | Roof
NJADRE1560166838 | Administratively Determined Incentive Program | Ewing Township | 8638 | 11.31 | Residential | Behind the Meter | Yes | Integrity Solar & Home Solutions, LLC | PSE&G |  | Accepted | 2025-07-28 | 2025-08-21 | 2026-08-21 | Inverters | ENPHASE | IQ8HC | 380 |  | 26 |  |  | 0.98 |  | Other | UNDER EACH PANEL
NJADRE1560166838 | Administratively Determined Incentive Program | Ewing Township | 8638 | 11.31 | Residential | Behind the Meter | Yes | Integrity Solar & Home Solutions, LLC | PSE&G |  | Accepted | 2025-07-28 | 2025-08-21 | 2026-08-21 | Solar Panels | Q CELLS | Q.TRON BLK M-G2H+ 435 |  | 0.435 | 15 | 37 | 36 |  | Fixed | Roof
NJADRE1560166838 | Administratively Determined Incentive Program | Ewing Township | 8638 | 11.31 | Residential | Behind the Meter | Yes | Integrity Solar & Home Solutions, LLC | PSE&G |  | Accepted | 2025-07-28 | 2025-08-21 | 2026-08-21 | Solar Panels | Q CELLS | Q.TRON BLK M-G2H+ 435 |  | 0.435 | 11 | 217 | 16 |  | Fixed | Roof
NJADRE1560166866 | Administratively Determined Incentive Program | Pennsauken | 8109 | 6.56 | Residential | Behind the Meter | Yes | EMT Renewables, LLC | PSE&G |  | Accepted | 2025-07-28 | 2025-08-21 | 2026-08-21 | Solar Panels | MSE PERC | MSE-410 |  | 0.41 | 2 | 68 | 30 |  | Fixed | Roof
NJADRE1560166866 | Administratively Determined Incentive Program | Pennsauken | 8109 | 6.56 | Residential | Behind the Meter | Yes | EMT Renewables, LLC | PSE&G |  | Accepted | 2025-07-28 | 2025-08-21 | 2026-08-21 | Solar Panels | MSE PERC | MSE-410 |  | 0.41 | 2 | 248 | 26 |  | Fixed | Roof
NJADRE1560166866 | Administratively Determined Incentive Program | Pennsauken | 8109 | 6.56 | Residential | Behind the Meter | Yes | EMT Renewables, LLC | PSE&G |  | Accepted | 2025-07-28 | 2025-08-21 | 2026-08-21 | Solar Panels | MSE PERC | MSE-410 |  | 0.41 | 12 | 248 | 30 |  | Fixed | Roof
NJADRE1560166866 | Administratively Determined Incentive Program | Pennsauken | 8109 | 6.56 | Residential | Behind the Meter | Yes | EMT Renewables, LLC | PSE&G |  | Accepted | 2025-07-28 | 2025-08-21 | 2026-08-21 | Inverters | ENPHASE | IQ8+ | 290 |  | 16 |  |  | 0.98 |  | Other | UNDER EACH PANEL
NJADRE1560166867 | Administratively Determined Incentive Program | Bergenfield | 7621 | 9 | Residential | Behind the Meter | Yes | Power Energy Solutions, LLC | PSE&G |  | Accepted | 2025-07-28 | 2025-08-21 | 2026-08-21 | Solar Panels | Trina Solar | TSM-450NEG9RC.27 |  | 0.45 | 1 | 88 | 47 |  | Fixed | Roof
NJADRE1560166867 | Administratively Determined Incentive Program | Bergenfield | 7621 | 9 | Residential | Behind the Meter | Yes | Power Energy Solutions, LLC | PSE&G |  | Accepted | 2025-07-28 | 2025-08-21 | 2026-08-21 | Solar Panels | Trina Solar | TSM-450NEG9RC.27 |  | 0.45 | 9 | 87 | 32 |  | Fixed | Roof
NJADRE1560166867 | Administratively Determined Incentive Program | Bergenfield | 7621 | 9 | Residential | Behind the Meter | Yes | Power Energy Solutions, LLC | PSE&G |  | Accepted | 2025-07-28 | 2025-08-21 | 2026-08-21 | Inverters | Enphase | IQ8MC-72-M-US | 7 |  | 20 |  |  | 0.97 |  | Outdoor
NJADRE1560166867 | Administratively Determined Incentive Program | Bergenfield | 7621 | 9 | Residential | Behind the Meter | Yes | Power Energy Solutions, LLC | PSE&G |  | Accepted | 2025-07-28 | 2025-08-21 | 2026-08-21 | Solar Panels | Trina Solar | TSM-450NEG9RC.27 |  | 0.45 | 9 | 267 | 32 |  | Fixed | Roof
NJADRE1560166867 | Administratively Determined Incentive Program | Bergenfield | 7621 | 9 | Residential | Behind the Meter | Yes | Power Energy Solutions, LLC | PSE&G |  | Accepted | 2025-07-28 | 2025-08-21 | 2026-08-21 | Solar Panels | Trina Solar | TSM-450NEG9RC.27 |  | 0.45 | 1 | 268 | 47 |  | Fixed | Roof
NJADRE1560166873 | Administratively Determined Incentive Program | Medford | 8055 | 12.18 | Residential | Behind the Meter | No | Sunwise Energy, LLC | PSE&G |  | Accepted | 2025-07-28 | 2025-08-21 | 2026-08-21 | Solar Panels | Q CELLS | Q TRON BLK M-G2+SERIES |  | 0.435 | 8 | 2 | 26 |  | Fixed | Roof
NJADRE1560166873 | Administratively Determined Incentive Program | Medford | 8055 | 12.18 | Residential | Behind the Meter | No | Sunwise Energy, LLC | PSE&G |  | Accepted | 2025-07-28 | 2025-08-21 | 2026-08-21 | Solar Panels | Q CELLS | Q TRON BLK M-G2+SERIES |  | 0.435 | 20 | 182 | 26 |  | Fixed | Roof
NJADRE1560166873 | Administratively Determined Incentive Program | Medford | 8055 | 12.18 | Residential | Behind the Meter | No | Sunwise Energy, LLC | PSE&G |  | Accepted | 2025-07-28 | 2025-08-21 | 2026-08-21 | Inverters | ENPHASE ENERGY | IQ8HC-72-M-DOM-US | 380 |  | 28 |  |  | 0.973 |  | Outside
NJADRE1560166890 | Administratively Determined Incentive Program | DOVER | 7801 | 6.56 | Residential | Behind the Meter | Yes | Trinity Solar, LLC | JCP&L |  | Accepted | 2025-07-28 | 2025-08-21 | 2026-08-21 | Inverters | Solar Edge | USE5700H-US | 5760 |  | 1 |  |  | 0.97 |  | Outside
NJADRE1560166890 | Administratively Determined Incentive Program | DOVER | 7801 | 6.56 | Residential | Behind the Meter | Yes | Trinity Solar, LLC | JCP&L |  | Accepted | 2025-07-28 | 2025-08-21 | 2026-08-21 | Solar Panels | HANWHA | Q.PEAK DUO BLK ML-G10.C+ 410 |  | 0.41 | 16 | 132 | 21 |  | Fixed | Roof
NJADRE1560166892 | Administratively Determined Incentive Program | Linden | 7036 | 6.97 | Residential | Behind the Meter | Yes | Sunrun Installation Services, Inc. | PSE&G |  | Accepted | 2025-07-28 | 2025-08-21 | 2026-08-21 | Electric Storage Battery | Tesla | POWERWALL 3 1707000-XX-Y |  |  | 2 |  |  |  | Lithium Ion |  | OUTSIDE
NJADRE1560166892 | Administratively Determined Incentive Program | Linden | 7036 | 6.97 | Residential | Behind the Meter | Yes | Sunrun Installation Services, Inc. | PSE&G |  | Accepted | 2025-07-28 | 2025-08-21 | 2026-08-21 | Inverters | Tesla | POWERWALL 3 1707000-XX-Y | 11500 |  | 2 |  |  | 0.97 |  | Outside
NJADRE1560166892 | Administratively Determined Incentive Program | Linden | 7036 | 6.97 | Residential | Behind the Meter | Yes | Sunrun Installation Services, Inc. | PSE&G |  | Accepted | 2025-07-28 | 2025-08-21 | 2026-08-21 | Solar Panels | HANWHA Q-CELLS | Q.PEAK DUO BLK ML-G10.C+ 410 |  | 0.41 | 8 | 39 | 35 |  | Fixed | Roof
NJADRE1560166892 | Administratively Determined Incentive Program | Linden | 7036 | 6.97 | Residential | Behind the Meter | Yes | Sunrun Installation Services, Inc. | PSE&G |  | Accepted | 2025-07-28 | 2025-08-21 | 2026-08-21 | Solar Panels | HANWHA Q-CELLS | Q.PEAK DUO BLK ML-G10.C+ 410 |  | 0.41 | 9 | 219 | 15 |  | Fixed | Roof
NJADRE1560166897 | Administratively Determined Incentive Program | BRIDGETON | 8302 | 5.395 | Residential | Behind the Meter | Yes | SunPurity, LLC | AC Electric |  | Accepted | 2025-07-28 | 2025-08-21 | 2026-08-21 | Inverters | SolarEdge | SE3800H-US | 3800 |  | 1 |  |  | 0.99 |  | Outdoor
NJADRE1560166897 | Administratively Determined Incentive Program | BRIDGETON | 8302 | 5.395 | Residential | Behind the Meter | Yes | SunPurity, LLC | AC Electric |  | Accepted | 2025-07-28 | 2025-08-21 | 2026-08-21 | Solar Panels | Hanwha Q cells | Q.PEAK DUO BLK-ML-G10+ 415W |  | 0.415 | 9 | 199 | 37 |  | Fixed | Roof
NJADRE1560166897 | Administratively Determined Incentive Program | BRIDGETON | 8302 | 5.395 | Residential | Behind the Meter | Yes | SunPurity, LLC | AC Electric |  | Accepted | 2025-07-28 | 2025-08-21 | 2026-08-21 | Solar Panels | Hanwha Q cells | Q.PEAK DUO BLK-ML-G10+ 415W |  | 0.415 | 4 | 19 | 37 |  | Fixed | Roof
NJADRE1560166902 | Administratively Determined Incentive Program | Bridgeton | 8302 | 20.09 | Residential | Behind the Meter | Yes | EMT Renewables, LlC | AC Electric |  | Accepted | 2025-07-28 | 2025-08-21 | 2026-08-21 | Inverters | ENPHASE | IQ8+ | 290 |  | 49 |  |  | 0.98 |  | Other | UNDER EACH PANEL
NJADRE1560166902 | Administratively Determined Incentive Program | Bridgeton | 8302 | 20.09 | Residential | Behind the Meter | Yes | EMT Renewables, LlC | AC Electric |  | Accepted | 2025-07-28 | 2025-08-21 | 2026-08-21 | Solar Panels | MSE PERC | MSE-410 |  | 0.41 | 12 | 357 | 17 |  | Fixed | Roof
NJADRE1560166902 | Administratively Determined Incentive Program | Bridgeton | 8302 | 20.09 | Residential | Behind the Meter | Yes | EMT Renewables, LlC | AC Electric |  | Accepted | 2025-07-28 | 2025-08-21 | 2026-08-21 | Solar Panels | MSE PERC | MSE-410 |  | 0.41 | 12 | 179 | 42 |  | Fixed | Roof
NJADRE1560166902 | Administratively Determined Incentive Program | Bridgeton | 8302 | 20.09 | Residential | Behind the Meter | Yes | EMT Renewables, LlC | AC Electric |  | Accepted | 2025-07-28 | 2025-08-21 | 2026-08-21 | Solar Panels | MSE PERC | MSE-410 |  | 0.41 | 12 | 177 | 18 |  | Fixed | Roof
NJADRE1560166902 | Administratively Determined Incentive Program | Bridgeton | 8302 | 20.09 | Residential | Behind the Meter | Yes | EMT Renewables, LlC | AC Electric |  | Accepted | 2025-07-28 | 2025-08-21 | 2026-08-21 | Solar Panels | MSE PERC | MSE-410 |  | 0.41 | 10 | 269 | 22 |  | Fixed | Roof
NJADRE1560166902 | Administratively Determined Incentive Program | Bridgeton | 8302 | 20.09 | Residential | Behind the Meter | Yes | EMT Renewables, LlC | AC Electric |  | Accepted | 2025-07-28 | 2025-08-21 | 2026-08-21 | Solar Panels | MSE PERC | MSE-410 |  | 0.41 | 3 | 179 | 22 |  | Fixed | Roof
NJADRE1560166914 | Administratively Determined Incentive Program | PISCATAWAY TWP | 8854 | 7.83 | Residential | Behind the Meter | Yes | Integrity Solar & Home Solutions, LLC | PSE&G |  | Accepted | 2025-07-28 | 2025-08-21 | 2026-08-21 | Inverters | ENPHASE | IQ8HC | 380 |  | 18 |  |  | 0.98 |  | Other | UNDER EACH PANEL
NJADRE1560166914 | Administratively Determined Incentive Program | PISCATAWAY TWP | 8854 | 7.83 | Residential | Behind the Meter | Yes | Integrity Solar & Home Solutions, LLC | PSE&G |  | Accepted | 2025-07-28 | 2025-08-21 | 2026-08-21 | Solar Panels | Q CELLS | Q.TRON BLK M-G2H+ 435 |  | 0.435 | 12 | 144 | 22 |  | Fixed | Roof
NJADRE1560166914 | Administratively Determined Incentive Program | PISCATAWAY TWP | 8854 | 7.83 | Residential | Behind the Meter | Yes | Integrity Solar & Home Solutions, LLC | PSE&G |  | Accepted | 2025-07-28 | 2025-08-21 | 2026-08-21 | Solar Panels | Q CELLS | Q.TRON BLK M-G2H+ 435 |  | 0.435 | 6 | 143 | 20 |  | Fixed | Roof
NJADRE1560166965 | Administratively Determined Incentive Program | MORRIS PLAINS | 7950 | 14.76 | Residential | Behind the Meter | Yes | Sunrun Installation Services, Inc. | JCP&L |  | Accepted | 2025-07-28 | 2025-08-21 | 2026-08-21 | Inverters | Tesla | POWERWALL 3 1707000-XX-Y | 11500 |  | 1 |  |  | 0.97 |  | Outdoor
NJADRE1560166965 | Administratively Determined Incentive Program | MORRIS PLAINS | 7950 | 14.76 | Residential | Behind the Meter | Yes | Sunrun Installation Services, Inc. | JCP&L |  | Accepted | 2025-07-28 | 2025-08-21 | 2026-08-21 | Solar Panels | HANWHA Q-CELLS | Q.PEAK DUO BLK ML-G10.C+ 410 |  | 0.41 | 5 | 116 | 19 |  | Fixed | Roof
NJADRE1560166965 | Administratively Determined Incentive Program | MORRIS PLAINS | 7950 | 14.76 | Residential | Behind the Meter | Yes | Sunrun Installation Services, Inc. | JCP&L |  | Accepted | 2025-07-28 | 2025-08-21 | 2026-08-21 | Solar Panels | HANWHA Q-CELLS | Q.PEAK DUO BLK ML-G10.C+ 410 |  | 0.41 | 8 | 27 | 13 |  | Fixed | Roof
NJADRE1560166965 | Administratively Determined Incentive Program | MORRIS PLAINS | 7950 | 14.76 | Residential | Behind the Meter | Yes | Sunrun Installation Services, Inc. | JCP&L |  | Accepted | 2025-07-28 | 2025-08-21 | 2026-08-21 | Solar Panels | HANWHA Q-CELLS | Q.PEAK DUO BLK ML-G10.C+ 410 |  | 0.41 | 6 | 206 | 15 |  | Fixed | Roof
NJADRE1560166965 | Administratively Determined Incentive Program | MORRIS PLAINS | 7950 | 14.76 | Residential | Behind the Meter | Yes | Sunrun Installation Services, Inc. | JCP&L |  | Accepted | 2025-07-28 | 2025-08-21 | 2026-08-21 | Electric Storage Battery | Tesla | POWERWALL 3 1707000-XX-Y |  |  | 1 |  |  |  | Lithium Ion |  | OUTSIDE
NJADRE1560166965 | Administratively Determined Incentive Program | MORRIS PLAINS | 7950 | 14.76 | Residential | Behind the Meter | Yes | Sunrun Installation Services, Inc. | JCP&L |  | Accepted | 2025-07-28 | 2025-08-21 | 2026-08-21 | Solar Panels | HANWHA Q-CELLS | Q.PEAK DUO BLK ML-G10.C+ 410 |  | 0.41 | 17 | 296 | 20 |  | Fixed | Roof
NJADRE1560166969 | Administratively Determined Incentive Program | EAST BRUNSWICK | 8816 | 5.655 | Residential | Behind the Meter | No | NJ Solar Power, LLC | PSE&G |  | Accepted | 2025-07-28 | 2025-08-21 | 2026-08-21 | Solar Panels | Hanwha | Q.TRON BLK M-G2+ 435 |  | 0.435 | 3 | 174 | 18 |  | Fixed | Roof | Roof 2
NJADRE1560166969 | Administratively Determined Incentive Program | EAST BRUNSWICK | 8816 | 5.655 | Residential | Behind the Meter | No | NJ Solar Power, LLC | PSE&G |  | Accepted | 2025-07-28 | 2025-08-21 | 2026-08-21 | Solar Panels | Hanwha | Q.TRON BLK M-G2+ 435 |  | 0.435 | 10 | 174 | 34 |  | Fixed | Roof | Roof 1
NJADRE1560166969 | Administratively Determined Incentive Program | EAST BRUNSWICK | 8816 | 5.655 | Residential | Behind the Meter | No | NJ Solar Power, LLC | PSE&G |  | Accepted | 2025-07-28 | 2025-08-21 | 2026-08-21 | Inverters | SolarEdge | SE5700H-US | 5760 |  | 1 |  |  | 0.99 |  | Outside
NJADRE1560166986 | Administratively Determined Incentive Program | SOMERVILLE BORO | 8876 | 11.61 | Residential | Behind the Meter | No | Green Power Energy, LLC | PSE&G |  | Accepted | 2025-07-28 | 2025-08-21 | 2026-08-21 | Solar Panels | SEG Solar | SEG-430-BTD-BG |  | 0.43 | 12 | 8 | 25 |  | Fixed | Roof
NJADRE1560166986 | Administratively Determined Incentive Program | SOMERVILLE BORO | 8876 | 11.61 | Residential | Behind the Meter | No | Green Power Energy, LLC | PSE&G |  | Accepted | 2025-07-28 | 2025-08-21 | 2026-08-21 | Inverters | Enphase | IQ8MC-72-M-US [240V] | 320 |  | 27 |  |  | 0.98 |  | Outside
NJADRE1560166986 | Administratively Determined Incentive Program | SOMERVILLE BORO | 8876 | 11.61 | Residential | Behind the Meter | No | Green Power Energy, LLC | PSE&G |  | Accepted | 2025-07-28 | 2025-08-21 | 2026-08-21 | Solar Panels | SEG Solar | SEG-430-BTD-BG |  | 0.43 | 11 | 188 | 25 |  | Fixed | Roof
NJADRE1560166986 | Administratively Determined Incentive Program | SOMERVILLE BORO | 8876 | 11.61 | Residential | Behind the Meter | No | Green Power Energy, LLC | PSE&G |  | Accepted | 2025-07-28 | 2025-08-21 | 2026-08-21 | Solar Panels | SEG Solar | SEG-430-BTD-BG |  | 0.43 | 4 | 188 | 30 |  | Fixed | Roof
NJADRE1560167013 | Administratively Determined Incentive Program | WILLIAMSTOWN | 8094 | 8 | Residential | Behind the Meter | Yes | Bright Ops, Inc. | AC Electric |  | Accepted | 2025-07-28 | 2025-08-22 | 2026-08-22 | Solar Panels | Hanwha Q-Cells | Q.PEAK DUO BLK ML-G10+400 |  | 0.4 | 2 | 240 | 43 |  | Fixed | Roof
NJADRE1560167013 | Administratively Determined Incentive Program | WILLIAMSTOWN | 8094 | 8 | Residential | Behind the Meter | Yes | Bright Ops, Inc. | AC Electric |  | Accepted | 2025-07-28 | 2025-08-22 | 2026-08-22 | Solar Panels | Hanwha Q-Cells | Q.PEAK DUO BLK ML-G10+400 |  | 0.4 | 2 | 145 | 5 |  | Fixed | Roof
NJADRE1560167013 | Administratively Determined Incentive Program | WILLIAMSTOWN | 8094 | 8 | Residential | Behind the Meter | Yes | Bright Ops, Inc. | AC Electric |  | Accepted | 2025-07-28 | 2025-08-22 | 2026-08-22 | Solar Panels | Hanwha Q-Cells | Q.PEAK DUO BLK ML-G10+400 |  | 0.4 | 11 | 151 | 43 |  | Fixed | Roof
NJADRE1560167013 | Administratively Determined Incentive Program | WILLIAMSTOWN | 8094 | 8 | Residential | Behind the Meter | Yes | Bright Ops, Inc. | AC Electric |  | Accepted | 2025-07-28 | 2025-08-22 | 2026-08-22 | Inverters | SolarEdge Technologies | SE6000H - USRGM | 6000 |  | 1 |  |  | 0.98 |  | Outdoor | Outside
NJADRE1560167013 | Administratively Determined Incentive Program | WILLIAMSTOWN | 8094 | 8 | Residential | Behind the Meter | Yes | Bright Ops, Inc. | AC Electric |  | Accepted | 2025-07-28 | 2025-08-22 | 2026-08-22 | Solar Panels | Hanwha Q-Cells | Q.PEAK DUO BLK ML-G10+400 |  | 0.4 | 3 | 331 | 43 |  | Fixed | Roof
NJADRE1560167013 | Administratively Determined Incentive Program | WILLIAMSTOWN | 8094 | 8 | Residential | Behind the Meter | Yes | Bright Ops, Inc. | AC Electric |  | Accepted | 2025-07-28 | 2025-08-22 | 2026-08-22 | Solar Panels | Hanwha Q-Cells | Q.PEAK DUO BLK ML-G10+400 |  | 0.4 | 2 | 151 | 23 |  | Fixed | Roof
NJADRE1560167040 | Administratively Determined Incentive Program | CHERRY HILL | 8002 | 5.4 | Residential | Behind the Meter | No | Sea Bright Solar, LLC | PSE&G |  | Accepted | 2025-07-28 | 2025-08-21 | 2026-08-21 | Solar Panels | REC | REC-450AA-Pure-RX |  | 0.45 | 7 | 193 | 30 |  | Fixed | Roof
NJADRE1560167040 | Administratively Determined Incentive Program | CHERRY HILL | 8002 | 5.4 | Residential | Behind the Meter | No | Sea Bright Solar, LLC | PSE&G |  | Accepted | 2025-07-28 | 2025-08-21 | 2026-08-21 | Inverters | Enphase | IQ8X-80-M-DOM-US | 380 |  | 12 |  |  | 0 |  | Outdoor
NJADRE1560167040 | Administratively Determined Incentive Program | CHERRY HILL | 8002 | 5.4 | Residential | Behind the Meter | No | Sea Bright Solar, LLC | PSE&G |  | Accepted | 2025-07-28 | 2025-08-21 | 2026-08-21 | Solar Panels | REC | REC-450AA-Pure-RX |  | 0.45 | 5 | 103 | 30 |  | Fixed | Roof
NJADRE1560167040 | Administratively Determined Incentive Program | CHERRY HILL | 8002 | 5.4 | Residential | Behind the Meter | No | Sea Bright Solar, LLC | PSE&G |  | Accepted | 2025-07-28 | 2025-08-21 | 2026-08-21 | Meters | Enphase | IQ Combiner 5C |  |  | 1 |  |  |  | Yes | Outdoor
NJADRE1560167061 | Administratively Determined Incentive Program | Franklin Twp. | 8873 | 9.315 | Residential | Behind the Meter | Yes | Bright Ops, Inc. | PSE&G |  | Accepted | 2025-07-28 | 2025-08-21 | 2026-08-21 | Solar Panels | Hanwha Q-Cells | Q.PEAK DUO BLK ML-G10+405 |  | 0.405 | 7 | 243 | 5 |  | Fixed | Roof
NJADRE1560167061 | Administratively Determined Incentive Program | Franklin Twp. | 8873 | 9.315 | Residential | Behind the Meter | Yes | Bright Ops, Inc. | PSE&G |  | Accepted | 2025-07-28 | 2025-08-21 | 2026-08-21 | Inverters | SolarEdge Technologies | SE7600H - USSN | 7600 |  | 1 |  |  | 0.98 |  | Outdoor | Outside
NJADRE1560167061 | Administratively Determined Incentive Program | Franklin Twp. | 8873 | 9.315 | Residential | Behind the Meter | Yes | Bright Ops, Inc. | PSE&G |  | Accepted | 2025-07-28 | 2025-08-21 | 2026-08-21 | Solar Panels | Hanwha Q-Cells | Q.PEAK DUO BLK ML-G10+405 |  | 0.405 | 16 | 63 | 34 |  | Fixed | Roof
NJADRE1560167066 | Administratively Determined Incentive Program | Medford | 8055 | 11.31 | Residential | Behind the Meter | No | Sunwise Energy, LLC | PSE&G |  | Accepted | 2025-07-28 | 2025-09-03 | 2026-09-03 | Inverters | ENPHASE ENERGY | IQ8HC-72-M-DOM-US | 380 |  | 26 |  |  | 0.973 |  | Outside
NJADRE1560167066 | Administratively Determined Incentive Program | Medford | 8055 | 11.31 | Residential | Behind the Meter | No | Sunwise Energy, LLC | PSE&G |  | Accepted | 2025-07-28 | 2025-09-03 | 2026-09-03 | Solar Panels | Q CELLS | Q TRON BLK M-G2+SERIES |  | 0.435 | 26 | 253 | 27 |  | Fixed | Roof
NJADRE1560167589 | Administratively Determined Incentive Program | Newton | 7860 | 7.47 | Residential | Behind the Meter | Yes | Fusion Solar Energy, LLC | JCP&L |  | Accepted | 2025-07-28 | 2025-08-26 | 2026-08-26 | Solar Panels | Q CELLS | Q.PEAK DUO BLK ML-G10+_017 |  | 0.415 | 9 | 101.31 | 29 |  | Fixed | Roof
NJADRE1560167589 | Administratively Determined Incentive Program | Newton | 7860 | 7.47 | Residential | Behind the Meter | Yes | Fusion Solar Energy, LLC | JCP&L |  | Accepted | 2025-07-28 | 2025-08-26 | 2026-08-26 | Inverters | ENPHASE | IQ8HC-72-M-DOM-US | 380 |  | 18 |  |  | 0.973 |  | Outside | Roof
NJADRE1560167589 | Administratively Determined Incentive Program | Newton | 7860 | 7.47 | Residential | Behind the Meter | Yes | Fusion Solar Energy, LLC | JCP&L |  | Accepted | 2025-07-28 | 2025-08-26 | 2026-08-26 | Solar Panels | Q CELLS | Q.PEAK DUO BLK ML-G10+_017 |  | 0.415 | 9 | 191.34 | 30 |  | Fixed | Roof
NJADRE1560167663 | Administratively Determined Incentive Program | Metuchen Boro | 8840 | 10.005 | Residential | Behind the Meter | No | Maier Solar Engineering dba Solar Me | PSE&G |  | Accepted | 2025-07-28 | 2025-08-21 | 2026-08-21 | Electric Storage Battery | ENPHASE | IQ BATTERY 5P |  |  | 2 |  |  |  | Lithium Ion |  | OUTSIDE
NJADRE1560167663 | Administratively Determined Incentive Program | Metuchen Boro | 8840 | 10.005 | Residential | Behind the Meter | No | Maier Solar Engineering dba Solar Me | PSE&G |  | Accepted | 2025-07-28 | 2025-08-21 | 2026-08-21 | Solar Panels | QCELL - HANWHA | QTRON- BLK-MG2+435 |  | 0.435 | 12 | 4 | 28 |  | Fixed | Roof
NJADRE1560167663 | Administratively Determined Incentive Program | Metuchen Boro | 8840 | 10.005 | Residential | Behind the Meter | No | Maier Solar Engineering dba Solar Me | PSE&G |  | Accepted | 2025-07-28 | 2025-08-21 | 2026-08-21 | Solar Panels | QCELL - HANWHA | QTRON- BLK-MG2+435 |  | 0.435 | 3 | 274 | 52 |  | Fixed | Roof
NJADRE1560167663 | Administratively Determined Incentive Program | Metuchen Boro | 8840 | 10.005 | Residential | Behind the Meter | No | Maier Solar Engineering dba Solar Me | PSE&G |  | Accepted | 2025-07-28 | 2025-08-21 | 2026-08-21 | Solar Panels | QCELL - HANWHA | QTRON- BLK-MG2+435 |  | 0.435 | 3 | 94 | 52 |  | Fixed | Roof
NJADRE1560167663 | Administratively Determined Incentive Program | Metuchen Boro | 8840 | 10.005 | Residential | Behind the Meter | No | Maier Solar Engineering dba Solar Me | PSE&G |  | Accepted | 2025-07-28 | 2025-08-21 | 2026-08-21 | Solar Panels | QCELL - HANWHA | QTRON- BLK-MG2+435 |  | 0.435 | 1 | 274 | 52 |  | Fixed | Roof
NJADRE1560167663 | Administratively Determined Incentive Program | Metuchen Boro | 8840 | 10.005 | Residential | Behind the Meter | No | Maier Solar Engineering dba Solar Me | PSE&G |  | Accepted | 2025-07-28 | 2025-08-21 | 2026-08-21 | Inverters | ENPHASE | IQ8AC-72-M-US | 349 |  | 23 |  |  | 0.97 |  | Outdoor | ON RACKING
NJADRE1560167663 | Administratively Determined Incentive Program | Metuchen Boro | 8840 | 10.005 | Residential | Behind the Meter | No | Maier Solar Engineering dba Solar Me | PSE&G |  | Accepted | 2025-07-28 | 2025-08-21 | 2026-08-21 | Solar Panels | QCELL - HANWHA | QTRON- BLK-MG2+435 |  | 0.435 | 4 | 184 | 28 |  | Fixed | Roof
NJADRE1560167672 | Administratively Determined Incentive Program | Clark Twp | 7066 | 11.25 | Residential | Behind the Meter | No | All Phase Installations and Electrical Services | PSE&G |  | Accepted | 2025-07-28 | 2025-08-21 | 2026-08-21 | Inverters | SOL-ARK | SOL-ARK-12K-P | 12000 |  | 1 |  |  | 0.975 |  | Outdoor
NJADRE1560167672 | Administratively Determined Incentive Program | Clark Twp | 7066 | 11.25 | Residential | Behind the Meter | No | All Phase Installations and Electrical Services | PSE&G |  | Accepted | 2025-07-28 | 2025-08-21 | 2026-08-21 | Solar Panels | CANADIAN SOLAR | CS6.1-54TM-450H |  | 0.45 | 9 | 249 | 26 |  | Fixed | Roof
NJADRE1560167672 | Administratively Determined Incentive Program | Clark Twp | 7066 | 11.25 | Residential | Behind the Meter | No | All Phase Installations and Electrical Services | PSE&G |  | Accepted | 2025-07-28 | 2025-08-21 | 2026-08-21 | Solar Panels | CANADIAN SOLAR | CS6.1-54TM-450H |  | 0.45 | 8 | 61 | 26 |  | Fixed | Roof
NJADRE1560167672 | Administratively Determined Incentive Program | Clark Twp | 7066 | 11.25 | Residential | Behind the Meter | No | All Phase Installations and Electrical Services | PSE&G |  | Accepted | 2025-07-28 | 2025-08-21 | 2026-08-21 | Electric Storage Battery | DEYE | RW-F10.2-B |  |  | 1 |  |  |  | Lithium Ion |  | Outside
NJADRE1560167672 | Administratively Determined Incentive Program | Clark Twp | 7066 | 11.25 | Residential | Behind the Meter | No | All Phase Installations and Electrical Services | PSE&G |  | Accepted | 2025-07-28 | 2025-08-21 | 2026-08-21 | Solar Panels | CANADIAN SOLAR | CS6.1-54TM-450H |  | 0.45 | 3 | 151 | 13 |  | Fixed | Roof
NJADRE1560167672 | Administratively Determined Incentive Program | Clark Twp | 7066 | 11.25 | Residential | Behind the Meter | No | All Phase Installations and Electrical Services | PSE&G |  | Accepted | 2025-07-28 | 2025-08-21 | 2026-08-21 | Solar Panels | CANADIAN SOLAR | CS6.1-54TM-450H |  | 0.45 | 5 | 151 | 10 |  | Fixed | Roof
NJADRE1560167829 | Administratively Determined Incentive Program | Atlantic City | 8401 | 6.16 | Residential | Behind the Meter | Yes | Zenergy Solar, LLC | AC Electric |  | Accepted | 2025-07-28 | 2025-08-21 | 2026-08-21 | Inverters | Enphase Energy | IQ8PLUS-72-2-US | 290 |  | 14 |  |  | 0.99 |  | Outdoor
NJADRE1560167829 | Administratively Determined Incentive Program | Atlantic City | 8401 | 6.16 | Residential | Behind the Meter | Yes | Zenergy Solar, LLC | AC Electric |  | Accepted | 2025-07-28 | 2025-08-21 | 2026-08-21 | Solar Panels | Silfab | SIL-440 QD |  | 0.44 | 14 | 238 | 23 |  | Fixed | Roof
NJADRE1560167850 | Administratively Determined Incentive Program | Atlantic City | 8401 | 6.6 | Residential | Behind the Meter | Yes | Zenergy Solar, LLC | AC Electric |  | Accepted | 2025-07-29 | 2025-08-21 | 2026-08-21 | Solar Panels | Silfab | SIL-440 QD |  | 0.44 | 15 | 58 | 23 |  | Fixed | Roof
NJADRE1560167850 | Administratively Determined Incentive Program | Atlantic City | 8401 | 6.6 | Residential | Behind the Meter | Yes | Zenergy Solar, LLC | AC Electric |  | Accepted | 2025-07-29 | 2025-08-21 | 2026-08-21 | Inverters | Enphase Energy | IQ8PLUS-72-2-US | 290 |  | 15 |  |  | 0.99 |  | Outdoor
NJADRE1560170069 | Administratively Determined Incentive Program | CARTERET | 7008 | 9.03 | Residential | Behind the Meter | Yes | Pro Custom Solar dba Momentum Solar | PSE&G |  | Accepted | 2025-07-29 | 2025-08-21 | 2026-08-21 | Inverters | ENPHASE | IQ8HC-72-M-DOM-US | 380 |  | 21 |  |  | 0.97 |  | Outdoor
NJADRE1560170069 | Administratively Determined Incentive Program | CARTERET | 7008 | 9.03 | Residential | Behind the Meter | Yes | Pro Custom Solar dba Momentum Solar | PSE&G |  | Accepted | 2025-07-29 | 2025-08-21 | 2026-08-21 | Solar Panels | HANWHA | HANWHA Q.TRON BLK M-G2+ 430 |  | 0.43 | 16 | 91 | 41 |  | Fixed | Roof
NJADRE1560170069 | Administratively Determined Incentive Program | CARTERET | 7008 | 9.03 | Residential | Behind the Meter | Yes | Pro Custom Solar dba Momentum Solar | PSE&G |  | Accepted | 2025-07-29 | 2025-08-21 | 2026-08-21 | Solar Panels | HANWHA | HANWHA Q.TRON BLK M-G2+ 430 |  | 0.43 | 5 | 271 | 18 |  | Fixed | Roof
NJADRE1560170072 | Administratively Determined Incentive Program | PATERSON | 7522 | 5.95 | Residential | Behind the Meter | Yes | Power Energy Solutions, LLC | PSE&G |  | Accepted | 2025-07-29 | 2025-08-21 | 2026-08-21 | Solar Panels | Trina Solar | TSM-425NE09RC.05 |  | 0.425 | 4 | 48 | 12 |  | Fixed | Roof
NJADRE1560170072 | Administratively Determined Incentive Program | PATERSON | 7522 | 5.95 | Residential | Behind the Meter | Yes | Power Energy Solutions, LLC | PSE&G |  | Accepted | 2025-07-29 | 2025-08-21 | 2026-08-21 | Solar Panels | Trina Solar | TSM-425NE09RC.05 |  | 0.425 | 5 | 229 | 8 |  | Fixed | Roof
NJADRE1560170072 | Administratively Determined Incentive Program | PATERSON | 7522 | 5.95 | Residential | Behind the Meter | Yes | Power Energy Solutions, LLC | PSE&G |  | Accepted | 2025-07-29 | 2025-08-21 | 2026-08-21 | Inverters | SolarEdge | SE3800H-US | 4 |  | 1 |  |  | 0.97 |  | Outdoor
NJADRE1560170072 | Administratively Determined Incentive Program | PATERSON | 7522 | 5.95 | Residential | Behind the Meter | Yes | Power Energy Solutions, LLC | PSE&G |  | Accepted | 2025-07-29 | 2025-08-21 | 2026-08-21 | Solar Panels | Trina Solar | TSM-425NE09RC.05 |  | 0.425 | 5 | 49 | 8 |  | Fixed | Roof
NJADRE1560170074 | Administratively Determined Incentive Program | Pennsville Twp | 8070 | 32.19 | Residential | Behind the Meter | Yes | SunnyMac, LLC | AC Electric |  | Accepted | 2025-07-29 | 2025-08-22 | 2026-08-22 | Solar Panels | HANWHA | Q.TRON BLK M-G2+ |  | 0.435 | 21 | 34 | 25 |  | Fixed | Roof
NJADRE1560170074 | Administratively Determined Incentive Program | Pennsville Twp | 8070 | 32.19 | Residential | Behind the Meter | Yes | SunnyMac, LLC | AC Electric |  | Accepted | 2025-07-29 | 2025-08-22 | 2026-08-22 | Inverters | SOLAREDGE HOME HUB | SE11400H-US | 11400 |  | 1 |  |  | 0.99 |  | Outdoor | next to meter
NJADRE1560170074 | Administratively Determined Incentive Program | Pennsville Twp | 8070 | 32.19 | Residential | Behind the Meter | Yes | SunnyMac, LLC | AC Electric |  | Accepted | 2025-07-29 | 2025-08-22 | 2026-08-22 | Inverters | SOLAREDGE HOME HUB | SE10000H-US | 10000 |  | 1 |  |  | 0.99 |  | Outdoor | next to meter
NJADRE1560170074 | Administratively Determined Incentive Program | Pennsville Twp | 8070 | 32.19 | Residential | Behind the Meter | Yes | SunnyMac, LLC | AC Electric |  | Accepted | 2025-07-29 | 2025-08-22 | 2026-08-22 | Solar Panels | HANWHA | Q.TRON BLK M-G2+ |  | 0.435 | 14 | 125 | 25 |  | Fixed | Roof
NJADRE1560170074 | Administratively Determined Incentive Program | Pennsville Twp | 8070 | 32.19 | Residential | Behind the Meter | Yes | SunnyMac, LLC | AC Electric |  | Accepted | 2025-07-29 | 2025-08-22 | 2026-08-22 | Solar Panels | HANWHA | Q.TRON BLK M-G2+ |  | 0.435 | 14 | 305 | 25 |  | Fixed | Roof
NJADRE1560170074 | Administratively Determined Incentive Program | Pennsville Twp | 8070 | 32.19 | Residential | Behind the Meter | Yes | SunnyMac, LLC | AC Electric |  | Accepted | 2025-07-29 | 2025-08-22 | 2026-08-22 | Solar Panels | HANWHA | Q.TRON BLK M-G2+ |  | 0.435 | 25 | 214 | 25 |  | Fixed | Roof
NJADRE1560170076 | Administratively Determined Incentive Program | Montgomery | 8502 | 14.35 | Residential | Behind the Meter | No | Trinity Solar, LLC | PSE&G |  | Accepted | 2025-07-29 | 2025-08-21 | 2026-08-21 | Solar Panels | Hanwha | Q.PEAK DUO BLK ML-G10.C+ 410 |  | 0.41 | 17 | 199 | 23 |  | Fixed | Roof
NJADRE1560170076 | Administratively Determined Incentive Program | Montgomery | 8502 | 14.35 | Residential | Behind the Meter | No | Trinity Solar, LLC | PSE&G |  | Accepted | 2025-07-29 | 2025-08-21 | 2026-08-21 | Solar Panels | Hanwha | Q.PEAK DUO BLK ML-G10.C+ 410 |  | 0.41 | 18 | 19 | 23 |  | Fixed | Roof
NJADRE1560170076 | Administratively Determined Incentive Program | Montgomery | 8502 | 14.35 | Residential | Behind the Meter | No | Trinity Solar, LLC | PSE&G |  | Accepted | 2025-07-29 | 2025-08-21 | 2026-08-21 | Inverters | Solar Edge | USE11400H-US | 11400 |  | 1 |  |  | 0.97 |  | Outside
NJADRE1560170083 | Administratively Determined Incentive Program | ISELIN | 8830 | 16.81 | Residential | Behind the Meter | Yes | Pro Custom Solar dba Momentum Solar | PSE&G |  | Accepted | 2025-07-29 | 2025-08-21 | 2026-08-21 | Inverters | ENPHASE | IQ8HC-72-M-DOM-US | 380 |  | 41 |  |  | 0.97 |  | Outdoor
NJADRE1560170083 | Administratively Determined Incentive Program | ISELIN | 8830 | 16.81 | Residential | Behind the Meter | Yes | Pro Custom Solar dba Momentum Solar | PSE&G |  | Accepted | 2025-07-29 | 2025-08-21 | 2026-08-21 | Solar Panels | HANWHA | HANWHA Q.PEAK DUO BLK ML-G10+410 |  | 0.41 | 6 | 144 | 19 |  | Fixed | Roof
NJADRE1560170083 | Administratively Determined Incentive Program | ISELIN | 8830 | 16.81 | Residential | Behind the Meter | Yes | Pro Custom Solar dba Momentum Solar | PSE&G |  | Accepted | 2025-07-29 | 2025-08-21 | 2026-08-21 | Solar Panels | HANWHA | HANWHA Q.PEAK DUO BLK ML-G10+410 |  | 0.41 | 10 | 54 | 15 |  | Fixed | Roof
NJADRE1560170083 | Administratively Determined Incentive Program | ISELIN | 8830 | 16.81 | Residential | Behind the Meter | Yes | Pro Custom Solar dba Momentum Solar | PSE&G |  | Accepted | 2025-07-29 | 2025-08-21 | 2026-08-21 | Solar Panels | HANWHA | HANWHA Q.PEAK DUO BLK ML-G10+410 |  | 0.41 | 14 | 234 | 30 |  | Fixed | Roof
NJADRE1560170083 | Administratively Determined Incentive Program | ISELIN | 8830 | 16.81 | Residential | Behind the Meter | Yes | Pro Custom Solar dba Momentum Solar | PSE&G |  | Accepted | 2025-07-29 | 2025-08-21 | 2026-08-21 | Solar Panels | HANWHA | HANWHA Q.PEAK DUO BLK ML-G10+410 |  | 0.41 | 5 | 324 | 19 |  | Fixed | Roof
NJADRE1560170083 | Administratively Determined Incentive Program | ISELIN | 8830 | 16.81 | Residential | Behind the Meter | Yes | Pro Custom Solar dba Momentum Solar | PSE&G |  | Accepted | 2025-07-29 | 2025-08-21 | 2026-08-21 | Solar Panels | HANWHA | HANWHA Q.PEAK DUO BLK ML-G10+410 |  | 0.41 | 6 | 144 | 8 |  | Fixed | Roof
NJADRE1560170084 | Administratively Determined Incentive Program | East Orange | 7018 | 6.09 | Residential | Behind the Meter | Yes | SunnyMac, LLC | PSE&G |  | Accepted | 2025-07-29 | 2025-08-21 | 2026-08-21 | Solar Panels | HANWHA | Q.TRON BLK M-G2.H+ |  | 0.435 | 14 | 114 | 31 |  | Fixed | Roof
NJADRE1560170084 | Administratively Determined Incentive Program | East Orange | 7018 | 6.09 | Residential | Behind the Meter | Yes | SunnyMac, LLC | PSE&G |  | Accepted | 2025-07-29 | 2025-08-21 | 2026-08-21 | Inverters | SOLAREDGE HOME HUB | SE5700H-US | 5760 |  | 1 |  |  | 0.99 |  | Outdoor | next to meter
NJADRE1560170086 | Administratively Determined Incentive Program | Teaneck Twp | 7666 | 10.53 | Residential | Behind the Meter | Yes | Sunrun Installation Services, Inc. | PSE&G |  | Accepted | 2025-07-29 | 2025-08-21 | 2026-08-21 | Solar Panels | JA Solar | JAM54S31-405/MR |  | 0.405 | 6 | 25 | 36 |  | Fixed | Roof
NJADRE1560170086 | Administratively Determined Incentive Program | Teaneck Twp | 7666 | 10.53 | Residential | Behind the Meter | Yes | Sunrun Installation Services, Inc. | PSE&G |  | Accepted | 2025-07-29 | 2025-08-21 | 2026-08-21 | Inverters | SolarEdge Technologies | SE3800H-USMN | 7600 |  | 2 |  |  | 0.99 |  | Outdoor
NJADRE1560170086 | Administratively Determined Incentive Program | Teaneck Twp | 7666 | 10.53 | Residential | Behind the Meter | Yes | Sunrun Installation Services, Inc. | PSE&G |  | Accepted | 2025-07-29 | 2025-08-21 | 2026-08-21 | Solar Panels | JA Solar | JAM54S31-405/MR |  | 0.405 | 12 | 205 | 34 |  | Fixed | Roof
NJADRE1560170086 | Administratively Determined Incentive Program | Teaneck Twp | 7666 | 10.53 | Residential | Behind the Meter | Yes | Sunrun Installation Services, Inc. | PSE&G |  | Accepted | 2025-07-29 | 2025-08-21 | 2026-08-21 | Solar Panels | JA Solar | JAM54S31-405/MR |  | 0.405 | 2 | 25 | 38 |  | Fixed | Roof
NJADRE1560170086 | Administratively Determined Incentive Program | Teaneck Twp | 7666 | 10.53 | Residential | Behind the Meter | Yes | Sunrun Installation Services, Inc. | PSE&G |  | Accepted | 2025-07-29 | 2025-08-21 | 2026-08-21 | Solar Panels | JA Solar | JAM54S31-405/MR |  | 0.405 | 6 | 205 | 32 |  | Fixed | Roof
NJADRE1560170089 | Administratively Determined Incentive Program | Hammonton | 8037 | 22.32 | Residential | Behind the Meter | Yes | Power Energy Solutions, LLC | AC Electric |  | Accepted | 2025-07-29 | 2025-08-21 | 2026-08-21 | Solar Panels | SILFAB | SIL-360 NX |  | 0.36 | 32 | 132 | 37 |  | Fixed | Roof
NJADRE1560170089 | Administratively Determined Incentive Program | Hammonton | 8037 | 22.32 | Residential | Behind the Meter | Yes | Power Energy Solutions, LLC | AC Electric |  | Accepted | 2025-07-29 | 2025-08-21 | 2026-08-21 | Solar Panels | SILFAB | SIL-360 NX |  | 0.36 | 10 | 132 | 21 |  | Fixed | Roof
NJADRE1560170089 | Administratively Determined Incentive Program | Hammonton | 8037 | 22.32 | Residential | Behind the Meter | Yes | Power Energy Solutions, LLC | AC Electric |  | Accepted | 2025-07-29 | 2025-08-21 | 2026-08-21 | Inverters | SolarEdge | SE7600H-US | 8 |  | 1 |  |  | 0.97 |  | Outdoor
NJADRE1560170089 | Administratively Determined Incentive Program | Hammonton | 8037 | 22.32 | Residential | Behind the Meter | Yes | Power Energy Solutions, LLC | AC Electric |  | Accepted | 2025-07-29 | 2025-08-21 | 2026-08-21 | Solar Panels | SILFAB | SIL-360 NX |  | 0.36 | 7 | 132 | 12 |  | Fixed | Roof
NJADRE1560170089 | Administratively Determined Incentive Program | Hammonton | 8037 | 22.32 | Residential | Behind the Meter | Yes | Power Energy Solutions, LLC | AC Electric |  | Accepted | 2025-07-29 | 2025-08-21 | 2026-08-21 | Inverters | SolarEdge | SE5700H-US | 6 |  | 1 |  |  | 0.97 |  | Outdoor
NJADRE1560170089 | Administratively Determined Incentive Program | Hammonton | 8037 | 22.32 | Residential | Behind the Meter | Yes | Power Energy Solutions, LLC | AC Electric |  | Accepted | 2025-07-29 | 2025-08-21 | 2026-08-21 | Solar Panels | SILFAB | SIL-360 NX |  | 0.36 | 13 | 132 | 30 |  | Fixed | Roof
NJADRE1560170091 | Administratively Determined Incentive Program | Cherry Hill | 8002 | 19.565 | Residential | Behind the Meter | Yes | Kamtech Solar Solutions | PSE&G |  | Accepted | 2025-07-29 | 2025-08-26 | 2026-08-26 | Solar Panels | CANADIAN SOLAR | CS6. 1-54TM-455 |  | 0.455 | 9 | 333 | 20 |  | Fixed | Roof
NJADRE1560170091 | Administratively Determined Incentive Program | Cherry Hill | 8002 | 19.565 | Residential | Behind the Meter | Yes | Kamtech Solar Solutions | PSE&G |  | Accepted | 2025-07-29 | 2025-08-26 | 2026-08-26 | Solar Panels | CANADIAN SOLAR | CS6. 1-54TM-455 |  | 0.455 | 2 | 333 | 20 |  | Fixed | Roof
NJADRE1560170091 | Administratively Determined Incentive Program | Cherry Hill | 8002 | 19.565 | Residential | Behind the Meter | Yes | Kamtech Solar Solutions | PSE&G |  | Accepted | 2025-07-29 | 2025-08-26 | 2026-08-26 | Inverters | ENPHASE | IQ8AC-72M-US | 349 |  | 43 |  |  | 0.973 |  | Outdoor | ROOFTOP
NJADRE1560170091 | Administratively Determined Incentive Program | Cherry Hill | 8002 | 19.565 | Residential | Behind the Meter | Yes | Kamtech Solar Solutions | PSE&G |  | Accepted | 2025-07-29 | 2025-08-26 | 2026-08-26 | Solar Panels | CANADIAN SOLAR | CS6. 1-54TM-455 |  | 0.455 | 3 | 153 | 20 |  | Fixed | Roof
NJADRE1560170091 | Administratively Determined Incentive Program | Cherry Hill | 8002 | 19.565 | Residential | Behind the Meter | Yes | Kamtech Solar Solutions | PSE&G |  | Accepted | 2025-07-29 | 2025-08-26 | 2026-08-26 | Solar Panels | CANADIAN SOLAR | CS6. 1-54TM-455 |  | 0.455 | 25 | 63 | 9 |  | Fixed | Roof
NJADRE1560170091 | Administratively Determined Incentive Program | Cherry Hill | 8002 | 19.565 | Residential | Behind the Meter | Yes | Kamtech Solar Solutions | PSE&G |  | Accepted | 2025-07-29 | 2025-08-26 | 2026-08-26 | Solar Panels | CANADIAN SOLAR | CS6. 1-54TM-455 |  | 0.455 | 4 | 153 | 20 |  | Fixed | Roof
NJADRE1560170093 | Administratively Determined Incentive Program | Pennsauken | 8109 | 5.22 | Residential | Behind the Meter | Yes | SunnyMac, LLC | PSE&G |  | Accepted | 2025-07-29 | 2025-08-21 | 2026-08-21 | Inverters | SOLAREDGE HOME HUB | SE3800H-US | 3800 |  | 1 |  |  | 0.99 |  | Outdoor | next to meter
NJADRE1560170093 | Administratively Determined Incentive Program | Pennsauken | 8109 | 5.22 | Residential | Behind the Meter | Yes | SunnyMac, LLC | PSE&G |  | Accepted | 2025-07-29 | 2025-08-21 | 2026-08-21 | Solar Panels | HANWHA | Q.TRON BLK M-G2.H+ |  | 0.435 | 12 | 70 | 2 |  | Fixed | Roof
NJADRE1560170097 | Administratively Determined Incentive Program | Wharton | 7885 | 4.92 | Residential | Behind the Meter | Yes | Pro Custom Solar dba Momentum Solar | JCP&L |  | Accepted | 2025-07-29 | 2025-08-21 | 2026-08-21 | Inverters | ENPHASE | IQ8HC-72-M-DOM-US | 380 |  | 12 |  |  | 0.97 |  | Outdoor
NJADRE1560170097 | Administratively Determined Incentive Program | Wharton | 7885 | 4.92 | Residential | Behind the Meter | Yes | Pro Custom Solar dba Momentum Solar | JCP&L |  | Accepted | 2025-07-29 | 2025-08-21 | 2026-08-21 | Solar Panels | HANWHA | HANWHA Q.PEAK DUO BLK ML-G10+410 |  | 0.41 | 6 | 244 | 37 |  | Fixed | Roof
NJADRE1560170097 | Administratively Determined Incentive Program | Wharton | 7885 | 4.92 | Residential | Behind the Meter | Yes | Pro Custom Solar dba Momentum Solar | JCP&L |  | Accepted | 2025-07-29 | 2025-08-21 | 2026-08-21 | Solar Panels | HANWHA | HANWHA Q.PEAK DUO BLK ML-G10+410 |  | 0.41 | 6 | 64 | 37 |  | Fixed | Roof
NJADRE1560170100 | Administratively Determined Incentive Program | Red Bank | 7701 | 4.92 | Residential | Behind the Meter | Yes | Trinity Solar, LLC | JCP&L |  | Accepted | 2025-07-31 | 2025-08-26 | 2026-08-26 | Solar Panels | Hanwha | Q.PEAK DUO BLK ML-G10.C+ 410 |  | 0.41 | 5 | 283 | 23 |  | Fixed | Roof
NJADRE1560170100 | Administratively Determined Incentive Program | Red Bank | 7701 | 4.92 | Residential | Behind the Meter | Yes | Trinity Solar, LLC | JCP&L |  | Accepted | 2025-07-31 | 2025-08-26 | 2026-08-26 | Solar Panels | Hanwha | Q.PEAK DUO BLK ML-G10.C+ 410 |  | 0.41 | 3 | 103 | 18 |  | Fixed | Roof
NJADRE1560170100 | Administratively Determined Incentive Program | Red Bank | 7701 | 4.92 | Residential | Behind the Meter | Yes | Trinity Solar, LLC | JCP&L |  | Accepted | 2025-07-31 | 2025-08-26 | 2026-08-26 | Solar Panels | Hanwha | Q.PEAK DUO BLK ML-G10.C+ 410 |  | 0.41 | 2 | 283 | 18 |  | Fixed | Roof
NJADRE1560170100 | Administratively Determined Incentive Program | Red Bank | 7701 | 4.92 | Residential | Behind the Meter | Yes | Trinity Solar, LLC | JCP&L |  | Accepted | 2025-07-31 | 2025-08-26 | 2026-08-26 | Inverters | Solar Edge | USE3800H-US | 3800 |  | 1 |  |  | 0.97 |  | Outdoor
NJADRE1560170100 | Administratively Determined Incentive Program | Red Bank | 7701 | 4.92 | Residential | Behind the Meter | Yes | Trinity Solar, LLC | JCP&L |  | Accepted | 2025-07-31 | 2025-08-26 | 2026-08-26 | Solar Panels | Hanwha | Q.PEAK DUO BLK ML-G10.C+ 410 |  | 0.41 | 2 | 13 | 25 |  | Fixed | Roof
NJADRE1560170108 | Administratively Determined Incentive Program | Wayne | 7470 | 14.4 | Residential | Behind the Meter | Yes | Power Energy Solutions, LLC | JCP&L |  | Accepted | 2025-07-29 | 2025-08-22 | 2026-08-22 | Solar Panels | Trina Solar | TSM-450NEG9RC.27 |  | 0.45 | 26 | 214 | 27 |  | Fixed | Roof
NJADRE1560170108 | Administratively Determined Incentive Program | Wayne | 7470 | 14.4 | Residential | Behind the Meter | Yes | Power Energy Solutions, LLC | JCP&L |  | Accepted | 2025-07-29 | 2025-08-22 | 2026-08-22 | Solar Panels | Trina Solar | TSM-450NEG9RC.27 |  | 0.45 | 6 | 215 | 28 |  | Fixed | Roof
NJADRE1560170108 | Administratively Determined Incentive Program | Wayne | 7470 | 14.4 | Residential | Behind the Meter | Yes | Power Energy Solutions, LLC | JCP&L |  | Accepted | 2025-07-29 | 2025-08-22 | 2026-08-22 | Inverters | Enphase | IQ8MC-72-M-US | 11 |  | 32 |  |  | 0.97 |  | Outdoor
NJADRE1560170110 | Administratively Determined Incentive Program | WEST ORANGE | 7052 | 12.325 | Residential | Behind the Meter | No | PlugPV, LLC | PSE&G |  | Accepted | 2025-07-29 | 2025-08-21 | 2026-08-21 | Inverters | Enphase | IQ8PLUS-72-M-US | 290 |  | 29 |  |  | 0.98 |  | Outside
NJADRE1560170110 | Administratively Determined Incentive Program | WEST ORANGE | 7052 | 12.325 | Residential | Behind the Meter | No | PlugPV, LLC | PSE&G |  | Accepted | 2025-07-29 | 2025-08-21 | 2026-08-21 | Solar Panels | JINKO SOLAR | JKM425N-54-HL4-B |  | 0.425 | 10 | 167 | 20 |  | Fixed | Roof
NJADRE1560170110 | Administratively Determined Incentive Program | WEST ORANGE | 7052 | 12.325 | Residential | Behind the Meter | No | PlugPV, LLC | PSE&G |  | Accepted | 2025-07-29 | 2025-08-21 | 2026-08-21 | Solar Panels | JINKO SOLAR | JKM425N-54-HL4-B |  | 0.425 | 4 | 257 | 20 |  | Fixed | Roof
NJADRE1560170110 | Administratively Determined Incentive Program | WEST ORANGE | 7052 | 12.325 | Residential | Behind the Meter | No | PlugPV, LLC | PSE&G |  | Accepted | 2025-07-29 | 2025-08-21 | 2026-08-21 | Solar Panels | JINKO SOLAR | JKM425N-54-HL4-B |  | 0.425 | 15 | 257 | 20 |  | Fixed | Roof
NJADRE1560170117 | Administratively Determined Incentive Program | CAPE MAY COURT HOUSE | 8210 | 9.43 | Residential | Behind the Meter | Yes | Trinity Solar, LLC | AC Electric |  | Accepted | 2025-07-29 | 2025-08-21 | 2026-08-21 | Solar Panels | HANWHA | (Q.PEAK DUO BLK ML-G10.C+ 410) |  | 0.41 | 10 | 205 | 30 |  | Fixed | Roof
NJADRE1560170117 | Administratively Determined Incentive Program | CAPE MAY COURT HOUSE | 8210 | 9.43 | Residential | Behind the Meter | Yes | Trinity Solar, LLC | AC Electric |  | Accepted | 2025-07-29 | 2025-08-21 | 2026-08-21 | Solar Panels | HANWHA | (Q.PEAK DUO BLK ML-G10.C+ 410) |  | 0.41 | 2 | 115 | 45 |  | Fixed | Roof
NJADRE1560170117 | Administratively Determined Incentive Program | CAPE MAY COURT HOUSE | 8210 | 9.43 | Residential | Behind the Meter | Yes | Trinity Solar, LLC | AC Electric |  | Accepted | 2025-07-29 | 2025-08-21 | 2026-08-21 | Inverters | Solar Edge | USE7600H-USMNBL75 | 7600 |  | 1 |  |  | 0.97 |  | Outdoor
NJADRE1560170117 | Administratively Determined Incentive Program | CAPE MAY COURT HOUSE | 8210 | 9.43 | Residential | Behind the Meter | Yes | Trinity Solar, LLC | AC Electric |  | Accepted | 2025-07-29 | 2025-08-21 | 2026-08-21 | Solar Panels | HANWHA | (Q.PEAK DUO BLK ML-G10.C+ 410) |  | 0.41 | 11 | 205 | 31 |  | Fixed | Roof
NJADRE1560170119 | Administratively Determined Incentive Program | NORTH PLAINFIELD | 7063 | 1.29 | Residential | Behind the Meter | Yes | Pro Custom Solar dba Momentum Solar | PSE&G |  | Accepted | 2025-07-29 | 2025-08-21 | 2026-08-21 | Solar Panels | HANWHA | Q.TRON BLK M-G2+ 430 |  | 0.43 | 3 | 315 | 23 |  | Fixed | Roof
NJADRE1560170119 | Administratively Determined Incentive Program | NORTH PLAINFIELD | 7063 | 1.29 | Residential | Behind the Meter | Yes | Pro Custom Solar dba Momentum Solar | PSE&G |  | Accepted | 2025-07-29 | 2025-08-21 | 2026-08-21 | Inverters | ENPHASE | IQ8HC-72-M-DOM-US | 380 |  | 3 |  |  | 0.97 |  | Outdoor
NJADRE1560170123 | Administratively Determined Incentive Program | Freehold | 7728 | 17.2 | Residential | Behind the Meter | No | Green Power Energy, LLC | JCP&L |  | Accepted | 2025-07-29 | 2025-08-21 | 2026-08-21 | Inverters | Enphase Energy | IQ8MC-72-M-US [240V] | 320 |  | 40 |  |  | 0.98 |  | Outside | Roof
NJADRE1560170123 | Administratively Determined Incentive Program | Freehold | 7728 | 17.2 | Residential | Behind the Meter | No | Green Power Energy, LLC | JCP&L |  | Accepted | 2025-07-29 | 2025-08-21 | 2026-08-21 | Solar Panels | SEG Solar | SEG-430-BTD-BG |  | 0.43 | 35 | 176 | 35 |  | Fixed | Roof
NJADRE1560170123 | Administratively Determined Incentive Program | Freehold | 7728 | 17.2 | Residential | Behind the Meter | No | Green Power Energy, LLC | JCP&L |  | Accepted | 2025-07-29 | 2025-08-21 | 2026-08-21 | Solar Panels | SEG Solar | SEG-430-BTD-BG |  | 0.43 | 5 | 176 | 35 |  | Fixed | Roof
NJADRE1560170124 | Administratively Determined Incentive Program | SICKLERVILLE | 8081 | 10.44 | Residential | Behind the Meter | Yes | SunnyMac, LLC | AC Electric |  | Accepted | 2025-07-29 | 2025-08-21 | 2026-08-21 | Solar Panels | HANWHA | Q.TRON BLK M-G2+ |  | 0.435 | 12 | 84 | 33 |  | Fixed | Roof
NJADRE1560170124 | Administratively Determined Incentive Program | SICKLERVILLE | 8081 | 10.44 | Residential | Behind the Meter | Yes | SunnyMac, LLC | AC Electric |  | Accepted | 2025-07-29 | 2025-08-21 | 2026-08-21 | Inverters | SOLAREDGE HOME HUB | SE7600H-US | 7600 |  | 1 |  |  | 0.99 |  | Outdoor | next to meter
NJADRE1560170124 | Administratively Determined Incentive Program | SICKLERVILLE | 8081 | 10.44 | Residential | Behind the Meter | Yes | SunnyMac, LLC | AC Electric |  | Accepted | 2025-07-29 | 2025-08-21 | 2026-08-21 | Solar Panels | HANWHA | Q.TRON BLK M-G2+ |  | 0.435 | 9 | 264 | 33 |  | Fixed | Roof
NJADRE1560170124 | Administratively Determined Incentive Program | SICKLERVILLE | 8081 | 10.44 | Residential | Behind the Meter | Yes | SunnyMac, LLC | AC Electric |  | Accepted | 2025-07-29 | 2025-08-21 | 2026-08-21 | Solar Panels | HANWHA | Q.TRON BLK M-G2+ |  | 0.435 | 3 | 175 | 30 |  | Fixed | Roof
NJADRE1560170126 | Administratively Determined Incentive Program | EDISON | 8837 | 9.545 | Residential | Behind the Meter | Yes | Big Wave Roofing and Solar, LLC | PSE&G |  | Accepted | 2025-07-29 | 2025-08-22 | 2026-08-22 | Solar Panels | Q cells | Q.PEAK DUO BLK ML-G10.C+415w |  | 0.415 | 14 | 16 | 33 |  | Fixed | Roof
NJADRE1560170126 | Administratively Determined Incentive Program | EDISON | 8837 | 9.545 | Residential | Behind the Meter | Yes | Big Wave Roofing and Solar, LLC | PSE&G |  | Accepted | 2025-07-29 | 2025-08-22 | 2026-08-22 | Inverters | Enphase | IQ8HC-72-M-DOM-US | 380 |  | 23 |  |  | 0.98 |  | Outdoor
NJADRE1560170126 | Administratively Determined Incentive Program | EDISON | 8837 | 9.545 | Residential | Behind the Meter | Yes | Big Wave Roofing and Solar, LLC | PSE&G |  | Accepted | 2025-07-29 | 2025-08-22 | 2026-08-22 | Solar Panels | Q cells | Q.PEAK DUO BLK ML-G10.C+415w |  | 0.415 | 9 | 196 | 33 |  | Fixed | Roof
NJADRE1560170148 | Administratively Determined Incentive Program | SOUTH AMBOY | 8879 | 12.75 | Residential | Behind the Meter | Yes | Power Energy Solutions, LLC | JCP&L |  | Accepted | 2025-07-29 | 2025-08-22 | 2026-08-22 | Inverters | Enphase | IQ8MC-72-M-US | 330 |  | 30 |  |  | 0.97 |  | Outdoor
NJADRE1560170148 | Administratively Determined Incentive Program | SOUTH AMBOY | 8879 | 12.75 | Residential | Behind the Meter | Yes | Power Energy Solutions, LLC | JCP&L |  | Accepted | 2025-07-29 | 2025-08-22 | 2026-08-22 | Solar Panels | Trina Solar | TSM-425NE09RC.05 |  | 0.425 | 19 | 60 | 44 |  | Fixed | Roof
NJADRE1560170148 | Administratively Determined Incentive Program | SOUTH AMBOY | 8879 | 12.75 | Residential | Behind the Meter | Yes | Power Energy Solutions, LLC | JCP&L |  | Accepted | 2025-07-29 | 2025-08-22 | 2026-08-22 | Solar Panels | Trina Solar | TSM-425NE09RC.05 |  | 0.425 | 11 | 240 | 44 |  | Fixed | Roof
NJADRE1560170159 | Administratively Determined Incentive Program | Manalapan | 7726 | 4.1 | Residential | Behind the Meter | Yes | Trinity Solar, LLC | JCP&L |  | Accepted | 2025-07-29 | 2025-08-21 | 2026-08-21 | Solar Panels | Hanwha | Q.PEAK DUO BLK ML-G10.C+ 410 |  | 0.41 | 5 | 186 | 23 |  | Fixed | Roof
NJADRE1560170159 | Administratively Determined Incentive Program | Manalapan | 7726 | 4.1 | Residential | Behind the Meter | Yes | Trinity Solar, LLC | JCP&L |  | Accepted | 2025-07-29 | 2025-08-21 | 2026-08-21 | Inverters | Solar Edge | USE3800H-US | 3800 |  | 1 |  |  | 0.97 |  | Outside
NJADRE1560170159 | Administratively Determined Incentive Program | Manalapan | 7726 | 4.1 | Residential | Behind the Meter | Yes | Trinity Solar, LLC | JCP&L |  | Accepted | 2025-07-29 | 2025-08-21 | 2026-08-21 | Solar Panels | Hanwha | Q.PEAK DUO BLK ML-G10.C+ 410 |  | 0.41 | 5 | 186 | 24 |  | Fixed | Roof
NJADRE1560170161 | Administratively Determined Incentive Program | East Hanover | 7936 | 11.07 | Residential | Behind the Meter | Yes | Trinity Solar, LLC | JCP&L |  | Accepted | 2025-07-29 | 2025-08-21 | 2026-08-21 | Solar Panels | HANWHA | (Q.PEAK DUO BLK ML-G10.C+ 410) |  | 0.41 | 27 | 114 | 23 |  | Fixed | Roof
NJADRE1560170161 | Administratively Determined Incentive Program | East Hanover | 7936 | 11.07 | Residential | Behind the Meter | Yes | Trinity Solar, LLC | JCP&L |  | Accepted | 2025-07-29 | 2025-08-21 | 2026-08-21 | Inverters | Solar Edge | USE10000H-USMNBL75 | 10000 |  | 1 |  |  | 0.97 |  | Outdoor
NJADRE1560170169 | Administratively Determined Incentive Program | Lyndhurst | 7071 | 3.28 | Residential | Behind the Meter | Yes | Sunrun Installation Services, Inc. | PSE&G |  | Accepted | 2025-07-29 | 2025-08-21 | 2026-08-21 | Electric Storage Battery | TESLA | POWERWALL 3 1707000-XX-Y |  |  | 1 |  |  |  | Lithium Ion |  | Outside
NJADRE1560170169 | Administratively Determined Incentive Program | Lyndhurst | 7071 | 3.28 | Residential | Behind the Meter | Yes | Sunrun Installation Services, Inc. | PSE&G |  | Accepted | 2025-07-29 | 2025-08-21 | 2026-08-21 | Solar Panels | Hanwha Q-Cells | Q.PEAK DUO BLK ML-G10+ 410 |  | 0.41 | 8 | 217 | 35 |  | Fixed | Roof
NJADRE1560170169 | Administratively Determined Incentive Program | Lyndhurst | 7071 | 3.28 | Residential | Behind the Meter | Yes | Sunrun Installation Services, Inc. | PSE&G |  | Accepted | 2025-07-29 | 2025-08-21 | 2026-08-21 | Inverters | TESLA | POWERWALL 3 1707000-XX-Y | 11500 |  | 1 |  |  | 0.97 |  | Outside
NJADRE1560170172 | Administratively Determined Incentive Program | CLINTON | 8809 | 11.89 | Residential | Behind the Meter | Yes | Pro Custom Solar dba Momentum Solar | JCP&L |  | Accepted | 2025-07-29 | 2025-08-21 | 2026-08-21 | Solar Panels | HANWHA | Q.PEAK DUO BLK ML-G10+410 |  | 0.41 | 8 | 50 | 11 |  | Fixed | Roof
NJADRE1560170172 | Administratively Determined Incentive Program | CLINTON | 8809 | 11.89 | Residential | Behind the Meter | Yes | Pro Custom Solar dba Momentum Solar | JCP&L |  | Accepted | 2025-07-29 | 2025-08-21 | 2026-08-21 | Solar Panels | HANWHA | Q.PEAK DUO BLK ML-G10+410 |  | 0.41 | 21 | 230 | 21 |  | Fixed | Roof
NJADRE1560170172 | Administratively Determined Incentive Program | CLINTON | 8809 | 11.89 | Residential | Behind the Meter | Yes | Pro Custom Solar dba Momentum Solar | JCP&L |  | Accepted | 2025-07-29 | 2025-08-21 | 2026-08-21 | Inverters | ENPHASE | IQ8HC-72-M-DOM-US | 380 |  | 29 |  |  | 0.97 |  | Outdoor
NJADRE1560170174 | Administratively Determined Incentive Program | West Caldwell | 7006 | 9.84 | Residential | Behind the Meter | Yes | Sunrun Installation Services, Inc. | PSE&G |  | Accepted | 2025-07-29 | 2025-08-21 | 2026-08-21 | Solar Panels | Hanwha Q-Cells | Q.PEAK DUO BLK ML-G10.C+ 410 (MD06G100A-017) |  | 0.41 | 12 | 352 | 19 |  | Fixed | Roof
NJADRE1560170174 | Administratively Determined Incentive Program | West Caldwell | 7006 | 9.84 | Residential | Behind the Meter | Yes | Sunrun Installation Services, Inc. | PSE&G |  | Accepted | 2025-07-29 | 2025-08-21 | 2026-08-21 | Solar Panels | Hanwha Q-Cells | Q.PEAK DUO BLK ML-G10.C+ 410 (MD06G100A-017) |  | 0.41 | 12 | 172 | 19 |  | Fixed | Roof
NJADRE1560170174 | Administratively Determined Incentive Program | West Caldwell | 7006 | 9.84 | Residential | Behind the Meter | Yes | Sunrun Installation Services, Inc. | PSE&G |  | Accepted | 2025-07-29 | 2025-08-21 | 2026-08-21 | Electric Storage Battery | TESLA | Powerwall 3 1707000-xx-y |  |  | 1 |  |  |  | Lithium Ion |  | OUTSIDE
NJADRE1560170174 | Administratively Determined Incentive Program | West Caldwell | 7006 | 9.84 | Residential | Behind the Meter | Yes | Sunrun Installation Services, Inc. | PSE&G |  | Accepted | 2025-07-29 | 2025-08-21 | 2026-08-21 | Inverters | TESLA | Powerwall 3 1707000-xx-y | 11500 |  | 1 |  |  | 0.97 |  | Outdoor
NJADRE1560170187 | Administratively Determined Incentive Program | VINELAND | 8360 | 7.28 | Residential | Behind the Meter | Yes | Panel Masters of NJ, LLC | Vineland Muni Electric |  | Accepted | 2025-07-29 | 2025-08-22 | 2026-08-22 | Inverters | ENPHASE | IQ8M-72-2-US | 380 |  | 16 |  |  | 1 |  | Outside
NJADRE1560170187 | Administratively Determined Incentive Program | VINELAND | 8360 | 7.28 | Residential | Behind the Meter | Yes | Panel Masters of NJ, LLC | Vineland Muni Electric |  | Accepted | 2025-07-29 | 2025-08-22 | 2026-08-22 | Solar Panels | Canadian Solar | cs6.1-54TM-455 |  | 0.455 | 16 | 182 | 20 |  | Fixed | Roof
NJADRE1560170188 | Administratively Determined Incentive Program | Lakewood | 8701 | 11.25 | Residential | Behind the Meter | Yes | Powerlutions, LLC | JCP&L |  | Accepted | 2025-07-29 | 2025-08-25 | 2026-08-25 | Solar Panels | CANADIAN | CS6.1-54TM-450H |  | 0.45 | 25 | 105 | 30 |  | Fixed | Roof
NJADRE1560170188 | Administratively Determined Incentive Program | Lakewood | 8701 | 11.25 | Residential | Behind the Meter | Yes | Powerlutions, LLC | JCP&L |  | Accepted | 2025-07-29 | 2025-08-25 | 2026-08-25 | Inverters | Enphase | IQ8MC-72-M-US | 320 |  | 25 |  |  | 0.98 |  | Outdoor
NJADRE1560170211 | Administratively Determined Incentive Program | Audubon | 8106 | 7.395 | Residential | Behind the Meter | Yes | Integrity Solar & Home Solutions, LLC | PSE&G |  | Accepted | 2025-07-29 | 2025-08-22 | 2026-08-22 | Solar Panels | Q CELLS | Q.TRON BLK M-G2H+ 435 |  | 0.435 | 2 | 51 | 30 |  | Fixed | Roof
NJADRE1560170211 | Administratively Determined Incentive Program | Audubon | 8106 | 7.395 | Residential | Behind the Meter | Yes | Integrity Solar & Home Solutions, LLC | PSE&G |  | Accepted | 2025-07-29 | 2025-08-22 | 2026-08-22 | Inverters | ENPHASE | IQ8HC | 380 |  | 17 |  |  | 0.98 |  | Other | UNDER EACH PANEL
NJADRE1560170211 | Administratively Determined Incentive Program | Audubon | 8106 | 7.395 | Residential | Behind the Meter | Yes | Integrity Solar & Home Solutions, LLC | PSE&G |  | Accepted | 2025-07-29 | 2025-08-22 | 2026-08-22 | Solar Panels | Q CELLS | Q.TRON BLK M-G2H+ 435 |  | 0.435 | 8 | 321 | 28 |  | Fixed | Roof
NJADRE1560170211 | Administratively Determined Incentive Program | Audubon | 8106 | 7.395 | Residential | Behind the Meter | Yes | Integrity Solar & Home Solutions, LLC | PSE&G |  | Accepted | 2025-07-29 | 2025-08-22 | 2026-08-22 | Solar Panels | Q CELLS | Q.TRON BLK M-G2H+ 435 |  | 0.435 | 7 | 141 | 28 |  | Fixed | Roof
NJADRE1560170212 | Administratively Determined Incentive Program | Newark | 7105 | 9.02 | Residential | Behind the Meter | Yes | Pro Custom Solar dba Momentum Solar | PSE&G |  | Accepted | 2025-07-29 | 2025-08-22 | 2026-08-22 | Inverters | ENPHASE | IQ8HC-72-M-DOM-US | 380 |  | 22 |  |  | 0.97 |  | Outdoor
NJADRE1560170212 | Administratively Determined Incentive Program | Newark | 7105 | 9.02 | Residential | Behind the Meter | Yes | Pro Custom Solar dba Momentum Solar | PSE&G |  | Accepted | 2025-07-29 | 2025-08-22 | 2026-08-22 | Solar Panels | HANWHA | HANWHA Q.PEAK DUO BLK ML-G10+410 |  | 0.41 | 11 | 335 | 43 |  | Fixed | Roof
NJADRE1560170212 | Administratively Determined Incentive Program | Newark | 7105 | 9.02 | Residential | Behind the Meter | Yes | Pro Custom Solar dba Momentum Solar | PSE&G |  | Accepted | 2025-07-29 | 2025-08-22 | 2026-08-22 | Solar Panels | HANWHA | HANWHA Q.PEAK DUO BLK ML-G10+410 |  | 0.41 | 11 | 155 | 45 |  | Fixed | Roof
NJADRE1560170221 | Administratively Determined Incentive Program | Medford | 8055 | 7.65 | Residential | Behind the Meter | Yes | Power Energy Solutions, LLC | PSE&G |  | Accepted | 2025-07-29 | 2025-08-25 | 2026-08-25 | Inverters | Enphase | IQ8MC-72-M-US | 6 |  | 17 |  |  | 0.97 |  | Outdoor
NJADRE1560170221 | Administratively Determined Incentive Program | Medford | 8055 | 7.65 | Residential | Behind the Meter | Yes | Power Energy Solutions, LLC | PSE&G |  | Accepted | 2025-07-29 | 2025-08-25 | 2026-08-25 | Solar Panels | Trina Solar | TSM-450NEG9RC.27 |  | 0.45 | 17 | 166 | 25 |  | Fixed | Roof
NJADRE1560170245 | Administratively Determined Incentive Program | VINELAND | 8360 | 7.83 | Residential | Behind the Meter | Yes | Brilliant Installations, Inc. | Vineland Muni Electric |  | Accepted | 2025-07-29 | 2025-08-22 | 2026-08-22 | Inverters | SOLAREDGE | USE5700H-USMNBL75 | 5760 |  | 1 |  |  | 0.97 |  | Outdoor
NJADRE1560170245 | Administratively Determined Incentive Program | VINELAND | 8360 | 7.83 | Residential | Behind the Meter | Yes | Brilliant Installations, Inc. | Vineland Muni Electric |  | Accepted | 2025-07-29 | 2025-08-22 | 2026-08-22 | Solar Panels | HANWHA QCELLS | Q.TRON BLK M-G2.H+ 435 |  | 0.435 | 18 | 94 | 22 |  | Fixed | Roof
NJADRE1560170252 | Administratively Determined Incentive Program | BLOOMFIELD | 7003 | 8.61 | Residential | Behind the Meter | Yes | Pro Custom Solar dba Momentum Solar | PSE&G |  | Accepted | 2025-07-29 | 2025-08-22 | 2026-08-22 | Solar Panels | HANWHA | HANWHA Q.PEAK DUO BLK ML-G10+410 |  | 0.41 | 10 | 216 | 31 |  | Fixed | Roof
NJADRE1560170252 | Administratively Determined Incentive Program | BLOOMFIELD | 7003 | 8.61 | Residential | Behind the Meter | Yes | Pro Custom Solar dba Momentum Solar | PSE&G |  | Accepted | 2025-07-29 | 2025-08-22 | 2026-08-22 | Solar Panels | HANWHA | HANWHA Q.PEAK DUO BLK ML-G10+410 |  | 0.41 | 9 | 36 | 31 |  | Fixed | Roof
NJADRE1560170252 | Administratively Determined Incentive Program | BLOOMFIELD | 7003 | 8.61 | Residential | Behind the Meter | Yes | Pro Custom Solar dba Momentum Solar | PSE&G |  | Accepted | 2025-07-29 | 2025-08-22 | 2026-08-22 | Solar Panels | HANWHA | HANWHA Q.PEAK DUO BLK ML-G10+410 |  | 0.41 | 2 | 216 | 17 |  | Fixed | Roof
NJADRE1560170252 | Administratively Determined Incentive Program | BLOOMFIELD | 7003 | 8.61 | Residential | Behind the Meter | Yes | Pro Custom Solar dba Momentum Solar | PSE&G |  | Accepted | 2025-07-29 | 2025-08-22 | 2026-08-22 | Inverters | ENPHASE | IQ8HC-72-M-DOM-US | 380 |  | 21 |  |  | 0.97 |  | Outdoor
NJADRE1560170257 | Administratively Determined Incentive Program | Wildwood | 8260 | 5.265 | Residential | Behind the Meter | No | Solar Energy World | AC Electric |  | Accepted | 2025-07-29 | 2025-08-22 | 2026-08-22 | Inverters | ENPHASE | IQ8+-72-M-US | 290 |  | 13 |  |  | 0.97 |  | Outside
NJADRE1560170257 | Administratively Determined Incentive Program | Wildwood | 8260 | 5.265 | Residential | Behind the Meter | No | Solar Energy World | AC Electric |  | Accepted | 2025-07-29 | 2025-08-22 | 2026-08-22 | Solar Panels | LONGI | LR5-54HPB-405M |  | 0.405 | 13 | 317 | 37 |  | Fixed | Roof
NJADRE1560170265 | Administratively Determined Incentive Program | MAPLE SHADE TWP | 8052 | 14.985 | Residential | Behind the Meter | Yes | Sunrun Installation Services, Inc. | PSE&G |  | Accepted | 2025-07-29 | 2025-08-22 | 2026-08-22 | Solar Panels | JA Solar | JAM54S31-405/MR |  | 0.405 | 12 | 247 | 23 |  | Fixed | Roof
NJADRE1560170265 | Administratively Determined Incentive Program | MAPLE SHADE TWP | 8052 | 14.985 | Residential | Behind the Meter | Yes | Sunrun Installation Services, Inc. | PSE&G |  | Accepted | 2025-07-29 | 2025-08-22 | 2026-08-22 | Solar Panels | JA Solar | JAM54S31-405/MR |  | 0.405 | 13 | 67 | 23 |  | Fixed | Roof
NJADRE1560170265 | Administratively Determined Incentive Program | MAPLE SHADE TWP | 8052 | 14.985 | Residential | Behind the Meter | Yes | Sunrun Installation Services, Inc. | PSE&G |  | Accepted | 2025-07-29 | 2025-08-22 | 2026-08-22 | Solar Panels | JA Solar | JAM54S31-405/MR |  | 0.405 | 12 | 67 | 23 |  | Fixed | Roof
NJADRE1560170265 | Administratively Determined Incentive Program | MAPLE SHADE TWP | 8052 | 14.985 | Residential | Behind the Meter | Yes | Sunrun Installation Services, Inc. | PSE&G |  | Accepted | 2025-07-29 | 2025-08-22 | 2026-08-22 | Inverters | SolarEdge Technologies | SE10000H-USMN | 10000 |  | 1 |  |  | 0.99 |  | Outdoor
NJADRE1560170276 | Administratively Determined Incentive Program | BERLIN | 8009 | 12.15 | Residential | Behind the Meter | Yes | Solar Energy World | AC Electric |  | Accepted | 2025-07-31 | 2025-08-26 | 2026-08-26 | Inverters | Enphase | IQ8HC-72-M-DOM-US | 384 |  | 30 |  |  | 0.97 |  | Outside
NJADRE1560170276 | Administratively Determined Incentive Program | BERLIN | 8009 | 12.15 | Residential | Behind the Meter | Yes | Solar Energy World | AC Electric |  | Accepted | 2025-07-31 | 2025-08-26 | 2026-08-26 | Solar Panels | LONGi | LR5-54HPB-405M |  | 0.405 | 9 | 264 | 44 |  | Fixed | Roof
NJADRE1560170276 | Administratively Determined Incentive Program | BERLIN | 8009 | 12.15 | Residential | Behind the Meter | Yes | Solar Energy World | AC Electric |  | Accepted | 2025-07-31 | 2025-08-26 | 2026-08-26 | Solar Panels | longi | LR5-54HPB-405M |  | 0.405 | 6 | 264 | 44 |  | Fixed | Roof
NJADRE1560170276 | Administratively Determined Incentive Program | BERLIN | 8009 | 12.15 | Residential | Behind the Meter | Yes | Solar Energy World | AC Electric |  | Accepted | 2025-07-31 | 2025-08-26 | 2026-08-26 | Solar Panels | LONGi | LR5-54HPB-405M |  | 0.405 | 15 | 174 | 37 |  | Fixed | Roof
NJADRE1560170295 | Administratively Determined Incentive Program | Garfield | 7026 | 12.75 | Residential | Behind the Meter | No | Install Sun, LLC | PSE&G |  | Accepted | 2025-07-29 | 2025-08-22 | 2026-08-22 | Inverters | ENPHASE | IQ8PLUS -72-2-US | 290 |  | 30 |  |  | 0.29 |  | Outside
NJADRE1560170295 | Administratively Determined Incentive Program | Garfield | 7026 | 12.75 | Residential | Behind the Meter | No | Install Sun, LLC | PSE&G |  | Accepted | 2025-07-29 | 2025-08-22 | 2026-08-22 | Solar Panels | Q CELLS | Q.TRON BLK M-G2+ 425W |  | 0.425 | 13 | 342 | 20 |  | Fixed | Roof
NJADRE1560170295 | Administratively Determined Incentive Program | Garfield | 7026 | 12.75 | Residential | Behind the Meter | No | Install Sun, LLC | PSE&G |  | Accepted | 2025-07-29 | 2025-08-22 | 2026-08-22 | Solar Panels | QCELLS | Q.TRON BLK M-G2+425W |  | 0.425 | 17 | 162 | 20 |  | Fixed | Roof
NJADRE1560170301 | Administratively Determined Incentive Program | Lakewood | 8701 | 14.96 | Residential | Behind the Meter | No | Green Revolution Solar | JCP&L |  | Accepted | 2025-08-04 | 2025-09-16 | 2026-09-16 | Solar Panels | Axitec | AC440TGB/108BB |  | 0.44 | 34 | 97 | 35 |  | Fixed | Roof
NJADRE1560170301 | Administratively Determined Incentive Program | Lakewood | 8701 | 14.96 | Residential | Behind the Meter | No | Green Revolution Solar | JCP&L |  | Accepted | 2025-08-04 | 2025-09-16 | 2026-09-16 | Inverters | Tigo | TSI11.4K-US | 11400 |  | 1 |  |  | 0.97 |  | Outside
NJADRE1560170302 | Administratively Determined Incentive Program | Lumberton Township | 8048 | 7.83 | Residential | Behind the Meter | Yes | Integrity Solar & Home Solutions, LLC | PSE&G |  | Accepted | 2025-07-29 | 2025-08-25 | 2026-08-25 | Inverters | ENPHASE | IQ8HC | 380 |  | 18 |  |  | 0.98 |  | Other | UNDER EACH PANEL
NJADRE1560170302 | Administratively Determined Incentive Program | Lumberton Township | 8048 | 7.83 | Residential | Behind the Meter | Yes | Integrity Solar & Home Solutions, LLC | PSE&G |  | Accepted | 2025-07-29 | 2025-08-25 | 2026-08-25 | Solar Panels | Q CELLS | Q.TRON BLK M-G2H+ 435 |  | 0.435 | 3 | 293 | 30 |  | Fixed | Roof
NJADRE1560170302 | Administratively Determined Incentive Program | Lumberton Township | 8048 | 7.83 | Residential | Behind the Meter | Yes | Integrity Solar & Home Solutions, LLC | PSE&G |  | Accepted | 2025-07-29 | 2025-08-25 | 2026-08-25 | Solar Panels | Q CELLS | Q.TRON BLK M-G2H+ 435 |  | 0.435 | 15 | 113 | 30 |  | Fixed | Roof
NJADRE1560170316 | Administratively Determined Incentive Program | Elmer | 8318 | 11.89 | Residential | Behind the Meter | Yes | Define Solar, LLC | AC Electric |  | Accepted | 2025-07-29 | 2025-08-22 | 2026-08-22 | Solar Panels | Znshine | ZXM7-SH108 410 |  | 0.41 | 1 | 180 | 30 |  | Fixed | Ground
NJADRE1560170316 | Administratively Determined Incentive Program | Elmer | 8318 | 11.89 | Residential | Behind the Meter | Yes | Define Solar, LLC | AC Electric |  | Accepted | 2025-07-29 | 2025-08-22 | 2026-08-22 | Inverters | Enphase | IQ8PLUS-72-2-US | 290 |  | 28 |  |  | 0.976 |  | Outside | Under each pv panel
NJADRE1560170316 | Administratively Determined Incentive Program | Elmer | 8318 | 11.89 | Residential | Behind the Meter | Yes | Define Solar, LLC | AC Electric |  | Accepted | 2025-07-29 | 2025-08-22 | 2026-08-22 | Solar Panels | Znshine | ZXM7-SH108 410 |  | 0.41 | 28 | 180 | 30 |  | Fixed | Ground
NJADRE1560170316 | Administratively Determined Incentive Program | Elmer | 8318 | 11.89 | Residential | Behind the Meter | Yes | Define Solar, LLC | AC Electric |  | Accepted | 2025-07-29 | 2025-08-22 | 2026-08-22 | Inverters | Enphase | IQ8PLUS-72-2-US | 290 |  | 1 |  |  | 0.976 |  | Outside | Under each pv panel
NJADRE1560170326 | Administratively Determined Incentive Program | ROCKAWAY | 7866 | 15.39 | Residential | Behind the Meter | Yes | Sunrun Installation Services, Inc. | JCP&L |  | Accepted | 2025-07-29 | 2025-08-22 | 2026-08-22 | Solar Panels | JA Solar | JAM54S31-405/MR |  | 0.405 | 18 | 60 | 24 |  | Fixed | Roof
NJADRE1560170326 | Administratively Determined Incentive Program | ROCKAWAY | 7866 | 15.39 | Residential | Behind the Meter | Yes | Sunrun Installation Services, Inc. | JCP&L |  | Accepted | 2025-07-29 | 2025-08-22 | 2026-08-22 | Inverters | SolarEdge Technologies | SE7600H-USMN | 7600 |  | 1 |  |  | 0.99 |  | Outdoor
NJADRE1560170326 | Administratively Determined Incentive Program | ROCKAWAY | 7866 | 15.39 | Residential | Behind the Meter | Yes | Sunrun Installation Services, Inc. | JCP&L |  | Accepted | 2025-07-29 | 2025-08-22 | 2026-08-22 | Inverters | SolarEdge Technologies | SE3800H-USMN | 3800 |  | 1 |  |  | 0.99 |  | Outdoor | Next to meter
NJADRE1560170326 | Administratively Determined Incentive Program | ROCKAWAY | 7866 | 15.39 | Residential | Behind the Meter | Yes | Sunrun Installation Services, Inc. | JCP&L |  | Accepted | 2025-07-29 | 2025-08-22 | 2026-08-22 | Solar Panels | JA Solar | JAM54S31-405/MR |  | 0.405 | 20 | 240 | 24 |  | Fixed | Roof
NJADRE1560170327 | Administratively Determined Incentive Program | LAKEWOOD | 8701 | 22.295 | Residential | Behind the Meter | Yes | Kamtech Solar Solutions | JCP&L |  | Accepted | 2025-07-29 | 2025-08-22 | 2026-08-22 | Inverters | ENPHASE | IQ8AC-72M-US | 349 |  | 49 |  |  | 0.973 |  | Outdoor | ROOFTOP
NJADRE1560170327 | Administratively Determined Incentive Program | LAKEWOOD | 8701 | 22.295 | Residential | Behind the Meter | Yes | Kamtech Solar Solutions | JCP&L |  | Accepted | 2025-07-29 | 2025-08-22 | 2026-08-22 | Solar Panels | CANADIAN SOLAR | CS6. 1-54TM-455H |  | 0.455 | 17 | 104 | 35 |  | Fixed | Roof
NJADRE1560170327 | Administratively Determined Incentive Program | LAKEWOOD | 8701 | 22.295 | Residential | Behind the Meter | Yes | Kamtech Solar Solutions | JCP&L |  | Accepted | 2025-07-29 | 2025-08-22 | 2026-08-22 | Solar Panels | CANADIAN SOLAR | CS6. 1-54TM-455H |  | 0.455 | 11 | 194 | 35 |  | Fixed | Roof
NJADRE1560170327 | Administratively Determined Incentive Program | LAKEWOOD | 8701 | 22.295 | Residential | Behind the Meter | Yes | Kamtech Solar Solutions | JCP&L |  | Accepted | 2025-07-29 | 2025-08-22 | 2026-08-22 | Solar Panels | CANADIAN SOLAR | CS6. 1-54TM-455H |  | 0.455 | 14 | 284 | 35 |  | Fixed | Roof
NJADRE1560170327 | Administratively Determined Incentive Program | LAKEWOOD | 8701 | 22.295 | Residential | Behind the Meter | Yes | Kamtech Solar Solutions | JCP&L |  | Accepted | 2025-07-29 | 2025-08-22 | 2026-08-22 | Solar Panels | CANADIAN SOLAR | CS6. 1-54TM-455H |  | 0.455 | 7 | 14 | 35 |  | Fixed | Roof
NJADRE1560170332 | Administratively Determined Incentive Program | LAWRENCE | 8311 | 14.355 | Residential | Behind the Meter | Yes | SunnyMac, LLC | AC Electric |  | Accepted | 2025-07-29 | 2025-08-22 | 2026-08-22 | Solar Panels | HANWHA | Q.TRON BLK M-G2.H+ |  | 0.435 | 21 | 261 | 18 |  | Fixed | Roof
NJADRE1560170332 | Administratively Determined Incentive Program | LAWRENCE | 8311 | 14.355 | Residential | Behind the Meter | Yes | SunnyMac, LLC | AC Electric |  | Accepted | 2025-07-29 | 2025-08-22 | 2026-08-22 | Solar Panels | HANWHA | Q.TRON BLK M-G2.H+ |  | 0.435 | 12 | 81 | 18 |  | Fixed | Roof
NJADRE1560170332 | Administratively Determined Incentive Program | LAWRENCE | 8311 | 14.355 | Residential | Behind the Meter | Yes | SunnyMac, LLC | AC Electric |  | Accepted | 2025-07-29 | 2025-08-22 | 2026-08-22 | Inverters | SOLAREDGE ENERGY HUB | SE10000H-US | 10000 |  | 1 |  |  | 0.99 |  | Outdoor | next to meter
NJADRE1560170338 | Administratively Determined Incentive Program | COLUMBUS | 8022 | 6.97 | Residential | Behind the Meter | No | Define Solar, LLC | PSE&G |  | Accepted | 2025-08-04 | 2025-09-03 | 2026-09-03 | Inverters | Enphase | IQ8PLUS-72-2-US | 290 |  | 11 |  |  | 0.976 |  | Outside | Under each pv panel
NJADRE1560170338 | Administratively Determined Incentive Program | COLUMBUS | 8022 | 6.97 | Residential | Behind the Meter | No | Define Solar, LLC | PSE&G |  | Accepted | 2025-08-04 | 2025-09-03 | 2026-09-03 | Inverters | Enphase | IQ8PLUS-72-2-US | 290 |  | 3 |  |  | 0.976 |  | Outside | Under each pv panel
NJADRE1560170338 | Administratively Determined Incentive Program | COLUMBUS | 8022 | 6.97 | Residential | Behind the Meter | No | Define Solar, LLC | PSE&G |  | Accepted | 2025-08-04 | 2025-09-03 | 2026-09-03 | Solar Panels | Znshine | ZXM7-SH108 410W |  | 0.41 | 3 | 76 | 27 |  | Fixed | Roof
NJADRE1560170338 | Administratively Determined Incentive Program | COLUMBUS | 8022 | 6.97 | Residential | Behind the Meter | No | Define Solar, LLC | PSE&G |  | Accepted | 2025-08-04 | 2025-09-03 | 2026-09-03 | Solar Panels | Znshine | ZXM7-SH108 410W |  | 0.41 | 11 | 256 | 27 |  | Fixed | Roof
NJADRE1560170338 | Administratively Determined Incentive Program | COLUMBUS | 8022 | 6.97 | Residential | Behind the Meter | No | Define Solar, LLC | PSE&G |  | Accepted | 2025-08-04 | 2025-09-03 | 2026-09-03 | Solar Panels | Znshine | ZXM7-SH108 410W |  | 0.41 | 3 | 76 | 27 |  | Fixed | Roof
NJADRE1560170338 | Administratively Determined Incentive Program | COLUMBUS | 8022 | 6.97 | Residential | Behind the Meter | No | Define Solar, LLC | PSE&G |  | Accepted | 2025-08-04 | 2025-09-03 | 2026-09-03 | Inverters | Enphase | IQ8PLUS-72-2-US | 290 |  | 3 |  |  | 0.976 |  | Outside | Under each pv panel
NJADRE1560170341 | Administratively Determined Incentive Program | Wayne | 7470 | 31.82 | Residential | Behind the Meter | Yes | Pro Custom Solar dba Momentum Solar | JCP&L |  | Accepted | 2025-08-01 | 2025-08-28 | 2026-08-28 | Solar Panels | HANWHA | Q.TRON BLK M-G2+430 |  | 0.43 | 8 | 144 | 12 |  | Fixed | Roof
NJADRE1560170341 | Administratively Determined Incentive Program | Wayne | 7470 | 31.82 | Residential | Behind the Meter | Yes | Pro Custom Solar dba Momentum Solar | JCP&L |  | Accepted | 2025-08-01 | 2025-08-28 | 2026-08-28 | Inverters | ENPHASE | IQ8HC-72-M-DOM-US | 380 |  | 74 |  |  | 0.97 |  | Outdoor
NJADRE1560170341 | Administratively Determined Incentive Program | Wayne | 7470 | 31.82 | Residential | Behind the Meter | Yes | Pro Custom Solar dba Momentum Solar | JCP&L |  | Accepted | 2025-08-01 | 2025-08-28 | 2026-08-28 | Solar Panels | hanwha | Q.TRON BLK M-G2+430 |  | 0.43 | 14 | 234 | 18 |  | Fixed | Roof
NJADRE1560170341 | Administratively Determined Incentive Program | Wayne | 7470 | 31.82 | Residential | Behind the Meter | Yes | Pro Custom Solar dba Momentum Solar | JCP&L |  | Accepted | 2025-08-01 | 2025-08-28 | 2026-08-28 | Solar Panels | HANWHA | Q.TRON BLK M-G2+430 |  | 0.43 | 8 | 54 | 18 |  | Fixed | Roof
NJADRE1560170341 | Administratively Determined Incentive Program | Wayne | 7470 | 31.82 | Residential | Behind the Meter | Yes | Pro Custom Solar dba Momentum Solar | JCP&L |  | Accepted | 2025-08-01 | 2025-08-28 | 2026-08-28 | Solar Panels | hanwha | Q.TRON BLK M-G2+430 |  | 0.43 | 8 | 54 | 19 |  | Fixed | Roof
NJADRE1560170341 | Administratively Determined Incentive Program | Wayne | 7470 | 31.82 | Residential | Behind the Meter | Yes | Pro Custom Solar dba Momentum Solar | JCP&L |  | Accepted | 2025-08-01 | 2025-08-28 | 2026-08-28 | Solar Panels | hanwha | Q.TRON BLK M-G2+430 |  | 0.43 | 16 | 54 | 17 |  | Fixed | Roof
NJADRE1560170341 | Administratively Determined Incentive Program | Wayne | 7470 | 31.82 | Residential | Behind the Meter | Yes | Pro Custom Solar dba Momentum Solar | JCP&L |  | Accepted | 2025-08-01 | 2025-08-28 | 2026-08-28 | Solar Panels | hanwha | Q.TRON BLK M-G2+430 |  | 0.43 | 4 | 234 | 16 |  | Fixed | Roof
NJADRE1560170341 | Administratively Determined Incentive Program | Wayne | 7470 | 31.82 | Residential | Behind the Meter | Yes | Pro Custom Solar dba Momentum Solar | JCP&L |  | Accepted | 2025-08-01 | 2025-08-28 | 2026-08-28 | Solar Panels | HANWHA | Q.TRON BLK M-G2+430 |  | 0.43 | 6 | 144 | 17 |  | Fixed | Roof
NJADRE1560170341 | Administratively Determined Incentive Program | Wayne | 7470 | 31.82 | Residential | Behind the Meter | Yes | Pro Custom Solar dba Momentum Solar | JCP&L |  | Accepted | 2025-08-01 | 2025-08-28 | 2026-08-28 | Solar Panels | hanwha | Q.TRON BLK M-G2+430 |  | 0.43 | 10 | 323 | 9 |  | Fixed | Roof
NJADRE1560170349 | Administratively Determined Incentive Program | SICKLERVILLE | 8081 | 5.33 | Residential | Behind the Meter | Yes | Sunrun Installation Services, Inc. | AC Electric |  | Accepted | 2025-07-29 | 2025-08-22 | 2026-08-22 | Inverters | SOLAREDGE TECHNOLOGIES | SE3800H-USMN | 3800 |  | 1 |  |  | 0.99 |  | Outside
NJADRE1560170349 | Administratively Determined Incentive Program | SICKLERVILLE | 8081 | 5.33 | Residential | Behind the Meter | Yes | Sunrun Installation Services, Inc. | AC Electric |  | Accepted | 2025-07-29 | 2025-08-22 | 2026-08-22 | Solar Panels | ELIN ENERGY (SIRIUS PV) | ELNSM54M-HC-410 |  | 0.41 | 8 | 144 | 34 |  | Fixed | Roof
NJADRE1560170349 | Administratively Determined Incentive Program | SICKLERVILLE | 8081 | 5.33 | Residential | Behind the Meter | Yes | Sunrun Installation Services, Inc. | AC Electric |  | Accepted | 2025-07-29 | 2025-08-22 | 2026-08-22 | Solar Panels | ELIN ENERGY (SIRIUS PV) | ELNSM54M-HC-410 |  | 0.41 | 5 | 144 | 34 |  | Fixed | Roof
NJADRE1560170361 | Administratively Determined Incentive Program | WOODBRIDGE | 8830 | 4.51 | Residential | Behind the Meter | Yes | Pro Custom Solar dba Momentum Solar | PSE&G |  | Accepted | 2025-07-29 | 2025-08-22 | 2026-08-22 | Solar Panels | HANWHA | Q.PEAK DUO BLK ML-G10+410 |  | 0.41 | 8 | 222 | 21 |  | Fixed | Roof
NJADRE1560170361 | Administratively Determined Incentive Program | WOODBRIDGE | 8830 | 4.51 | Residential | Behind the Meter | Yes | Pro Custom Solar dba Momentum Solar | PSE&G |  | Accepted | 2025-07-29 | 2025-08-22 | 2026-08-22 | Inverters | ENPHASE | IQ8HC-72-M-DOM-US | 380 |  | 11 |  |  | 0.97 |  | Outdoor
NJADRE1560170361 | Administratively Determined Incentive Program | WOODBRIDGE | 8830 | 4.51 | Residential | Behind the Meter | Yes | Pro Custom Solar dba Momentum Solar | PSE&G |  | Accepted | 2025-07-29 | 2025-08-22 | 2026-08-22 | Solar Panels | HANWHA | Q.PEAK DUO BLK ML-G10+410 |  | 0.41 | 3 | 132 | 21 |  | Fixed | Roof
NJADRE1560170367 | Administratively Determined Incentive Program | BELLEVILLE | 7109 | 8.1 | Residential | Behind the Meter | Yes | Power Energy Solutions, LLC | PSE&G |  | Accepted | 2025-07-29 | 2025-08-22 | 2026-08-22 | Solar Panels | Trina Solar | TSM-450NEG9RC.27 |  | 0.45 | 10 | 214 | 26 |  | Fixed | Roof
NJADRE1560170367 | Administratively Determined Incentive Program | BELLEVILLE | 7109 | 8.1 | Residential | Behind the Meter | Yes | Power Energy Solutions, LLC | PSE&G |  | Accepted | 2025-07-29 | 2025-08-22 | 2026-08-22 | Inverters | Enphase | IQ8MC-72-M-US | 330 |  | 18 |  |  | 0.97 |  | Outdoor
NJADRE1560170367 | Administratively Determined Incentive Program | BELLEVILLE | 7109 | 8.1 | Residential | Behind the Meter | Yes | Power Energy Solutions, LLC | PSE&G |  | Accepted | 2025-07-29 | 2025-08-22 | 2026-08-22 | Solar Panels | Trina Solar | TSM-450NEG9RC.27 |  | 0.45 | 8 | 34 | 26 |  | Fixed | Roof
NJADRE1560170379 | Administratively Determined Incentive Program | WESTFIELD | 7090 | 9.89 | Residential | Behind the Meter | No | Infinity Solar Systems, LLC | PSE&G |  | Accepted | 2025-07-29 | 2025-08-28 | 2026-08-28 | Solar Panels | SEG Solar | SEG-430-BTD-BG |  | 0.43 | 2 | 216 | 40 |  | Fixed | Roof
NJADRE1560170379 | Administratively Determined Incentive Program | WESTFIELD | 7090 | 9.89 | Residential | Behind the Meter | No | Infinity Solar Systems, LLC | PSE&G |  | Accepted | 2025-07-29 | 2025-08-28 | 2026-08-28 | Inverters | Enphase | IQ8MC-72-M-US | 320 |  | 23 |  |  | 0.97 |  | Outdoor
NJADRE1560170379 | Administratively Determined Incentive Program | WESTFIELD | 7090 | 9.89 | Residential | Behind the Meter | No | Infinity Solar Systems, LLC | PSE&G |  | Accepted | 2025-07-29 | 2025-08-28 | 2026-08-28 | Solar Panels | SEG Solar | SEG-430-BTD-BG |  | 0.43 | 8 | 218 | 40 |  | Fixed | Roof
NJADRE1560170379 | Administratively Determined Incentive Program | WESTFIELD | 7090 | 9.89 | Residential | Behind the Meter | No | Infinity Solar Systems, LLC | PSE&G |  | Accepted | 2025-07-29 | 2025-08-28 | 2026-08-28 | Solar Panels | SEG Solar | SEG-430-BTD-BG |  | 0.43 | 2 | 38 | 40 |  | Fixed | Roof
NJADRE1560170379 | Administratively Determined Incentive Program | WESTFIELD | 7090 | 9.89 | Residential | Behind the Meter | No | Infinity Solar Systems, LLC | PSE&G |  | Accepted | 2025-07-29 | 2025-08-28 | 2026-08-28 | Solar Panels | SEG Solar | SEG-430-BTD-BG |  | 0.43 | 11 | 38 | 40 |  | Fixed | Roof
NJADRE1560170386 | Administratively Determined Incentive Program | Bay Head | 8742 | 13.76 | Residential | Behind the Meter | No | EMT Renewables, LLC | JCP&L |  | Accepted | 2025-07-29 | 2025-08-22 | 2026-08-22 | Solar Panels | Q CELLS | Q TRON |  | 0.43 | 8 | 190 | 14 |  | Fixed | Roof
NJADRE1560170386 | Administratively Determined Incentive Program | Bay Head | 8742 | 13.76 | Residential | Behind the Meter | No | EMT Renewables, LLC | JCP&L |  | Accepted | 2025-07-29 | 2025-08-22 | 2026-08-22 | Inverters | ENPHASE | IQ8+ | 290 |  | 32 |  |  | 0.98 |  | Other | UNDER EACH PANEL
NJADRE1560170386 | Administratively Determined Incentive Program | Bay Head | 8742 | 13.76 | Residential | Behind the Meter | No | EMT Renewables, LLC | JCP&L |  | Accepted | 2025-07-29 | 2025-08-22 | 2026-08-22 | Solar Panels | Q CELLS | Q TRON |  | 0.43 | 11 | 281 | 27 |  | Fixed | Roof
NJADRE1560170386 | Administratively Determined Incentive Program | Bay Head | 8742 | 13.76 | Residential | Behind the Meter | No | EMT Renewables, LLC | JCP&L |  | Accepted | 2025-07-29 | 2025-08-22 | 2026-08-22 | Solar Panels | Q CELLS | Q TRON |  | 0.43 | 13 | 101 | 27 |  | Fixed | Roof
NJADRE1560170388 | Administratively Determined Incentive Program | CINNAMINSON | 8077 | 4.35 | Residential | Behind the Meter | Yes | SunnyMac, LLC | PSE&G |  | Accepted | 2025-07-29 | 2025-08-22 | 2026-08-22 | Solar Panels | HANWHA | Q.TRON BLK M-G2.H+ |  | 0.435 | 2 | 210 | 33 |  | Fixed | Roof
NJADRE1560170388 | Administratively Determined Incentive Program | CINNAMINSON | 8077 | 4.35 | Residential | Behind the Meter | Yes | SunnyMac, LLC | PSE&G |  | Accepted | 2025-07-29 | 2025-08-22 | 2026-08-22 | Inverters | SOLAREDGE HOME HUB | SE3800H-US | 3800 |  | 1 |  |  | 0.99 |  | Outdoor | next to meter
NJADRE1560170388 | Administratively Determined Incentive Program | CINNAMINSON | 8077 | 4.35 | Residential | Behind the Meter | Yes | SunnyMac, LLC | PSE&G |  | Accepted | 2025-07-29 | 2025-08-22 | 2026-08-22 | Solar Panels | HANWHA | Q.TRON BLK M-G2.H+ |  | 0.435 | 8 | 210 | 11 |  | Fixed | Roof
NJADRE1560170404 | Administratively Determined Incentive Program | EAST ORANGE | 7018 | 3.69 | Residential | Behind the Meter | Yes | Pro Custom Solar dba Momentum Solar | PSE&G |  | Accepted | 2025-07-29 | 2025-08-22 | 2026-08-22 | Solar Panels | HANWHA | HANWHA Q.PEAK DUO BLK ML-G10+410 |  | 0.41 | 9 | 119 | 26 |  | Fixed | Roof
NJADRE1560170404 | Administratively Determined Incentive Program | EAST ORANGE | 7018 | 3.69 | Residential | Behind the Meter | Yes | Pro Custom Solar dba Momentum Solar | PSE&G |  | Accepted | 2025-07-29 | 2025-08-22 | 2026-08-22 | Inverters | ENPHASE | IQ8HC-72-M-DOM-US | 380 |  | 9 |  |  | 0.97 |  | Outdoor
NJADRE1560170408 | Administratively Determined Incentive Program | North Haledon | 7508 | 14.355 | Residential | Behind the Meter | Yes | Venture Home Solar, LLC | PSE&G |  | Accepted | 2025-07-29 | 2025-08-26 | 2026-08-26 | Inverters | Enphase Energy Inc. | IQ8HC-72-M-DOM-US (240V) | 384 |  | 33 |  |  | 0.98958 |  | Outside
NJADRE1560170408 | Administratively Determined Incentive Program | North Haledon | 7508 | 14.355 | Residential | Behind the Meter | Yes | Venture Home Solar, LLC | PSE&G |  | Accepted | 2025-07-29 | 2025-08-26 | 2026-08-26 | Solar Panels | Hanwha | Q.TRON BLK M-G2+ 435 |  | 0.435 | 33 | 182 | 22 |  | Fixed | Roof
NJADRE1560170414 | Administratively Determined Incentive Program | VAUXHALL | 7088 | 5.655 | Residential | Behind the Meter | Yes | SunnyMac, LLC | PSE&G |  | Accepted | 2025-07-29 | 2025-08-22 | 2026-08-22 | Solar Panels | HANWHA | Q.TRON BLK M-G2.H+ |  | 0.435 | 10 | 257 | 35 |  | Fixed | Roof
NJADRE1560170414 | Administratively Determined Incentive Program | VAUXHALL | 7088 | 5.655 | Residential | Behind the Meter | Yes | SunnyMac, LLC | PSE&G |  | Accepted | 2025-07-29 | 2025-08-22 | 2026-08-22 | Solar Panels | HANWHA | Q.TRON BLK M-G2.H+ |  | 0.435 | 3 | 77 | 35 |  | Fixed | Roof
NJADRE1560170414 | Administratively Determined Incentive Program | VAUXHALL | 7088 | 5.655 | Residential | Behind the Meter | Yes | SunnyMac, LLC | PSE&G |  | Accepted | 2025-07-29 | 2025-08-22 | 2026-08-22 | Inverters | SOLAREDGE HOME HUB | SE3800H-US | 3800 |  | 1 |  |  | 0.99 |  | Outdoor | next to meter
NJADRE1560170422 | Administratively Determined Incentive Program | Wall Twp | 7731 | 13.195 | Residential | Behind the Meter | Yes | Kamtech Solar Solutions | JCP&L |  | Accepted | 2025-07-29 | 2025-08-22 | 2026-08-22 | Solar Panels | CANADIAN SOLAR | CS6. 1-54TM-455H |  | 0.455 | 9 | 212 | 26 |  | Fixed | Roof
NJADRE1560170422 | Administratively Determined Incentive Program | Wall Twp | 7731 | 13.195 | Residential | Behind the Meter | Yes | Kamtech Solar Solutions | JCP&L |  | Accepted | 2025-07-29 | 2025-08-22 | 2026-08-22 | Solar Panels | CANADIAN SOLAR | CS6. 1-54TM-455H |  | 0.455 | 3 | 32 | 26 |  | Fixed | Roof
NJADRE1560170422 | Administratively Determined Incentive Program | Wall Twp | 7731 | 13.195 | Residential | Behind the Meter | Yes | Kamtech Solar Solutions | JCP&L |  | Accepted | 2025-07-29 | 2025-08-22 | 2026-08-22 | Inverters | ENPHASE | IQ8AC-72M-US | 349 |  | 29 |  |  | 0.973 |  | Outdoor | ROOFTOP
NJADRE1560170422 | Administratively Determined Incentive Program | Wall Twp | 7731 | 13.195 | Residential | Behind the Meter | Yes | Kamtech Solar Solutions | JCP&L |  | Accepted | 2025-07-29 | 2025-08-22 | 2026-08-22 | Solar Panels | CANADIAN SOLAR | CS6. 1-54TM-455H |  | 0.455 | 17 | 212 | 26 |  | Fixed | Roof
NJADRE1560170423 | Administratively Determined Incentive Program | Clifton | 7011 | 9.13 | Residential | Behind the Meter | Yes | Big Wave Roofing and Solar, LLC | PSE&G |  | Accepted | 2025-07-29 | 2025-08-22 | 2026-08-22 | Solar Panels | Q cells | Q.PEAK DUO BLK ML-G10.C+415w |  | 0.415 | 16 | 256 | 37 |  | Fixed | Roof
NJADRE1560170423 | Administratively Determined Incentive Program | Clifton | 7011 | 9.13 | Residential | Behind the Meter | Yes | Big Wave Roofing and Solar, LLC | PSE&G |  | Accepted | 2025-07-29 | 2025-08-22 | 2026-08-22 | Solar Panels | Q cells | Q.PEAK DUO BLK ML-G10.C+415w |  | 0.415 | 6 | 76 | 37 |  | Fixed | Roof
NJADRE1560170423 | Administratively Determined Incentive Program | Clifton | 7011 | 9.13 | Residential | Behind the Meter | Yes | Big Wave Roofing and Solar, LLC | PSE&G |  | Accepted | 2025-07-29 | 2025-08-22 | 2026-08-22 | Inverters | Enphase | IQ8HC-72-M-DOM-US | 380 |  | 22 |  |  | 0.98 |  | Outdoor
NJADRE1560170425 | Administratively Determined Incentive Program | Princeton Junction | 8550 | 5.67 | Residential | Behind the Meter | No | Solar Energy World | PSE&G |  | Accepted | 2025-07-29 | 2025-08-25 | 2026-08-25 | Inverters | ENPHASE | IQ8+-72-M-US | 290 |  | 14 |  |  | 0.97 |  | Outside
NJADRE1560170425 | Administratively Determined Incentive Program | Princeton Junction | 8550 | 5.67 | Residential | Behind the Meter | No | Solar Energy World | PSE&G |  | Accepted | 2025-07-29 | 2025-08-25 | 2026-08-25 | Solar Panels | LONGI | LR5-54HPB-405M |  | 0.405 | 14 | 191 | 31 |  | Fixed | Roof
NJADRE1560170426 | Administratively Determined Incentive Program | Woodbury | 8096 | 6.525 | Residential | Behind the Meter | Yes | SunnyMac, LLC | PSE&G |  | Accepted | 2025-07-29 | 2025-08-22 | 2026-08-22 | Inverters | SOLAREDGE HOME HUB | SE5700H-US | 5760 |  | 1 |  |  | 0.99 |  | Outdoor | next to meter
NJADRE1560170426 | Administratively Determined Incentive Program | Woodbury | 8096 | 6.525 | Residential | Behind the Meter | Yes | SunnyMac, LLC | PSE&G |  | Accepted | 2025-07-29 | 2025-08-22 | 2026-08-22 | Solar Panels | HANWHA | Q.TRON BLK M-G2.H+ |  | 0.435 | 15 | 254 | 30 |  | Fixed | Roof
NJADRE1560170429 | Administratively Determined Incentive Program | North Brunswick Twp | 8902 | 4.1 | Residential | Behind the Meter | Yes | Freedom Forever New Jersey, LLC | PSE&G |  | Accepted | 2025-07-29 | 2025-08-22 | 2026-08-22 | Inverters | Solar Edge | SE3800H-US | 3800 |  | 1 |  |  | 0.99 |  | Outside
NJADRE1560170429 | Administratively Determined Incentive Program | North Brunswick Twp | 8902 | 4.1 | Residential | Behind the Meter | Yes | Freedom Forever New Jersey, LLC | PSE&G |  | Accepted | 2025-07-29 | 2025-08-22 | 2026-08-22 | Solar Panels | Hanwha | Q.PEAK DUO BLK ML-G10.C+ 410 |  | 0.41 | 2 | 43 | 21 |  | Fixed | Roof
NJADRE1560170429 | Administratively Determined Incentive Program | North Brunswick Twp | 8902 | 4.1 | Residential | Behind the Meter | Yes | Freedom Forever New Jersey, LLC | PSE&G |  | Accepted | 2025-07-29 | 2025-08-22 | 2026-08-22 | Solar Panels | Hanwha | Q.PEAK DUO BLK ML-G10.C+ 410 |  | 0.41 | 8 | 223 | 21 |  | Fixed | Roof
NJADRE1560170550 | Administratively Determined Incentive Program | Teaneck | 7666 | 7.47 | Residential | Behind the Meter | Yes | Big Wave Roofing and Solar, LLC | PSE&G |  | Accepted | 2025-07-29 | 2025-08-22 | 2026-08-22 | Solar Panels | QCELLS | Q.PEAK DUO BLK ML-G10.C+ 415W |  | 0.415 | 6 | 295 | 37 |  | Fixed | Roof
NJADRE1560170550 | Administratively Determined Incentive Program | Teaneck | 7666 | 7.47 | Residential | Behind the Meter | Yes | Big Wave Roofing and Solar, LLC | PSE&G |  | Accepted | 2025-07-29 | 2025-08-22 | 2026-08-22 | Solar Panels | QCELLS | Q.PEAK DUO BLK ML-G10.C+ 415W |  | 0.415 | 8 | 115 | 37 |  | Fixed | Roof
NJADRE1560170550 | Administratively Determined Incentive Program | Teaneck | 7666 | 7.47 | Residential | Behind the Meter | Yes | Big Wave Roofing and Solar, LLC | PSE&G |  | Accepted | 2025-07-29 | 2025-08-22 | 2026-08-22 | Solar Panels | QCELLS | Q.PEAK DUO BLK ML-G10.C+ 415W |  | 0.415 | 4 | 115 | 20 |  | Fixed | Roof
NJADRE1560170550 | Administratively Determined Incentive Program | Teaneck | 7666 | 7.47 | Residential | Behind the Meter | Yes | Big Wave Roofing and Solar, LLC | PSE&G |  | Accepted | 2025-07-29 | 2025-08-22 | 2026-08-22 | Inverters | Enphase | IQ8HC-72-M-DOM-US | 380 |  | 18 |  |  | 0.97 |  | Outside
NJADRE1560170675 | Administratively Determined Incentive Program | Egg Harbor | 8215 | 9.84 | Residential | Behind the Meter | Yes | Sunrun Installation Services, Inc. | AC Electric |  | Accepted | 2025-07-29 | 2025-08-22 | 2026-08-22 | Inverters | SolarEdge Technologies | SE7600H-USMN | 7600 |  | 1 |  |  | 0.99 |  | Outdoor | Next to meter
NJADRE1560170675 | Administratively Determined Incentive Program | Egg Harbor | 8215 | 9.84 | Residential | Behind the Meter | Yes | Sunrun Installation Services, Inc. | AC Electric |  | Accepted | 2025-07-29 | 2025-08-22 | 2026-08-22 | Solar Panels | Elin Energy (Sirius PV) | ELNSM54M-HC-410 |  | 0.41 | 24 | 312 | 37 |  | Fixed | Roof
NJADRE1560170958 | Administratively Determined Incentive Program | Edison | 8820 | 13.53 | Residential | Behind the Meter | Yes | Pro Custom Solar dba Momentum Solar | PSE&G |  | Accepted | 2025-07-29 | 2025-08-22 | 2026-08-22 | Solar Panels | HANWHA | HANWHA Q.PEAK DUO BLK ML-G10+410 |  | 0.41 | 16 | 167 | 34 |  | Fixed | Roof
NJADRE1560170958 | Administratively Determined Incentive Program | Edison | 8820 | 13.53 | Residential | Behind the Meter | Yes | Pro Custom Solar dba Momentum Solar | PSE&G |  | Accepted | 2025-07-29 | 2025-08-22 | 2026-08-22 | Inverters | ENPHASE | IQ8HC-72-M-DOM-US | 380 |  | 33 |  |  | 0.97 |  | Outdoor
NJADRE1560170958 | Administratively Determined Incentive Program | Edison | 8820 | 13.53 | Residential | Behind the Meter | Yes | Pro Custom Solar dba Momentum Solar | PSE&G |  | Accepted | 2025-07-29 | 2025-08-22 | 2026-08-22 | Solar Panels | HANWHA | HANWHA Q.PEAK DUO BLK ML-G10+410 |  | 0.41 | 6 | 77 | 33 |  | Fixed | Roof
NJADRE1560170958 | Administratively Determined Incentive Program | Edison | 8820 | 13.53 | Residential | Behind the Meter | Yes | Pro Custom Solar dba Momentum Solar | PSE&G |  | Accepted | 2025-07-29 | 2025-08-22 | 2026-08-22 | Solar Panels | HANWHA | HANWHA Q.PEAK DUO BLK ML-G10+410 |  | 0.41 | 11 | 77 | 35 |  | Fixed | Roof
NJADRE1560171076 | Administratively Determined Incentive Program | Pennsville Twp | 8070 | 11.745 | Residential | Behind the Meter | Yes | SunnyMac, LLC | AC Electric |  | Accepted | 2025-07-29 | 2025-08-22 | 2026-08-22 | Solar Panels | HANWHA | Q.TRON BLK M-G2.H+ |  | 0.435 | 3 | 29 | 15 |  | Fixed | Roof
NJADRE1560171076 | Administratively Determined Incentive Program | Pennsville Twp | 8070 | 11.745 | Residential | Behind the Meter | Yes | SunnyMac, LLC | AC Electric |  | Accepted | 2025-07-29 | 2025-08-22 | 2026-08-22 | Solar Panels | HANWHA | Q.TRON BLK M-G2.H+ |  | 0.435 | 2 | 229 | 16 |  | Fixed | Roof
NJADRE1560171076 | Administratively Determined Incentive Program | Pennsville Twp | 8070 | 11.745 | Residential | Behind the Meter | Yes | SunnyMac, LLC | AC Electric |  | Accepted | 2025-07-29 | 2025-08-22 | 2026-08-22 | Solar Panels | HANWHA | Q.TRON BLK M-G2.H+ |  | 0.435 | 8 | 209 | 30 |  | Fixed | Roof
NJADRE1560171076 | Administratively Determined Incentive Program | Pennsville Twp | 8070 | 11.745 | Residential | Behind the Meter | Yes | SunnyMac, LLC | AC Electric |  | Accepted | 2025-07-29 | 2025-08-22 | 2026-08-22 | Solar Panels | HANWHA | Q.TRON BLK M-G2.H+ |  | 0.435 | 5 | 119 | 15 |  | Fixed | Roof
NJADRE1560171076 | Administratively Determined Incentive Program | Pennsville Twp | 8070 | 11.745 | Residential | Behind the Meter | Yes | SunnyMac, LLC | AC Electric |  | Accepted | 2025-07-29 | 2025-08-22 | 2026-08-22 | Inverters | SOLAREDGE ENERGY HUB | SE7600H-US | 7600 |  | 1 |  |  | 0.99 |  | Outdoor | next to meter
NJADRE1560171076 | Administratively Determined Incentive Program | Pennsville Twp | 8070 | 11.745 | Residential | Behind the Meter | Yes | SunnyMac, LLC | AC Electric |  | Accepted | 2025-07-29 | 2025-08-22 | 2026-08-22 | Solar Panels | HANWHA | Q.TRON BLK M-G2.H+ |  | 0.435 | 9 | 29 | 30 |  | Fixed | Roof
NJADRE1560171632 | Administratively Determined Incentive Program | Marlboro Twp | 7746 | 15.17 | Residential | Behind the Meter | No | Tesla Energy Operations, Inc. | JCP&L |  | Accepted | 2025-07-29 | 2025-08-22 | 2026-08-22 | Electric Storage Battery | Tesla | Powerwall 3 |  |  | 2 |  |  |  | Lithium Ion |  | OUTSIDE
NJADRE1560171632 | Administratively Determined Incentive Program | Marlboro Twp | 7746 | 15.17 | Residential | Behind the Meter | No | Tesla Energy Operations, Inc. | JCP&L |  | Accepted | 2025-07-29 | 2025-08-22 | 2026-08-22 | Solar Panels | Hanwha | Q.PEAK DUO BLK ML-G10+/TS 410 |  | 0.41 | 8 | 325 | 21 |  | Fixed | Roof
NJADRE1560171632 | Administratively Determined Incentive Program | Marlboro Twp | 7746 | 15.17 | Residential | Behind the Meter | No | Tesla Energy Operations, Inc. | JCP&L |  | Accepted | 2025-07-29 | 2025-08-22 | 2026-08-22 | Solar Panels | Hanwha | Q.PEAK DUO BLK ML-G10+/TS 410 |  | 0.41 | 12 | 145 | 21 |  | Fixed | Roof
NJADRE1560171632 | Administratively Determined Incentive Program | Marlboro Twp | 7746 | 15.17 | Residential | Behind the Meter | No | Tesla Energy Operations, Inc. | JCP&L |  | Accepted | 2025-07-29 | 2025-08-22 | 2026-08-22 | Inverters | Tesla | 1707000-XX-Y 11.5 kW | 11500 |  | 1 |  |  | 0.98 |  | Outdoor
NJADRE1560171632 | Administratively Determined Incentive Program | Marlboro Twp | 7746 | 15.17 | Residential | Behind the Meter | No | Tesla Energy Operations, Inc. | JCP&L |  | Accepted | 2025-07-29 | 2025-08-22 | 2026-08-22 | Solar Panels | Hanwha | Q.PEAK DUO BLK ML-G10+/TS 410 |  | 0.41 | 7 | 144 | 21 |  | Fixed | Roof
NJADRE1560171632 | Administratively Determined Incentive Program | Marlboro Twp | 7746 | 15.17 | Residential | Behind the Meter | No | Tesla Energy Operations, Inc. | JCP&L |  | Accepted | 2025-07-29 | 2025-08-22 | 2026-08-22 | Solar Panels | Hanwha | Q.PEAK DUO BLK ML-G10+/TS 410 |  | 0.41 | 10 | 324 | 21 |  | Fixed | Roof
NJADRE1560171655 | Administratively Determined Incentive Program | SKILLMAN | 8558 | 10.005 | Residential | Behind the Meter | No | NJ Solar Power, LLC | PSE&G |  | Accepted | 2025-07-29 | 2025-08-27 | 2026-08-27 | Solar Panels | Hanwha | Q.TRON BLK M-G2+ 435 |  | 0.435 | 23 | 209 | 23 |  | Fixed | Roof | Roof 1
NJADRE1560171655 | Administratively Determined Incentive Program | SKILLMAN | 8558 | 10.005 | Residential | Behind the Meter | No | NJ Solar Power, LLC | PSE&G |  | Accepted | 2025-07-29 | 2025-08-27 | 2026-08-27 | Inverters | SolarEdge | SE10000H-US | 10000 |  | 1 |  |  | 0.99 |  | Outside
NJADRE1560171866 | Administratively Determined Incentive Program | CHESTERFIELD | 8515 | 15.66 | Residential | Behind the Meter | No | Solar Energy World | PSE&G |  | Accepted | 2025-07-29 | 2025-08-22 | 2026-08-22 | Solar Panels | Hanwha | Q.TRON BLKM-G2+ 435W |  | 0.435 | 5 | 170 | 30 |  | Fixed | Roof
NJADRE1560171866 | Administratively Determined Incentive Program | CHESTERFIELD | 8515 | 15.66 | Residential | Behind the Meter | No | Solar Energy World | PSE&G |  | Accepted | 2025-07-29 | 2025-08-22 | 2026-08-22 | Solar Panels | Hanwha | Q.TRON BLKM-G2+ 435W |  | 0.435 | 9 | 261 | 40 |  | Fixed | Roof
NJADRE1560171866 | Administratively Determined Incentive Program | CHESTERFIELD | 8515 | 15.66 | Residential | Behind the Meter | No | Solar Energy World | PSE&G |  | Accepted | 2025-07-29 | 2025-08-22 | 2026-08-22 | Solar Panels | Hanwha | Q.TRON BLKM-G2+ 435W |  | 0.435 | 11 | 80 | 40 |  | Fixed | Roof
NJADRE1560171866 | Administratively Determined Incentive Program | CHESTERFIELD | 8515 | 15.66 | Residential | Behind the Meter | No | Solar Energy World | PSE&G |  | Accepted | 2025-07-29 | 2025-08-22 | 2026-08-22 | Solar Panels | Hanwha | Q.TRON BLKM-G2+ 435W |  | 0.435 | 6 | 169 | 39 |  | Fixed | Roof
NJADRE1560171866 | Administratively Determined Incentive Program | CHESTERFIELD | 8515 | 15.66 | Residential | Behind the Meter | No | Solar Energy World | PSE&G |  | Accepted | 2025-07-29 | 2025-08-22 | 2026-08-22 | Solar Panels | Hanwha | Q.TRON BLKM-G2+ 435W |  | 0.435 | 5 | 171 | 30 |  | Fixed | Roof
NJADRE1560171866 | Administratively Determined Incentive Program | CHESTERFIELD | 8515 | 15.66 | Residential | Behind the Meter | No | Solar Energy World | PSE&G |  | Accepted | 2025-07-29 | 2025-08-22 | 2026-08-22 | Inverters | Enphase | IQ8MC-72-M-US | 320 |  | 36 |  |  | 0.97 |  | Outside
NJADRE1560172259 | Administratively Determined Incentive Program | MONROE | 8831 | 12 | Residential | Behind the Meter | No | GreenTech Solar USA, LLC | JCP&L |  | Accepted | 2025-07-29 | 2025-08-26 | 2026-08-26 | Inverters | Growatt | MIN10000TL-XH-US | 10000 |  | 1 |  |  | 0.97 |  | Outdoor | Outside Wall
NJADRE1560172259 | Administratively Determined Incentive Program | MONROE | 8831 | 12 | Residential | Behind the Meter | No | GreenTech Solar USA, LLC | JCP&L |  | Accepted | 2025-07-29 | 2025-08-26 | 2026-08-26 | Solar Panels | Phono | PS400M6-18/VHB |  | 0.4 | 6 | 260 | 36 |  | Fixed | Roof | Roof
NJADRE1560172259 | Administratively Determined Incentive Program | MONROE | 8831 | 12 | Residential | Behind the Meter | No | GreenTech Solar USA, LLC | JCP&L |  | Accepted | 2025-07-29 | 2025-08-26 | 2026-08-26 | Solar Panels | Phono | PS400M6-18/VHB |  | 0.4 | 24 | 260 | 36 |  | Fixed | Roof | Roof
NJADRE1560172941 | Administratively Determined Incentive Program | Lakewood | 8701 | 7.92 | Residential | Behind the Meter | Yes | GenSun Roofing and Solar, LLC | JCP&L |  | Accepted | 2025-07-29 | 2025-08-22 | 2026-08-22 | Inverters | Enphase | IQ8HC-72-M-DOM-US | 6840 |  | 18 |  |  | 0.9 |  | Outdoor
NJADRE1560172941 | Administratively Determined Incentive Program | Lakewood | 8701 | 7.92 | Residential | Behind the Meter | Yes | GenSun Roofing and Solar, LLC | JCP&L |  | Accepted | 2025-07-29 | 2025-08-22 | 2026-08-22 | Solar Panels | JA Solar | JAM54D41440/LB |  | 0.44 | 5 | 27 | 30 |  | Fixed | Roof
NJADRE1560172941 | Administratively Determined Incentive Program | Lakewood | 8701 | 7.92 | Residential | Behind the Meter | Yes | GenSun Roofing and Solar, LLC | JCP&L |  | Accepted | 2025-07-29 | 2025-08-22 | 2026-08-22 | Meters | Enphase | IQ8HC-72-M-DOM-US |  |  | 18 |  |  |  | Yes | Outdoor
NJADRE1560172941 | Administratively Determined Incentive Program | Lakewood | 8701 | 7.92 | Residential | Behind the Meter | Yes | GenSun Roofing and Solar, LLC | JCP&L |  | Accepted | 2025-07-29 | 2025-08-22 | 2026-08-22 | Solar Panels | JA Solar | JAM54D41440/LB |  | 0.44 | 13 | 207 | 30 |  | Fixed | Roof
NJADRE1560173707 | Administratively Determined Incentive Program | MEDFORD | 8055 | 13.485 | Residential | Behind the Meter | No | Sunwise Energy, LLC | PSE&G |  | Accepted | 2025-07-29 | 2025-08-22 | 2026-08-22 | Solar Panels | Q CELLS | Q TRON BLK M-G2+SERIES |  | 0.435 | 31 | 111 | 25 |  | Fixed | Roof
NJADRE1560173707 | Administratively Determined Incentive Program | MEDFORD | 8055 | 13.485 | Residential | Behind the Meter | No | Sunwise Energy, LLC | PSE&G |  | Accepted | 2025-07-29 | 2025-08-22 | 2026-08-22 | Inverters | ENPHASE ENERGY | IQ8HC-72-M-DOM-US | 384 |  | 31 |  |  | 0.973 |  | Outside
NJADRE1560173897 | Administratively Determined Incentive Program | ABERDEEN TOWNSHIP | 7747 | 7.79 | Residential | Behind the Meter | Yes | Trinity Solar, LLC | JCP&L |  | Accepted | 2025-07-29 | 2025-08-22 | 2026-08-22 | Solar Panels | Hanwha | Q.PEAK DUO BLK ML-G10.C+ 410 |  | 0.41 | 4 | 240 | 19 |  | Fixed | Roof
NJADRE1560173897 | Administratively Determined Incentive Program | ABERDEEN TOWNSHIP | 7747 | 7.79 | Residential | Behind the Meter | Yes | Trinity Solar, LLC | JCP&L |  | Accepted | 2025-07-29 | 2025-08-22 | 2026-08-22 | Solar Panels | Hanwha | Q.PEAK DUO BLK ML-G10.C+ 410 |  | 0.41 | 15 | 240 | 28 |  | Fixed | Roof
NJADRE1560173897 | Administratively Determined Incentive Program | ABERDEEN TOWNSHIP | 7747 | 7.79 | Residential | Behind the Meter | Yes | Trinity Solar, LLC | JCP&L |  | Accepted | 2025-07-29 | 2025-08-22 | 2026-08-22 | Inverters | Solar Edge | USE7600H-US | 7600 |  | 1 |  |  | 0.97 |  | Outside
NJADRE1560174234 | Administratively Determined Incentive Program | BARNEGAT | 8005 | 14.08 | Residential | Behind the Meter | Yes | GenSun Roofing and Solar, LLC | AC Electric |  | Accepted | 2025-07-29 | 2025-08-22 | 2026-08-22 | Inverters | Solar Edge | SE11400H-US | 11400 |  | 32 |  |  | 0.992 |  | Outdoor
NJADRE1560174234 | Administratively Determined Incentive Program | BARNEGAT | 8005 | 14.08 | Residential | Behind the Meter | Yes | GenSun Roofing and Solar, LLC | AC Electric |  | Accepted | 2025-07-29 | 2025-08-22 | 2026-08-22 | Meters | Solar Edge | S440 POWER OPTIMIZERS |  |  | 32 |  |  |  | Yes | Outdoor
NJADRE1560174234 | Administratively Determined Incentive Program | BARNEGAT | 8005 | 14.08 | Residential | Behind the Meter | Yes | GenSun Roofing and Solar, LLC | AC Electric |  | Accepted | 2025-07-29 | 2025-08-22 | 2026-08-22 | Solar Panels | Jinko Solar | JKM440N-54HL4-B |  | 0.44 | 16 | 300 | 40 |  | Fixed | Roof
NJADRE1560174234 | Administratively Determined Incentive Program | BARNEGAT | 8005 | 14.08 | Residential | Behind the Meter | Yes | GenSun Roofing and Solar, LLC | AC Electric |  | Accepted | 2025-07-29 | 2025-08-22 | 2026-08-22 | Solar Panels | Jinko Solar | JKM440N-54HL4-B |  | 0.44 | 16 | 120 | 40 |  | Fixed | Roof
NJADRE1560175040 | Administratively Determined Incentive Program | SWEDESBORO | 8085 | 10.32 | Residential | Behind the Meter | Yes | Pro Custom Solar dba Momentum Solar | AC Electric |  | Accepted | 2025-07-29 | 2025-08-22 | 2026-08-22 | Solar Panels | Hanwha | q.tron blk m-g2 + 430 |  | 0.43 | 8 | 28 | 17 |  | Fixed | Roof
NJADRE1560175040 | Administratively Determined Incentive Program | SWEDESBORO | 8085 | 10.32 | Residential | Behind the Meter | Yes | Pro Custom Solar dba Momentum Solar | AC Electric |  | Accepted | 2025-07-29 | 2025-08-22 | 2026-08-22 | Inverters | Enphase | IQ8HC-72-M-DOM-US | 380 |  | 24 |  |  | 0.97 |  | Outdoor
NJADRE1560175040 | Administratively Determined Incentive Program | SWEDESBORO | 8085 | 10.32 | Residential | Behind the Meter | Yes | Pro Custom Solar dba Momentum Solar | AC Electric |  | Accepted | 2025-07-29 | 2025-08-22 | 2026-08-22 | Solar Panels | Hanwha | q.tron blk m-g2 + 430 |  | 0.43 | 16 | 208 | 17 |  | Fixed | Roof
NJADRE1560175050 | Administratively Determined Incentive Program | WEST ORANGE TWP | 7052 | 11.61 | Residential | Behind the Meter | No | Green Power Energy, LLC | PSE&G |  | Accepted | 2025-07-29 | 2025-08-22 | 2026-08-22 | Solar Panels | SEG Solar | SEG-430-BTD-BG |  | 0.43 | 17 | 291 | 30 |  | Fixed | Roof
NJADRE1560175050 | Administratively Determined Incentive Program | WEST ORANGE TWP | 7052 | 11.61 | Residential | Behind the Meter | No | Green Power Energy, LLC | PSE&G |  | Accepted | 2025-07-29 | 2025-08-22 | 2026-08-22 | Solar Panels | SEG Solar | SEG-430-BTD-BG |  | 0.43 | 10 | 111 | 30 |  | Fixed | Roof
NJADRE1560175050 | Administratively Determined Incentive Program | WEST ORANGE TWP | 7052 | 11.61 | Residential | Behind the Meter | No | Green Power Energy, LLC | PSE&G |  | Accepted | 2025-07-29 | 2025-08-22 | 2026-08-22 | Inverters | Enphase Energy | IQ8MC-72-M-US [240V] | 320 |  | 27 |  |  | 0.98 |  | Outside | Roof
NJADRE1560176494 | Administratively Determined Incentive Program | MULLICA HILL | 8062 | 14.08 | Residential | Behind the Meter | No | Advanced Renewable Solutions, LLC | AC Electric |  | Accepted | 2025-07-29 | 2025-08-25 | 2026-08-25 | Solar Panels | Certainteed | CTM10440HC11 |  | 0.44 | 32 | 267 | 32 |  | Fixed | Roof
NJADRE1560176494 | Administratively Determined Incentive Program | MULLICA HILL | 8062 | 14.08 | Residential | Behind the Meter | No | Advanced Renewable Solutions, LLC | AC Electric |  | Accepted | 2025-07-29 | 2025-08-25 | 2026-08-25 | Inverters | Enphase | IQ8+ | 290 |  | 32 |  |  | 0.976 |  | Outside
NJADRE1560176742 | Administratively Determined Incentive Program | Hainesport | 8036 | 4.86 | Residential | Behind the Meter | Yes | Solar Energy World | PSE&G |  | Accepted | 2025-07-29 | 2025-08-22 | 2026-08-22 | Solar Panels | LONGi | LR5-54HPB-405M |  | 0.405 | 3 | 173 | 44 |  | Fixed | Roof
NJADRE1560176742 | Administratively Determined Incentive Program | Hainesport | 8036 | 4.86 | Residential | Behind the Meter | Yes | Solar Energy World | PSE&G |  | Accepted | 2025-07-29 | 2025-08-22 | 2026-08-22 | Solar Panels | LONGi | LR5-54HPB-405M |  | 0.405 | 7 | 264 | 30 |  | Fixed | Roof
NJADRE1560176742 | Administratively Determined Incentive Program | Hainesport | 8036 | 4.86 | Residential | Behind the Meter | Yes | Solar Energy World | PSE&G |  | Accepted | 2025-07-29 | 2025-08-22 | 2026-08-22 | Solar Panels | LONGi | LR5-54HPB-405M |  | 0.405 | 2 | 84 | 30 |  | Fixed | Roof
NJADRE1560176742 | Administratively Determined Incentive Program | Hainesport | 8036 | 4.86 | Residential | Behind the Meter | Yes | Solar Energy World | PSE&G |  | Accepted | 2025-07-29 | 2025-08-22 | 2026-08-22 | Inverters | ENPHASE | IQ8HC-72-M-DOM-US | 384 |  | 12 |  |  | 0.97 |  | Outside
NJADRE1560176877 | Administratively Determined Incentive Program | TOMS RIVER | 8753 | 11.07 | Residential | Behind the Meter | No | Tesla Energy Operations, Inc. | JCP&L |  | Accepted | 2025-07-29 | 2025-08-22 | 2026-08-22 | Solar Panels | Hanwha | Q.PEAK DUO BLK ML-G10+/TS 410 |  | 0.41 | 9 | 107 | 34 |  | Fixed | Roof
NJADRE1560176877 | Administratively Determined Incentive Program | TOMS RIVER | 8753 | 11.07 | Residential | Behind the Meter | No | Tesla Energy Operations, Inc. | JCP&L |  | Accepted | 2025-07-29 | 2025-08-22 | 2026-08-22 | Solar Panels | Hanwha | Q.PEAK DUO BLK ML-G10+/TS 410 |  | 0.41 | 5 | 107 | 34 |  | Fixed | Roof
NJADRE1560176877 | Administratively Determined Incentive Program | TOMS RIVER | 8753 | 11.07 | Residential | Behind the Meter | No | Tesla Energy Operations, Inc. | JCP&L |  | Accepted | 2025-07-29 | 2025-08-22 | 2026-08-22 | Solar Panels | Hanwha | Q.PEAK DUO BLK ML-G10+/TS 410 |  | 0.41 | 13 | 287 | 34 |  | Fixed | Roof
NJADRE1560176877 | Administratively Determined Incentive Program | TOMS RIVER | 8753 | 11.07 | Residential | Behind the Meter | No | Tesla Energy Operations, Inc. | JCP&L |  | Accepted | 2025-07-29 | 2025-08-22 | 2026-08-22 | Inverters | Tesla | 1707000-XX-Y 11.5 | 11500 |  | 1 |  |  | 0.98 |  | Outdoor
NJADRE1560176877 | Administratively Determined Incentive Program | TOMS RIVER | 8753 | 11.07 | Residential | Behind the Meter | No | Tesla Energy Operations, Inc. | JCP&L |  | Accepted | 2025-07-29 | 2025-08-22 | 2026-08-22 | Electric Storage Battery | Tesla | Powerwall 3 |  |  | 2 |  |  |  | Lithium Ion |  | OUTSIDE
NJADRE1560177453 | Administratively Determined Incentive Program | MOORESTOWN | 8057 | 10.56 | Residential | Behind the Meter | No | Exact Solar | PSE&G |  | Accepted | 2025-07-30 | 2025-08-25 | 2026-08-25 | Solar Panels | Vsun | VSUN440N-108BMH-BB |  | 0.44 | 9 | 207.6 | 33 |  | Fixed | Roof
NJADRE1560177453 | Administratively Determined Incentive Program | MOORESTOWN | 8057 | 10.56 | Residential | Behind the Meter | No | Exact Solar | PSE&G |  | Accepted | 2025-07-30 | 2025-08-25 | 2026-08-25 | Solar Panels | Vsun | VSUN440N-108BMH-BB |  | 0.44 | 15 | 206.9 | 34 |  | Fixed | Roof
NJADRE1560177453 | Administratively Determined Incentive Program | MOORESTOWN | 8057 | 10.56 | Residential | Behind the Meter | No | Exact Solar | PSE&G |  | Accepted | 2025-07-30 | 2025-08-25 | 2026-08-25 | Inverters | Enphase | IQ8MC | 320 |  | 24 |  |  | 0.97 |  | Outside
NJADRE1560177459 | Administratively Determined Incentive Program | LAKE HOPATCONG | 7849 | 12.555 | Residential | Behind the Meter | No | Freedom Forever New Jersey, LLC | JCP&L |  | Accepted | 2025-08-20 | 2025-09-11 | 2026-09-11 | Solar Panels | JA Solar | JAM54S31-405/MR |  | 0.405 | 7 | 148 | 26 |  | Fixed | Roof
NJADRE1560177459 | Administratively Determined Incentive Program | LAKE HOPATCONG | 7849 | 12.555 | Residential | Behind the Meter | No | Freedom Forever New Jersey, LLC | JCP&L |  | Accepted | 2025-08-20 | 2025-09-11 | 2026-09-11 | Solar Panels | JA Solar | JAM54S31-405/MR |  | 0.405 | 3 | 238 | 12 |  | Fixed | Roof
NJADRE1560177459 | Administratively Determined Incentive Program | LAKE HOPATCONG | 7849 | 12.555 | Residential | Behind the Meter | No | Freedom Forever New Jersey, LLC | JCP&L |  | Accepted | 2025-08-20 | 2025-09-11 | 2026-09-11 | Solar Panels | JA Solar | JAM54S31-405/MR |  | 0.405 | 1 | 238 | 26 |  | Fixed | Roof
NJADRE1560177459 | Administratively Determined Incentive Program | LAKE HOPATCONG | 7849 | 12.555 | Residential | Behind the Meter | No | Freedom Forever New Jersey, LLC | JCP&L |  | Accepted | 2025-08-20 | 2025-09-11 | 2026-09-11 | Inverters | Enphase | IQ8PLUS-72-2-US | 290 |  | 31 |  |  | 0.99 |  | Outside
NJADRE1560177459 | Administratively Determined Incentive Program | LAKE HOPATCONG | 7849 | 12.555 | Residential | Behind the Meter | No | Freedom Forever New Jersey, LLC | JCP&L |  | Accepted | 2025-08-20 | 2025-09-11 | 2026-09-11 | Solar Panels | JA Solar | JAM54S31-405/MR |  | 0.405 | 2 | 238 | 20 |  | Fixed | Roof
NJADRE1560177459 | Administratively Determined Incentive Program | LAKE HOPATCONG | 7849 | 12.555 | Residential | Behind the Meter | No | Freedom Forever New Jersey, LLC | JCP&L |  | Accepted | 2025-08-20 | 2025-09-11 | 2026-09-11 | Solar Panels | JA Solar | JAM54S31-405/MR |  | 0.405 | 3 | 329 | 26 |  | Fixed | Roof
NJADRE1560177459 | Administratively Determined Incentive Program | LAKE HOPATCONG | 7849 | 12.555 | Residential | Behind the Meter | No | Freedom Forever New Jersey, LLC | JCP&L |  | Accepted | 2025-08-20 | 2025-09-11 | 2026-09-11 | Solar Panels | JA Solar | JAM54S31-405/MR |  | 0.405 | 9 | 238 | 26 |  | Fixed | Roof
NJADRE1560177459 | Administratively Determined Incentive Program | LAKE HOPATCONG | 7849 | 12.555 | Residential | Behind the Meter | No | Freedom Forever New Jersey, LLC | JCP&L |  | Accepted | 2025-08-20 | 2025-09-11 | 2026-09-11 | Solar Panels | JA Solar | JAM54S31-405/MR |  | 0.405 | 6 | 238 | 26 |  | Fixed | Roof
NJADRE1560177820 | Administratively Determined Incentive Program | SICKLERVILLE | 8081 | 12.865 | Residential | Behind the Meter | Yes | Big Wave Roofing and Solar, LLC | AC Electric |  | Accepted | 2025-07-29 | 2025-08-22 | 2026-08-22 | Inverters | Enphase | IQ8HC-72-M-DOM-US | 380 |  | 31 |  |  | 0.98 |  | Outdoor
NJADRE1560177820 | Administratively Determined Incentive Program | SICKLERVILLE | 8081 | 12.865 | Residential | Behind the Meter | Yes | Big Wave Roofing and Solar, LLC | AC Electric |  | Accepted | 2025-07-29 | 2025-08-22 | 2026-08-22 | Solar Panels | Q cells | Q.PEAK DUO BLK ML-G10.C+415w |  | 0.415 | 17 | 121 | 34 |  | Fixed | Roof
NJADRE1560177820 | Administratively Determined Incentive Program | SICKLERVILLE | 8081 | 12.865 | Residential | Behind the Meter | Yes | Big Wave Roofing and Solar, LLC | AC Electric |  | Accepted | 2025-07-29 | 2025-08-22 | 2026-08-22 | Solar Panels | Q cells | Q.PEAK DUO BLK ML-G10.C+415w |  | 0.415 | 14 | 301 | 34 |  | Fixed | Roof
NJADRE1560178191 | Administratively Determined Incentive Program | DAYTON | 8810 | 9.02 | Residential | Behind the Meter | Yes | Trinity Solar, LLC | PSE&G |  | Accepted | 2025-07-29 | 2025-08-22 | 2026-08-22 | Solar Panels | HANWHA | Q.PEAK DUO BLK ML-G10.C+ 410 |  | 0.41 | 2 | 154 | 47 |  | Fixed | Roof
NJADRE1560178191 | Administratively Determined Incentive Program | DAYTON | 8810 | 9.02 | Residential | Behind the Meter | Yes | Trinity Solar, LLC | PSE&G |  | Accepted | 2025-07-29 | 2025-08-22 | 2026-08-22 | Solar Panels | HANWHA | Q.PEAK DUO BLK ML-G10.C+ 410 |  | 0.41 | 9 | 244 | 35 |  | Fixed | Roof
NJADRE1560178191 | Administratively Determined Incentive Program | DAYTON | 8810 | 9.02 | Residential | Behind the Meter | Yes | Trinity Solar, LLC | PSE&G |  | Accepted | 2025-07-29 | 2025-08-22 | 2026-08-22 | Solar Panels | HANWHA | Q.PEAK DUO BLK ML-G10.C+ 410 |  | 0.41 | 3 | 154 | 44 |  | Fixed | Roof
NJADRE1560178191 | Administratively Determined Incentive Program | DAYTON | 8810 | 9.02 | Residential | Behind the Meter | Yes | Trinity Solar, LLC | PSE&G |  | Accepted | 2025-07-29 | 2025-08-22 | 2026-08-22 | Solar Panels | HANWHA | Q.PEAK DUO BLK ML-G10.C+ 410 |  | 0.41 | 8 | 64 | 34 |  | Fixed | Roof
NJADRE1560178191 | Administratively Determined Incentive Program | DAYTON | 8810 | 9.02 | Residential | Behind the Meter | Yes | Trinity Solar, LLC | PSE&G |  | Accepted | 2025-07-29 | 2025-08-22 | 2026-08-22 | Inverters | Solar Edge | USE7600H-USMNBL75 | 7600 |  | 1 |  |  | 0.97 |  | Outdoor
NJADRE1560178405 | Administratively Determined Incentive Program | Tuckerton | 8087 | 9.13 | Residential | Behind the Meter | Yes | SunPurity, LLC | AC Electric |  | Accepted | 2025-07-30 | 2025-08-25 | 2026-08-25 | Inverters | SolarEdge | SE7600H-US | 7600 |  | 1 |  |  | 0.99 |  | Outdoor
NJADRE1560178405 | Administratively Determined Incentive Program | Tuckerton | 8087 | 9.13 | Residential | Behind the Meter | Yes | SunPurity, LLC | AC Electric |  | Accepted | 2025-07-30 | 2025-08-25 | 2026-08-25 | Solar Panels | Hanwha Q cells | Q.PEAK DUO BLK-ML-G10+ 415W |  | 0.415 | 2 | 323 | 18 |  | Fixed | Roof
NJADRE1560178405 | Administratively Determined Incentive Program | Tuckerton | 8087 | 9.13 | Residential | Behind the Meter | Yes | SunPurity, LLC | AC Electric |  | Accepted | 2025-07-30 | 2025-08-25 | 2026-08-25 | Solar Panels | Hanwha Q cells | Q.PEAK DUO BLK-ML-G10+ 415W |  | 0.415 | 20 | 143 | 18 |  | Fixed | Roof
NJADRE1560178554 | Administratively Determined Incentive Program | Toms River | 8755 | 26.39 | Residential | Behind the Meter | Yes | Kamtech Solar Solutions | JCP&L |  | Accepted | 2025-07-29 | 2025-08-22 | 2026-08-22 | Inverters | ENPHASE | IQ8AC-72M-US | 349 |  | 58 |  |  | 0.973 |  | Outdoor | ROOFTOP
NJADRE1560178554 | Administratively Determined Incentive Program | Toms River | 8755 | 26.39 | Residential | Behind the Meter | Yes | Kamtech Solar Solutions | JCP&L |  | Accepted | 2025-07-29 | 2025-08-22 | 2026-08-22 | Solar Panels | CANADIAN SOLAR | CS6. 1-54TM-455H |  | 0.455 | 2 | 187 | 38 |  | Fixed | Roof
NJADRE1560178554 | Administratively Determined Incentive Program | Toms River | 8755 | 26.39 | Residential | Behind the Meter | Yes | Kamtech Solar Solutions | JCP&L |  | Accepted | 2025-07-29 | 2025-08-22 | 2026-08-22 | Solar Panels | CANADIAN SOLAR | CS6. 1-54TM-455H |  | 0.455 | 2 | 277 | 18 |  | Fixed | Roof
NJADRE1560178554 | Administratively Determined Incentive Program | Toms River | 8755 | 26.39 | Residential | Behind the Meter | Yes | Kamtech Solar Solutions | JCP&L |  | Accepted | 2025-07-29 | 2025-08-22 | 2026-08-22 | Solar Panels | CANADIAN SOLAR | CS6. 1-54TM-455H |  | 0.455 | 9 | 7 | 38 |  | Fixed | Roof
NJADRE1560178554 | Administratively Determined Incentive Program | Toms River | 8755 | 26.39 | Residential | Behind the Meter | Yes | Kamtech Solar Solutions | JCP&L |  | Accepted | 2025-07-29 | 2025-08-22 | 2026-08-22 | Solar Panels | CANADIAN SOLAR | CS6. 1-54TM-455H |  | 0.455 | 21 | 277 | 30 |  | Fixed | Roof
NJADRE1560178554 | Administratively Determined Incentive Program | Toms River | 8755 | 26.39 | Residential | Behind the Meter | Yes | Kamtech Solar Solutions | JCP&L |  | Accepted | 2025-07-29 | 2025-08-22 | 2026-08-22 | Solar Panels | CANADIAN SOLAR | CS6. 1-54TM-455H |  | 0.455 | 15 | 97 | 30 |  | Fixed | Roof
NJADRE1560178554 | Administratively Determined Incentive Program | Toms River | 8755 | 26.39 | Residential | Behind the Meter | Yes | Kamtech Solar Solutions | JCP&L |  | Accepted | 2025-07-29 | 2025-08-22 | 2026-08-22 | Solar Panels | CANADIAN SOLAR | CS6. 1-54TM-455H |  | 0.455 | 6 | 277 | 38 |  | Fixed | Roof
NJADRE1560178554 | Administratively Determined Incentive Program | Toms River | 8755 | 26.39 | Residential | Behind the Meter | Yes | Kamtech Solar Solutions | JCP&L |  | Accepted | 2025-07-29 | 2025-08-22 | 2026-08-22 | Solar Panels | CANADIAN SOLAR | CS6. 1-54TM-455H |  | 0.455 | 3 | 97 | 30 |  | Fixed | Roof
NJADRE1560178571 | Administratively Determined Incentive Program | Cedar Grove | 7009 | 16.53 | Residential | Behind the Meter | Yes | Skyline Solar, LLC | PSE&G |  | Accepted | 2025-07-29 | 2025-08-22 | 2026-08-22 | Solar Panels | Hanwha | Q. Tron BLK M-G2.H+ |  | 0.435 | 12 | 289 | 24 |  | Fixed | Roof
NJADRE1560178571 | Administratively Determined Incentive Program | Cedar Grove | 7009 | 16.53 | Residential | Behind the Meter | Yes | Skyline Solar, LLC | PSE&G |  | Accepted | 2025-07-29 | 2025-08-22 | 2026-08-22 | Solar Panels | Hanwha | Q. Tron BLK M-G2.H+ |  | 0.435 | 12 | 109 | 24 |  | Fixed | Roof
NJADRE1560178571 | Administratively Determined Incentive Program | Cedar Grove | 7009 | 16.53 | Residential | Behind the Meter | Yes | Skyline Solar, LLC | PSE&G |  | Accepted | 2025-07-29 | 2025-08-22 | 2026-08-22 | Inverters | IQ8HC-72-M-DOM-US | Enphase | 380 |  | 38 |  |  | 0.977 |  | Outside
NJADRE1560178571 | Administratively Determined Incentive Program | Cedar Grove | 7009 | 16.53 | Residential | Behind the Meter | Yes | Skyline Solar, LLC | PSE&G |  | Accepted | 2025-07-29 | 2025-08-22 | 2026-08-22 | Solar Panels | Hanwha | Q. Tron BLK M-G2.H+ |  | 0.435 | 9 | 109 | 25 |  | Fixed | Roof
NJADRE1560178571 | Administratively Determined Incentive Program | Cedar Grove | 7009 | 16.53 | Residential | Behind the Meter | Yes | Skyline Solar, LLC | PSE&G |  | Accepted | 2025-07-29 | 2025-08-22 | 2026-08-22 | Solar Panels | Hanwha | Q. Tron BLK M-G2.H+ |  | 0.435 | 2 | 109 | 9 |  | Fixed | Roof
NJADRE1560178571 | Administratively Determined Incentive Program | Cedar Grove | 7009 | 16.53 | Residential | Behind the Meter | Yes | Skyline Solar, LLC | PSE&G |  | Accepted | 2025-07-29 | 2025-08-22 | 2026-08-22 | Solar Panels | Hanwha | Q. Tron BLK M-G2.H+ |  | 0.435 | 3 | 289 | 24 |  | Fixed | Roof
NJADRE1560178572 | Administratively Determined Incentive Program | ELIZABETHPORT | 7206 | 8.1 | Residential | Behind the Meter | Yes | Power Energy Solutions, LLC | PSE&G |  | Accepted | 2025-07-29 | 2025-08-22 | 2026-08-22 | Solar Panels | Trina Solar | TSM-450NEG9RC.27 |  | 0.45 | 15 | 235 | 41 |  | Fixed | Roof
NJADRE1560178572 | Administratively Determined Incentive Program | ELIZABETHPORT | 7206 | 8.1 | Residential | Behind the Meter | Yes | Power Energy Solutions, LLC | PSE&G |  | Accepted | 2025-07-29 | 2025-08-22 | 2026-08-22 | Solar Panels | Trina Solar | TSM-450NEG9RC.27 |  | 0.45 | 3 | 234 | 20 |  | Fixed | Roof
NJADRE1560178572 | Administratively Determined Incentive Program | ELIZABETHPORT | 7206 | 8.1 | Residential | Behind the Meter | Yes | Power Energy Solutions, LLC | PSE&G |  | Accepted | 2025-07-29 | 2025-08-22 | 2026-08-22 | Inverters | Enphase | IQ8MC-72-M-US | 6 |  | 18 |  |  | 0.97 |  | Outdoor
NJADRE1560178605 | Administratively Determined Incentive Program | IRVINGTON | 7111 | 3.32 | Residential | Behind the Meter | Yes | Big Wave Roofing and Solar, LLC | PSE&G |  | Accepted | 2025-07-29 | 2025-08-22 | 2026-08-22 | Solar Panels | QCELLS | Q.PEAK DUO BLK ML-G10.C+ 415W |  | 0.415 | 4 | 136 | 10 |  | Fixed | Roof
NJADRE1560178605 | Administratively Determined Incentive Program | IRVINGTON | 7111 | 3.32 | Residential | Behind the Meter | Yes | Big Wave Roofing and Solar, LLC | PSE&G |  | Accepted | 2025-07-29 | 2025-08-22 | 2026-08-22 | Solar Panels | QCELLS | Q.PEAK DUO BLK ML-G10.C+ 415W |  | 0.415 | 4 | 136 | 35 |  | Fixed | Roof
NJADRE1560178605 | Administratively Determined Incentive Program | IRVINGTON | 7111 | 3.32 | Residential | Behind the Meter | Yes | Big Wave Roofing and Solar, LLC | PSE&G |  | Accepted | 2025-07-29 | 2025-08-22 | 2026-08-22 | Inverters | Enphase | IQ8HC-72-M-DOM-US | 380 |  | 8 |  |  | 0.97 |  | Outside
NJADRE1560178609 | Administratively Determined Incentive Program | WEST WINDSOR TOWNSHIP | 8550 | 13.94 | Residential | Behind the Meter | No | Tesla Energy Operations, Inc. | PSE&G |  | Accepted | 2025-07-29 | 2025-08-22 | 2026-08-22 | Solar Panels | Hanwha | Q Cells Q.PEAK DUO BLK ML-G10+/TS 410 |  | 0.41 | 12 | 228 | 27 |  | Fixed | Roof
NJADRE1560178609 | Administratively Determined Incentive Program | WEST WINDSOR TOWNSHIP | 8550 | 13.94 | Residential | Behind the Meter | No | Tesla Energy Operations, Inc. | PSE&G |  | Accepted | 2025-07-29 | 2025-08-22 | 2026-08-22 | Solar Panels | Hanwha | Q Cells Q.PEAK DUO BLK ML-G10+/TS 410 |  | 0.41 | 5 | 48 | 27 |  | Fixed | Roof
NJADRE1560178609 | Administratively Determined Incentive Program | WEST WINDSOR TOWNSHIP | 8550 | 13.94 | Residential | Behind the Meter | No | Tesla Energy Operations, Inc. | PSE&G |  | Accepted | 2025-07-29 | 2025-08-22 | 2026-08-22 | Solar Panels | Hanwha | Q Cells Q.PEAK DUO BLK ML-G10+/TS 410 |  | 0.41 | 3 | 228 | 27 |  | Fixed | Roof
NJADRE1560178609 | Administratively Determined Incentive Program | WEST WINDSOR TOWNSHIP | 8550 | 13.94 | Residential | Behind the Meter | No | Tesla Energy Operations, Inc. | PSE&G |  | Accepted | 2025-07-29 | 2025-08-22 | 2026-08-22 | Solar Panels | Hanwha | Q Cells Q.PEAK DUO BLK ML-G10+/TS 410 |  | 0.41 | 2 | 138 | 40 |  | Fixed | Roof
NJADRE1560178609 | Administratively Determined Incentive Program | WEST WINDSOR TOWNSHIP | 8550 | 13.94 | Residential | Behind the Meter | No | Tesla Energy Operations, Inc. | PSE&G |  | Accepted | 2025-07-29 | 2025-08-22 | 2026-08-22 | Inverters | Tesla | 5.0 kW Tesla Inc 1538000-XX-Y | 5000 |  | 2 |  |  | 0.98 |  | Outdoor
NJADRE1560178609 | Administratively Determined Incentive Program | WEST WINDSOR TOWNSHIP | 8550 | 13.94 | Residential | Behind the Meter | No | Tesla Energy Operations, Inc. | PSE&G |  | Accepted | 2025-07-29 | 2025-08-22 | 2026-08-22 | Solar Panels | Hanwha | Q Cells Q.PEAK DUO BLK ML-G10+/TS 410 |  | 0.41 | 12 | 48 | 27 |  | Fixed | Roof
NJADRE1560178611 | Administratively Determined Incentive Program | Wanaque | 7465 | 7.38 | Residential | Behind the Meter | Yes | Trinity Solar, LLC | JCP&L |  | Accepted | 2025-07-29 | 2025-08-22 | 2026-08-22 | Inverters | Solar Edge | USE5700H-US | 5760 |  | 1 |  |  | 0.97 |  | Outside
NJADRE1560178611 | Administratively Determined Incentive Program | Wanaque | 7465 | 7.38 | Residential | Behind the Meter | Yes | Trinity Solar, LLC | JCP&L |  | Accepted | 2025-07-29 | 2025-08-22 | 2026-08-22 | Solar Panels | Hanwha | Q.PEAK DUO BLK ML-G10+ 410 |  | 0.41 | 11 | 322 | 21 |  | Fixed | Roof
NJADRE1560178611 | Administratively Determined Incentive Program | Wanaque | 7465 | 7.38 | Residential | Behind the Meter | Yes | Trinity Solar, LLC | JCP&L |  | Accepted | 2025-07-29 | 2025-08-22 | 2026-08-22 | Solar Panels | Hanwha | Q.PEAK DUO BLK ML-G10+ 410 |  | 0.41 | 7 | 142 | 21 |  | Fixed | Roof
NJADRE1560178623 | Administratively Determined Incentive Program | SANDYSTON | 7826 | 16.56 | Residential | Behind the Meter | No | Reliable Solar and Roofing, LLC | JCP&L |  | Accepted | 2025-07-29 | 2025-08-25 | 2026-08-25 | Inverters | Tesla | 1707000-xx-y | 12 |  | 2 |  |  | 0.97 |  | Outside
NJADRE1560178623 | Administratively Determined Incentive Program | SANDYSTON | 7826 | 16.56 | Residential | Behind the Meter | No | Reliable Solar and Roofing, LLC | JCP&L |  | Accepted | 2025-07-29 | 2025-08-25 | 2026-08-25 | Solar Panels | REC | Alpha PURE-RX |  | 0.46 | 16 | 216 | 12 |  | Fixed | Roof
NJADRE1560178623 | Administratively Determined Incentive Program | SANDYSTON | 7826 | 16.56 | Residential | Behind the Meter | No | Reliable Solar and Roofing, LLC | JCP&L |  | Accepted | 2025-07-29 | 2025-08-25 | 2026-08-25 | Solar Panels | REC | Alpha PURE-RX |  | 0.46 | 10 | 36 | 12 |  | Fixed | Roof
NJADRE1560178623 | Administratively Determined Incentive Program | SANDYSTON | 7826 | 16.56 | Residential | Behind the Meter | No | Reliable Solar and Roofing, LLC | JCP&L |  | Accepted | 2025-07-29 | 2025-08-25 | 2026-08-25 | Solar Panels | REC | Alpha PURE-RX |  | 0.46 | 10 | 126 | 23 |  | Fixed | Roof
NJADRE1560178623 | Administratively Determined Incentive Program | SANDYSTON | 7826 | 16.56 | Residential | Behind the Meter | No | Reliable Solar and Roofing, LLC | JCP&L |  | Accepted | 2025-07-29 | 2025-08-25 | 2026-08-25 | Electric Storage Battery | Tesla | 1707000-xx-y |  |  | 2 |  |  |  | Lithium Ion |  | Outside
NJADRE1560178626 | Administratively Determined Incentive Program | WEST PATERSON BORO | 7424 | 8.505 | Residential | Behind the Meter | Yes | Sunrun Installation Services, Inc. | PSE&G |  | Accepted | 2025-07-29 | 2025-08-22 | 2026-08-22 | Solar Panels | JA Solar | JAM54S31-405/MR |  | 0.405 | 5 | 291 | 27 |  | Fixed | Roof
NJADRE1560178626 | Administratively Determined Incentive Program | WEST PATERSON BORO | 7424 | 8.505 | Residential | Behind the Meter | Yes | Sunrun Installation Services, Inc. | PSE&G |  | Accepted | 2025-07-29 | 2025-08-22 | 2026-08-22 | Solar Panels | JA Solar | JAM54S31-405/MR |  | 0.405 | 12 | 111 | 27 |  | Fixed | Roof
NJADRE1560178626 | Administratively Determined Incentive Program | WEST PATERSON BORO | 7424 | 8.505 | Residential | Behind the Meter | Yes | Sunrun Installation Services, Inc. | PSE&G |  | Accepted | 2025-07-29 | 2025-08-22 | 2026-08-22 | Inverters | SolarEdge Technologies | SE5700H-USMN | 5760 |  | 1 |  |  | 0.99 |  | Outdoor
NJADRE1560178626 | Administratively Determined Incentive Program | WEST PATERSON BORO | 7424 | 8.505 | Residential | Behind the Meter | Yes | Sunrun Installation Services, Inc. | PSE&G |  | Accepted | 2025-07-29 | 2025-08-22 | 2026-08-22 | Solar Panels | JA Solar | JAM54S31-405/MR |  | 0.405 | 2 | 111 | 8 |  | Fixed | Roof
NJADRE1560178626 | Administratively Determined Incentive Program | WEST PATERSON BORO | 7424 | 8.505 | Residential | Behind the Meter | Yes | Sunrun Installation Services, Inc. | PSE&G |  | Accepted | 2025-07-29 | 2025-08-22 | 2026-08-22 | Solar Panels | JA Solar | JAM54S31-405/MR |  | 0.405 | 2 | 291 | 9 |  | Fixed | Roof
NJADRE1560178627 | Administratively Determined Incentive Program | MEDFORD | 8055 | 10.44 | Residential | Behind the Meter | No | Sunwise Energy, LLC | PSE&G |  | Accepted | 2025-07-29 | 2025-08-25 | 2026-08-25 | Solar Panels | Q CELLS | Q TRON BLK M-G2+SERIES |  | 0.435 | 24 | 252 | 27 |  | Fixed | Roof
NJADRE1560178627 | Administratively Determined Incentive Program | MEDFORD | 8055 | 10.44 | Residential | Behind the Meter | No | Sunwise Energy, LLC | PSE&G |  | Accepted | 2025-07-29 | 2025-08-25 | 2026-08-25 | Inverters | ENPHASE ENERGY | IQ8HC-72-M-DOM-US | 380 |  | 24 |  |  | 0.973 |  | Outside
NJADRE1560178628 | Administratively Determined Incentive Program | Pitman | 8071 | 6.75 | Residential | Behind the Meter | No | Paradise Solar and Electrical, LLC | AC Electric |  | Accepted | 2025-07-31 | 2025-08-26 | 2026-08-26 | Solar Panels | CanadianSolar | CS6.154TM-450H |  | 0.45 | 10 | 316 | 15 |  | Fixed | Roof
NJADRE1560178628 | Administratively Determined Incentive Program | Pitman | 8071 | 6.75 | Residential | Behind the Meter | No | Paradise Solar and Electrical, LLC | AC Electric |  | Accepted | 2025-07-31 | 2025-08-26 | 2026-08-26 | Solar Panels | CanadianSolar | CS6.154TM-450H |  | 0.45 | 5 | 136 | 47 |  | Fixed | Roof
NJADRE1560178628 | Administratively Determined Incentive Program | Pitman | 8071 | 6.75 | Residential | Behind the Meter | No | Paradise Solar and Electrical, LLC | AC Electric |  | Accepted | 2025-07-31 | 2025-08-26 | 2026-08-26 | Inverters | Enphase | IQ8+ | 290 |  | 15 |  |  | 0.976 |  | Outside | under modules
NJADRE1560178637 | Administratively Determined Incentive Program | SICKLERVILLE | 8081 | 13.175 | Residential | Behind the Meter | Yes | Whitman Construction, LLC | AC Electric |  | Accepted | 2025-07-29 | 2025-08-22 | 2026-08-22 | Solar Panels | JINKO SOLAR | JKM425N-54HL4-B |  | 0.425 | 15 | 354 | 18 |  | Fixed | Roof
NJADRE1560178637 | Administratively Determined Incentive Program | SICKLERVILLE | 8081 | 13.175 | Residential | Behind the Meter | Yes | Whitman Construction, LLC | AC Electric |  | Accepted | 2025-07-29 | 2025-08-22 | 2026-08-22 | Inverters | ENPHASE | IQ8PLUS-72-2-US | 290 |  | 31 |  |  | 0.975 |  | Outdoor
NJADRE1560178637 | Administratively Determined Incentive Program | SICKLERVILLE | 8081 | 13.175 | Residential | Behind the Meter | Yes | Whitman Construction, LLC | AC Electric |  | Accepted | 2025-07-29 | 2025-08-22 | 2026-08-22 | Solar Panels | JINKO SOLAR | JKM425N-54HL4-B |  | 0.425 | 16 | 174 | 18 |  | Fixed | Roof
NJADRE1560178647 | Administratively Determined Incentive Program | LAKEWOOD | 8701 | 10.92 | Residential | Behind the Meter | Yes | Kamtech Solar Solutions | JCP&L |  | Accepted | 2025-07-29 | 2025-08-22 | 2026-08-22 | Solar Panels | CANADIAN SOLAR | CS6. 1-54TM-455H |  | 0.455 | 5 | 288 | 29 |  | Fixed | Roof
NJADRE1560178647 | Administratively Determined Incentive Program | LAKEWOOD | 8701 | 10.92 | Residential | Behind the Meter | Yes | Kamtech Solar Solutions | JCP&L |  | Accepted | 2025-07-29 | 2025-08-22 | 2026-08-22 | Inverters | ENPHASE | IQ8AC-72M-US | 349 |  | 24 |  |  | 0.973 |  | Outdoor | ROOFTOP
NJADRE1560178647 | Administratively Determined Incentive Program | LAKEWOOD | 8701 | 10.92 | Residential | Behind the Meter | Yes | Kamtech Solar Solutions | JCP&L |  | Accepted | 2025-07-29 | 2025-08-22 | 2026-08-22 | Solar Panels | CANADIAN SOLAR | CS6. 1-54TM-455H |  | 0.455 | 12 | 98 | 29 |  | Fixed | Roof
NJADRE1560178647 | Administratively Determined Incentive Program | LAKEWOOD | 8701 | 10.92 | Residential | Behind the Meter | Yes | Kamtech Solar Solutions | JCP&L |  | Accepted | 2025-07-29 | 2025-08-22 | 2026-08-22 | Solar Panels | CANADIAN SOLAR | CS6. 1-54TM-455H |  | 0.455 | 7 | 98 | 29 |  | Fixed | Roof
NJADRE1560178652 | Administratively Determined Incentive Program | NORTH PLAINFIELD BORO | 7060 | 7.29 | Residential | Behind the Meter | Yes | Bright Ops, Inc. | PSE&G |  | Accepted | 2025-07-29 | 2025-08-22 | 2026-08-22 | Solar Panels | JA Solar | JAM54S31-405/MR |  | 0.405 | 2 | 301 | 37 |  | Fixed | Roof
NJADRE1560178652 | Administratively Determined Incentive Program | NORTH PLAINFIELD BORO | 7060 | 7.29 | Residential | Behind the Meter | Yes | Bright Ops, Inc. | PSE&G |  | Accepted | 2025-07-29 | 2025-08-22 | 2026-08-22 | Solar Panels | JA Solar | JAM54S31-405/MR |  | 0.405 | 2 | 40 | 40 |  | Fixed | Roof
NJADRE1560178652 | Administratively Determined Incentive Program | NORTH PLAINFIELD BORO | 7060 | 7.29 | Residential | Behind the Meter | Yes | Bright Ops, Inc. | PSE&G |  | Accepted | 2025-07-29 | 2025-08-22 | 2026-08-22 | Inverters | SolarEdge Technologies | SE5700H - USMN | 5760 |  | 1 |  |  | 0.98 |  | Outdoor | Outside
NJADRE1560178652 | Administratively Determined Incentive Program | NORTH PLAINFIELD BORO | 7060 | 7.29 | Residential | Behind the Meter | Yes | Bright Ops, Inc. | PSE&G |  | Accepted | 2025-07-29 | 2025-08-22 | 2026-08-22 | Solar Panels | JA Solar | JAM54S31-405/MR |  | 0.405 | 3 | 303 | 5 |  | Fixed | Roof
NJADRE1560178652 | Administratively Determined Incentive Program | NORTH PLAINFIELD BORO | 7060 | 7.29 | Residential | Behind the Meter | Yes | Bright Ops, Inc. | PSE&G |  | Accepted | 2025-07-29 | 2025-08-22 | 2026-08-22 | Solar Panels | JA Solar | JAM54S31-405/MR |  | 0.405 | 1 | 132 | 40 |  | Fixed | Roof
NJADRE1560178652 | Administratively Determined Incentive Program | NORTH PLAINFIELD BORO | 7060 | 7.29 | Residential | Behind the Meter | Yes | Bright Ops, Inc. | PSE&G |  | Accepted | 2025-07-29 | 2025-08-22 | 2026-08-22 | Solar Panels | JA Solar | JAM54S31-405/MR |  | 0.405 | 8 | 211 | 40 |  | Fixed | Roof
NJADRE1560178652 | Administratively Determined Incentive Program | NORTH PLAINFIELD BORO | 7060 | 7.29 | Residential | Behind the Meter | Yes | Bright Ops, Inc. | PSE&G |  | Accepted | 2025-07-29 | 2025-08-22 | 2026-08-22 | Solar Panels | JA Solar | JAM54S31-405/MR |  | 0.405 | 2 | 211 | 40 |  | Fixed | Roof
NJADRE1560178657 | Administratively Determined Incentive Program | Pleasantville | 8232 | 13.05 | Residential | Behind the Meter | Yes | Integrity Solar & Home Solutions, LLC | AC Electric |  | Accepted | 2025-07-29 | 2025-08-25 | 2026-08-25 | Solar Panels | Q CELLS | Q.TRON BLK M-G2H+ 435 |  | 0.435 | 25 | 129 | 14 |  | Fixed | Roof
NJADRE1560178657 | Administratively Determined Incentive Program | Pleasantville | 8232 | 13.05 | Residential | Behind the Meter | Yes | Integrity Solar & Home Solutions, LLC | AC Electric |  | Accepted | 2025-07-29 | 2025-08-25 | 2026-08-25 | Inverters | ENPHASE | IQ8HC | 380 |  | 30 |  |  | 0.98 |  | Other | UNDER EACH PANEL
NJADRE1560178657 | Administratively Determined Incentive Program | Pleasantville | 8232 | 13.05 | Residential | Behind the Meter | Yes | Integrity Solar & Home Solutions, LLC | AC Electric |  | Accepted | 2025-07-29 | 2025-08-25 | 2026-08-25 | Solar Panels | Q CELLS | Q.TRON BLK M-G2H+ 435 |  | 0.435 | 5 | 309 | 12 |  | Fixed | Roof
NJADRE1560178658 | Administratively Determined Incentive Program | NORTH PLAINFIELD | 7063 | 5.81 | Residential | Behind the Meter | Yes | Big Wave Roofing and Solar, LLC | PSE&G |  | Accepted | 2025-07-29 | 2025-08-22 | 2026-08-22 | Solar Panels | Q cells | Q.PEAK DUO BLK ML-G10.C+415w |  | 0.415 | 11 | 141 | 45 |  | Fixed | Roof
NJADRE1560178658 | Administratively Determined Incentive Program | NORTH PLAINFIELD | 7063 | 5.81 | Residential | Behind the Meter | Yes | Big Wave Roofing and Solar, LLC | PSE&G |  | Accepted | 2025-07-29 | 2025-08-22 | 2026-08-22 | Solar Panels | Q cells | Q.PEAK DUO BLK ML-G10.C+415w |  | 0.415 | 3 | 231 | 40 |  | Fixed | Roof
NJADRE1560178658 | Administratively Determined Incentive Program | NORTH PLAINFIELD | 7063 | 5.81 | Residential | Behind the Meter | Yes | Big Wave Roofing and Solar, LLC | PSE&G |  | Accepted | 2025-07-29 | 2025-08-22 | 2026-08-22 | Inverters | Enphase | IQ8HC-72-M-DOM-US | 380 |  | 14 |  |  | 0.98 |  | Outside
NJADRE1560178664 | Administratively Determined Incentive Program | SEA ISLE CITY | 8243 | 6.525 | Residential | Behind the Meter | No | Solar Energy World | AC Electric |  | Accepted | 2025-07-29 | 2025-08-22 | 2026-08-22 | Solar Panels | HANWHA | Q.TRON-BLK M-G2+435W |  | 0.435 | 6 | 119 | 18 |  | Fixed | Roof
NJADRE1560178664 | Administratively Determined Incentive Program | SEA ISLE CITY | 8243 | 6.525 | Residential | Behind the Meter | No | Solar Energy World | AC Electric |  | Accepted | 2025-07-29 | 2025-08-22 | 2026-08-22 | Inverters | Enphase | IQ8MC-72-M-US | 320 |  | 15 |  |  | 0.97 |  | Outside
NJADRE1560178664 | Administratively Determined Incentive Program | SEA ISLE CITY | 8243 | 6.525 | Residential | Behind the Meter | No | Solar Energy World | AC Electric |  | Accepted | 2025-07-29 | 2025-08-22 | 2026-08-22 | Solar Panels | HANWHA | Q.TRON-BLK M-G2+435W |  | 0.435 | 9 | 119 | 36 |  | Fixed | Roof
NJADRE1560178668 | Administratively Determined Incentive Program | WOOLWICH TOWNSHIP | 8085 | 12.04 | Residential | Behind the Meter | No | Brilliant Installations, Inc. | AC Electric |  | Accepted | 2025-07-29 | 2025-08-22 | 2026-08-22 | Inverters | SOLAREDGE | USE10000H-USMNBL75 | 10000 |  | 1 |  |  | 0.97 |  | Outdoor
NJADRE1560178668 | Administratively Determined Incentive Program | WOOLWICH TOWNSHIP | 8085 | 12.04 | Residential | Behind the Meter | No | Brilliant Installations, Inc. | AC Electric |  | Accepted | 2025-07-29 | 2025-08-22 | 2026-08-22 | Solar Panels | JINKO SOLAR | JKM430N-54HL4-B |  | 0.43 | 8 | 232 | 28 |  | Fixed | Roof
NJADRE1560178668 | Administratively Determined Incentive Program | WOOLWICH TOWNSHIP | 8085 | 12.04 | Residential | Behind the Meter | No | Brilliant Installations, Inc. | AC Electric |  | Accepted | 2025-07-29 | 2025-08-22 | 2026-08-22 | Solar Panels | JINKO SOLAR | JKM430N-54HL4-B |  | 0.43 | 13 | 232 | 28 |  | Fixed | Roof
NJADRE1560178668 | Administratively Determined Incentive Program | WOOLWICH TOWNSHIP | 8085 | 12.04 | Residential | Behind the Meter | No | Brilliant Installations, Inc. | AC Electric |  | Accepted | 2025-07-29 | 2025-08-22 | 2026-08-22 | Solar Panels | JINKO SOLAR | JKM430N-54HL4-B |  | 0.43 | 7 | 52 | 28 |  | Fixed | Roof
NJADRE1560178674 | Administratively Determined Incentive Program | Medford | 8055 | 15.225 | Residential | Behind the Meter | No | Sunwise Energy, LLC | PSE&G |  | Accepted | 2025-07-29 | 2025-08-25 | 2026-08-25 | Solar Panels | Q CELLS | Q TRON BLK M-G2+SERIES |  | 0.435 | 4 | 35 | 35 |  | Fixed | Roof
NJADRE1560178674 | Administratively Determined Incentive Program | Medford | 8055 | 15.225 | Residential | Behind the Meter | No | Sunwise Energy, LLC | PSE&G |  | Accepted | 2025-07-29 | 2025-08-25 | 2026-08-25 | Solar Panels | Q CELLS | Q TRON BLK M-G2+SERIES |  | 0.435 | 23 | 253 | 28 |  | Fixed | Roof
NJADRE1560178674 | Administratively Determined Incentive Program | Medford | 8055 | 15.225 | Residential | Behind the Meter | No | Sunwise Energy, LLC | PSE&G |  | Accepted | 2025-07-29 | 2025-08-25 | 2026-08-25 | Inverters | ENPHASE ENERGY | IQ8HC-72-M-DOM-US | 380 |  | 35 |  |  | 0.973 |  | Outside
NJADRE1560178674 | Administratively Determined Incentive Program | Medford | 8055 | 15.225 | Residential | Behind the Meter | No | Sunwise Energy, LLC | PSE&G |  | Accepted | 2025-07-29 | 2025-08-25 | 2026-08-25 | Solar Panels | Q CELLS | Q TRON BLK M-G2+SERIES |  | 0.435 | 8 | 73 | 27 |  | Fixed | Roof
NJADRE1560178802 | Administratively Determined Incentive Program | National Park | 8063 | 14.79 | Residential | Behind the Meter | Yes | Integrity Solar & Home Solutions, LLC | PSE&G |  | Accepted | 2025-07-29 | 2025-08-25 | 2026-08-25 | Inverters | ENPHASE | IQ8HC | 380 |  | 34 |  |  | 0.98 |  | Other | UNDER EACH PANEL
NJADRE1560178802 | Administratively Determined Incentive Program | National Park | 8063 | 14.79 | Residential | Behind the Meter | Yes | Integrity Solar & Home Solutions, LLC | PSE&G |  | Accepted | 2025-07-29 | 2025-08-25 | 2026-08-25 | Solar Panels | Q CELLS | Q.TRON BLK M-G2H+ 435 |  | 0.435 | 4 | 226 | 19 |  | Fixed | Roof
NJADRE1560178802 | Administratively Determined Incentive Program | National Park | 8063 | 14.79 | Residential | Behind the Meter | Yes | Integrity Solar & Home Solutions, LLC | PSE&G |  | Accepted | 2025-07-29 | 2025-08-25 | 2026-08-25 | Solar Panels | Q CELLS | Q.TRON BLK M-G2H+ 435 |  | 0.435 | 15 | 226 | 27 |  | Fixed | Roof
NJADRE1560178802 | Administratively Determined Incentive Program | National Park | 8063 | 14.79 | Residential | Behind the Meter | Yes | Integrity Solar & Home Solutions, LLC | PSE&G |  | Accepted | 2025-07-29 | 2025-08-25 | 2026-08-25 | Solar Panels | Q CELLS | Q.TRON BLK M-G2H+ 435 |  | 0.435 | 5 | 46 | 16 |  | Fixed | Roof
NJADRE1560178802 | Administratively Determined Incentive Program | National Park | 8063 | 14.79 | Residential | Behind the Meter | Yes | Integrity Solar & Home Solutions, LLC | PSE&G |  | Accepted | 2025-07-29 | 2025-08-25 | 2026-08-25 | Solar Panels | Q CELLS | Q.TRON BLK M-G2H+ 435 |  | 0.435 | 10 | 46 | 27 |  | Fixed | Roof
NJADRE1560178861 | Administratively Determined Incentive Program | Pennsauken | 8110 | 8.7 | Residential | Behind the Meter | Yes | SunnyMac, LLC | PSE&G |  | Accepted | 2025-07-29 | 2025-08-22 | 2026-08-22 | Solar Panels | HANWHA | Q.TRON BLK M-G2.H+ |  | 0.435 | 4 | 51 | 37 |  | Fixed | Roof
NJADRE1560178861 | Administratively Determined Incentive Program | Pennsauken | 8110 | 8.7 | Residential | Behind the Meter | Yes | SunnyMac, LLC | PSE&G |  | Accepted | 2025-07-29 | 2025-08-22 | 2026-08-22 | Inverters | SOLAREDGE HOME HUB | SE5700H-US | 5760 |  | 1 |  |  | 0.99 |  | Outdoor | next to meter
NJADRE1560178861 | Administratively Determined Incentive Program | Pennsauken | 8110 | 8.7 | Residential | Behind the Meter | Yes | SunnyMac, LLC | PSE&G |  | Accepted | 2025-07-29 | 2025-08-22 | 2026-08-22 | Solar Panels | HANWHA | Q.TRON BLK M-G2.H+ |  | 0.435 | 6 | 141 | 16 |  | Fixed | Roof
NJADRE1560178861 | Administratively Determined Incentive Program | Pennsauken | 8110 | 8.7 | Residential | Behind the Meter | Yes | SunnyMac, LLC | PSE&G |  | Accepted | 2025-07-29 | 2025-08-22 | 2026-08-22 | Solar Panels | HANWHA | Q.TRON BLK M-G2.H+ |  | 0.435 | 6 | 141 | 14 |  | Fixed | Roof
NJADRE1560178861 | Administratively Determined Incentive Program | Pennsauken | 8110 | 8.7 | Residential | Behind the Meter | Yes | SunnyMac, LLC | PSE&G |  | Accepted | 2025-07-29 | 2025-08-22 | 2026-08-22 | Solar Panels | HANWHA | 0.435 |  | 0.435 | 4 | 231 | 37 |  | Fixed | Roof
NJADRE1560178861 | Administratively Determined Incentive Program | Pennsauken | 8110 | 8.7 | Residential | Behind the Meter | Yes | SunnyMac, LLC | PSE&G |  | Accepted | 2025-07-29 | 2025-08-22 | 2026-08-22 | Meters | SOLAREDGE HOME HUB | SE-RGMTR-1D-240C-B |  |  | 1 |  |  |  | Yes | Outdoor
NJADRE1560178872 | Administratively Determined Incentive Program | North Bergen | 7047 | 7.38 | Residential | Behind the Meter | Yes | Pro Custom Solar dba Momentum Solar | PSE&G |  | Accepted | 2025-07-29 | 2025-08-24 | 2026-08-24 | Solar Panels | Hanwha | q.peak duo blk ml-g10+410 |  | 0.41 | 3 | 301 | 19 |  | Fixed | Roof
NJADRE1560178872 | Administratively Determined Incentive Program | North Bergen | 7047 | 7.38 | Residential | Behind the Meter | Yes | Pro Custom Solar dba Momentum Solar | PSE&G |  | Accepted | 2025-07-29 | 2025-08-24 | 2026-08-24 | Solar Panels | Hanwha | q.peak duo blk ml-g10+410 |  | 0.41 | 6 | 31 | 19 |  | Fixed | Roof
NJADRE1560178872 | Administratively Determined Incentive Program | North Bergen | 7047 | 7.38 | Residential | Behind the Meter | Yes | Pro Custom Solar dba Momentum Solar | PSE&G |  | Accepted | 2025-07-29 | 2025-08-24 | 2026-08-24 | Solar Panels | Hanwha | q.peak duo blk ml-g10+410 |  | 0.41 | 9 | 211 | 19 |  | Fixed | Roof
NJADRE1560178872 | Administratively Determined Incentive Program | North Bergen | 7047 | 7.38 | Residential | Behind the Meter | Yes | Pro Custom Solar dba Momentum Solar | PSE&G |  | Accepted | 2025-07-29 | 2025-08-24 | 2026-08-24 | Inverters | Enphase | IQ8HC-72-M-DOM-US | 380 |  | 18 |  |  | 0.97 |  | Outdoor
NJADRE1560178874 | Administratively Determined Incentive Program | Medford | 8055 | 10.875 | Residential | Behind the Meter | No | Sunwise Energy, LLC | PSE&G |  | Accepted | 2025-07-29 | 2025-08-25 | 2026-08-25 | Solar Panels | Q CELLS | Q TRON BLK M-G2+SERIES |  | 0.435 | 23 | 253 | 25 |  | Fixed | Roof
NJADRE1560178874 | Administratively Determined Incentive Program | Medford | 8055 | 10.875 | Residential | Behind the Meter | No | Sunwise Energy, LLC | PSE&G |  | Accepted | 2025-07-29 | 2025-08-25 | 2026-08-25 | Inverters | ENPHASE ENERGY | IQ8HC-72-M-DOM-US | 380 |  | 25 |  |  | 0.973 |  | Outside
NJADRE1560178874 | Administratively Determined Incentive Program | Medford | 8055 | 10.875 | Residential | Behind the Meter | No | Sunwise Energy, LLC | PSE&G |  | Accepted | 2025-07-29 | 2025-08-25 | 2026-08-25 | Solar Panels | Q CELLS | Q TRON BLK M-G2+SERIES |  | 0.435 | 2 | 163 | 31 |  | Fixed | Roof
NJADRE1560178881 | Administratively Determined Incentive Program | Mullica Hill | 8062 | 14.19 | Residential | Behind the Meter | No | Integrity Solar & Home Solutions, LLC | AC Electric |  | Accepted | 2025-07-29 | 2025-08-22 | 2026-08-22 | Solar Panels | JINKO | JKM430N-54HL4-B |  | 0.43 | 33 | 132 | 20 |  | Fixed | Roof
NJADRE1560178881 | Administratively Determined Incentive Program | Mullica Hill | 8062 | 14.19 | Residential | Behind the Meter | No | Integrity Solar & Home Solutions, LLC | AC Electric |  | Accepted | 2025-07-29 | 2025-08-22 | 2026-08-22 | Inverters | ENPHASE | IQ8+ | 290 |  | 33 |  |  | 0.98 |  | Other | UNDER EACH PANEL
NJADRE1560178886 | Administratively Determined Incentive Program | PENNSVILLE | 8070 | 15.77 | Residential | Behind the Meter | Yes | SunPurity, LLC | AC Electric |  | Accepted | 2025-07-30 | 2025-08-25 | 2026-08-25 | Solar Panels | Hanwha Q cells | Q.PEAK DUO BLK-ML-G10+ 415W |  | 0.415 | 18 | 126 | 27 |  | Fixed | Roof
NJADRE1560178886 | Administratively Determined Incentive Program | PENNSVILLE | 8070 | 15.77 | Residential | Behind the Meter | Yes | SunPurity, LLC | AC Electric |  | Accepted | 2025-07-30 | 2025-08-25 | 2026-08-25 | Solar Panels | Hanwha Q cells | Q.PEAK DUO BLK-ML-G10+ 415W |  | 0.415 | 5 | 306 | 10 |  | Fixed | Roof
NJADRE1560178886 | Administratively Determined Incentive Program | PENNSVILLE | 8070 | 15.77 | Residential | Behind the Meter | Yes | SunPurity, LLC | AC Electric |  | Accepted | 2025-07-30 | 2025-08-25 | 2026-08-25 | Inverters | SolarEdge | SE11400H-US | 11400 |  | 1 |  |  | 0.99 |  | Outdoor
NJADRE1560178886 | Administratively Determined Incentive Program | PENNSVILLE | 8070 | 15.77 | Residential | Behind the Meter | Yes | SunPurity, LLC | AC Electric |  | Accepted | 2025-07-30 | 2025-08-25 | 2026-08-25 | Solar Panels | Hanwha Q cells | Q.PEAK DUO BLK-ML-G10+ 415W |  | 0.415 | 15 | 126 | 27 |  | Fixed | Roof
NJADRE1560178888 | Administratively Determined Incentive Program | CARTERET | 7008 | 9.545 | Residential | Behind the Meter | Yes | Big Wave Roofing and Solar, LLC | PSE&G |  | Accepted | 2025-07-29 | 2025-08-22 | 2026-08-22 | Solar Panels | QCELLS | Q.PEAK DUO BLK ML-G10.C+ 415W |  | 0.415 | 5 | 295 | 22 |  | Fixed | Roof
NJADRE1560178888 | Administratively Determined Incentive Program | CARTERET | 7008 | 9.545 | Residential | Behind the Meter | Yes | Big Wave Roofing and Solar, LLC | PSE&G |  | Accepted | 2025-07-29 | 2025-08-22 | 2026-08-22 | Solar Panels | QCELLS | Q.PEAK DUO BLK ML-G10.C+ 415W |  | 0.415 | 12 | 115 | 22 |  | Fixed | Roof
NJADRE1560178888 | Administratively Determined Incentive Program | CARTERET | 7008 | 9.545 | Residential | Behind the Meter | Yes | Big Wave Roofing and Solar, LLC | PSE&G |  | Accepted | 2025-07-29 | 2025-08-22 | 2026-08-22 | Solar Panels | QCELLS | Q.PEAK DUO BLK ML-G10.C+ 415W |  | 0.415 | 6 | 115 | 16 |  | Fixed | Roof
NJADRE1560178888 | Administratively Determined Incentive Program | CARTERET | 7008 | 9.545 | Residential | Behind the Meter | Yes | Big Wave Roofing and Solar, LLC | PSE&G |  | Accepted | 2025-07-29 | 2025-08-22 | 2026-08-22 | Inverters | Enphase | IQ8HC-72-M-DOM-US | 380 |  | 23 |  |  | 0.97 |  | Outside
NJADRE1560178892 | Administratively Determined Incentive Program | EDISON | 8820 | 5.16 | Residential | Behind the Meter | No | Green Power Energy, LLC | PSE&G |  | Accepted | 2025-07-29 | 2025-08-22 | 2026-08-22 | Solar Panels | SEG Solar | SEG-430-BTD-BG |  | 0.43 | 12 | 175 | 14 |  | Fixed | Roof
NJADRE1560178892 | Administratively Determined Incentive Program | EDISON | 8820 | 5.16 | Residential | Behind the Meter | No | Green Power Energy, LLC | PSE&G |  | Accepted | 2025-07-29 | 2025-08-22 | 2026-08-22 | Inverters | Enphase | IQ8MC-72-M-US [240V] | 320 |  | 12 |  |  | 0.98 |  | Outside
NJADRE1560178894 | Administratively Determined Incentive Program | PATERSON | 7501 | 10.125 | Residential | Behind the Meter | Yes | Bright Ops, Inc. | PSE&G |  | Accepted | 2025-07-29 | 2025-08-22 | 2026-08-22 | Inverters | SolarEdge Technologies | SE7600H - USSN | 7600 |  | 1 |  |  | 0.98 |  | Outdoor | Outside
NJADRE1560178894 | Administratively Determined Incentive Program | PATERSON | 7501 | 10.125 | Residential | Behind the Meter | Yes | Bright Ops, Inc. | PSE&G |  | Accepted | 2025-07-29 | 2025-08-22 | 2026-08-22 | Solar Panels | Hanwha Q-Cells | Q.PEAK DUO BLK ML-G10+405 |  | 0.405 | 2 | 184 | 23 |  | Fixed | Roof
NJADRE1560178894 | Administratively Determined Incentive Program | PATERSON | 7501 | 10.125 | Residential | Behind the Meter | Yes | Bright Ops, Inc. | PSE&G |  | Accepted | 2025-07-29 | 2025-08-22 | 2026-08-22 | Solar Panels | Hanwha Q-Cells | Q.PEAK DUO BLK ML-G10+405 |  | 0.405 | 13 | 93 | 23 |  | Fixed | Roof
NJADRE1560178894 | Administratively Determined Incentive Program | PATERSON | 7501 | 10.125 | Residential | Behind the Meter | Yes | Bright Ops, Inc. | PSE&G |  | Accepted | 2025-07-29 | 2025-08-22 | 2026-08-22 | Solar Panels | Hanwha Q-Cells | Q.PEAK DUO BLK ML-G10+405 |  | 0.405 | 10 | 274 | 23 |  | Fixed | Roof
NJADRE1560178905 | Administratively Determined Incentive Program | BLOOMFIELD | 7003 | 7.47 | Residential | Behind the Meter | Yes | Fusion Solar Energy, LLC | PSE&G |  | Accepted | 2025-07-29 | 2025-08-22 | 2026-08-22 | Solar Panels | QCELLS | Q.PEAK DUO BLK ML-G10+ |  | 0.415 | 9 | 180.32 | 40 |  | Fixed | Roof
NJADRE1560178905 | Administratively Determined Incentive Program | BLOOMFIELD | 7003 | 7.47 | Residential | Behind the Meter | Yes | Fusion Solar Energy, LLC | PSE&G |  | Accepted | 2025-07-29 | 2025-08-22 | 2026-08-22 | Solar Panels | QCELLS | Q.PEAK DUO BLK ML-G10+ |  | 0.415 | 7 | 90.31 | 42 |  | Fixed | Roof
NJADRE1560178905 | Administratively Determined Incentive Program | BLOOMFIELD | 7003 | 7.47 | Residential | Behind the Meter | Yes | Fusion Solar Energy, LLC | PSE&G |  | Accepted | 2025-07-29 | 2025-08-22 | 2026-08-22 | Solar Panels | QCELLS | Q.PEAK DUO BLK ML-G10+ |  | 0.415 | 2 | 180.32 | 42 |  | Fixed | Roof
NJADRE1560178905 | Administratively Determined Incentive Program | BLOOMFIELD | 7003 | 7.47 | Residential | Behind the Meter | Yes | Fusion Solar Energy, LLC | PSE&G |  | Accepted | 2025-07-29 | 2025-08-22 | 2026-08-22 | Inverters | ENPHASE | IQ8HC-72-M-DOM-US | 380 |  | 18 |  |  | 0.97 |  | Outside | Roof
NJADRE1560178907 | Administratively Determined Incentive Program | CHESTERFIELD | 8515 | 10.44 | Residential | Behind the Meter | No | Solar Energy World | PSE&G |  | Accepted | 2025-07-29 | 2025-08-22 | 2026-08-22 | Solar Panels | HANWHA | Q.TRON BLKM-G2+435W |  | 0.435 | 8 | 271 | 32 |  | Fixed | Roof
NJADRE1560178907 | Administratively Determined Incentive Program | CHESTERFIELD | 8515 | 10.44 | Residential | Behind the Meter | No | Solar Energy World | PSE&G |  | Accepted | 2025-07-29 | 2025-08-22 | 2026-08-22 | Inverters | ENPHASE | IQ8MC-72-M-US | 320 |  | 24 |  |  | 0.97 |  | Outside
NJADRE1560178907 | Administratively Determined Incentive Program | CHESTERFIELD | 8515 | 10.44 | Residential | Behind the Meter | No | Solar Energy World | PSE&G |  | Accepted | 2025-07-29 | 2025-08-22 | 2026-08-22 | Solar Panels | HANWHA | Q.TRON BLKM-G2+435W |  | 0.435 | 4 | 181 | 34 |  | Fixed | Roof
NJADRE1560178907 | Administratively Determined Incentive Program | CHESTERFIELD | 8515 | 10.44 | Residential | Behind the Meter | No | Solar Energy World | PSE&G |  | Accepted | 2025-07-29 | 2025-08-22 | 2026-08-22 | Solar Panels | HANWHA | Q.TRON BLKM-G2+435W |  | 0.435 | 12 | 91 | 30 |  | Fixed | Roof
NJADRE1560178911 | Administratively Determined Incentive Program | DEPTFORD TWP | 8096 | 5.74 | Residential | Behind the Meter | Yes | Sunrun Installation Services, Inc. | PSE&G |  | Accepted | 2025-07-29 | 2025-08-25 | 2026-08-25 | Inverters | SolarEdge Technologies | SE5700H-USMN | 5760 |  | 1 |  |  | 0.99 |  | Outdoor | Next to meter
NJADRE1560178911 | Administratively Determined Incentive Program | DEPTFORD TWP | 8096 | 5.74 | Residential | Behind the Meter | Yes | Sunrun Installation Services, Inc. | PSE&G |  | Accepted | 2025-07-29 | 2025-08-25 | 2026-08-25 | Solar Panels | Elin Energy (Sirius PV) | ELNSM54M-HC-410 |  | 0.41 | 14 | 17 | 20 |  | Fixed | Roof
NJADRE1560178920 | Administratively Determined Incentive Program | MEDFORD | 8055 | 6.525 | Residential | Behind the Meter | No | Sunwise Energy, LLC | PSE&G |  | Accepted | 2025-07-29 | 2025-08-25 | 2026-08-25 | Solar Panels | Q CELLS | Q TRON BLK M-G2+SERIES |  | 0.435 | 15 | 219 | 27 |  | Fixed | Roof
NJADRE1560178920 | Administratively Determined Incentive Program | MEDFORD | 8055 | 6.525 | Residential | Behind the Meter | No | Sunwise Energy, LLC | PSE&G |  | Accepted | 2025-07-29 | 2025-08-25 | 2026-08-25 | Inverters | ENPHASE ENERGY | IQ8HC-72-M-DOM-US | 380 |  | 15 |  |  | 0.973 |  | Outside
NJADRE1560178935 | Administratively Determined Incentive Program | Piscataway | 8854 | 12.71 | Residential | Behind the Meter | Yes | Freedom Forever New Jersey, LLC | PSE&G |  | Accepted | 2025-07-29 | 2025-08-22 | 2026-08-22 | Inverters | Solar Edge | SE10000H-US | 10000 |  | 1 |  |  | 0.99 |  | Outdoor
NJADRE1560178935 | Administratively Determined Incentive Program | Piscataway | 8854 | 12.71 | Residential | Behind the Meter | Yes | Freedom Forever New Jersey, LLC | PSE&G |  | Accepted | 2025-07-29 | 2025-08-22 | 2026-08-22 | Solar Panels | Hanwha | Q.PEAK DUO BLK ML-G10.C+ 410 |  | 0.41 | 4 | 166 | 20 |  | Fixed | Roof
NJADRE1560178935 | Administratively Determined Incentive Program | Piscataway | 8854 | 12.71 | Residential | Behind the Meter | Yes | Freedom Forever New Jersey, LLC | PSE&G |  | Accepted | 2025-07-29 | 2025-08-22 | 2026-08-22 | Solar Panels | Hanwha | Q.PEAK DUO BLK ML-G10.C+ 410 |  | 0.41 | 6 | 76 | 27 |  | Fixed | Roof
NJADRE1560178935 | Administratively Determined Incentive Program | Piscataway | 8854 | 12.71 | Residential | Behind the Meter | Yes | Freedom Forever New Jersey, LLC | PSE&G |  | Accepted | 2025-07-29 | 2025-08-22 | 2026-08-22 | Solar Panels | Hanwha | Q.PEAK DUO BLK ML-G10.C+ 410 |  | 0.41 | 7 | 76 | 22 |  | Fixed | Roof
NJADRE1560178935 | Administratively Determined Incentive Program | Piscataway | 8854 | 12.71 | Residential | Behind the Meter | Yes | Freedom Forever New Jersey, LLC | PSE&G |  | Accepted | 2025-07-29 | 2025-08-22 | 2026-08-22 | Solar Panels | Hanwha | Q.PEAK DUO BLK ML-G10.C+ 410 |  | 0.41 | 14 | 256 | 27 |  | Fixed | Roof
NJADRE1560178944 | Administratively Determined Incentive Program | Freehold | 7728 | 13.12 | Residential | Behind the Meter | Yes | Sunrun Installation Services, Inc. | JCP&L |  | Accepted | 2025-07-29 | 2025-08-22 | 2026-08-22 | Solar Panels | Elin Energy (Sirius PV) | ELNSM54M-HC-410 |  | 0.41 | 32 | 191 | 28 |  | Fixed | Roof
NJADRE1560178944 | Administratively Determined Incentive Program | Freehold | 7728 | 13.12 | Residential | Behind the Meter | Yes | Sunrun Installation Services, Inc. | JCP&L |  | Accepted | 2025-07-29 | 2025-08-22 | 2026-08-22 | Electric Storage Battery | TESLA | Powerwall 3 1707000-xx-y |  |  | 1 |  |  |  | Lithium Ion |  | OUTSIDE
NJADRE1560178944 | Administratively Determined Incentive Program | Freehold | 7728 | 13.12 | Residential | Behind the Meter | Yes | Sunrun Installation Services, Inc. | JCP&L |  | Accepted | 2025-07-29 | 2025-08-22 | 2026-08-22 | Inverters | TESLA | Powerwall 3 1707000-xx-y | 11500 |  | 1 |  |  | 0.97 |  | Outdoor | Next to meter
NJADRE1560178948 | Administratively Determined Incentive Program | Medford | 8055 | 6.525 | Residential | Behind the Meter | No | Sunwise Energy, LLC | PSE&G |  | Accepted | 2025-07-29 | 2025-08-25 | 2026-08-25 | Solar Panels | Q CELLS | Q TRON BLK M-G2+SERIES |  | 0.435 | 15 | 190 | 25 |  | Fixed | Roof
NJADRE1560178948 | Administratively Determined Incentive Program | Medford | 8055 | 6.525 | Residential | Behind the Meter | No | Sunwise Energy, LLC | PSE&G |  | Accepted | 2025-07-29 | 2025-08-25 | 2026-08-25 | Inverters | ENPHASE ENERGY | IQ8HC-72-M-DOM-US | 380 |  | 15 |  |  | 0.973 |  | Outside
NJADRE1560178971 | Administratively Determined Incentive Program | West Paterson Boro | 7424 | 6.885 | Residential | Behind the Meter | Yes | Bright Ops, Inc. | PSE&G |  | Accepted | 2025-07-29 | 2025-08-22 | 2026-08-22 | Solar Panels | JA Solar | JAM54S31-405/MR |  | 0.405 | 5 | 139 | 9 |  | Fixed | Roof
NJADRE1560178971 | Administratively Determined Incentive Program | West Paterson Boro | 7424 | 6.885 | Residential | Behind the Meter | Yes | Bright Ops, Inc. | PSE&G |  | Accepted | 2025-07-29 | 2025-08-22 | 2026-08-22 | Inverters | SolarEdge Technologies | SE5700H - USMN | 5700 |  | 1 |  |  | 0.98 |  | Outdoor | Outside
NJADRE1560178971 | Administratively Determined Incentive Program | West Paterson Boro | 7424 | 6.885 | Residential | Behind the Meter | Yes | Bright Ops, Inc. | PSE&G |  | Accepted | 2025-07-29 | 2025-08-22 | 2026-08-22 | Solar Panels | JA Solar | JAM54S31-405/MR |  | 0.405 | 12 | 307 | 9 |  | Fixed | Roof
NJADRE1560178979 | Administratively Determined Incentive Program | ROSELLE | 7203 | 12.615 | Residential | Behind the Meter | Yes | Brilliant Installations, Inc. | PSE&G |  | Accepted | 2025-07-30 | 2025-09-03 | 2026-09-03 | Solar Panels | HANWHA QCELLS | Q.TRON BLK M-G2.H+ 435 |  | 0.435 | 4 | 224 | 20 |  | Fixed | Roof
NJADRE1560178979 | Administratively Determined Incentive Program | ROSELLE | 7203 | 12.615 | Residential | Behind the Meter | Yes | Brilliant Installations, Inc. | PSE&G |  | Accepted | 2025-07-30 | 2025-09-03 | 2026-09-03 | Solar Panels | HANWHA QCELLS | Q.TRON BLK M-G2.H+ 435 |  | 0.435 | 4 | 134 | 20 |  | Fixed | Roof
NJADRE1560178979 | Administratively Determined Incentive Program | ROSELLE | 7203 | 12.615 | Residential | Behind the Meter | Yes | Brilliant Installations, Inc. | PSE&G |  | Accepted | 2025-07-30 | 2025-09-03 | 2026-09-03 | Solar Panels | HANWHA QCELLS | Q.TRON BLK M-G2.H+ 435 |  | 0.435 | 4 | 314 | 23 |  | Fixed | Roof
NJADRE1560178979 | Administratively Determined Incentive Program | ROSELLE | 7203 | 12.615 | Residential | Behind the Meter | Yes | Brilliant Installations, Inc. | PSE&G |  | Accepted | 2025-07-30 | 2025-09-03 | 2026-09-03 | Solar Panels | HANWHA QCELLS | Q.TRON BLK M-G2.H+ 435 |  | 0.435 | 9 | 134 | 14 |  | Fixed | Roof
NJADRE1560178979 | Administratively Determined Incentive Program | ROSELLE | 7203 | 12.615 | Residential | Behind the Meter | Yes | Brilliant Installations, Inc. | PSE&G |  | Accepted | 2025-07-30 | 2025-09-03 | 2026-09-03 | Solar Panels | HANWHA QCELLS | Q.TRON BLK M-G2.H+ 435 |  | 0.435 | 4 | 44 | 20 |  | Fixed | Roof
NJADRE1560178979 | Administratively Determined Incentive Program | ROSELLE | 7203 | 12.615 | Residential | Behind the Meter | Yes | Brilliant Installations, Inc. | PSE&G |  | Accepted | 2025-07-30 | 2025-09-03 | 2026-09-03 | Inverters | SOLAREDGE | USE10000H-USMNBL75 | 10000 |  | 1 |  |  | 0.97 |  | Outdoor
NJADRE1560178979 | Administratively Determined Incentive Program | ROSELLE | 7203 | 12.615 | Residential | Behind the Meter | Yes | Brilliant Installations, Inc. | PSE&G |  | Accepted | 2025-07-30 | 2025-09-03 | 2026-09-03 | Solar Panels | HANWHA QCELLS | Q.TRON BLK M-G2.H+ 435 |  | 0.435 | 4 | 134 | 23 |  | Fixed | Roof
NJADRE1560179019 | Administratively Determined Incentive Program | MORGANVILLE | 7751 | 59.85 | Non Profit | Behind the Meter | No | Ampericon | JCP&L |  | Accepted | 2025-07-29 | 2025-09-08 | 2026-09-08 | Inverters | SolarEdge | SE43.2K-Us9 / P960 | 43200 |  | 1 |  |  | 0.97 |  | Outside | Under Solar Canopy
NJADRE1560179019 | Administratively Determined Incentive Program | MORGANVILLE | 7751 | 59.85 | Non Profit | Behind the Meter | No | Ampericon | JCP&L |  | Accepted | 2025-07-29 | 2025-09-08 | 2026-09-08 | Meters | SolarEdge | Wattnode WND-WR-MB | CT - Up to 1200 A |  | 1 |  |  |  | Yes | Outdoor
NJADRE1560179019 | Administratively Determined Incentive Program | MORGANVILLE | 7751 | 59.85 | Non Profit | Behind the Meter | No | Ampericon | JCP&L |  | Accepted | 2025-07-29 | 2025-09-08 | 2026-09-08 | Solar Panels | Phono Solar | PS450M-24TH |  | 0.45 | 133 | 250 | 10 |  | Fixed | Parking Lot | On Solar Canopy
NJADRE1560179042 | Administratively Determined Incentive Program | Cape May Court House | 8210 | 6.97 | Residential | Behind the Meter | Yes | Trinity Solar, LLC | AC Electric |  | Accepted | 2025-07-29 | 2025-08-25 | 2026-08-25 | Solar Panels | HANWHA | (Q.PEAK DUO BLK ML-G10+ 410) |  | 0.41 | 3 | 29 | 26 |  | Fixed | Roof
NJADRE1560179042 | Administratively Determined Incentive Program | Cape May Court House | 8210 | 6.97 | Residential | Behind the Meter | Yes | Trinity Solar, LLC | AC Electric |  | Accepted | 2025-07-29 | 2025-08-25 | 2026-08-25 | Inverters | Solar Edge | USE5700H-USMNBL75 | 5760 |  | 1 |  |  | 0.97 |  | Outdoor
NJADRE1560179042 | Administratively Determined Incentive Program | Cape May Court House | 8210 | 6.97 | Residential | Behind the Meter | Yes | Trinity Solar, LLC | AC Electric |  | Accepted | 2025-07-29 | 2025-08-25 | 2026-08-25 | Solar Panels | HANWHA | (Q.PEAK DUO BLK ML-G10+ 410) |  | 0.41 | 14 | 209 | 26 |  | Fixed | Roof
NJADRE1560179055 | Administratively Determined Incentive Program | TOMS RIVER | 8755 | 29.12 | Residential | Behind the Meter | Yes | Kamtech Solar Solutions | JCP&L |  | Accepted | 2025-07-29 | 2025-08-22 | 2026-08-22 | Solar Panels | CANADIAN SOLAR | CS6. 1-54TM-455H |  | 0.455 | 11 | 99 | 33 |  | Fixed | Roof
NJADRE1560179055 | Administratively Determined Incentive Program | TOMS RIVER | 8755 | 29.12 | Residential | Behind the Meter | Yes | Kamtech Solar Solutions | JCP&L |  | Accepted | 2025-07-29 | 2025-08-22 | 2026-08-22 | Solar Panels | CANADIAN SOLAR | CS6. 1-54TM-455H |  | 0.455 | 3 | 189 | 35 |  | Fixed | Roof
NJADRE1560179055 | Administratively Determined Incentive Program | TOMS RIVER | 8755 | 29.12 | Residential | Behind the Meter | Yes | Kamtech Solar Solutions | JCP&L |  | Accepted | 2025-07-29 | 2025-08-22 | 2026-08-22 | Solar Panels | CANADIAN SOLAR | CS6. 1-54TM-455H |  | 0.455 | 2 | 9 | 33 |  | Fixed | Roof
NJADRE1560179055 | Administratively Determined Incentive Program | TOMS RIVER | 8755 | 29.12 | Residential | Behind the Meter | Yes | Kamtech Solar Solutions | JCP&L |  | Accepted | 2025-07-29 | 2025-08-22 | 2026-08-22 | Solar Panels | CANADIAN SOLAR | CS6. 1-54TM-455H |  | 0.455 | 7 | 9 | 33 |  | Fixed | Roof
NJADRE1560179055 | Administratively Determined Incentive Program | TOMS RIVER | 8755 | 29.12 | Residential | Behind the Meter | Yes | Kamtech Solar Solutions | JCP&L |  | Accepted | 2025-07-29 | 2025-08-22 | 2026-08-22 | Solar Panels | CANADIAN SOLAR | CS6. 1-54TM-455H |  | 0.455 | 1 | 9 | 33 |  | Fixed | Roof
NJADRE1560179055 | Administratively Determined Incentive Program | TOMS RIVER | 8755 | 29.12 | Residential | Behind the Meter | Yes | Kamtech Solar Solutions | JCP&L |  | Accepted | 2025-07-29 | 2025-08-22 | 2026-08-22 | Solar Panels | CANADIAN SOLAR | CS6. 1-54TM-455H |  | 0.455 | 6 | 99 | 33 |  | Fixed | Roof
NJADRE1560179055 | Administratively Determined Incentive Program | TOMS RIVER | 8755 | 29.12 | Residential | Behind the Meter | Yes | Kamtech Solar Solutions | JCP&L |  | Accepted | 2025-07-29 | 2025-08-22 | 2026-08-22 | Solar Panels | CANADIAN SOLAR | CS6. 1-54TM-455H |  | 0.455 | 8 | 279 | 33 |  | Fixed | Roof
NJADRE1560179055 | Administratively Determined Incentive Program | TOMS RIVER | 8755 | 29.12 | Residential | Behind the Meter | Yes | Kamtech Solar Solutions | JCP&L |  | Accepted | 2025-07-29 | 2025-08-22 | 2026-08-22 | Solar Panels | CANADIAN SOLAR | CS6. 1-54TM-455H |  | 0.455 | 12 | 279 | 37 |  | Fixed | Roof
NJADRE1560179055 | Administratively Determined Incentive Program | TOMS RIVER | 8755 | 29.12 | Residential | Behind the Meter | Yes | Kamtech Solar Solutions | JCP&L |  | Accepted | 2025-07-29 | 2025-08-22 | 2026-08-22 | Solar Panels | CANADIAN SOLAR | CS6. 1-54TM-455H |  | 0.455 | 6 | 9 | 37 |  | Fixed | Roof
NJADRE1560179055 | Administratively Determined Incentive Program | TOMS RIVER | 8755 | 29.12 | Residential | Behind the Meter | Yes | Kamtech Solar Solutions | JCP&L |  | Accepted | 2025-07-29 | 2025-08-22 | 2026-08-22 | Solar Panels | CANADIAN SOLAR | CS6. 1-54TM-455H |  | 0.455 | 1 | 189 | 33 |  | Fixed | Roof
NJADRE1560179055 | Administratively Determined Incentive Program | TOMS RIVER | 8755 | 29.12 | Residential | Behind the Meter | Yes | Kamtech Solar Solutions | JCP&L |  | Accepted | 2025-07-29 | 2025-08-22 | 2026-08-22 | Solar Panels | CANADIAN SOLAR | CS6. 1-54TM-455H |  | 0.455 | 7 | 189 | 37 |  | Fixed | Roof
NJADRE1560179055 | Administratively Determined Incentive Program | TOMS RIVER | 8755 | 29.12 | Residential | Behind the Meter | Yes | Kamtech Solar Solutions | JCP&L |  | Accepted | 2025-07-29 | 2025-08-22 | 2026-08-22 | Inverters | ENPHASE | IQ8AC-72M-US | 349 |  | 64 |  |  | 0.973 |  | Outdoor | ROOFTOP
NJADRE1560179066 | Administratively Determined Incentive Program | MEDFORD | 8055 | 14.79 | Residential | Behind the Meter | No | Sunwise Energy, LLC | PSE&G |  | Accepted | 2025-07-29 | 2025-08-25 | 2026-08-25 | Solar Panels | Q CELLS | Q TRON BLK M-G2+SERIES |  | 0.435 | 8 | 73 | 28 |  | Fixed | Roof
NJADRE1560179066 | Administratively Determined Incentive Program | MEDFORD | 8055 | 14.79 | Residential | Behind the Meter | No | Sunwise Energy, LLC | PSE&G |  | Accepted | 2025-07-29 | 2025-08-25 | 2026-08-25 | Inverters | ENPHASE ENERGY | IQ8HC-72-M-DOM-US | 380 |  | 34 |  |  | 0.973 |  | Outside
NJADRE1560179066 | Administratively Determined Incentive Program | MEDFORD | 8055 | 14.79 | Residential | Behind the Meter | No | Sunwise Energy, LLC | PSE&G |  | Accepted | 2025-07-29 | 2025-08-25 | 2026-08-25 | Solar Panels | Q CELLS | Q TRON BLK M-G2+SERIES |  | 0.435 | 26 | 253 | 27 |  | Fixed | Roof
NJADRE1560179087 | Administratively Determined Incentive Program | FLANDERS | 7836 | 6.56 | Residential | Behind the Meter | Yes | Trinity Solar, LLC | JCP&L |  | Accepted | 2025-07-29 | 2025-08-22 | 2026-08-22 | Inverters | Solar Edge | USE5700H-USMNBL75 | 5760 |  | 1 |  |  | 0.97 |  | Outdoor
NJADRE1560179087 | Administratively Determined Incentive Program | FLANDERS | 7836 | 6.56 | Residential | Behind the Meter | Yes | Trinity Solar, LLC | JCP&L |  | Accepted | 2025-07-29 | 2025-08-22 | 2026-08-22 | Solar Panels | HANWHA | (Q.PEAK DUO BLK ML-G10.C+ 410) |  | 0.41 | 10 | 85 | 30 |  | Fixed | Roof
NJADRE1560179087 | Administratively Determined Incentive Program | FLANDERS | 7836 | 6.56 | Residential | Behind the Meter | Yes | Trinity Solar, LLC | JCP&L |  | Accepted | 2025-07-29 | 2025-08-22 | 2026-08-22 | Solar Panels | HANWHA | (Q.PEAK DUO BLK ML-G10.C+ 410) |  | 0.41 | 6 | 175 | 37 |  | Fixed | Roof
NJADRE1560181504 | Administratively Determined Incentive Program | SALEM | 8079 | 10.875 | Residential | Behind the Meter | Yes | RCL Enterprises, Inc. | AC Electric |  | Accepted | 2025-07-30 | 2025-08-25 | 2026-08-25 | Inverters | Enphase | IQ8HC | 380 |  | 25 |  |  | 0.97 |  | Outside
NJADRE1560181504 | Administratively Determined Incentive Program | SALEM | 8079 | 10.875 | Residential | Behind the Meter | Yes | RCL Enterprises, Inc. | AC Electric |  | Accepted | 2025-07-30 | 2025-08-25 | 2026-08-25 | Solar Panels | QTRON | BLKMG2+ |  | 0.435 | 5 | 333 | 15 |  | Fixed | Roof
NJADRE1560181504 | Administratively Determined Incentive Program | SALEM | 8079 | 10.875 | Residential | Behind the Meter | Yes | RCL Enterprises, Inc. | AC Electric |  | Accepted | 2025-07-30 | 2025-08-25 | 2026-08-25 | Solar Panels | QTRON | BLKMG2+ |  | 0.435 | 5 | 153 | 15 |  | Fixed | Roof
NJADRE1560181504 | Administratively Determined Incentive Program | SALEM | 8079 | 10.875 | Residential | Behind the Meter | Yes | RCL Enterprises, Inc. | AC Electric |  | Accepted | 2025-07-30 | 2025-08-25 | 2026-08-25 | Solar Panels | QTRON | BLKMG2+ |  | 0.435 | 5 | 153 | 15 |  | Fixed | Roof
NJADRE1560181504 | Administratively Determined Incentive Program | SALEM | 8079 | 10.875 | Residential | Behind the Meter | Yes | RCL Enterprises, Inc. | AC Electric |  | Accepted | 2025-07-30 | 2025-08-25 | 2026-08-25 | Solar Panels | QTRON | BLKMG2+ |  | 0.435 | 5 | 243 | 24 |  | Fixed | Roof
NJADRE1560181504 | Administratively Determined Incentive Program | SALEM | 8079 | 10.875 | Residential | Behind the Meter | Yes | RCL Enterprises, Inc. | AC Electric |  | Accepted | 2025-07-30 | 2025-08-25 | 2026-08-25 | Solar Panels | QTRON | BLKMG2+ |  | 0.435 | 5 | 333 | 15 |  | Fixed | Roof
NJADRE1560181512 | Administratively Determined Incentive Program | North Brunswick Twp | 8902 | 10.8 | Residential | Behind the Meter | No | Over the Top Solar Solutions, LLC | PSE&G |  | Accepted | 2025-07-30 | 2025-08-22 | 2026-08-22 | Solar Panels | CANADIAN SOLAR | CS6.1-54TM-450H |  | 0.45 | 13 | 153 | 44 |  | Fixed | Roof
NJADRE1560181512 | Administratively Determined Incentive Program | North Brunswick Twp | 8902 | 10.8 | Residential | Behind the Meter | No | Over the Top Solar Solutions, LLC | PSE&G |  | Accepted | 2025-07-30 | 2025-08-22 | 2026-08-22 | Solar Panels | CANADIAN SOLAR | CS6.1-54TM-450H |  | 0.45 | 11 | 243 | 40 |  | Fixed | Roof
NJADRE1560181512 | Administratively Determined Incentive Program | North Brunswick Twp | 8902 | 10.8 | Residential | Behind the Meter | No | Over the Top Solar Solutions, LLC | PSE&G |  | Accepted | 2025-07-30 | 2025-08-22 | 2026-08-22 | Inverters | ENPHASE | IQ8A-72-2-US | 349 |  | 24 |  |  | 0.977 |  | Outside
NJADRE1560181514 | Administratively Determined Incentive Program | Carteret | 7008 | 5.33 | Residential | Behind the Meter | Yes | Sunrun Installation Services, Inc. | PSE&G |  | Accepted | 2025-07-30 | 2025-09-03 | 2026-09-03 | Inverters | SolarEdge Technologies | SE3800H-USMN | 3800 |  | 1 |  |  | 0.99 |  | Outdoor
NJADRE1560181514 | Administratively Determined Incentive Program | Carteret | 7008 | 5.33 | Residential | Behind the Meter | Yes | Sunrun Installation Services, Inc. | PSE&G |  | Accepted | 2025-07-30 | 2025-09-03 | 2026-09-03 | Solar Panels | Elin Energy (Sirius PV) | ELNSM54M-HC-410 |  | 0.41 | 13 | 212 | 18 |  | Fixed | Roof
NJADRE1560181515 | Administratively Determined Incentive Program | Camden | 8105 | 4.86 | Residential | Behind the Meter | Yes | Sunrun Installation Services, Inc. | PSE&G |  | Accepted | 2025-07-30 | 2025-08-22 | 2026-08-22 | Solar Panels | JA Solar | JAM54S31-405/MR |  | 0.405 | 12 | 152 | 3 |  | Fixed | Roof
NJADRE1560181515 | Administratively Determined Incentive Program | Camden | 8105 | 4.86 | Residential | Behind the Meter | Yes | Sunrun Installation Services, Inc. | PSE&G |  | Accepted | 2025-07-30 | 2025-08-22 | 2026-08-22 | Inverters | SolarEdge Technologies | SE3800H-USMN | 3800 |  | 1 |  |  | 0.99 |  | Outdoor
NJADRE1560181523 | Administratively Determined Incentive Program | Toms River | 8753 | 8.2 | Residential | Behind the Meter | Yes | Sunrun Installation Services, Inc. | JCP&L |  | Accepted | 2025-07-30 | 2025-08-22 | 2026-08-22 | Solar Panels | Elin Energy (Sirius PV) | ELNSM54M-HC-410 |  | 0.41 | 20 | 91 | 27 |  | Fixed | Roof
NJADRE1560181523 | Administratively Determined Incentive Program | Toms River | 8753 | 8.2 | Residential | Behind the Meter | Yes | Sunrun Installation Services, Inc. | JCP&L |  | Accepted | 2025-07-30 | 2025-08-22 | 2026-08-22 | Inverters | SolarEdge Technologies | SE5700H-USMN | 5760 |  | 1 |  |  | 0.99 |  | Outdoor
NJADRE1560181524 | Administratively Determined Incentive Program | BERLIN | 8009 | 12.18 | Residential | Behind the Meter | Yes | SunnyMac, LLC | AC Electric |  | Accepted | 2025-07-30 | 2025-08-25 | 2026-08-25 | Solar Panels | HANWHA | Q.TRON BLK M-G2.H+ |  | 0.435 | 18 | 170 | 33 |  | Fixed | Roof
NJADRE1560181524 | Administratively Determined Incentive Program | BERLIN | 8009 | 12.18 | Residential | Behind the Meter | Yes | SunnyMac, LLC | AC Electric |  | Accepted | 2025-07-30 | 2025-08-25 | 2026-08-25 | Solar Panels | HANWHA | Q.TRON BLK M-G2.H+ |  | 0.435 | 5 | 260 | 44 |  | Fixed | Roof
NJADRE1560181524 | Administratively Determined Incentive Program | BERLIN | 8009 | 12.18 | Residential | Behind the Meter | Yes | SunnyMac, LLC | AC Electric |  | Accepted | 2025-07-30 | 2025-08-25 | 2026-08-25 | Solar Panels | HANWHA | Q.TRON BLK M-G2.H+ |  | 0.435 | 5 | 80 | 44 |  | Fixed | Roof
NJADRE1560181524 | Administratively Determined Incentive Program | BERLIN | 8009 | 12.18 | Residential | Behind the Meter | Yes | SunnyMac, LLC | AC Electric |  | Accepted | 2025-07-30 | 2025-08-25 | 2026-08-25 | Inverters | SOLAREDGE ENERGY HUB | SE10000H-US | 10000 |  | 1 |  |  | 0.99 |  | Outdoor | next to meter
NJADRE1560181527 | Administratively Determined Incentive Program | Lindenwold | 8021 | 7.395 | Residential | Behind the Meter | No | Skyline Solar, LLC | AC Electric |  | Accepted | 2025-07-30 | 2025-09-23 | 2026-09-23 | Inverters | Solaredge | USE7600H-USMNBL75 | 7600 |  | 1 |  |  | 0.977 |  | Outside
NJADRE1560181527 | Administratively Determined Incentive Program | Lindenwold | 8021 | 7.395 | Residential | Behind the Meter | No | Skyline Solar, LLC | AC Electric |  | Accepted | 2025-07-30 | 2025-09-23 | 2026-09-23 | Solar Panels | Q. Tron BLK M-G2.H+ | Hanwha |  | 0.435 | 17 | 201 | 23 |  | Fixed | Roof
NJADRE1560181528 | Administratively Determined Incentive Program | JERSEY CITY | 7306 | 4.1 | Residential | Behind the Meter | Yes | Pro Custom Solar dba Momentum Solar | PSE&G |  | Accepted | 2025-07-30 | 2025-08-26 | 2026-08-26 | Inverters | ENPHASE | IQ8HC-72-M-DOM-US | 380 |  | 10 |  |  | 0.97 |  | Outdoor
NJADRE1560181528 | Administratively Determined Incentive Program | JERSEY CITY | 7306 | 4.1 | Residential | Behind the Meter | Yes | Pro Custom Solar dba Momentum Solar | PSE&G |  | Accepted | 2025-07-30 | 2025-08-26 | 2026-08-26 | Solar Panels | HANWHA | HANWHA Q.PEAK DUO BLK ML-G10+410 |  | 0.41 | 10 | 189 | 4 |  | Fixed | Roof
NJADRE1560181541 | Administratively Determined Incentive Program | West Milford | 7480 | 11.475 | Residential | Behind the Meter | No | Power Energy Solutions, LLC | Orange Rockland Electric |  | Accepted | 2025-07-30 | 2025-08-22 | 2026-08-22 | Solar Panels | Trina Solar | TSM-425NE09RC.05 |  | 0.425 | 8 | 283 | 16 |  | Fixed | Roof
NJADRE1560181541 | Administratively Determined Incentive Program | West Milford | 7480 | 11.475 | Residential | Behind the Meter | No | Power Energy Solutions, LLC | Orange Rockland Electric |  | Accepted | 2025-07-30 | 2025-08-22 | 2026-08-22 | Solar Panels | Trina Solar | TSM-425NE09RC.05 |  | 0.425 | 3 | 103 | 16 |  | Fixed | Roof
NJADRE1560181541 | Administratively Determined Incentive Program | West Milford | 7480 | 11.475 | Residential | Behind the Meter | No | Power Energy Solutions, LLC | Orange Rockland Electric |  | Accepted | 2025-07-30 | 2025-08-22 | 2026-08-22 | Solar Panels | Trina Solar | TSM-425NE09RC.05 |  | 0.425 | 4 | 193 | 12 |  | Fixed | Roof
NJADRE1560181541 | Administratively Determined Incentive Program | West Milford | 7480 | 11.475 | Residential | Behind the Meter | No | Power Energy Solutions, LLC | Orange Rockland Electric |  | Accepted | 2025-07-30 | 2025-08-22 | 2026-08-22 | Solar Panels | Trina Solar | TSM-425NE09RC.05 |  | 0.425 | 5 | 103 | 13 |  | Fixed | Roof
NJADRE1560181541 | Administratively Determined Incentive Program | West Milford | 7480 | 11.475 | Residential | Behind the Meter | No | Power Energy Solutions, LLC | Orange Rockland Electric |  | Accepted | 2025-07-30 | 2025-08-22 | 2026-08-22 | Inverters | Enphase | IQ8MC-72-US | 9 |  | 27 |  |  | 0.97 |  | Outdoor
NJADRE1560181541 | Administratively Determined Incentive Program | West Milford | 7480 | 11.475 | Residential | Behind the Meter | No | Power Energy Solutions, LLC | Orange Rockland Electric |  | Accepted | 2025-07-30 | 2025-08-22 | 2026-08-22 | Solar Panels | Trina Solar | TSM-425NE09RC.05 |  | 0.425 | 7 | 103 | 32 |  | Fixed | Roof
NJADRE1560181542 | Administratively Determined Incentive Program | Mantua Twp | 8080 | 7.395 | Residential | Behind the Meter | Yes | Skyline Solar, LLC | AC Electric |  | Accepted | 2025-07-30 | 2025-08-25 | 2026-08-25 | Solar Panels | Hanwha | Q. Tron BLK M-G2.H+ |  | 0.435 | 3 | 329 | 20 |  | Fixed | Roof
NJADRE1560181542 | Administratively Determined Incentive Program | Mantua Twp | 8080 | 7.395 | Residential | Behind the Meter | Yes | Skyline Solar, LLC | AC Electric |  | Accepted | 2025-07-30 | 2025-08-25 | 2026-08-25 | Solar Panels | Hanwha | Q. Tron BLK M-G2.H+ |  | 0.435 | 11 | 239 | 20 |  | Fixed | Roof
NJADRE1560181542 | Administratively Determined Incentive Program | Mantua Twp | 8080 | 7.395 | Residential | Behind the Meter | Yes | Skyline Solar, LLC | AC Electric |  | Accepted | 2025-07-30 | 2025-08-25 | 2026-08-25 | Inverters | Enphase | IQ8HC-72-M-DOM-US | 380 |  | 17 |  |  | 0.977 |  | Outside
NJADRE1560181542 | Administratively Determined Incentive Program | Mantua Twp | 8080 | 7.395 | Residential | Behind the Meter | Yes | Skyline Solar, LLC | AC Electric |  | Accepted | 2025-07-30 | 2025-08-25 | 2026-08-25 | Solar Panels | Hanwha | Q. Tron BLK M-G2.H+ |  | 0.435 | 3 | 149 | 20 |  | Fixed | Roof
NJADRE1560181543 | Administratively Determined Incentive Program | Glassboro | 8028 | 5.22 | Residential | Behind the Meter | Yes | SunnyMac, LLC | AC Electric |  | Accepted | 2025-07-30 | 2025-08-22 | 2026-08-22 | Solar Panels | HANWHA | Q.TRON BLK M-G2.H+ |  | 0.435 | 2 | 130 | 23 |  | Fixed | Roof
NJADRE1560181543 | Administratively Determined Incentive Program | Glassboro | 8028 | 5.22 | Residential | Behind the Meter | Yes | SunnyMac, LLC | AC Electric |  | Accepted | 2025-07-30 | 2025-08-22 | 2026-08-22 | Inverters | SOLAREDGE HOME HUB | SE3800H-US | 3800 |  | 1 |  |  | 0.99 |  | Outdoor | next to meter
NJADRE1560181543 | Administratively Determined Incentive Program | Glassboro | 8028 | 5.22 | Residential | Behind the Meter | Yes | SunnyMac, LLC | AC Electric |  | Accepted | 2025-07-30 | 2025-08-22 | 2026-08-22 | Solar Panels | HANWHA | Q.TRON BLK M-G2.H+ |  | 0.435 | 5 | 220 | 27 |  | Fixed | Roof
NJADRE1560181543 | Administratively Determined Incentive Program | Glassboro | 8028 | 5.22 | Residential | Behind the Meter | Yes | SunnyMac, LLC | AC Electric |  | Accepted | 2025-07-30 | 2025-08-22 | 2026-08-22 | Solar Panels | HANWHA | Q.TRON BLK M-G2.H+ |  | 0.435 | 5 | 130 | 23 |  | Fixed | Roof
NJADRE1560181551 | Administratively Determined Incentive Program | Sicklerville | 8081 | 5.655 | Residential | Behind the Meter | Yes | SunnyMac, LLC | AC Electric |  | Accepted | 2025-07-30 | 2025-08-22 | 2026-08-22 | Solar Panels | HANWHA | Q.TRON BLK M-G2.H+ |  | 0.435 | 9 | 51 | 23 |  | Fixed | Roof
NJADRE1560181551 | Administratively Determined Incentive Program | Sicklerville | 8081 | 5.655 | Residential | Behind the Meter | Yes | SunnyMac, LLC | AC Electric |  | Accepted | 2025-07-30 | 2025-08-22 | 2026-08-22 | Inverters | SOLAREDGE HOME HUB | SE3800H-US | 3800 |  | 1 |  |  | 0.99 |  | Outdoor | next to meter
NJADRE1560181551 | Administratively Determined Incentive Program | Sicklerville | 8081 | 5.655 | Residential | Behind the Meter | Yes | SunnyMac, LLC | AC Electric |  | Accepted | 2025-07-30 | 2025-08-22 | 2026-08-22 | Solar Panels | HANWHA | Q.TRON BLK M-G2.H+ |  | 0.435 | 4 | 231 | 23 |  | Fixed | Roof
NJADRE1560181554 | Administratively Determined Incentive Program | Orange | 7050 | 22.14 | Residential | Behind the Meter | Yes | Trinity Solar, LLC | PSE&G |  | Accepted | 2025-07-30 | 2025-08-24 | 2026-08-24 | Inverters | Solar Edge | USE11400H-USMNBL75 | 11400 |  | 1 |  |  | 0.97 |  | Outdoor
NJADRE1560181554 | Administratively Determined Incentive Program | Orange | 7050 | 22.14 | Residential | Behind the Meter | Yes | Trinity Solar, LLC | PSE&G |  | Accepted | 2025-07-30 | 2025-08-24 | 2026-08-24 | Solar Panels | HANWHA | (Q.PEAK DUO BLK ML-G10+ 410) |  | 0.41 | 16 | 120 | 30 |  | Fixed | Roof
NJADRE1560181554 | Administratively Determined Incentive Program | Orange | 7050 | 22.14 | Residential | Behind the Meter | Yes | Trinity Solar, LLC | PSE&G |  | Accepted | 2025-07-30 | 2025-08-24 | 2026-08-24 | Solar Panels | HANWHA | (Q.PEAK DUO BLK ML-G10+ 410) |  | 0.41 | 24 | 305 | 20 |  | Fixed | Roof
NJADRE1560181554 | Administratively Determined Incentive Program | Orange | 7050 | 22.14 | Residential | Behind the Meter | Yes | Trinity Solar, LLC | PSE&G |  | Accepted | 2025-07-30 | 2025-08-24 | 2026-08-24 | Inverters | Solar Edge | USE5700H-USMNBL75 | 5760 |  | 1 |  |  | 0.97 |  | Outdoor
NJADRE1560181554 | Administratively Determined Incentive Program | Orange | 7050 | 22.14 | Residential | Behind the Meter | Yes | Trinity Solar, LLC | PSE&G |  | Accepted | 2025-07-30 | 2025-08-24 | 2026-08-24 | Solar Panels | HANWHA | (Q.PEAK DUO BLK ML-G10+ 410) |  | 0.41 | 14 | 305 | 37 |  | Fixed | Roof
NJADRE1560181554 | Administratively Determined Incentive Program | Orange | 7050 | 22.14 | Residential | Behind the Meter | Yes | Trinity Solar, LLC | PSE&G |  | Accepted | 2025-07-30 | 2025-08-24 | 2026-08-24 | Electric Storage Battery | Tesla | 1707000-XX-Y |  |  | 2 |  |  |  | Lithium Ion |  | inside
NJADRE1560181557 | Administratively Determined Incentive Program | Union Twp | 7083 | 4.1 | Residential | Behind the Meter | Yes | Sunrun Installation Services, Inc. | PSE&G |  | Accepted | 2025-07-30 | 2025-08-22 | 2026-08-22 | Solar Panels | ELIN ENERGY (SIRIUS PV) | ELNSM54M-HC-410 |  | 0.41 | 10 | 215 | 38 |  | Fixed | Roof
NJADRE1560181557 | Administratively Determined Incentive Program | Union Twp | 7083 | 4.1 | Residential | Behind the Meter | Yes | Sunrun Installation Services, Inc. | PSE&G |  | Accepted | 2025-07-30 | 2025-08-22 | 2026-08-22 | Inverters | SOLAREDGE TECHNOLOGIES | SE3800H-USMN | 3800 |  | 1 |  |  | 0.99 |  | Outside
NJADRE1560181564 | Administratively Determined Incentive Program | Pedricktown | 8067 | 10.32 | Residential | Behind the Meter | No | Pro Custom Solar dba Momentum Solar | AC Electric |  | Accepted | 2025-07-30 | 2025-08-26 | 2026-08-26 | Inverters | ENPHASE | IQ8PLUS-72-2-US | 320 |  | 24 |  |  | 0.97 |  | Outdoor
NJADRE1560181564 | Administratively Determined Incentive Program | Pedricktown | 8067 | 10.32 | Residential | Behind the Meter | No | Pro Custom Solar dba Momentum Solar | AC Electric |  | Accepted | 2025-07-30 | 2025-08-26 | 2026-08-26 | Solar Panels | Hanwha | Q.TRON BLK M-G2+430 |  | 0.43 | 24 | 181 | 20 |  | Fixed | Roof
NJADRE1560181567 | Administratively Determined Incentive Program | NORTH PLAINFIELD | 7060 | 7.885 | Residential | Behind the Meter | Yes | Big Wave Roofing and Solar, LLC | PSE&G |  | Accepted | 2025-07-30 | 2025-08-25 | 2026-08-25 | Solar Panels | QCELLS | Q.PEAK DUO BLK ML-G10.C+ 415W |  | 0.415 | 7 | 312 | 32 |  | Fixed | Roof
NJADRE1560181567 | Administratively Determined Incentive Program | NORTH PLAINFIELD | 7060 | 7.885 | Residential | Behind the Meter | Yes | Big Wave Roofing and Solar, LLC | PSE&G |  | Accepted | 2025-07-30 | 2025-08-25 | 2026-08-25 | Solar Panels | QCELLS | Q.PEAK DUO BLK ML-G10.C+ 415W |  | 0.415 | 12 | 132 | 32 |  | Fixed | Roof
NJADRE1560181567 | Administratively Determined Incentive Program | NORTH PLAINFIELD | 7060 | 7.885 | Residential | Behind the Meter | Yes | Big Wave Roofing and Solar, LLC | PSE&G |  | Accepted | 2025-07-30 | 2025-08-25 | 2026-08-25 | Inverters | Enphase | IQ8HC-72-M-DOM-US | 380 |  | 19 |  |  | 0.97 |  | Outside
NJADRE1560181573 | Administratively Determined Incentive Program | BLOOMFIELD | 7003 | 5.67 | Residential | Behind the Meter | No | Power Home Remodeling Group | PSE&G |  | Accepted | 2025-07-30 | 2025-08-25 | 2026-08-25 | Meters | SolarEdge | Revenue Grade Data Ansi C12.20 |  |  | 1 |  |  |  | Yes | Outdoor
NJADRE1560181573 | Administratively Determined Incentive Program | BLOOMFIELD | 7003 | 5.67 | Residential | Behind the Meter | No | Power Home Remodeling Group | PSE&G |  | Accepted | 2025-07-30 | 2025-08-25 | 2026-08-25 | Solar Panels | JA Solar | JAM54S31 405/MR |  | 0.405 | 4 | 28 | 42 |  | Fixed | Roof
NJADRE1560181573 | Administratively Determined Incentive Program | BLOOMFIELD | 7003 | 5.67 | Residential | Behind the Meter | No | Power Home Remodeling Group | PSE&G |  | Accepted | 2025-07-30 | 2025-08-25 | 2026-08-25 | Inverters | SolarEdge | SE3800H-US | 3800 |  | 1 |  |  | 0.99 |  | Outdoor
NJADRE1560181573 | Administratively Determined Incentive Program | BLOOMFIELD | 7003 | 5.67 | Residential | Behind the Meter | No | Power Home Remodeling Group | PSE&G |  | Accepted | 2025-07-30 | 2025-08-25 | 2026-08-25 | Solar Panels | JA Solar | JAM54S31 405/MR |  | 0.405 | 10 | 208 | 42 |  | Fixed | Roof
NJADRE1560181579 | Administratively Determined Incentive Program | PILESGROVE | 8098 | 8.715 | Residential | Behind the Meter | Yes | RCL Enterprises, Inc. | AC Electric |  | Accepted | 2025-07-30 | 2025-08-25 | 2026-08-25 | Solar Panels | Hanwha | DUOBLK ML-G10+ |  | 0.415 | 21 | 195 | 34 |  | Fixed | Roof
NJADRE1560181579 | Administratively Determined Incentive Program | PILESGROVE | 8098 | 8.715 | Residential | Behind the Meter | Yes | RCL Enterprises, Inc. | AC Electric |  | Accepted | 2025-07-30 | 2025-08-25 | 2026-08-25 | Inverters | Enphase | IQ8HC-72-M-DOM-US | 380 |  | 21 |  |  | 0.97 |  | Outside
NJADRE1560181581 | Administratively Determined Incentive Program | Carteret | 7008 | 4.51 | Residential | Behind the Meter | Yes | Sunrun Installation Services, Inc. | PSE&G |  | Accepted | 2025-07-30 | 2025-08-24 | 2026-08-24 | Inverters | SOLAREDGE TECHNOLOGIES | SE3800H-USMN | 3800 |  | 1 |  |  | 0.99 |  | Outside
NJADRE1560181581 | Administratively Determined Incentive Program | Carteret | 7008 | 4.51 | Residential | Behind the Meter | Yes | Sunrun Installation Services, Inc. | PSE&G |  | Accepted | 2025-07-30 | 2025-08-24 | 2026-08-24 | Solar Panels | ELIN ENERGY (SIRIUS PV) | ELNSM54M-HC-410 |  | 0.41 | 11 | 102 | 18 |  | Fixed | Roof
NJADRE1560181585 | Administratively Determined Incentive Program | SPRINGFIELD | 7081 | 9.2 | Residential | Behind the Meter | No | Infinity Solar Systems, LLC | JCP&L |  | Accepted | 2025-07-30 | 2025-08-25 | 2026-08-25 | Solar Panels | REC Solar | REC 460AA PURE-RX |  | 0.46 | 5 | 126 | 23 |  | Fixed | Roof
NJADRE1560181585 | Administratively Determined Incentive Program | SPRINGFIELD | 7081 | 9.2 | Residential | Behind the Meter | No | Infinity Solar Systems, LLC | JCP&L |  | Accepted | 2025-07-30 | 2025-08-25 | 2026-08-25 | Solar Panels | REC Solar | REC 460AA PURE-RX |  | 0.46 | 7 | 36 | 21 |  | Fixed | Roof
NJADRE1560181585 | Administratively Determined Incentive Program | SPRINGFIELD | 7081 | 9.2 | Residential | Behind the Meter | No | Infinity Solar Systems, LLC | JCP&L |  | Accepted | 2025-07-30 | 2025-08-25 | 2026-08-25 | Solar Panels | REC Solar | REC 460AA PURE-RX |  | 0.46 | 8 | 216 | 21 |  | Fixed | Roof
NJADRE1560181585 | Administratively Determined Incentive Program | SPRINGFIELD | 7081 | 9.2 | Residential | Behind the Meter | No | Infinity Solar Systems, LLC | JCP&L |  | Accepted | 2025-07-30 | 2025-08-25 | 2026-08-25 | Inverters | Enphase | IQ8X-80-M-US | 380 |  | 20 |  |  | 0.97 |  | Outdoor
NJADRE1560181632 | Administratively Determined Incentive Program | BURLINGTON | 8016 | 9.68 | Residential | Behind the Meter | No | Sunwise Energy, LLC | PSE&G |  | Accepted | 2025-07-30 | 2025-08-25 | 2026-08-25 | Solar Panels | JA SOLAR | JAM54D41 -440/MB |  | 0.44 | 4 | 101 | 35 |  | Fixed | Roof
NJADRE1560181632 | Administratively Determined Incentive Program | BURLINGTON | 8016 | 9.68 | Residential | Behind the Meter | No | Sunwise Energy, LLC | PSE&G |  | Accepted | 2025-07-30 | 2025-08-25 | 2026-08-25 | Inverters | ENPHASE ENERGY | IQ8MC-72-M-US (240V) | 320 |  | 22 |  |  | 0.974 |  | Outside
NJADRE1560181632 | Administratively Determined Incentive Program | BURLINGTON | 8016 | 9.68 | Residential | Behind the Meter | No | Sunwise Energy, LLC | PSE&G |  | Accepted | 2025-07-30 | 2025-08-25 | 2026-08-25 | Solar Panels | JA SOLAR | JAM54D41 -440/MB |  | 0.44 | 18 | 101 | 35 |  | Fixed | Roof
NJADRE1560181638 | Administratively Determined Incentive Program | Albion | 8009 | 7.29 | Residential | Behind the Meter | Yes | Sunrun Installation Services, Inc. | AC Electric |  | Accepted | 2025-07-30 | 2025-08-24 | 2026-08-24 | Solar Panels | JA Solar | JAM54S31-405/MR |  | 0.405 | 6 | 214 | 18 |  | Fixed | Roof
NJADRE1560181638 | Administratively Determined Incentive Program | Albion | 8009 | 7.29 | Residential | Behind the Meter | Yes | Sunrun Installation Services, Inc. | AC Electric |  | Accepted | 2025-07-30 | 2025-08-24 | 2026-08-24 | Inverters | SolarEdge Technologies | SE5700H-USMN | 5760 |  | 1 |  |  | 0.99 |  | Outdoor
NJADRE1560181638 | Administratively Determined Incentive Program | Albion | 8009 | 7.29 | Residential | Behind the Meter | Yes | Sunrun Installation Services, Inc. | AC Electric |  | Accepted | 2025-07-30 | 2025-08-24 | 2026-08-24 | Solar Panels | JA Solar | JAM54S31-405/MR |  | 0.405 | 5 | 213 | 18 |  | Fixed | Roof
NJADRE1560181638 | Administratively Determined Incentive Program | Albion | 8009 | 7.29 | Residential | Behind the Meter | Yes | Sunrun Installation Services, Inc. | AC Electric |  | Accepted | 2025-07-30 | 2025-08-24 | 2026-08-24 | Solar Panels | JA Solar | JAM54S31-405/MR |  | 0.405 | 7 | 124 | 18 |  | Fixed | Roof
NJADRE1560181644 | Administratively Determined Incentive Program | Egg Harbor | 8215 | 21.5 | Residential | Behind the Meter | No | Green Power Energy, LLC | AC Electric |  | Accepted | 2025-07-30 | 2025-09-09 | 2026-09-09 | Solar Panels | SEG Solar | SEG-430-BTD-BG |  | 0.43 | 5 | 127 | 20 |  | Fixed | Roof
NJADRE1560181644 | Administratively Determined Incentive Program | Egg Harbor | 8215 | 21.5 | Residential | Behind the Meter | No | Green Power Energy, LLC | AC Electric |  | Accepted | 2025-07-30 | 2025-09-09 | 2026-09-09 | Solar Panels | SEG Solar | SEG-430-BTD-BG |  | 0.43 | 6 | 307 | 20 |  | Fixed | Roof
NJADRE1560181644 | Administratively Determined Incentive Program | Egg Harbor | 8215 | 21.5 | Residential | Behind the Meter | No | Green Power Energy, LLC | AC Electric |  | Accepted | 2025-07-30 | 2025-09-09 | 2026-09-09 | Solar Panels | SEG Solar | SEG-430-BTD-BG |  | 0.43 | 5 | 220 | 15 |  | Fixed | Roof
NJADRE1560181644 | Administratively Determined Incentive Program | Egg Harbor | 8215 | 21.5 | Residential | Behind the Meter | No | Green Power Energy, LLC | AC Electric |  | Accepted | 2025-07-30 | 2025-09-09 | 2026-09-09 | Solar Panels | SEG Solar | SEG-430-BTD-BG |  | 0.43 | 10 | 40 | 15 |  | Fixed | Roof
NJADRE1560181644 | Administratively Determined Incentive Program | Egg Harbor | 8215 | 21.5 | Residential | Behind the Meter | No | Green Power Energy, LLC | AC Electric |  | Accepted | 2025-07-30 | 2025-09-09 | 2026-09-09 | Inverters | Tesla | 1707000-xx-y | 11500 |  | 2 |  |  | 0.98 |  | Outdoor | Garage exterior
NJADRE1560181644 | Administratively Determined Incentive Program | Egg Harbor | 8215 | 21.5 | Residential | Behind the Meter | No | Green Power Energy, LLC | AC Electric |  | Accepted | 2025-07-30 | 2025-09-09 | 2026-09-09 | Solar Panels | SEG Solar | SEG-430-BTD-BG |  | 0.43 | 12 | 128 | 15 |  | Fixed | Roof
NJADRE1560181644 | Administratively Determined Incentive Program | Egg Harbor | 8215 | 21.5 | Residential | Behind the Meter | No | Green Power Energy, LLC | AC Electric |  | Accepted | 2025-07-30 | 2025-09-09 | 2026-09-09 | Solar Panels | SEG Solar | SEG-430-BTD-BG |  | 0.43 | 12 | 308 | 15 |  | Fixed | Roof
NJADRE1560181646 | Administratively Determined Incentive Program | Little Egg Harbor Twp | 8087 | 6.97 | Residential | Behind the Meter | Yes | Sunrun Installation Services, Inc. | AC Electric |  | Accepted | 2025-07-30 | 2025-08-24 | 2026-08-24 | Solar Panels | ELIN ENERGY | ELNSM54M-HC-410 |  | 0.41 | 4 | 222 | 30 |  | Fixed | Roof
NJADRE1560181646 | Administratively Determined Incentive Program | Little Egg Harbor Twp | 8087 | 6.97 | Residential | Behind the Meter | Yes | Sunrun Installation Services, Inc. | AC Electric |  | Accepted | 2025-07-30 | 2025-08-24 | 2026-08-24 | Solar Panels | ELIN ENERGY | ELNSM54M-HC-410 |  | 0.41 | 10 | 132 | 30 |  | Fixed | Roof
NJADRE1560181646 | Administratively Determined Incentive Program | Little Egg Harbor Twp | 8087 | 6.97 | Residential | Behind the Meter | Yes | Sunrun Installation Services, Inc. | AC Electric |  | Accepted | 2025-07-30 | 2025-08-24 | 2026-08-24 | Solar Panels | ELIN ENERGY | ELNSM54M-HC-410 |  | 0.41 | 3 | 222 | 30 |  | Fixed | Roof
NJADRE1560181646 | Administratively Determined Incentive Program | Little Egg Harbor Twp | 8087 | 6.97 | Residential | Behind the Meter | Yes | Sunrun Installation Services, Inc. | AC Electric |  | Accepted | 2025-07-30 | 2025-08-24 | 2026-08-24 | Inverters | SOLAREDGE TECHNOLOGIES | SE5700H-USMN | 5760 |  | 1 |  |  | 0.99 |  | Outdoor
NJADRE1560181651 | Administratively Determined Incentive Program | Bordentown | 8505 | 9.43 | Residential | Behind the Meter | Yes | Trinity Solar, LLC | PSE&G |  | Accepted | 2025-07-30 | 2025-08-24 | 2026-08-24 | Inverters | Solar Edge | USE7600H-USMNBL75 | 7600 |  | 1 |  |  | 0.97 |  | Outdoor
NJADRE1560181651 | Administratively Determined Incentive Program | Bordentown | 8505 | 9.43 | Residential | Behind the Meter | Yes | Trinity Solar, LLC | PSE&G |  | Accepted | 2025-07-30 | 2025-08-24 | 2026-08-24 | Solar Panels | HANWHA | (Q.PEAK DUO BLK ML-G10.C+ 410) |  | 0.41 | 16 | 174 | 40 |  | Fixed | Roof
NJADRE1560181651 | Administratively Determined Incentive Program | Bordentown | 8505 | 9.43 | Residential | Behind the Meter | Yes | Trinity Solar, LLC | PSE&G |  | Accepted | 2025-07-30 | 2025-08-24 | 2026-08-24 | Solar Panels | HANWHA | (Q.PEAK DUO BLK ML-G10.C+ 410) |  | 0.41 | 7 | 354 | 11 |  | Fixed | Roof
NJADRE1560181656 | Administratively Determined Incentive Program | Whiting | 8759 | 16.81 | Residential | Behind the Meter | Yes | Pro Custom Solar dba Momentum Solar | JCP&L |  | Accepted | 2025-07-30 | 2025-08-24 | 2026-08-24 | Solar Panels | hanwha | q.peak duo blk-g10+410 |  | 0.41 | 20 | 8 | 18 |  | Fixed | Roof
NJADRE1560181656 | Administratively Determined Incentive Program | Whiting | 8759 | 16.81 | Residential | Behind the Meter | Yes | Pro Custom Solar dba Momentum Solar | JCP&L |  | Accepted | 2025-07-30 | 2025-08-24 | 2026-08-24 | Inverters | ENPHASE | IQ8HC-72-M-DOM-US | 380 |  | 41 |  |  | 0.97 |  | Outdoor
NJADRE1560181656 | Administratively Determined Incentive Program | Whiting | 8759 | 16.81 | Residential | Behind the Meter | Yes | Pro Custom Solar dba Momentum Solar | JCP&L |  | Accepted | 2025-07-30 | 2025-08-24 | 2026-08-24 | Solar Panels | HANWHA | q.peak duo blk-g10+410 |  | 0.41 | 21 | 187 | 18 |  | Fixed | Roof
NJADRE1560181675 | Administratively Determined Incentive Program | Trenton | 8610 | 15.77 | Residential | Behind the Meter | Yes | Big Wave Roofing and Solar, LLC | PSE&G |  | Accepted | 2025-07-30 | 2025-08-25 | 2026-08-25 | Solar Panels | Q cells | Q.PEAK DUO BLK ML-G10.C+415w |  | 0.415 | 19 | 207 | 27 |  | Fixed | Roof
NJADRE1560181675 | Administratively Determined Incentive Program | Trenton | 8610 | 15.77 | Residential | Behind the Meter | Yes | Big Wave Roofing and Solar, LLC | PSE&G |  | Accepted | 2025-07-30 | 2025-08-25 | 2026-08-25 | Solar Panels | Q cells | Q.PEAK DUO BLK ML-G10.C+415w |  | 0.415 | 3 | 207 | 3 |  | Fixed | Roof
NJADRE1560181675 | Administratively Determined Incentive Program | Trenton | 8610 | 15.77 | Residential | Behind the Meter | Yes | Big Wave Roofing and Solar, LLC | PSE&G |  | Accepted | 2025-07-30 | 2025-08-25 | 2026-08-25 | Solar Panels | Q cells | Q.PEAK DUO BLK ML-G10.C+415w |  | 0.415 | 16 | 27 | 27 |  | Fixed | Roof
NJADRE1560181675 | Administratively Determined Incentive Program | Trenton | 8610 | 15.77 | Residential | Behind the Meter | Yes | Big Wave Roofing and Solar, LLC | PSE&G |  | Accepted | 2025-07-30 | 2025-08-25 | 2026-08-25 | Inverters | Enphase | IQ8HC-72-M-DOM-US | 380 |  | 38 |  |  | 0.97 |  | Outdoor
NJADRE1560181701 | Administratively Determined Incentive Program | Bridgewater Twp | 8807 | 13.92 | Residential | Behind the Meter | Yes | Integrity Solar & Home Solutions, LLC | PSE&G |  | Accepted | 2025-07-30 | 2025-08-24 | 2026-08-24 | Inverters | ENPHASE | IQ8HC | 380 |  | 32 |  |  | 0.98 |  | Other | UNDER EACH PANEL
NJADRE1560181701 | Administratively Determined Incentive Program | Bridgewater Twp | 8807 | 13.92 | Residential | Behind the Meter | Yes | Integrity Solar & Home Solutions, LLC | PSE&G |  | Accepted | 2025-07-30 | 2025-08-24 | 2026-08-24 | Solar Panels | Q CELLS | Q.TRON BLK M-G2H+ 435 |  | 0.435 | 11 | 265 | 26 |  | Fixed | Roof
NJADRE1560181701 | Administratively Determined Incentive Program | Bridgewater Twp | 8807 | 13.92 | Residential | Behind the Meter | Yes | Integrity Solar & Home Solutions, LLC | PSE&G |  | Accepted | 2025-07-30 | 2025-08-24 | 2026-08-24 | Solar Panels | Q CELLS | Q.TRON BLK M-G2H+ 435 |  | 0.435 | 21 | 265 | 26 |  | Fixed | Roof
NJADRE1560181710 | Administratively Determined Incentive Program | Trenton | 8629 | 3.69 | Residential | Behind the Meter | Yes | Pro Custom Solar dba Momentum Solar | PSE&G |  | Accepted | 2025-07-30 | 2025-08-24 | 2026-08-24 | Solar Panels | hanwha | q.peak duo blk-g10+410 |  | 0.41 | 3 | 140 | 7 |  | Fixed | Roof
NJADRE1560181710 | Administratively Determined Incentive Program | Trenton | 8629 | 3.69 | Residential | Behind the Meter | Yes | Pro Custom Solar dba Momentum Solar | PSE&G |  | Accepted | 2025-07-30 | 2025-08-24 | 2026-08-24 | Solar Panels | hanwha | q.peak duo blk-g10+410 |  | 0.41 | 6 | 230 | 29 |  | Fixed | Roof
NJADRE1560181710 | Administratively Determined Incentive Program | Trenton | 8629 | 3.69 | Residential | Behind the Meter | Yes | Pro Custom Solar dba Momentum Solar | PSE&G |  | Accepted | 2025-07-30 | 2025-08-24 | 2026-08-24 | Inverters | ENPHASE | IQ8HC-72-M-DOM-US | 380 |  | 9 |  |  | 0.97 |  | Outdoor
NJADRE1560181722 | Administratively Determined Incentive Program | Toms River | 8757 | 6.56 | Residential | Behind the Meter | Yes | Sunrun Installation Services, Inc. | JCP&L |  | Accepted | 2025-07-30 | 2025-08-24 | 2026-08-24 | Solar Panels | Elin Energy (Sirius PV) | ELNSM54M-HC-410 |  | 0.41 | 3 | 168 | 23 |  | Fixed | Roof
NJADRE1560181722 | Administratively Determined Incentive Program | Toms River | 8757 | 6.56 | Residential | Behind the Meter | Yes | Sunrun Installation Services, Inc. | JCP&L |  | Accepted | 2025-07-30 | 2025-08-24 | 2026-08-24 | Solar Panels | Elin Energy (Sirius PV) | ELNSM54M-HC-410 |  | 0.41 | 4 | 169 | 23 |  | Fixed | Roof
NJADRE1560181722 | Administratively Determined Incentive Program | Toms River | 8757 | 6.56 | Residential | Behind the Meter | Yes | Sunrun Installation Services, Inc. | JCP&L |  | Accepted | 2025-07-30 | 2025-08-24 | 2026-08-24 | Inverters | SolarEdge Technologies | SE5700H-USMN | 5760 |  | 1 |  |  | 0.99 |  | Outdoor
NJADRE1560181722 | Administratively Determined Incentive Program | Toms River | 8757 | 6.56 | Residential | Behind the Meter | Yes | Sunrun Installation Services, Inc. | JCP&L |  | Accepted | 2025-07-30 | 2025-08-24 | 2026-08-24 | Solar Panels | Elin Energy (Sirius PV) | ELNSM54M-HC-410 |  | 0.41 | 9 | 258 | 23 |  | Fixed | Roof
NJADRE1560181728 | Administratively Determined Incentive Program | Erial | 8081 | 5.16 | Residential | Behind the Meter | No | Green Power Energy, LLC | AC Electric |  | Accepted | 2025-07-30 | 2025-08-25 | 2026-08-25 | Inverters | Enphase | IQ8MC-72-M-US [240V] | 320 |  | 12 |  |  | 0.98 |  | Outside
NJADRE1560181728 | Administratively Determined Incentive Program | Erial | 8081 | 5.16 | Residential | Behind the Meter | No | Green Power Energy, LLC | AC Electric |  | Accepted | 2025-07-30 | 2025-08-25 | 2026-08-25 | Solar Panels | SEG Solar | SEG-430-BTD-BG |  | 0.43 | 6 | 105 | 35 |  | Fixed | Roof
NJADRE1560181728 | Administratively Determined Incentive Program | Erial | 8081 | 5.16 | Residential | Behind the Meter | No | Green Power Energy, LLC | AC Electric |  | Accepted | 2025-07-30 | 2025-08-25 | 2026-08-25 | Solar Panels | SEG Solar | SEG-430-BTD-BG |  | 0.43 | 6 | 285 | 35 |  | Fixed | Roof
NJADRE1560181730 | Administratively Determined Incentive Program | SOMERDALE | 8083 | 7.36 | Residential | Behind the Meter | No | Advanced Renewable Solutions, LLC | PSE&G |  | Accepted | 2025-07-30 | 2025-08-25 | 2026-08-25 | Solar Panels | Jinko | JKM320M-60HL |  | 0.32 | 17 | 235 | 23 |  | Fixed | Roof
NJADRE1560181730 | Administratively Determined Incentive Program | SOMERDALE | 8083 | 7.36 | Residential | Behind the Meter | No | Advanced Renewable Solutions, LLC | PSE&G |  | Accepted | 2025-07-30 | 2025-08-25 | 2026-08-25 | Solar Panels | Jinko | JKM320M-60HL |  | 0.32 | 6 | 235 | 14 |  | Fixed | Roof
NJADRE1560181730 | Administratively Determined Incentive Program | SOMERDALE | 8083 | 7.36 | Residential | Behind the Meter | No | Advanced Renewable Solutions, LLC | PSE&G |  | Accepted | 2025-07-30 | 2025-08-25 | 2026-08-25 | Inverters | Solaredge | SE7600H | 7600 |  | 1 |  |  | 0.96 |  | Outdoor
NJADRE1560181731 | Administratively Determined Incentive Program | Marlton | 8053 | 8.3 | Residential | Behind the Meter | Yes | Solar Energy World | PSE&G |  | Accepted | 2025-07-30 | 2025-08-25 | 2026-08-25 | Inverters | ENPHASE | IQ8HC-72-M-DOM-US | 384 |  | 20 |  |  | 0.97 |  | Outside
NJADRE1560181731 | Administratively Determined Incentive Program | Marlton | 8053 | 8.3 | Residential | Behind the Meter | Yes | Solar Energy World | PSE&G |  | Accepted | 2025-07-30 | 2025-08-25 | 2026-08-25 | Solar Panels | HANWHA | Q.PEAK DUOBLK ML-G10+415W |  | 0.415 | 20 | 184 | 26 |  | Fixed | Roof
NJADRE1560181732 | Administratively Determined Incentive Program | Union | 7083 | 14.025 | Residential | Behind the Meter | Yes | Power Energy Solutions, LLC | PSE&G |  | Accepted | 2025-07-30 | 2025-08-25 | 2026-08-25 | Solar Panels | Jinko | JKM425N-54HL4-B |  | 0.425 | 7 | 238 | 43 |  | Fixed | Roof
NJADRE1560181732 | Administratively Determined Incentive Program | Union | 7083 | 14.025 | Residential | Behind the Meter | Yes | Power Energy Solutions, LLC | PSE&G |  | Accepted | 2025-07-30 | 2025-08-25 | 2026-08-25 | Inverters | Enphase | IQ8MC-72-M-US | 11 |  | 33 |  |  | 0.97 |  | Outdoor
NJADRE1560181732 | Administratively Determined Incentive Program | Union | 7083 | 14.025 | Residential | Behind the Meter | Yes | Power Energy Solutions, LLC | PSE&G |  | Accepted | 2025-07-30 | 2025-08-25 | 2026-08-25 | Solar Panels | Jinko | JKM425N-54HL4-B |  | 0.425 | 7 | 59 | 27 |  | Fixed | Roof
NJADRE1560181732 | Administratively Determined Incentive Program | Union | 7083 | 14.025 | Residential | Behind the Meter | Yes | Power Energy Solutions, LLC | PSE&G |  | Accepted | 2025-07-30 | 2025-08-25 | 2026-08-25 | Solar Panels | Jinko | JKM425N-54HL4-B |  | 0.425 | 10 | 328 | 37 |  | Fixed | Roof
NJADRE1560181732 | Administratively Determined Incentive Program | Union | 7083 | 14.025 | Residential | Behind the Meter | Yes | Power Energy Solutions, LLC | PSE&G |  | Accepted | 2025-07-30 | 2025-08-25 | 2026-08-25 | Solar Panels | Jinko | JKM425N-54HL4-B |  | 0.425 | 2 | 58 | 43 |  | Fixed | Roof
NJADRE1560181732 | Administratively Determined Incentive Program | Union | 7083 | 14.025 | Residential | Behind the Meter | Yes | Power Energy Solutions, LLC | PSE&G |  | Accepted | 2025-07-30 | 2025-08-25 | 2026-08-25 | Solar Panels | Jinko | JKM425N-54HL4-B |  | 0.425 | 7 | 239 | 27 |  | Fixed | Roof
NJADRE1560181748 | Administratively Determined Incentive Program | Plainsboro | 8536 | 11.48 | Residential | Behind the Meter | No | Pro Custom Solar dba Momentum Solar | PSE&G |  | Accepted | 2025-07-30 | 2025-08-24 | 2026-08-24 | Solar Panels | hanwha | q.peak duo blk-g10+410 |  | 0.41 | 18 | 134 | 26 |  | Fixed | Roof
NJADRE1560181748 | Administratively Determined Incentive Program | Plainsboro | 8536 | 11.48 | Residential | Behind the Meter | No | Pro Custom Solar dba Momentum Solar | PSE&G |  | Accepted | 2025-07-30 | 2025-08-24 | 2026-08-24 | Solar Panels | hanwha | q.peak duo blk-g10+410 |  | 0.41 | 10 | 314 | 26 |  | Fixed | Roof
NJADRE1560181748 | Administratively Determined Incentive Program | Plainsboro | 8536 | 11.48 | Residential | Behind the Meter | No | Pro Custom Solar dba Momentum Solar | PSE&G |  | Accepted | 2025-07-30 | 2025-08-24 | 2026-08-24 | Inverters | ENPHASE | IQ8PLUS-72-2-US | 320 |  | 28 |  |  | 0.97 |  | Outdoor
NJADRE1560181754 | Administratively Determined Incentive Program | MILLVILLE | 8332 | 6.96 | Residential | Behind the Meter | Yes | RCL Enterprises, Inc. | AC Electric |  | Accepted | 2025-07-30 | 2025-09-09 | 2026-09-09 | Solar Panels | Q.TRON | BLK M-G2 |  | 0.435 | 6 | 89 | 40 |  | Fixed | Roof
NJADRE1560181754 | Administratively Determined Incentive Program | MILLVILLE | 8332 | 6.96 | Residential | Behind the Meter | Yes | RCL Enterprises, Inc. | AC Electric |  | Accepted | 2025-07-30 | 2025-09-09 | 2026-09-09 | Solar Panels | Q.TRON | BLK M-G2 |  | 0.435 | 10 | 179 | 45 |  | Fixed | Roof
NJADRE1560181754 | Administratively Determined Incentive Program | MILLVILLE | 8332 | 6.96 | Residential | Behind the Meter | Yes | RCL Enterprises, Inc. | AC Electric |  | Accepted | 2025-07-30 | 2025-09-09 | 2026-09-09 | Inverters | Enphase | IQ8HC-72-M-DOM-US | 380 |  | 16 |  |  | 0.97 |  | Outside
NJADRE1560181768 | Administratively Determined Incentive Program | ALLOWAY | 8001 | 7.695 | Residential | Behind the Meter | Yes | Solar Energy World | AC Electric |  | Accepted | 2025-07-30 | 2025-08-25 | 2026-08-25 | Inverters | Enphase | IQ8HC-72-M-DOM-US | 384 |  | 19 |  |  | 0.97 |  | Outside
NJADRE1560181768 | Administratively Determined Incentive Program | ALLOWAY | 8001 | 7.695 | Residential | Behind the Meter | Yes | Solar Energy World | AC Electric |  | Accepted | 2025-07-30 | 2025-08-25 | 2026-08-25 | Solar Panels | longi | LR5-54HPB-405M |  | 0.405 | 4 | 166 | 27 |  | Fixed | Roof
NJADRE1560181768 | Administratively Determined Incentive Program | ALLOWAY | 8001 | 7.695 | Residential | Behind the Meter | Yes | Solar Energy World | AC Electric |  | Accepted | 2025-07-30 | 2025-08-25 | 2026-08-25 | Solar Panels | longi | LR5-54HPB-405M |  | 0.405 | 3 | 76 | 35 |  | Fixed | Roof
NJADRE1560181768 | Administratively Determined Incentive Program | ALLOWAY | 8001 | 7.695 | Residential | Behind the Meter | Yes | Solar Energy World | AC Electric |  | Accepted | 2025-07-30 | 2025-08-25 | 2026-08-25 | Solar Panels | longi | LR5-54HPB-405M |  | 0.405 | 12 | 256 | 33 |  | Fixed | Roof
NJADRE1560181770 | Administratively Determined Incentive Program | Wildwood | 8260 | 3.69 | Residential | Behind the Meter | Yes | Trinity Solar, LLC | AC Electric |  | Accepted | 2025-07-30 | 2025-08-24 | 2026-08-24 | Inverters | Solar Edge | USE3800H-USMNBL75 | 3800 |  | 1 |  |  | 0.97 |  | Outdoor
NJADRE1560181770 | Administratively Determined Incentive Program | Wildwood | 8260 | 3.69 | Residential | Behind the Meter | Yes | Trinity Solar, LLC | AC Electric |  | Accepted | 2025-07-30 | 2025-08-24 | 2026-08-24 | Solar Panels | HANWHA | (Q.PEAK DUO BLK ML-G10+ 410) |  | 0.41 | 6 | 43 | 5 |  | Fixed | Roof
NJADRE1560181770 | Administratively Determined Incentive Program | Wildwood | 8260 | 3.69 | Residential | Behind the Meter | Yes | Trinity Solar, LLC | AC Electric |  | Accepted | 2025-07-30 | 2025-08-24 | 2026-08-24 | Solar Panels | HANWHA | (Q.PEAK DUO BLK ML-G10+ 410) |  | 0.41 | 3 | 223 | 20 |  | Fixed | Roof
NJADRE1560181771 | Administratively Determined Incentive Program | Trenton | 8618 | 3.69 | Residential | Behind the Meter | Yes | Pro Custom Solar dba Momentum Solar | PSE&G |  | Accepted | 2025-07-30 | 2025-08-24 | 2026-08-24 | Inverters | ENPHASE | IQ8HC-72-M-DOM-US | 380 |  | 9 |  |  | 0.97 |  | Outdoor
NJADRE1560181771 | Administratively Determined Incentive Program | Trenton | 8618 | 3.69 | Residential | Behind the Meter | Yes | Pro Custom Solar dba Momentum Solar | PSE&G |  | Accepted | 2025-07-30 | 2025-08-24 | 2026-08-24 | Solar Panels | hanwha | q.peak duo blk-g10+410 |  | 0.41 | 3 | 128 | 11 |  | Fixed | Roof
NJADRE1560181771 | Administratively Determined Incentive Program | Trenton | 8618 | 3.69 | Residential | Behind the Meter | Yes | Pro Custom Solar dba Momentum Solar | PSE&G |  | Accepted | 2025-07-30 | 2025-08-24 | 2026-08-24 | Solar Panels | hanwha | q.peak duo blk-g10+410 |  | 0.41 | 6 | 128 | 7 |  | Fixed | Roof
NJADRE1560181775 | Administratively Determined Incentive Program | Morristown | 7960 | 7.395 | Residential | Behind the Meter | Yes | Integrity Solar & Home Solutions, LLC | JCP&L |  | Accepted | 2025-07-30 | 2025-08-24 | 2026-08-24 | Inverters | ENPHASE | IQ8HC | 380 |  | 17 |  |  | 0.98 |  | Other | UNDER EACH PANEL
NJADRE1560181775 | Administratively Determined Incentive Program | Morristown | 7960 | 7.395 | Residential | Behind the Meter | Yes | Integrity Solar & Home Solutions, LLC | JCP&L |  | Accepted | 2025-07-30 | 2025-08-24 | 2026-08-24 | Solar Panels | Q CELLS | Q.TRON BLK M-G2H+ 435 |  | 0.435 | 15 | 103 | 44 |  | Fixed | Roof
NJADRE1560181775 | Administratively Determined Incentive Program | Morristown | 7960 | 7.395 | Residential | Behind the Meter | Yes | Integrity Solar & Home Solutions, LLC | JCP&L |  | Accepted | 2025-07-30 | 2025-08-24 | 2026-08-24 | Solar Panels | Q CELLS | Q.TRON BLK M-G2H+ 435 |  | 0.435 | 2 | 283 | 44 |  | Fixed | Roof
NJADRE1560181853 | Administratively Determined Incentive Program | Fort Lee | 7024 | 4.51 | Residential | Behind the Meter | Yes | Pro Custom Solar dba Momentum Solar | PSE&G |  | Accepted | 2025-07-30 | 2025-08-26 | 2026-08-26 | Solar Panels | HANWHA | q.peak duo blk-g10+410 |  | 0.41 | 11 | 127 | 4 |  | Fixed | Roof
NJADRE1560181853 | Administratively Determined Incentive Program | Fort Lee | 7024 | 4.51 | Residential | Behind the Meter | Yes | Pro Custom Solar dba Momentum Solar | PSE&G |  | Accepted | 2025-07-30 | 2025-08-26 | 2026-08-26 | Inverters | ENPHASE | IQ8HC-72-M-DOM-US | 380 |  | 11 |  |  | 0.97 |  | Outdoor
NJADRE1560181858 | Administratively Determined Incentive Program | NEWARK | 7103 | 8.3 | Residential | Behind the Meter | Yes | Big Wave Roofing and Solar, LLC | PSE&G |  | Accepted | 2025-07-30 | 2025-08-25 | 2026-08-25 | Inverters | Enphase | IQ8HC-72-M-DOM-US | 380 |  | 20 |  |  | 0.97 |  | Outside
NJADRE1560181858 | Administratively Determined Incentive Program | NEWARK | 7103 | 8.3 | Residential | Behind the Meter | Yes | Big Wave Roofing and Solar, LLC | PSE&G |  | Accepted | 2025-07-30 | 2025-08-25 | 2026-08-25 | Solar Panels | QCELLS | Q.PEAK DUO BLK ML-G10.C+ 415W |  | 0.415 | 11 | 196 | 45 |  | Fixed | Roof
NJADRE1560181858 | Administratively Determined Incentive Program | NEWARK | 7103 | 8.3 | Residential | Behind the Meter | Yes | Big Wave Roofing and Solar, LLC | PSE&G |  | Accepted | 2025-07-30 | 2025-08-25 | 2026-08-25 | Solar Panels | QCELLS | Q.PEAK DUO BLK ML-G10.C+ 415W |  | 0.415 | 9 | 106 | 5 |  | Fixed | Roof
NJADRE1560181861 | Administratively Determined Incentive Program | HADDON TWP | 8059 | 5.16 | Residential | Behind the Meter | No | Green Power Energy, LLC | PSE&G |  | Accepted | 2025-07-30 | 2025-08-27 | 2026-08-27 | Solar Panels | SEG Solar | SEG-430-BTD-BG |  | 0.43 | 12 | 186 | 23 |  | Fixed | Roof
NJADRE1560181861 | Administratively Determined Incentive Program | HADDON TWP | 8059 | 5.16 | Residential | Behind the Meter | No | Green Power Energy, LLC | PSE&G |  | Accepted | 2025-07-30 | 2025-08-27 | 2026-08-27 | Inverters | Enphase Energy | IQ8MC-72-M-US [240V] | 320 |  | 12 |  |  | 0.98 |  | Outside | Roof
NJADRE1560181866 | Administratively Determined Incentive Program | Edison | 8837 | 14.35 | Residential | Behind the Meter | Yes | Trinity Solar, LLC | PSE&G |  | Accepted | 2025-07-30 | 2025-08-24 | 2026-08-24 | Solar Panels | HANWHA | (Q.PEAK DUO BLK ML-G10.C+ 410) |  | 0.41 | 10 | 268 | 37 |  | Fixed | Roof
NJADRE1560181866 | Administratively Determined Incentive Program | Edison | 8837 | 14.35 | Residential | Behind the Meter | Yes | Trinity Solar, LLC | PSE&G |  | Accepted | 2025-07-30 | 2025-08-24 | 2026-08-24 | Solar Panels | HANWHA | (Q.PEAK DUO BLK ML-G10.C+ 410) |  | 0.41 | 20 | 88 | 27 |  | Fixed | Roof
NJADRE1560181866 | Administratively Determined Incentive Program | Edison | 8837 | 14.35 | Residential | Behind the Meter | Yes | Trinity Solar, LLC | PSE&G |  | Accepted | 2025-07-30 | 2025-08-24 | 2026-08-24 | Inverters | Solar Edge | USE11400H-USMNBL75 | 11400 |  | 1 |  |  | 0.97 |  | Outdoor
NJADRE1560181866 | Administratively Determined Incentive Program | Edison | 8837 | 14.35 | Residential | Behind the Meter | Yes | Trinity Solar, LLC | PSE&G |  | Accepted | 2025-07-30 | 2025-08-24 | 2026-08-24 | Solar Panels | HANWHA | (Q.PEAK DUO BLK ML-G10.C+ 410) |  | 0.41 | 5 | 268 | 27 |  | Fixed | Roof
NJADRE1560181870 | Administratively Determined Incentive Program | Pleasantville | 8232 | 5.655 | Residential | Behind the Meter | Yes | SunnyMac, LLC | AC Electric |  | Accepted | 2025-07-30 | 2025-08-24 | 2026-08-24 | Solar Panels | HANWHA | Q.TRON BLK M-G2.H+ |  | 0.435 | 13 | 116 | 40 |  | Fixed | Roof
NJADRE1560181870 | Administratively Determined Incentive Program | Pleasantville | 8232 | 5.655 | Residential | Behind the Meter | Yes | SunnyMac, LLC | AC Electric |  | Accepted | 2025-07-30 | 2025-08-24 | 2026-08-24 | Inverters | SOLAREDGE HOME HUB | SE3800H-US | 3800 |  | 1 |  |  | 0.99 |  | Outdoor | next to meter
NJADRE1560181885 | Administratively Determined Incentive Program | Bridgeton | 8302 | 13.94 | Residential | Behind the Meter | Yes | Freedom Forever New Jersey, LLC | AC Electric |  | Accepted | 2025-07-30 | 2025-08-24 | 2026-08-24 | Inverters | Solar Edge | SE10000H-US | 10000 |  | 1 |  |  | 0.99 |  | Outside
NJADRE1560181885 | Administratively Determined Incentive Program | Bridgeton | 8302 | 13.94 | Residential | Behind the Meter | Yes | Freedom Forever New Jersey, LLC | AC Electric |  | Accepted | 2025-07-30 | 2025-08-24 | 2026-08-24 | Solar Panels | Hanwha | Q.PEAK DUO BLK ML-G10.C+ 410 |  | 0.41 | 16 | 265 | 22 |  | Fixed | Roof
NJADRE1560181885 | Administratively Determined Incentive Program | Bridgeton | 8302 | 13.94 | Residential | Behind the Meter | Yes | Freedom Forever New Jersey, LLC | AC Electric |  | Accepted | 2025-07-30 | 2025-08-24 | 2026-08-24 | Solar Panels | Hanwha | Q.PEAK DUO BLK ML-G10.C+ 410 |  | 0.41 | 6 | 176 | 22 |  | Fixed | Roof
NJADRE1560181885 | Administratively Determined Incentive Program | Bridgeton | 8302 | 13.94 | Residential | Behind the Meter | Yes | Freedom Forever New Jersey, LLC | AC Electric |  | Accepted | 2025-07-30 | 2025-08-24 | 2026-08-24 | Solar Panels | Hanwha | Q.PEAK DUO BLK ML-G10.C+ 410 |  | 0.41 | 12 | 86 | 22 |  | Fixed | Roof
NJADRE1560182000 | Administratively Determined Incentive Program | South Bound Brook | 8880 | 5.395 | Residential | Behind the Meter | Yes | Big Wave Roofing and Solar, LLC | PSE&G |  | Accepted | 2025-07-30 | 2025-08-25 | 2026-08-25 | Inverters | Enphase | IQ8HC-72-M-DOM-US | 380 |  | 13 |  |  | 0.98 |  | Outdoor
NJADRE1560182000 | Administratively Determined Incentive Program | South Bound Brook | 8880 | 5.395 | Residential | Behind the Meter | Yes | Big Wave Roofing and Solar, LLC | PSE&G |  | Accepted | 2025-07-30 | 2025-08-25 | 2026-08-25 | Solar Panels | Q cells | Q.PEAK DUO BLK ML-G10.C+415w |  | 0.415 | 13 | 194 | 20 |  | Fixed | Roof
NJADRE1560183738 | Administratively Determined Incentive Program | Laurel Springs | 8021 | 9.57 | Residential | Behind the Meter | Yes | SunnyMac, LLC | AC Electric |  | Accepted | 2025-07-30 | 2025-08-24 | 2026-08-24 | Solar Panels | HANWHA | Q.TRON BLK M-G2.H+ |  | 0.435 | 22 | 147 | 32 |  | Fixed | Roof
NJADRE1560183738 | Administratively Determined Incentive Program | Laurel Springs | 8021 | 9.57 | Residential | Behind the Meter | Yes | SunnyMac, LLC | AC Electric |  | Accepted | 2025-07-30 | 2025-08-24 | 2026-08-24 | Inverters | SOLAREDGE HOME HUB | SE7600H-US | 7600 |  | 1 |  |  | 0.99 |  | Outdoor | next to meter
NJADRE1560184305 | Administratively Determined Incentive Program | Trenton | 8609 | 4.35 | Residential | Behind the Meter | Yes | SunnyMac, LLC | PSE&G |  | Accepted | 2025-07-30 | 2025-08-25 | 2026-08-25 | Solar Panels | HANWHA | Q.TRON BLK M-G2.H+ |  | 0.435 | 10 | 202 | 17 |  | Fixed | Roof
NJADRE1560184305 | Administratively Determined Incentive Program | Trenton | 8609 | 4.35 | Residential | Behind the Meter | Yes | SunnyMac, LLC | PSE&G |  | Accepted | 2025-07-30 | 2025-08-25 | 2026-08-25 | Inverters | SOLAREDGE ENERGY HUB | SE3800H-US | 3800 |  | 1 |  |  | 0.99 |  | Outdoor | next to meter
NJADRE1560184419 | Administratively Determined Incentive Program | WALLINGTON | 7057 | 5.52 | Residential | Behind the Meter | No | Green Power Energy, LLC | PSE&G |  | Accepted | 2025-07-30 | 2025-08-25 | 2026-08-25 | Inverters | Enphase Energy | IQ8X-80-M-US [240V] | 380 |  | 12 |  |  | 0.98 |  | Outside | Roof
NJADRE1560184419 | Administratively Determined Incentive Program | WALLINGTON | 7057 | 5.52 | Residential | Behind the Meter | No | Green Power Energy, LLC | PSE&G |  | Accepted | 2025-07-30 | 2025-08-25 | 2026-08-25 | Solar Panels | REC Solar | REC460AA PURE-RX |  | 0.46 | 6 | 322 | 35 |  | Fixed | Roof
NJADRE1560184419 | Administratively Determined Incentive Program | WALLINGTON | 7057 | 5.52 | Residential | Behind the Meter | No | Green Power Energy, LLC | PSE&G |  | Accepted | 2025-07-30 | 2025-08-25 | 2026-08-25 | Solar Panels | REC Solar | REC460AA PURE-RX |  | 0.46 | 2 | 232 | 14 |  | Fixed | Roof
NJADRE1560184419 | Administratively Determined Incentive Program | WALLINGTON | 7057 | 5.52 | Residential | Behind the Meter | No | Green Power Energy, LLC | PSE&G |  | Accepted | 2025-07-30 | 2025-08-25 | 2026-08-25 | Solar Panels | REC Solar | REC460AA PURE-RX |  | 0.46 | 4 | 142 | 35 |  | Fixed | Roof
NJADRE1560184569 | Administratively Determined Incentive Program | SWEDESBORO | 8085 | 5.4 | Residential | Behind the Meter | Yes | Power Energy Solutions, LLC | AC Electric |  | Accepted | 2025-07-30 | 2025-08-25 | 2026-08-25 | Solar Panels | Trina Solar | TSM-450NEG9RC.27 |  | 0.45 | 12 | 231 | 20 |  | Fixed | Roof
NJADRE1560184569 | Administratively Determined Incentive Program | SWEDESBORO | 8085 | 5.4 | Residential | Behind the Meter | Yes | Power Energy Solutions, LLC | AC Electric |  | Accepted | 2025-07-30 | 2025-08-25 | 2026-08-25 | Inverters | Enphase | IQ8MC-72-M-US | 330 |  | 12 |  |  | 0.97 |  | Outdoor
NJADRE1560184821 | Administratively Determined Incentive Program | Eatontown | 7724 | 10.44 | Residential | Behind the Meter | Yes | SunnyMac, LLC | JCP&L |  | Accepted | 2025-07-30 | 2025-08-25 | 2026-08-25 | Solar Panels | HANWHA | Q.TRON BLK M-G2+ |  | 0.435 | 18 | 136 | 32 |  | Fixed | Roof
NJADRE1560184821 | Administratively Determined Incentive Program | Eatontown | 7724 | 10.44 | Residential | Behind the Meter | Yes | SunnyMac, LLC | JCP&L |  | Accepted | 2025-07-30 | 2025-08-25 | 2026-08-25 | Inverters | SOLAREDGE HOME HUB | SE7600H-US | 5760 |  | 1 |  |  | 0.99 |  | Outdoor | next to meter
NJADRE1560184821 | Administratively Determined Incentive Program | Eatontown | 7724 | 10.44 | Residential | Behind the Meter | Yes | SunnyMac, LLC | JCP&L |  | Accepted | 2025-07-30 | 2025-08-25 | 2026-08-25 | Solar Panels | HANWHA | Q.TRON BLK M-G2+ |  | 0.435 | 6 | 226 | 31 |  | Fixed | Roof
NJADRE1560184854 | Administratively Determined Incentive Program | EDGEWATER PARK | 8010 | 20.825 | Residential | Behind the Meter | No | Maier Solar Engineering dba Solar Me | PSE&G |  | Accepted | 2025-07-30 | 2025-08-25 | 2026-08-25 | Solar Panels | JINKO | JKM425N-54HL |  | 0.425 | 14 | 253 | 22 |  | Fixed | Roof
NJADRE1560184854 | Administratively Determined Incentive Program | EDGEWATER PARK | 8010 | 20.825 | Residential | Behind the Meter | No | Maier Solar Engineering dba Solar Me | PSE&G |  | Accepted | 2025-07-30 | 2025-08-25 | 2026-08-25 | Electric Storage Battery | TESLA | POWERWALL 3 |  |  | 2 |  |  |  | Lithium Ion |  | OUTSIDE
NJADRE1560184854 | Administratively Determined Incentive Program | EDGEWATER PARK | 8010 | 20.825 | Residential | Behind the Meter | No | Maier Solar Engineering dba Solar Me | PSE&G |  | Accepted | 2025-07-30 | 2025-08-25 | 2026-08-25 | Solar Panels | JINKO | JKM425N-54HL |  | 0.425 | 10 | 253 | 22 |  | Fixed | Roof
NJADRE1560184854 | Administratively Determined Incentive Program | EDGEWATER PARK | 8010 | 20.825 | Residential | Behind the Meter | No | Maier Solar Engineering dba Solar Me | PSE&G |  | Accepted | 2025-07-30 | 2025-08-25 | 2026-08-25 | Solar Panels | JINKO | JKM425N-54HL |  | 0.425 | 2 | 73 | 22 |  | Fixed | Roof
NJADRE1560184854 | Administratively Determined Incentive Program | EDGEWATER PARK | 8010 | 20.825 | Residential | Behind the Meter | No | Maier Solar Engineering dba Solar Me | PSE&G |  | Accepted | 2025-07-30 | 2025-08-25 | 2026-08-25 | Solar Panels | jinko | JKM425N-54HL |  | 0.425 | 14 | 73 | 22 |  | Fixed | Roof
NJADRE1560184854 | Administratively Determined Incentive Program | EDGEWATER PARK | 8010 | 20.825 | Residential | Behind the Meter | No | Maier Solar Engineering dba Solar Me | PSE&G |  | Accepted | 2025-07-30 | 2025-08-25 | 2026-08-25 | Solar Panels | JINKO | JKM425N-54HL |  | 0.425 | 7 | 163 | 22 |  | Fixed | Roof
NJADRE1560184854 | Administratively Determined Incentive Program | EDGEWATER PARK | 8010 | 20.825 | Residential | Behind the Meter | No | Maier Solar Engineering dba Solar Me | PSE&G |  | Accepted | 2025-07-30 | 2025-08-25 | 2026-08-25 | Solar Panels | JINKO | JKM425N-54HL |  | 0.425 | 2 | 253 | 22 |  | Fixed | Roof
NJADRE1560184854 | Administratively Determined Incentive Program | EDGEWATER PARK | 8010 | 20.825 | Residential | Behind the Meter | No | Maier Solar Engineering dba Solar Me | PSE&G |  | Accepted | 2025-07-30 | 2025-08-25 | 2026-08-25 | Inverters | TESLA | POWERWALL 3 | 11500 |  | 2 |  |  | 0.97 |  | Outdoor | NEAR METER
NJADRE1560184856 | Administratively Determined Incentive Program | Edison | 8817 | 8.7 | Residential | Behind the Meter | No | Velocity Energy & Home Solutions, Inc. | PSE&G |  | Accepted | 2025-07-30 | 2025-09-03 | 2026-09-03 | Solar Panels | hin | 435w |  | 0.435 | 20 | 143 | 27 |  | Fixed | Roof
NJADRE1560184856 | Administratively Determined Incentive Program | Edison | 8817 | 8.7 | Residential | Behind the Meter | No | Velocity Energy & Home Solutions, Inc. | PSE&G |  | Accepted | 2025-07-30 | 2025-09-03 | 2026-09-03 | Inverters | enphase | iq8hc | 380 |  | 20 |  |  | 0.99 |  | Outside | behind panels
NJADRE1560184881 | Administratively Determined Incentive Program | Southampton | 8088 | 20.445 | Residential | Behind the Meter | Yes | Velocity Energy & Home Solutions, Inc. | PSE&G |  | Accepted | 2025-07-30 | 2025-09-03 | 2026-09-03 | Solar Panels | qtron | 435w |  | 0.435 | 22 | 84 | 21 |  | Fixed | Roof
NJADRE1560184881 | Administratively Determined Incentive Program | Southampton | 8088 | 20.445 | Residential | Behind the Meter | Yes | Velocity Energy & Home Solutions, Inc. | PSE&G |  | Accepted | 2025-07-30 | 2025-09-03 | 2026-09-03 | Solar Panels | qtron | 435w |  | 0.435 | 7 | 274 | 8 |  | Fixed | Roof
NJADRE1560184881 | Administratively Determined Incentive Program | Southampton | 8088 | 20.445 | Residential | Behind the Meter | Yes | Velocity Energy & Home Solutions, Inc. | PSE&G |  | Accepted | 2025-07-30 | 2025-09-03 | 2026-09-03 | Solar Panels | qtron | 435w |  | 0.435 | 18 | 274 | 21 |  | Fixed | Roof
NJADRE1560184881 | Administratively Determined Incentive Program | Southampton | 8088 | 20.445 | Residential | Behind the Meter | Yes | Velocity Energy & Home Solutions, Inc. | PSE&G |  | Accepted | 2025-07-30 | 2025-09-03 | 2026-09-03 | Inverters | enphase | iq8plus | 280 |  | 47 |  |  | 0.99 |  | Outside | behind panels
NJADRE1560184885 | Administratively Determined Incentive Program | Bogota | 7603 | 7.055 | Residential | Behind the Meter | Yes | Big Wave Roofing and Solar, LLC | PSE&G |  | Accepted | 2025-07-30 | 2025-08-25 | 2026-08-25 | Solar Panels | Q cells | Q.PEAK DUO BLK ML-G10.C+415w |  | 0.415 | 10 | 205 | 35 |  | Fixed | Roof
NJADRE1560184885 | Administratively Determined Incentive Program | Bogota | 7603 | 7.055 | Residential | Behind the Meter | Yes | Big Wave Roofing and Solar, LLC | PSE&G |  | Accepted | 2025-07-30 | 2025-08-25 | 2026-08-25 | Inverters | Enphase | IQ8HC-72-M-DOM-US | 380 |  | 17 |  |  | 0.98 |  | Outdoor
NJADRE1560184885 | Administratively Determined Incentive Program | Bogota | 7603 | 7.055 | Residential | Behind the Meter | Yes | Big Wave Roofing and Solar, LLC | PSE&G |  | Accepted | 2025-07-30 | 2025-08-25 | 2026-08-25 | Solar Panels | Q cells | Q.PEAK DUO BLK ML-G10.C+415w |  | 0.415 | 4 | 205 | 15 |  | Fixed | Roof
NJADRE1560184885 | Administratively Determined Incentive Program | Bogota | 7603 | 7.055 | Residential | Behind the Meter | Yes | Big Wave Roofing and Solar, LLC | PSE&G |  | Accepted | 2025-07-30 | 2025-08-25 | 2026-08-25 | Solar Panels | Q cells | Q.PEAK DUO BLK ML-G10.C+415w |  | 0.415 | 3 | 205 | 28 |  | Fixed | Roof
NJADRE1560184897 | Administratively Determined Incentive Program | North Bergen | 7047 | 7.38 | Residential | Behind the Meter | Yes | Pro Custom Solar dba Momentum Solar | PSE&G |  | Accepted | 2025-07-30 | 2025-08-26 | 2026-08-26 | Solar Panels | Hanwha | Q. Peak duo blk ML-G10 +410 |  | 0.41 | 6 | 31 | 19 |  | Fixed | Roof
NJADRE1560184897 | Administratively Determined Incentive Program | North Bergen | 7047 | 7.38 | Residential | Behind the Meter | Yes | Pro Custom Solar dba Momentum Solar | PSE&G |  | Accepted | 2025-07-30 | 2025-08-26 | 2026-08-26 | Inverters | Enphase | IQ8HC-72-M-DOM-US | 380 |  | 18 |  |  | 0.97 |  | Outdoor
NJADRE1560184897 | Administratively Determined Incentive Program | North Bergen | 7047 | 7.38 | Residential | Behind the Meter | Yes | Pro Custom Solar dba Momentum Solar | PSE&G |  | Accepted | 2025-07-30 | 2025-08-26 | 2026-08-26 | Solar Panels | Hanwha | Q. Peak duo blk ML-G10 +410 |  | 0.41 | 3 | 121 | 19 |  | Fixed | Roof
NJADRE1560184897 | Administratively Determined Incentive Program | North Bergen | 7047 | 7.38 | Residential | Behind the Meter | Yes | Pro Custom Solar dba Momentum Solar | PSE&G |  | Accepted | 2025-07-30 | 2025-08-26 | 2026-08-26 | Solar Panels | Hanwha | Q. Peak duo blk ML-G10 +410 |  | 0.41 | 9 | 210 | 19 |  | Fixed | Roof
NJADRE1560184898 | Administratively Determined Incentive Program | CLOSTER | 7624 | 10.005 | Residential | Behind the Meter | Yes | SunnyMac, LLC | Orange Rockland Electric |  | Accepted | 2025-07-30 | 2025-08-25 | 2026-08-25 | Solar Panels | HANWHA | Q.TRON BLK M-G2.H+ 435W |  | 0.435 | 23 | 218 | 27 |  | Fixed | Roof
NJADRE1560184898 | Administratively Determined Incentive Program | CLOSTER | 7624 | 10.005 | Residential | Behind the Meter | Yes | SunnyMac, LLC | Orange Rockland Electric |  | Accepted | 2025-07-30 | 2025-08-25 | 2026-08-25 | Inverters | SOLAREDGE | SE7600H-US | 7600 |  | 1 |  |  | 0.99 |  | Outdoor | NEXT TO METER
NJADRE1560184901 | Administratively Determined Incentive Program | Hillsdale | 7642 | 12.555 | Residential | Behind the Meter | Yes | Freedom Forever New Jersey, LLC | PSE&G |  | Accepted | 2025-07-30 | 2025-08-25 | 2026-08-25 | Inverters | Solar Edge | SE10000H-US | 10000 |  | 1 |  |  | 0.99 |  | Outside
NJADRE1560184901 | Administratively Determined Incentive Program | Hillsdale | 7642 | 12.555 | Residential | Behind the Meter | Yes | Freedom Forever New Jersey, LLC | PSE&G |  | Accepted | 2025-07-30 | 2025-08-25 | 2026-08-25 | Solar Panels | JA Solar | JAM54S31-405/MR |  | 0.405 | 6 | 171 | 12 |  | Fixed | Roof
NJADRE1560184901 | Administratively Determined Incentive Program | Hillsdale | 7642 | 12.555 | Residential | Behind the Meter | Yes | Freedom Forever New Jersey, LLC | PSE&G |  | Accepted | 2025-07-30 | 2025-08-25 | 2026-08-25 | Solar Panels | JA Solar | JAM54S31-405/MR |  | 0.405 | 6 | 351 | 14 |  | Fixed | Roof
NJADRE1560184901 | Administratively Determined Incentive Program | Hillsdale | 7642 | 12.555 | Residential | Behind the Meter | Yes | Freedom Forever New Jersey, LLC | PSE&G |  | Accepted | 2025-07-30 | 2025-08-25 | 2026-08-25 | Solar Panels | JA Solar | JAM54S31-405/MR |  | 0.405 | 13 | 171 | 14 |  | Fixed | Roof
NJADRE1560184901 | Administratively Determined Incentive Program | Hillsdale | 7642 | 12.555 | Residential | Behind the Meter | Yes | Freedom Forever New Jersey, LLC | PSE&G |  | Accepted | 2025-07-30 | 2025-08-25 | 2026-08-25 | Solar Panels | JA Solar | JAM54S31-405/MR |  | 0.405 | 6 | 351 | 14 |  | Fixed | Roof
NJADRE1560184904 | Administratively Determined Incentive Program | BLACKWOOD | 8012 | 9.57 | Residential | Behind the Meter | Yes | SunnyMac, LLC | PSE&G |  | Accepted | 2025-07-30 | 2025-08-25 | 2026-08-25 | Solar Panels | HANWHA | Q.TRON BLK M-G2.H+ |  | 0.435 | 6 | 53 | 29 |  | Fixed | Roof
NJADRE1560184904 | Administratively Determined Incentive Program | BLACKWOOD | 8012 | 9.57 | Residential | Behind the Meter | Yes | SunnyMac, LLC | PSE&G |  | Accepted | 2025-07-30 | 2025-08-25 | 2026-08-25 | Inverters | SOLAREDGE HOME HUB | SE7600H-US | 7600 |  | 1 |  |  | 0.99 |  | Outdoor | next to meter
NJADRE1560184904 | Administratively Determined Incentive Program | BLACKWOOD | 8012 | 9.57 | Residential | Behind the Meter | Yes | SunnyMac, LLC | PSE&G |  | Accepted | 2025-07-30 | 2025-08-25 | 2026-08-25 | Solar Panels | HANWHA | Q.TRON BLK M-G2.H+ |  | 0.435 | 12 | 233 | 29 |  | Fixed | Roof
NJADRE1560184904 | Administratively Determined Incentive Program | BLACKWOOD | 8012 | 9.57 | Residential | Behind the Meter | Yes | SunnyMac, LLC | PSE&G |  | Accepted | 2025-07-30 | 2025-08-25 | 2026-08-25 | Solar Panels | HANWHA | Q.TRON BLK M-G2.H+ |  | 0.435 | 4 | 233 | 28 |  | Fixed | Roof
NJADRE1560184908 | Administratively Determined Incentive Program | Irvington | 7111 | 10.25 | Residential | Behind the Meter | Yes | Pro Custom Solar dba Momentum Solar | PSE&G |  | Accepted | 2025-07-30 | 2025-08-24 | 2026-08-24 | Solar Panels | HANWHA | q.peak duo blk-g10+410 |  | 0.41 | 11 | 16 | 27 |  | Fixed | Roof
NJADRE1560184908 | Administratively Determined Incentive Program | Irvington | 7111 | 10.25 | Residential | Behind the Meter | Yes | Pro Custom Solar dba Momentum Solar | PSE&G |  | Accepted | 2025-07-30 | 2025-08-24 | 2026-08-24 | Solar Panels | hanwha | q.peak duo blk-g10+410 |  | 0.41 | 14 | 196 | 27 |  | Fixed | Roof
NJADRE1560184908 | Administratively Determined Incentive Program | Irvington | 7111 | 10.25 | Residential | Behind the Meter | Yes | Pro Custom Solar dba Momentum Solar | PSE&G |  | Accepted | 2025-07-30 | 2025-08-24 | 2026-08-24 | Inverters | ENPHASE | IQ8HC-72-M-DOM-US | 380 |  | 25 |  |  | 0.97 |  | Outdoor
NJADRE1560184915 | Administratively Determined Incentive Program | Bridgeton | 8302 | 11.62 | Residential | Behind the Meter | Yes | Big Wave Roofing and Solar, LLC | AC Electric |  | Accepted | 2025-07-30 | 2025-08-25 | 2026-08-25 | Solar Panels | QCELLS | Q.PEAK DUO BLK ML-G10.C+ 415W |  | 0.415 | 13 | 84 | 20 |  | Fixed | Roof
NJADRE1560184915 | Administratively Determined Incentive Program | Bridgeton | 8302 | 11.62 | Residential | Behind the Meter | Yes | Big Wave Roofing and Solar, LLC | AC Electric |  | Accepted | 2025-07-30 | 2025-08-25 | 2026-08-25 | Solar Panels | QCELLS | Q.PEAK DUO BLK ML-G10.C+ 415W |  | 0.415 | 7 | 264 | 20 |  | Fixed | Roof
NJADRE1560184915 | Administratively Determined Incentive Program | Bridgeton | 8302 | 11.62 | Residential | Behind the Meter | Yes | Big Wave Roofing and Solar, LLC | AC Electric |  | Accepted | 2025-07-30 | 2025-08-25 | 2026-08-25 | Solar Panels | QCELLS | Q.PEAK DUO BLK ML-G10.C+ 415W |  | 0.415 | 8 | 84 | 20 |  | Fixed | Roof
NJADRE1560184915 | Administratively Determined Incentive Program | Bridgeton | 8302 | 11.62 | Residential | Behind the Meter | Yes | Big Wave Roofing and Solar, LLC | AC Electric |  | Accepted | 2025-07-30 | 2025-08-25 | 2026-08-25 | Inverters | Enphase | IQ8HC-72-M-DOM-US | 380 |  | 28 |  |  | 0.97 |  | Outside
NJADRE1560184923 | Administratively Determined Incentive Program | Pennsville | 8070 | 7.83 | Residential | Behind the Meter | Yes | SunnyMac, LLC | AC Electric |  | Accepted | 2025-07-30 | 2025-08-25 | 2026-08-25 | Solar Panels | HANWHA | Q.TRON BLK M-G2.H+ |  | 0.435 | 18 | 218 | 23 |  | Fixed | Roof
NJADRE1560184923 | Administratively Determined Incentive Program | Pennsville | 8070 | 7.83 | Residential | Behind the Meter | Yes | SunnyMac, LLC | AC Electric |  | Accepted | 2025-07-30 | 2025-08-25 | 2026-08-25 | Inverters | SOLAREDGE HOME HUB | SE5700H-US | 5760 |  | 1 |  |  | 0.99 |  | Outdoor | next to meter
NJADRE1560184934 | Administratively Determined Incentive Program | Union | 7083 | 6.56 | Residential | Behind the Meter | Yes | Sunrun Installation Services, Inc. | PSE&G |  | Accepted | 2025-07-30 | 2025-08-24 | 2026-08-24 | Solar Panels | ELIN ENERGY (SIRIUS PV) | ELNSM54M-HC-410 |  | 0.41 | 9 | 94 | 33 |  | Fixed | Roof
NJADRE1560184934 | Administratively Determined Incentive Program | Union | 7083 | 6.56 | Residential | Behind the Meter | Yes | Sunrun Installation Services, Inc. | PSE&G |  | Accepted | 2025-07-30 | 2025-08-24 | 2026-08-24 | Solar Panels | ELIN ENERGY (SIRIUS PV) | ELNSM54M-HC-410 |  | 0.41 | 5 | 274 | 33 |  | Fixed | Roof
NJADRE1560184934 | Administratively Determined Incentive Program | Union | 7083 | 6.56 | Residential | Behind the Meter | Yes | Sunrun Installation Services, Inc. | PSE&G |  | Accepted | 2025-07-30 | 2025-08-24 | 2026-08-24 | Inverters | SOLAREDGE TECHNOLOGIES | SE5700H-USMN | 5760 |  | 1 |  |  | 0.99 |  | Outside
NJADRE1560184934 | Administratively Determined Incentive Program | Union | 7083 | 6.56 | Residential | Behind the Meter | Yes | Sunrun Installation Services, Inc. | PSE&G |  | Accepted | 2025-07-30 | 2025-08-24 | 2026-08-24 | Solar Panels | ELIN ENERGY (SIRIUS PV) | ELNSM54M-HC-410 |  | 0.41 | 2 | 94 | 32 |  | Fixed | Roof
NJADRE1560184941 | Administratively Determined Incentive Program | Atco | 8004 | 8.61 | Residential | Behind the Meter | Yes | Sunrun Installation Services, Inc. | AC Electric |  | Accepted | 2025-07-30 | 2025-08-24 | 2026-08-24 | Electric Storage Battery | TESLA | Powerwall 3 1707000-xx-y |  |  | 1 |  |  |  | Lithium Ion |  | OUTSIDE
NJADRE1560184941 | Administratively Determined Incentive Program | Atco | 8004 | 8.61 | Residential | Behind the Meter | Yes | Sunrun Installation Services, Inc. | AC Electric |  | Accepted | 2025-07-30 | 2025-08-24 | 2026-08-24 | Inverters | SolarEdge Technologies | SE5700H-USMN | 5760 |  | 1 |  |  | 0.99 |  | Outdoor
NJADRE1560184941 | Administratively Determined Incentive Program | Atco | 8004 | 8.61 | Residential | Behind the Meter | Yes | Sunrun Installation Services, Inc. | AC Electric |  | Accepted | 2025-07-30 | 2025-08-24 | 2026-08-24 | Solar Panels | Elin Energy (Sirius PV) | ELNSM54M-HC-410 |  | 0.41 | 12 | 51 | 23 |  | Fixed | Roof
NJADRE1560184941 | Administratively Determined Incentive Program | Atco | 8004 | 8.61 | Residential | Behind the Meter | Yes | Sunrun Installation Services, Inc. | AC Electric |  | Accepted | 2025-07-30 | 2025-08-24 | 2026-08-24 | Solar Panels | Elin Energy (Sirius PV) | ELNSM54M-HC-410 |  | 0.41 | 9 | 231 | 23 |  | Fixed | Roof
NJADRE1560184957 | Administratively Determined Incentive Program | WEST WINDSOR TWP | 8550 | 9.2 | Residential | Behind the Meter | No | Green Power Energy, LLC | PSE&G |  | Accepted | 2025-08-01 | 2025-08-26 | 2026-08-26 | Solar Panels | REC | REC460AA PURE-RX |  | 0.46 | 3 | 194 | 27 |  | Fixed | Roof
NJADRE1560184957 | Administratively Determined Incentive Program | WEST WINDSOR TWP | 8550 | 9.2 | Residential | Behind the Meter | No | Green Power Energy, LLC | PSE&G |  | Accepted | 2025-08-01 | 2025-08-26 | 2026-08-26 | Inverters | Enphase | IQ8X-80-M-US [240V] | 380 |  | 20 |  |  | 0.98 |  | Outside
NJADRE1560184957 | Administratively Determined Incentive Program | WEST WINDSOR TWP | 8550 | 9.2 | Residential | Behind the Meter | No | Green Power Energy, LLC | PSE&G |  | Accepted | 2025-08-01 | 2025-08-26 | 2026-08-26 | Solar Panels | REC | REC460AA PURE-RX |  | 0.46 | 17 | 194 | 25 |  | Fixed | Roof
NJADRE1560184966 | Administratively Determined Incentive Program | Pleasantville | 8232 | 14.4 | Residential | Behind the Meter | No | Advanced Renewable Solutions, LLC | AC Electric |  | Accepted | 2025-07-30 | 2025-08-28 | 2026-08-28 | Solar Panels | Certainteed | CTM10400HC11 |  | 0.4 | 36 | 181 | 30 |  | Fixed | Ground
NJADRE1560184966 | Administratively Determined Incentive Program | Pleasantville | 8232 | 14.4 | Residential | Behind the Meter | No | Advanced Renewable Solutions, LLC | AC Electric |  | Accepted | 2025-07-30 | 2025-08-28 | 2026-08-28 | Inverters | Enphase | IQ8+ | 290 |  | 36 |  |  | 0.976 |  | Outdoor
NJADRE1560184971 | Administratively Determined Incentive Program | MAPLE SHADE | 8052 | 38.115 | Commercial | Behind the Meter | No | 1st Light Energy, Inc. | PSE&G |  | Accepted | 2025-07-30 | 2025-08-26 | 2026-08-26 | Inverters | SMA | SUNNYBOY 7.7-US | 7700 |  | 1 |  |  | 0.98 |  | Outdoor
NJADRE1560184971 | Administratively Determined Incentive Program | MAPLE SHADE | 8052 | 38.115 | Commercial | Behind the Meter | No | 1st Light Energy, Inc. | PSE&G |  | Accepted | 2025-07-30 | 2025-08-26 | 2026-08-26 | Inverters | SMA | SUNNYBOY 7.0-US | 7000 |  | 3 |  |  | 0.98 |  | Outdoor
NJADRE1560184971 | Administratively Determined Incentive Program | MAPLE SHADE | 8052 | 38.115 | Commercial | Behind the Meter | No | 1st Light Energy, Inc. | PSE&G |  | Accepted | 2025-07-30 | 2025-08-26 | 2026-08-26 | Solar Panels | HYUNDAI | HIA-S385HI M3 |  | 0.385 | 99 | 128 | 3 |  | Fixed | Roof | Outside
NJADRE1560184974 | Administratively Determined Incentive Program | Fort Lee | 7024 | 10.25 | Residential | Behind the Meter | Yes | Sunrun Installation Services, Inc. | PSE&G |  | Accepted | 2025-07-30 | 2025-08-24 | 2026-08-24 | Inverters | SOLAREDGE TECHNOLOGIES | SE7600H-USMN | 7600 |  | 1 |  |  | 0.99 |  | Outdoor
NJADRE1560184974 | Administratively Determined Incentive Program | Fort Lee | 7024 | 10.25 | Residential | Behind the Meter | Yes | Sunrun Installation Services, Inc. | PSE&G |  | Accepted | 2025-07-30 | 2025-08-24 | 2026-08-24 | Solar Panels | ELIN ENERGY | ELNSM54M-HC-410 |  | 0.41 | 12 | 216 | 42 |  | Fixed | Roof
NJADRE1560184974 | Administratively Determined Incentive Program | Fort Lee | 7024 | 10.25 | Residential | Behind the Meter | Yes | Sunrun Installation Services, Inc. | PSE&G |  | Accepted | 2025-07-30 | 2025-08-24 | 2026-08-24 | Solar Panels | ELIN ENERGY | ELNSM54M-HC-410 |  | 0.41 | 13 | 36 | 22 |  | Fixed | Roof
NJADRE1560184977 | Administratively Determined Incentive Program | Brick | 8724 | 13.12 | Residential | Behind the Meter | Yes | Define Solar, LLC | JCP&L |  | Accepted | 2025-07-30 | 2025-08-25 | 2026-08-25 | Solar Panels | Znshine | ZXM7-SH108 410 |  | 0.41 | 30 | 203 | 18 |  | Fixed | Roof
NJADRE1560184977 | Administratively Determined Incentive Program | Brick | 8724 | 13.12 | Residential | Behind the Meter | Yes | Define Solar, LLC | JCP&L |  | Accepted | 2025-07-30 | 2025-08-25 | 2026-08-25 | Inverters | Enphase | IQ8PLUS-72-2-US | 290 |  | 30 |  |  | 0.976 |  | Outside | Under each pv panel
NJADRE1560184977 | Administratively Determined Incentive Program | Brick | 8724 | 13.12 | Residential | Behind the Meter | Yes | Define Solar, LLC | JCP&L |  | Accepted | 2025-07-30 | 2025-08-25 | 2026-08-25 | Inverters | Enphase | IQ8PLUS-72-2-US | 290 |  | 2 |  |  | 0.976 |  | Outside | Under each pv panel
NJADRE1560184977 | Administratively Determined Incentive Program | Brick | 8724 | 13.12 | Residential | Behind the Meter | Yes | Define Solar, LLC | JCP&L |  | Accepted | 2025-07-30 | 2025-08-25 | 2026-08-25 | Solar Panels | Znshine | ZXM7-SH108 410 |  | 0.41 | 2 | 23 | 18 |  | Fixed | Roof
NJADRE1560184981 | Administratively Determined Incentive Program | Martinsville | 8836 | 15.3 | Residential | Behind the Meter | No | Sunwise Energy, LLC | JCP&L |  | Accepted | 2025-07-30 | 2025-08-25 | 2026-08-25 | Solar Panels | JINKO SOLAR | JKM425N-54HL4-B |  | 0.425 | 36 | 175 | 33 |  | Fixed | Roof
NJADRE1560184981 | Administratively Determined Incentive Program | Martinsville | 8836 | 15.3 | Residential | Behind the Meter | No | Sunwise Energy, LLC | JCP&L |  | Accepted | 2025-07-30 | 2025-08-25 | 2026-08-25 | Inverters | JINKO SOLAR | IQ8PLUS-72-M-US (240V) | 380 |  | 36 |  |  | 0.973 |  | Outside
NJADRE1560184988 | Administratively Determined Incentive Program | Bridgeton | 8302 | 9.84 | Residential | Behind the Meter | Yes | Define Solar, LLC | AC Electric |  | Accepted | 2025-07-30 | 2025-08-25 | 2026-08-25 | Solar Panels | Znshine | ZXM7-SH108 410 |  | 0.41 | 2 | 187 | 25 |  | Fixed | Roof
NJADRE1560184988 | Administratively Determined Incentive Program | Bridgeton | 8302 | 9.84 | Residential | Behind the Meter | Yes | Define Solar, LLC | AC Electric |  | Accepted | 2025-07-30 | 2025-08-25 | 2026-08-25 | Inverters | Enphase | IQ8PLUS-72-2-US | 290 |  | 22 |  |  | 0.976 |  | Outside | Under each pv panel
NJADRE1560184988 | Administratively Determined Incentive Program | Bridgeton | 8302 | 9.84 | Residential | Behind the Meter | Yes | Define Solar, LLC | AC Electric |  | Accepted | 2025-07-30 | 2025-08-25 | 2026-08-25 | Inverters | Enphase | IQ8PLUS-72-2-US | 290 |  | 2 |  |  | 0.976 |  | Outside | Under each pv panel
NJADRE1560184988 | Administratively Determined Incentive Program | Bridgeton | 8302 | 9.84 | Residential | Behind the Meter | Yes | Define Solar, LLC | AC Electric |  | Accepted | 2025-07-30 | 2025-08-25 | 2026-08-25 | Solar Panels | Znshine | ZXM7-SH108 410 |  | 0.41 | 22 | 187 | 25 |  | Fixed | Roof
NJADRE1560185006 | Administratively Determined Incentive Program | Pennsauken | 8110 | 7.38 | Residential | Behind the Meter | Yes | Trinity Solar, LLC | PSE&G |  | Accepted | 2025-07-30 | 2025-08-24 | 2026-08-24 | Inverters | Solar Edge | USE5700H-USMNBL75 | 5760 |  | 1 |  |  | 0.97 |  | Outdoor
NJADRE1560185006 | Administratively Determined Incentive Program | Pennsauken | 8110 | 7.38 | Residential | Behind the Meter | Yes | Trinity Solar, LLC | PSE&G |  | Accepted | 2025-07-30 | 2025-08-24 | 2026-08-24 | Solar Panels | HANWHA | (Q.PEAK DUO BLK ML-G10.C+ 410) |  | 0.41 | 9 | 312 | 18 |  | Fixed | Roof
NJADRE1560185006 | Administratively Determined Incentive Program | Pennsauken | 8110 | 7.38 | Residential | Behind the Meter | Yes | Trinity Solar, LLC | PSE&G |  | Accepted | 2025-07-30 | 2025-08-24 | 2026-08-24 | Solar Panels | HANWHA | (Q.PEAK DUO BLK ML-G10.C+ 410) |  | 0.41 | 9 | 132 | 18 |  | Fixed | Roof
NJADRE1560185011 | Administratively Determined Incentive Program | PENNSVILLE TOWNSHIP | 8070 | 13.05 | Residential | Behind the Meter | Yes | Velocity Energy & Home Solutions, Inc. | AC Electric |  | Accepted | 2025-07-30 | 2025-09-03 | 2026-09-03 | Inverters | enphase | iq8hc | 380 |  | 30 |  |  | 0.99 |  | Outside | behind panels
NJADRE1560185011 | Administratively Determined Incentive Program | PENNSVILLE TOWNSHIP | 8070 | 13.05 | Residential | Behind the Meter | Yes | Velocity Energy & Home Solutions, Inc. | AC Electric |  | Accepted | 2025-07-30 | 2025-09-03 | 2026-09-03 | Solar Panels | HANWHA | Q.TRON BLK-M-G2.H+ 435w |  | 0.435 | 30 | 218 | 20 |  | Fixed | Roof
NJADRE1560185017 | Administratively Determined Incentive Program | MOUNT LAUREL TWP | 8054 | 6.02 | Residential | Behind the Meter | No | Green Power Energy, LLC | PSE&G |  | Accepted | 2025-07-30 | 2025-08-26 | 2026-08-26 | Inverters | Enphase | IQ8MC-72-M-US [240V] | 320 |  | 14 |  |  | 0.98 |  | Outside
NJADRE1560185017 | Administratively Determined Incentive Program | MOUNT LAUREL TWP | 8054 | 6.02 | Residential | Behind the Meter | No | Green Power Energy, LLC | PSE&G |  | Accepted | 2025-07-30 | 2025-08-26 | 2026-08-26 | Solar Panels | SEG Solar | SEG-430-BTD-BG |  | 0.43 | 12 | 253 | 30 |  | Fixed | Roof
NJADRE1560185017 | Administratively Determined Incentive Program | MOUNT LAUREL TWP | 8054 | 6.02 | Residential | Behind the Meter | No | Green Power Energy, LLC | PSE&G |  | Accepted | 2025-07-30 | 2025-08-26 | 2026-08-26 | Solar Panels | SEG Solar | SEG-430-BTD-BG |  | 0.43 | 2 | 73 | 30 |  | Fixed | Roof
NJADRE1560185027 | Administratively Determined Incentive Program | GALLOWAY | 8205 | 20.24 | Residential | Behind the Meter | Yes | Zenergy Solar, LLC | AC Electric |  | Accepted | 2025-07-30 | 2025-08-25 | 2026-08-25 | Solar Panels | Silfab | SIL-440 QD |  | 0.44 | 3 | 221 | 23 |  | Fixed | Roof
NJADRE1560185027 | Administratively Determined Incentive Program | GALLOWAY | 8205 | 20.24 | Residential | Behind the Meter | Yes | Zenergy Solar, LLC | AC Electric |  | Accepted | 2025-07-30 | 2025-08-25 | 2026-08-25 | Solar Panels | Silfab | SIL-440 QD |  | 0.44 | 12 | 132 | 19 |  | Fixed | Roof
NJADRE1560185027 | Administratively Determined Incentive Program | GALLOWAY | 8205 | 20.24 | Residential | Behind the Meter | Yes | Zenergy Solar, LLC | AC Electric |  | Accepted | 2025-07-30 | 2025-08-25 | 2026-08-25 | Solar Panels | Silfab | SIL-440 QD |  | 0.44 | 13 | 131 | 40 |  | Fixed | Roof
NJADRE1560185027 | Administratively Determined Incentive Program | GALLOWAY | 8205 | 20.24 | Residential | Behind the Meter | Yes | Zenergy Solar, LLC | AC Electric |  | Accepted | 2025-07-30 | 2025-08-25 | 2026-08-25 | Solar Panels | Silfab | SIL-440 QD |  | 0.44 | 9 | 131 | 40 |  | Fixed | Roof
NJADRE1560185027 | Administratively Determined Incentive Program | GALLOWAY | 8205 | 20.24 | Residential | Behind the Meter | Yes | Zenergy Solar, LLC | AC Electric |  | Accepted | 2025-07-30 | 2025-08-25 | 2026-08-25 | Solar Panels | Silfab | SIL-440 QD |  | 0.44 | 3 | 41 | 23 |  | Fixed | Roof
NJADRE1560185027 | Administratively Determined Incentive Program | GALLOWAY | 8205 | 20.24 | Residential | Behind the Meter | Yes | Zenergy Solar, LLC | AC Electric |  | Accepted | 2025-07-30 | 2025-08-25 | 2026-08-25 | Solar Panels | Silfab | SIL-440 QD |  | 0.44 | 6 | 312 | 19 |  | Fixed | Roof
NJADRE1560185027 | Administratively Determined Incentive Program | GALLOWAY | 8205 | 20.24 | Residential | Behind the Meter | Yes | Zenergy Solar, LLC | AC Electric |  | Accepted | 2025-07-30 | 2025-08-25 | 2026-08-25 | Inverters | Enphase Energy | IQ8PLUS-72-2-US | 290 |  | 46 |  |  | 0.99 |  | Outdoor
NJADRE1560185038 | Administratively Determined Incentive Program | Westfield | 7090 | 9.24 | Residential | Behind the Meter | No | Ecological Systems, LLC | PSE&G |  | Accepted | 2025-07-31 | 2025-08-26 | 2026-08-26 | Meters | Solredge | RGM |  |  | 1 |  |  |  | Yes | Outdoor
NJADRE1560185038 | Administratively Determined Incentive Program | Westfield | 7090 | 9.24 | Residential | Behind the Meter | No | Ecological Systems, LLC | PSE&G |  | Accepted | 2025-07-31 | 2025-08-26 | 2026-08-26 | Solar Panels | PHONO | 440 |  | 0.44 | 21 | 180 | 25 |  | Fixed | Roof | roof
NJADRE1560185038 | Administratively Determined Incentive Program | Westfield | 7090 | 9.24 | Residential | Behind the Meter | No | Ecological Systems, LLC | PSE&G |  | Accepted | 2025-07-31 | 2025-08-26 | 2026-08-26 | Inverters | Solaredge | 7600H | 7600 |  | 1 |  |  | 0.99 |  | Outside
NJADRE1560185047 | Administratively Determined Incentive Program | LAKEWOOD | 8701 | 18.4 | Residential | Behind the Meter | Yes | Kamtech Solar Solutions | JCP&L |  | Accepted | 2025-07-30 | 2025-08-25 | 2026-08-25 | Inverters | ENPHASE | IQ8X-80-M-US | 380 |  | 40 |  |  | 0.973 |  | Outdoor | ROOFTOP
NJADRE1560185047 | Administratively Determined Incentive Program | LAKEWOOD | 8701 | 18.4 | Residential | Behind the Meter | Yes | Kamtech Solar Solutions | JCP&L |  | Accepted | 2025-07-30 | 2025-08-25 | 2026-08-25 | Solar Panels | REC | REC 460 AA PURE RX |  | 0.46 | 2 | 97 | 38 |  | Fixed | Roof
NJADRE1560185047 | Administratively Determined Incentive Program | LAKEWOOD | 8701 | 18.4 | Residential | Behind the Meter | Yes | Kamtech Solar Solutions | JCP&L |  | Accepted | 2025-07-30 | 2025-08-25 | 2026-08-25 | Solar Panels | REC | REC 460 AA PURE RX |  | 0.46 | 12 | 7 | 30 |  | Fixed | Roof
NJADRE1560185047 | Administratively Determined Incentive Program | LAKEWOOD | 8701 | 18.4 | Residential | Behind the Meter | Yes | Kamtech Solar Solutions | JCP&L |  | Accepted | 2025-07-30 | 2025-08-25 | 2026-08-25 | Solar Panels | REC | REC 460 AA PURE RX |  | 0.46 | 2 | 277 | 37 |  | Fixed | Roof
NJADRE1560185047 | Administratively Determined Incentive Program | LAKEWOOD | 8701 | 18.4 | Residential | Behind the Meter | Yes | Kamtech Solar Solutions | JCP&L |  | Accepted | 2025-07-30 | 2025-08-25 | 2026-08-25 | Solar Panels | REC | REC 460 AA PURE RX |  | 0.46 | 2 | 277 | 38 |  | Fixed | Roof
NJADRE1560185047 | Administratively Determined Incentive Program | LAKEWOOD | 8701 | 18.4 | Residential | Behind the Meter | Yes | Kamtech Solar Solutions | JCP&L |  | Accepted | 2025-07-30 | 2025-08-25 | 2026-08-25 | Solar Panels | REC | REC 460 AA PURE RX |  | 0.46 | 14 | 187 | 30 |  | Fixed | Roof
NJADRE1560185047 | Administratively Determined Incentive Program | LAKEWOOD | 8701 | 18.4 | Residential | Behind the Meter | Yes | Kamtech Solar Solutions | JCP&L |  | Accepted | 2025-07-30 | 2025-08-25 | 2026-08-25 | Solar Panels | REC | REC 460 AA PURE RX |  | 0.46 | 8 | 187 | 30 |  | Fixed | Roof
NJADRE1560185067 | Administratively Determined Incentive Program | PITMAN | 8071 | 4.785 | Residential | Behind the Meter | Yes | Velocity Energy & Home Solutions, Inc. | AC Electric |  | Accepted | 2025-07-30 | 2025-09-03 | 2026-09-03 | Inverters | enphase | iq8hc | 380 |  | 11 |  |  | 0.99 |  | Outside | behind panels
NJADRE1560185067 | Administratively Determined Incentive Program | PITMAN | 8071 | 4.785 | Residential | Behind the Meter | Yes | Velocity Energy & Home Solutions, Inc. | AC Electric |  | Accepted | 2025-07-30 | 2025-09-03 | 2026-09-03 | Solar Panels | qtron | 435w |  | 0.435 | 11 | 143 | 20 |  | Fixed | Roof
NJADRE1560185086 | Administratively Determined Incentive Program | LAUREL SPRINGS | 8021 | 7.83 | Residential | Behind the Meter | Yes | SunnyMac, LLC | AC Electric |  | Accepted | 2025-07-30 | 2025-08-25 | 2026-08-25 | Solar Panels | HANWHA | Q.TRON BLK M-G2.H+ |  | 0.435 | 18 | 147 | 18 |  | Fixed | Roof
NJADRE1560185086 | Administratively Determined Incentive Program | LAUREL SPRINGS | 8021 | 7.83 | Residential | Behind the Meter | Yes | SunnyMac, LLC | AC Electric |  | Accepted | 2025-07-30 | 2025-08-25 | 2026-08-25 | Inverters | SOLAREDGE ENERGY HUB | SE7600H-US | 7600 |  | 1 |  |  | 0.99 |  | Outdoor | next to meter
NJADRE1560185348 | Administratively Determined Incentive Program | Howell | 7731 | 15.58 | Residential | Behind the Meter | Yes | Freedom Forever New Jersey, LLC | JCP&L |  | Accepted | 2025-07-30 | 2025-08-25 | 2026-08-25 | Solar Panels | Hanwha | Q.PEAK DUO BLK ML-G10.C+ 410 |  | 0.41 | 14 | 148 | 26 |  | Fixed | Roof
NJADRE1560185348 | Administratively Determined Incentive Program | Howell | 7731 | 15.58 | Residential | Behind the Meter | Yes | Freedom Forever New Jersey, LLC | JCP&L |  | Accepted | 2025-07-30 | 2025-08-25 | 2026-08-25 | Solar Panels | Hanwha | Q.PEAK DUO BLK ML-G10.C+ 410 |  | 0.41 | 1 | 328 | 26 |  | Fixed | Roof
NJADRE1560185348 | Administratively Determined Incentive Program | Howell | 7731 | 15.58 | Residential | Behind the Meter | Yes | Freedom Forever New Jersey, LLC | JCP&L |  | Accepted | 2025-07-30 | 2025-08-25 | 2026-08-25 | Inverters | Solar Edge | SE11400H-US | 11400 |  | 1 |  |  | 0.99 |  | Outside
NJADRE1560185348 | Administratively Determined Incentive Program | Howell | 7731 | 15.58 | Residential | Behind the Meter | Yes | Freedom Forever New Jersey, LLC | JCP&L |  | Accepted | 2025-07-30 | 2025-08-25 | 2026-08-25 | Solar Panels | Hanwha | Q.PEAK DUO BLK ML-G10.C+ 410 |  | 0.41 | 21 | 328 | 26 |  | Fixed | Roof
NJADRE1560185348 | Administratively Determined Incentive Program | Howell | 7731 | 15.58 | Residential | Behind the Meter | Yes | Freedom Forever New Jersey, LLC | JCP&L |  | Accepted | 2025-07-30 | 2025-08-25 | 2026-08-25 | Solar Panels | Hanwha | Q.PEAK DUO BLK ML-G10.C+ 410 |  | 0.41 | 1 | 238 | 39 |  | Fixed | Roof
NJADRE1560185348 | Administratively Determined Incentive Program | Howell | 7731 | 15.58 | Residential | Behind the Meter | Yes | Freedom Forever New Jersey, LLC | JCP&L |  | Accepted | 2025-07-30 | 2025-08-25 | 2026-08-25 | Solar Panels | Hanwha | Q.PEAK DUO BLK ML-G10.C+ 410 |  | 0.41 | 1 | 148 | 26 |  | Fixed | Roof
NJADRE1560186044 | Administratively Determined Incentive Program | SOUTHAMPTON TOWNSHIP | 8088 | 11.31 | Residential | Behind the Meter | Yes | Velocity Energy & Home Solutions, Inc. | PSE&G |  | Accepted | 2025-07-30 | 2025-09-03 | 2026-09-03 | Solar Panels | qtron | 435w |  | 0.435 | 6 | 356 | 10 |  | Fixed | Roof
NJADRE1560186044 | Administratively Determined Incentive Program | SOUTHAMPTON TOWNSHIP | 8088 | 11.31 | Residential | Behind the Meter | Yes | Velocity Energy & Home Solutions, Inc. | PSE&G |  | Accepted | 2025-07-30 | 2025-09-03 | 2026-09-03 | Inverters | enphase | iq8hc | 380 |  | 26 |  |  | 0.99 |  | Outside | behind panels
NJADRE1560186044 | Administratively Determined Incentive Program | SOUTHAMPTON TOWNSHIP | 8088 | 11.31 | Residential | Behind the Meter | Yes | Velocity Energy & Home Solutions, Inc. | PSE&G |  | Accepted | 2025-07-30 | 2025-09-03 | 2026-09-03 | Solar Panels | qtron | 435w |  | 0.435 | 20 | 176 | 20 |  | Fixed | Roof
NJADRE1560186047 | Administratively Determined Incentive Program | Linden | 7036 | 13.12 | Residential | Behind the Meter | Yes | Trinity Solar, LLC | PSE&G |  | Accepted | 2025-07-30 | 2025-08-24 | 2026-08-24 | Solar Panels | HANWHA | (Q.PEAK DUO BLK ML-G10.C+ 410) |  | 0.41 | 6 | 129 | 23 |  | Fixed | Roof
NJADRE1560186047 | Administratively Determined Incentive Program | Linden | 7036 | 13.12 | Residential | Behind the Meter | Yes | Trinity Solar, LLC | PSE&G |  | Accepted | 2025-07-30 | 2025-08-24 | 2026-08-24 | Solar Panels | HANWHA | (Q.PEAK DUO BLK ML-G10.C+ 410) |  | 0.41 | 11 | 39 | 23 |  | Fixed | Roof
NJADRE1560186047 | Administratively Determined Incentive Program | Linden | 7036 | 13.12 | Residential | Behind the Meter | Yes | Trinity Solar, LLC | PSE&G |  | Accepted | 2025-07-30 | 2025-08-24 | 2026-08-24 | Solar Panels | HANWHA | (Q.PEAK DUO BLK ML-G10.C+ 410) |  | 0.41 | 2 | 309 | 23 |  | Fixed | Roof
NJADRE1560186047 | Administratively Determined Incentive Program | Linden | 7036 | 13.12 | Residential | Behind the Meter | Yes | Trinity Solar, LLC | PSE&G |  | Accepted | 2025-07-30 | 2025-08-24 | 2026-08-24 | Inverters | Solar Edge | USE10000H-USMNBL75 | 10000 |  | 1 |  |  | 0.97 |  | Outdoor
NJADRE1560186047 | Administratively Determined Incentive Program | Linden | 7036 | 13.12 | Residential | Behind the Meter | Yes | Trinity Solar, LLC | PSE&G |  | Accepted | 2025-07-30 | 2025-08-24 | 2026-08-24 | Solar Panels | HANWHA | (Q.PEAK DUO BLK ML-G10.C+ 410) |  | 0.41 | 13 | 219 | 23 |  | Fixed | Roof
NJADRE1560186177 | Administratively Determined Incentive Program | MEDFORD | 8055 | 11.18 | Residential | Behind the Meter | Yes | Velocity Energy & Home Solutions, Inc. | PSE&G |  | Accepted | 2025-07-30 | 2025-09-03 | 2026-09-03 | Inverters | enphase | iq8hc | 380 |  | 26 |  |  | 0.99 |  | Outside | behind panels
NJADRE1560186177 | Administratively Determined Incentive Program | MEDFORD | 8055 | 11.18 | Residential | Behind the Meter | Yes | Velocity Energy & Home Solutions, Inc. | PSE&G |  | Accepted | 2025-07-30 | 2025-09-03 | 2026-09-03 | Solar Panels | seg | 430w |  | 0.43 | 17 | 194 | 25 |  | Fixed | Roof
NJADRE1560186177 | Administratively Determined Incentive Program | MEDFORD | 8055 | 11.18 | Residential | Behind the Meter | Yes | Velocity Energy & Home Solutions, Inc. | PSE&G |  | Accepted | 2025-07-30 | 2025-09-03 | 2026-09-03 | Solar Panels | seg | 430w |  | 0.43 | 9 | 194 | 27 |  | Fixed | Roof
NJADRE1560186196 | Administratively Determined Incentive Program | Winslow Township | 8081 | 6.96 | Residential | Behind the Meter | Yes | Velocity Energy & Home Solutions, Inc. | AC Electric |  | Accepted | 2025-07-30 | 2025-09-03 | 2026-09-03 | Inverters | enphase | iq8hc | 380 |  | 16 |  |  | 0.99 |  | Outside | behind panels
NJADRE1560186196 | Administratively Determined Incentive Program | Winslow Township | 8081 | 6.96 | Residential | Behind the Meter | Yes | Velocity Energy & Home Solutions, Inc. | AC Electric |  | Accepted | 2025-07-30 | 2025-09-03 | 2026-09-03 | Solar Panels | QTRON | 435W |  | 0.435 | 5 | 194 | 20 |  | Fixed | Roof
NJADRE1560186196 | Administratively Determined Incentive Program | Winslow Township | 8081 | 6.96 | Residential | Behind the Meter | Yes | Velocity Energy & Home Solutions, Inc. | AC Electric |  | Accepted | 2025-07-30 | 2025-09-03 | 2026-09-03 | Solar Panels | QTRON | 435W |  | 0.435 | 3 | 105 | 35 |  | Fixed | Roof
NJADRE1560186196 | Administratively Determined Incentive Program | Winslow Township | 8081 | 6.96 | Residential | Behind the Meter | Yes | Velocity Energy & Home Solutions, Inc. | AC Electric |  | Accepted | 2025-07-30 | 2025-09-03 | 2026-09-03 | Solar Panels | QTRON | 435W |  | 0.435 | 4 | 195 | 35 |  | Fixed | Roof
NJADRE1560186196 | Administratively Determined Incentive Program | Winslow Township | 8081 | 6.96 | Residential | Behind the Meter | Yes | Velocity Energy & Home Solutions, Inc. | AC Electric |  | Accepted | 2025-07-30 | 2025-09-03 | 2026-09-03 | Solar Panels | QTRON | 435W |  | 0.435 | 4 | 195 | 35 |  | Fixed | Roof
NJADRE1560186209 | Administratively Determined Incentive Program | Deptford | 8096 | 5.655 | Residential | Behind the Meter | Yes | Velocity Energy & Home Solutions, Inc. | PSE&G |  | Accepted | 2025-07-30 | 2025-09-05 | 2026-09-05 | Inverters | enphase | iq8hc | 380 |  | 13 |  |  | 0.99 |  | Outside | behind panels
NJADRE1560186209 | Administratively Determined Incentive Program | Deptford | 8096 | 5.655 | Residential | Behind the Meter | Yes | Velocity Energy & Home Solutions, Inc. | PSE&G |  | Accepted | 2025-07-30 | 2025-09-05 | 2026-09-05 | Solar Panels | qtron | 435w |  | 0.435 | 5 | 336 | 30 |  | Fixed | Roof
NJADRE1560186209 | Administratively Determined Incentive Program | Deptford | 8096 | 5.655 | Residential | Behind the Meter | Yes | Velocity Energy & Home Solutions, Inc. | PSE&G |  | Accepted | 2025-07-30 | 2025-09-05 | 2026-09-05 | Solar Panels | qtrin | 435w |  | 0.435 | 8 | 156 | 30 |  | Fixed | Roof
NJADRE1560186211 | Administratively Determined Incentive Program | WOOD RIDGE | 7075 | 16.965 | Residential | Behind the Meter | Yes | SunnyMac, LLC | PSE&G |  | Accepted | 2025-07-30 | 2025-08-25 | 2026-08-25 | Solar Panels | HANWHA | Q.TRON BLK M-G2.H+ |  | 0.435 | 13 | 38 | 41 |  | Fixed | Roof
NJADRE1560186211 | Administratively Determined Incentive Program | WOOD RIDGE | 7075 | 16.965 | Residential | Behind the Meter | Yes | SunnyMac, LLC | PSE&G |  | Accepted | 2025-07-30 | 2025-08-25 | 2026-08-25 | Solar Panels | HANWHA | Q.TRON BLK M-G2.H+ |  | 0.435 | 18 | 218 | 41 |  | Fixed | Roof
NJADRE1560186211 | Administratively Determined Incentive Program | WOOD RIDGE | 7075 | 16.965 | Residential | Behind the Meter | Yes | SunnyMac, LLC | PSE&G |  | Accepted | 2025-07-30 | 2025-08-25 | 2026-08-25 | Solar Panels | HANWHA | Q.TRON BLK M-G2.H+ |  | 0.435 | 4 | 148 | 43 |  | Fixed | Roof
NJADRE1560186211 | Administratively Determined Incentive Program | WOOD RIDGE | 7075 | 16.965 | Residential | Behind the Meter | Yes | SunnyMac, LLC | PSE&G |  | Accepted | 2025-07-30 | 2025-08-25 | 2026-08-25 | Solar Panels | HANWHA | Q.TRON BLK M-G2.H+ |  | 0.435 | 4 | 308 | 43 |  | Fixed | Roof
NJADRE1560186211 | Administratively Determined Incentive Program | WOOD RIDGE | 7075 | 16.965 | Residential | Behind the Meter | Yes | SunnyMac, LLC | PSE&G |  | Accepted | 2025-07-30 | 2025-08-25 | 2026-08-25 | Inverters | SOLAREDGE HOME HUB | SE11400H-US | 11400 |  | 1 |  |  | 0.99 |  | Outdoor | next to meter
NJADRE1560186213 | Administratively Determined Incentive Program | MORRIS PLAINS | 7950 | 34.4 | Residential | Behind the Meter | No | Green Power Energy, LLC | JCP&L |  | Accepted | 2025-07-30 | 2025-08-25 | 2026-08-25 | Solar Panels | SEG Solar | SEG-430-BTD-BG |  | 0.43 | 10 | 265 | 40 |  | Fixed | Roof
NJADRE1560186213 | Administratively Determined Incentive Program | MORRIS PLAINS | 7950 | 34.4 | Residential | Behind the Meter | No | Green Power Energy, LLC | JCP&L |  | Accepted | 2025-07-30 | 2025-08-25 | 2026-08-25 | Solar Panels | SEG Solar | SEG-430-BTD-BG |  | 0.43 | 6 | 265 | 40 |  | Fixed | Roof
NJADRE1560186213 | Administratively Determined Incentive Program | MORRIS PLAINS | 7950 | 34.4 | Residential | Behind the Meter | No | Green Power Energy, LLC | JCP&L |  | Accepted | 2025-07-30 | 2025-08-25 | 2026-08-25 | Solar Panels | SEG Solar | SEG-430-BTD-BG |  | 0.43 | 8 | 265 | 40 |  | Fixed | Roof
NJADRE1560186213 | Administratively Determined Incentive Program | MORRIS PLAINS | 7950 | 34.4 | Residential | Behind the Meter | No | Green Power Energy, LLC | JCP&L |  | Accepted | 2025-07-30 | 2025-08-25 | 2026-08-25 | Inverters | Enphase Energy | IQ8MC-72-M-US [240V] | 320 |  | 80 |  |  | 0.98 |  | Outside | Roof
NJADRE1560186213 | Administratively Determined Incentive Program | MORRIS PLAINS | 7950 | 34.4 | Residential | Behind the Meter | No | Green Power Energy, LLC | JCP&L |  | Accepted | 2025-07-30 | 2025-08-25 | 2026-08-25 | Solar Panels | SEG Solar | SEG-430-BTD-BG |  | 0.43 | 49 | 85 | 27 |  | Fixed | Roof
NJADRE1560186213 | Administratively Determined Incentive Program | MORRIS PLAINS | 7950 | 34.4 | Residential | Behind the Meter | No | Green Power Energy, LLC | JCP&L |  | Accepted | 2025-07-30 | 2025-08-25 | 2026-08-25 | Solar Panels | SEG Solar | SEG-430-BTD-BG |  | 0.43 | 7 | 175 | 40 |  | Fixed | Roof
NJADRE1560186223 | Administratively Determined Incentive Program | Eastampton Township | 8060 | 4.785 | Residential | Behind the Meter | Yes | Velocity Energy & Home Solutions, Inc. | PSE&G |  | Accepted | 2025-07-30 | 2025-09-03 | 2026-09-03 | Solar Panels | qtron | 435w |  | 0.435 | 11 | 114 | 28 |  | Fixed | Roof
NJADRE1560186223 | Administratively Determined Incentive Program | Eastampton Township | 8060 | 4.785 | Residential | Behind the Meter | Yes | Velocity Energy & Home Solutions, Inc. | PSE&G |  | Accepted | 2025-07-30 | 2025-09-03 | 2026-09-03 | Inverters | enphase | iq8hc | 380 |  | 11 |  |  | 0.99 |  | Outside | behind panel;s
NJADRE1560186225 | Administratively Determined Incentive Program | Elizabeth | 7202 | 4.565 | Residential | Behind the Meter | Yes | Fusion Solar Energy, LLC | PSE&G |  | Accepted | 2025-07-30 | 2025-08-28 | 2026-08-28 | Inverters | ENPHASE | IQ8HC-72-M-DOM-US | 380 |  | 11 |  |  | 0.97 |  | Outside | Roof
NJADRE1560186225 | Administratively Determined Incentive Program | Elizabeth | 7202 | 4.565 | Residential | Behind the Meter | Yes | Fusion Solar Energy, LLC | PSE&G |  | Accepted | 2025-07-30 | 2025-08-28 | 2026-08-28 | Solar Panels | Q CELLS | Q.PEAK DUO BLK ML-G10.C+ |  | 0.415 | 11 | 256.9 | 46 |  | Fixed | Roof
NJADRE1560186232 | Administratively Determined Incentive Program | Phillipsburg | 8865 | 24.6 | Residential | Behind the Meter | Yes | Pro Custom Solar dba Momentum Solar | JCP&L |  | Accepted | 2025-07-30 | 2025-08-24 | 2026-08-24 | Solar Panels | Hanwha | Q. Peak duo blk ML-G10 +410 |  | 0.41 | 14 | 170 | 16 |  | Fixed | Roof
NJADRE1560186232 | Administratively Determined Incentive Program | Phillipsburg | 8865 | 24.6 | Residential | Behind the Meter | Yes | Pro Custom Solar dba Momentum Solar | JCP&L |  | Accepted | 2025-07-30 | 2025-08-24 | 2026-08-24 | Solar Panels | Hanwha | Q. Peak duo blk ML-G10 +410 |  | 0.41 | 8 | 79 | 17 |  | Fixed | Roof
NJADRE1560186232 | Administratively Determined Incentive Program | Phillipsburg | 8865 | 24.6 | Residential | Behind the Meter | Yes | Pro Custom Solar dba Momentum Solar | JCP&L |  | Accepted | 2025-07-30 | 2025-08-24 | 2026-08-24 | Solar Panels | Hanwha | Q. Peak duo blk ML-G10 +410 |  | 0.41 | 10 | 259 | 17 |  | Fixed | Roof
NJADRE1560186232 | Administratively Determined Incentive Program | Phillipsburg | 8865 | 24.6 | Residential | Behind the Meter | Yes | Pro Custom Solar dba Momentum Solar | JCP&L |  | Accepted | 2025-07-30 | 2025-08-24 | 2026-08-24 | Inverters | Enphase | IQ8HC-72-M-DOM-US | 380 |  | 60 |  |  | 0.97 |  | Outdoor
NJADRE1560186232 | Administratively Determined Incentive Program | Phillipsburg | 8865 | 24.6 | Residential | Behind the Meter | Yes | Pro Custom Solar dba Momentum Solar | JCP&L |  | Accepted | 2025-07-30 | 2025-08-24 | 2026-08-24 | Solar Panels | Hanwha | Q. Peak duo blk ML-G10 +410 |  | 0.41 | 11 | 350 | 17 |  | Fixed | Roof
NJADRE1560186232 | Administratively Determined Incentive Program | Phillipsburg | 8865 | 24.6 | Residential | Behind the Meter | Yes | Pro Custom Solar dba Momentum Solar | JCP&L |  | Accepted | 2025-07-30 | 2025-08-24 | 2026-08-24 | Solar Panels | Hanwha | Q. Peak duo blk ML-G10 +410 |  | 0.41 | 9 | 78 | 17 |  | Fixed | Roof
NJADRE1560186232 | Administratively Determined Incentive Program | Phillipsburg | 8865 | 24.6 | Residential | Behind the Meter | Yes | Pro Custom Solar dba Momentum Solar | JCP&L |  | Accepted | 2025-07-30 | 2025-08-24 | 2026-08-24 | Solar Panels | Hanwha | Q. Peak duo blk ML-G10 +410 |  | 0.41 | 8 | 259 | 17 |  | Fixed | Roof
NJADRE1560186233 | Administratively Determined Incentive Program | WINSLOW TOWNSHIP | 8081 | 6.09 | Residential | Behind the Meter | Yes | Velocity Energy & Home Solutions, Inc. | AC Electric |  | Accepted | 2025-07-30 | 2025-09-03 | 2026-09-03 | Solar Panels | Hanwha | QTRON BLK M-G2+ 435w |  | 0.435 | 14 | 144 | 27 |  | Double Axis | Roof
NJADRE1560186233 | Administratively Determined Incentive Program | WINSLOW TOWNSHIP | 8081 | 6.09 | Residential | Behind the Meter | Yes | Velocity Energy & Home Solutions, Inc. | AC Electric |  | Accepted | 2025-07-30 | 2025-09-03 | 2026-09-03 | Inverters | enphase | iq8hc | 380 |  | 14 |  |  | 0.99 |  | Outside | behind panels
NJADRE1560186243 | Administratively Determined Incentive Program | HAMMONTON | 8037 | 7.83 | Residential | Behind the Meter | Yes | Velocity Energy & Home Solutions, Inc. | AC Electric |  | Accepted | 2025-07-30 | 2025-09-05 | 2026-09-05 | Inverters | enphase | iq8hc | 380 |  | 18 |  |  | 0.99 |  | Outside | behind panels
NJADRE1560186243 | Administratively Determined Incentive Program | HAMMONTON | 8037 | 7.83 | Residential | Behind the Meter | Yes | Velocity Energy & Home Solutions, Inc. | AC Electric |  | Accepted | 2025-07-30 | 2025-09-05 | 2026-09-05 | Solar Panels | qtron | 430w |  | 0.435 | 12 | 122 | 24 |  | Fixed | Roof
NJADRE1560186243 | Administratively Determined Incentive Program | HAMMONTON | 8037 | 7.83 | Residential | Behind the Meter | Yes | Velocity Energy & Home Solutions, Inc. | AC Electric |  | Accepted | 2025-07-30 | 2025-09-05 | 2026-09-05 | Solar Panels | qtron | 430w |  | 0.435 | 6 | 122 | 24 |  | Fixed | Roof
NJADRE1560186251 | Administratively Determined Incentive Program | Buena Vista Township | 8094 | 9.57 | Residential | Behind the Meter | Yes | Velocity Energy & Home Solutions, Inc. | AC Electric |  | Accepted | 2025-07-30 | 2025-09-05 | 2026-09-05 | Inverters | enphase | iq8hc | 380 |  | 22 |  |  | 0.99 |  | Outside | behind panels
NJADRE1560186251 | Administratively Determined Incentive Program | Buena Vista Township | 8094 | 9.57 | Residential | Behind the Meter | Yes | Velocity Energy & Home Solutions, Inc. | AC Electric |  | Accepted | 2025-07-30 | 2025-09-05 | 2026-09-05 | Solar Panels | qtron | 435w |  | 0.435 | 10 | 269 | 20 |  | Fixed | Roof
NJADRE1560186251 | Administratively Determined Incentive Program | Buena Vista Township | 8094 | 9.57 | Residential | Behind the Meter | Yes | Velocity Energy & Home Solutions, Inc. | AC Electric |  | Accepted | 2025-07-30 | 2025-09-05 | 2026-09-05 | Solar Panels | qtron | 435w |  | 0.435 | 12 | 89 | 20 |  | Fixed | Roof
NJADRE1560186267 | Administratively Determined Incentive Program | Fort Lee Boro | 7024 | 12.9 | Residential | Behind the Meter | No | Green Power Energy, LLC | PSE&G |  | Accepted | 2025-07-30 | 2025-08-25 | 2026-08-25 | Solar Panels | SEG Solar | SEG-430-BTD-BG |  | 0.43 | 18 | 103 | 23 |  | Fixed | Roof
NJADRE1560186267 | Administratively Determined Incentive Program | Fort Lee Boro | 7024 | 12.9 | Residential | Behind the Meter | No | Green Power Energy, LLC | PSE&G |  | Accepted | 2025-07-30 | 2025-08-25 | 2026-08-25 | Inverters | Enphase Energy | IQ8MC-72-M-US [240V] | 320 |  | 30 |  |  | 0.98 |  | Outside | Roof
NJADRE1560186267 | Administratively Determined Incentive Program | Fort Lee Boro | 7024 | 12.9 | Residential | Behind the Meter | No | Green Power Energy, LLC | PSE&G |  | Accepted | 2025-07-30 | 2025-08-25 | 2026-08-25 | Solar Panels | SEG Solar | SEG-430-BTD-BG |  | 0.43 | 12 | 283 | 23 |  | Fixed | Roof
NJADRE1560186316 | Administratively Determined Incentive Program | VILLAS | 8251 | 7.31 | Residential | Behind the Meter | Yes | AllSeason Solar | AC Electric |  | Accepted | 2025-07-30 | 2025-08-25 | 2026-08-25 | Inverters | Enphase | IQ8 Plus | 290 |  | 17 |  |  | 0.97 |  | Outside
NJADRE1560186316 | Administratively Determined Incentive Program | VILLAS | 8251 | 7.31 | Residential | Behind the Meter | Yes | AllSeason Solar | AC Electric |  | Accepted | 2025-07-30 | 2025-08-25 | 2026-08-25 | Solar Panels | SEG Solar | SEG430BTD-BG |  | 0.43 | 3 | 219 | 41 |  | Fixed | Roof
NJADRE1560186316 | Administratively Determined Incentive Program | VILLAS | 8251 | 7.31 | Residential | Behind the Meter | Yes | AllSeason Solar | AC Electric |  | Accepted | 2025-07-30 | 2025-08-25 | 2026-08-25 | Solar Panels | SEG Solar | SEG430BTD-BG |  | 0.43 | 3 | 219 | 17 |  | Fixed | Roof
NJADRE1560186316 | Administratively Determined Incentive Program | VILLAS | 8251 | 7.31 | Residential | Behind the Meter | Yes | AllSeason Solar | AC Electric |  | Accepted | 2025-07-30 | 2025-08-25 | 2026-08-25 | Solar Panels | SEG Solar | SEG430BTD-BG |  | 0.43 | 11 | 129 | 26 |  | Fixed | Roof
NJADRE1560186329 | Administratively Determined Incentive Program | Little Egg Harbor Twp | 8087 | 6.97 | Residential | Behind the Meter | Yes | Trinity Solar, LLC | AC Electric |  | Accepted | 2025-07-30 | 2025-08-24 | 2026-08-24 | Solar Panels | HANWHA | (Q.PEAK DUO BLK ML-G10.C+ 410) |  | 0.41 | 6 | 210 | 18 |  | Fixed | Roof
NJADRE1560186329 | Administratively Determined Incentive Program | Little Egg Harbor Twp | 8087 | 6.97 | Residential | Behind the Meter | Yes | Trinity Solar, LLC | AC Electric |  | Accepted | 2025-07-30 | 2025-08-24 | 2026-08-24 | Solar Panels | HANWHA | (Q.PEAK DUO BLK ML-G10.C+ 410) |  | 0.41 | 11 | 30 | 27 |  | Fixed | Roof
NJADRE1560186329 | Administratively Determined Incentive Program | Little Egg Harbor Twp | 8087 | 6.97 | Residential | Behind the Meter | Yes | Trinity Solar, LLC | AC Electric |  | Accepted | 2025-07-30 | 2025-08-24 | 2026-08-24 | Inverters | Solar Edge | USE5700H-USMNBL75 | 5760 |  | 1 |  |  | 0.97 |  | Outdoor
NJADRE1560186345 | Administratively Determined Incentive Program | GARWOOD | 7027 | 10.2 | Residential | Behind the Meter | No | Maier Solar dba Solar Me | PSE&G |  | Accepted | 2025-07-30 | 2025-08-25 | 2026-08-25 | Solar Panels | JINKO | JKM425N-54HL |  | 0.425 | 14 | 170 | 38 |  | Fixed | Roof
NJADRE1560186345 | Administratively Determined Incentive Program | GARWOOD | 7027 | 10.2 | Residential | Behind the Meter | No | Maier Solar dba Solar Me | PSE&G |  | Accepted | 2025-07-30 | 2025-08-25 | 2026-08-25 | Solar Panels | JINKO | JKM425N-54HL |  | 0.425 | 10 | 170 | 15 |  | Fixed | Roof
NJADRE1560186345 | Administratively Determined Incentive Program | GARWOOD | 7027 | 10.2 | Residential | Behind the Meter | No | Maier Solar dba Solar Me | PSE&G |  | Accepted | 2025-07-30 | 2025-08-25 | 2026-08-25 | Inverters | ENPHASE | IQ8AC-72-M-US | 349 |  | 24 |  |  | 0.97 |  | Outdoor | ON RACKING
NJADRE1560186346 | Administratively Determined Incentive Program | Egg Harbor Twp | 8234 | 10.75 | Residential | Behind the Meter | Yes | AllSeason Solar | AC Electric |  | Accepted | 2025-07-30 | 2025-08-25 | 2026-08-25 | Inverters | Enphase | IQ8 Plus | 290 |  | 25 |  |  | 0.97 |  | Outside
NJADRE1560186346 | Administratively Determined Incentive Program | Egg Harbor Twp | 8234 | 10.75 | Residential | Behind the Meter | Yes | AllSeason Solar | AC Electric |  | Accepted | 2025-07-30 | 2025-08-25 | 2026-08-25 | Solar Panels | SEG Solar | SEG430BTD-BG |  | 0.43 | 11 | 202 | 37 |  | Fixed | Roof
NJADRE1560186346 | Administratively Determined Incentive Program | Egg Harbor Twp | 8234 | 10.75 | Residential | Behind the Meter | Yes | AllSeason Solar | AC Electric |  | Accepted | 2025-07-30 | 2025-08-25 | 2026-08-25 | Solar Panels | SEG Solar | SEG430BTD-BG |  | 0.43 | 14 | 22 | 37 |  | Fixed | Roof
NJADRE1560186351 | Administratively Determined Incentive Program | Monmouth Junction | 8852 | 17.835 | Residential | Behind the Meter | No | NJ Solar Power, LLC | PSE&G |  | Accepted | 2025-07-31 | 2025-08-26 | 2026-08-26 | Inverters | Enphase | IQ8HC-72-M-US | 15580 |  | 41 |  |  | 0.976 |  | Outside
NJADRE1560186351 | Administratively Determined Incentive Program | Monmouth Junction | 8852 | 17.835 | Residential | Behind the Meter | No | NJ Solar Power, LLC | PSE&G |  | Accepted | 2025-07-31 | 2025-08-26 | 2026-08-26 | Solar Panels | Hanwha | Q.TRON BLK M-G2+ 435 |  | 0.435 | 15 | 133 | 27 |  | Fixed | Roof | Roof 1
NJADRE1560186351 | Administratively Determined Incentive Program | Monmouth Junction | 8852 | 17.835 | Residential | Behind the Meter | No | NJ Solar Power, LLC | PSE&G |  | Accepted | 2025-07-31 | 2025-08-26 | 2026-08-26 | Electric Storage Battery | Enphase | Enphase IQ 10C-1P-NA |  |  | 1 |  |  |  | Lithium Ion |  | inside
NJADRE1560186351 | Administratively Determined Incentive Program | Monmouth Junction | 8852 | 17.835 | Residential | Behind the Meter | No | NJ Solar Power, LLC | PSE&G |  | Accepted | 2025-07-31 | 2025-08-26 | 2026-08-26 | Solar Panels | Hanwha | Q.TRON BLK M-G2+ 435 |  | 0.435 | 18 | 133 | 27 |  | Fixed | Roof | Roof 2
NJADRE1560186351 | Administratively Determined Incentive Program | Monmouth Junction | 8852 | 17.835 | Residential | Behind the Meter | No | NJ Solar Power, LLC | PSE&G |  | Accepted | 2025-07-31 | 2025-08-26 | 2026-08-26 | Solar Panels | Hanwha | Q.TRON BLK M-G2+ 435 |  | 0.435 | 8 | 223 | 37 |  | Fixed | Roof | Roof 3
NJADRE1560186359 | Administratively Determined Incentive Program | Egg Harbor City | 8215 | 44.28 | Residential | Behind the Meter | No | RCL Enterprises, Inc. | AC Electric |  | Accepted | 2025-07-31 | 2025-09-03 | 2026-09-03 | Meters | tbd - envoy | t |  |  | 1 |  |  |  | Yes | Indoor
NJADRE1560186359 | Administratively Determined Incentive Program | Egg Harbor City | 8215 | 44.28 | Residential | Behind the Meter | No | RCL Enterprises, Inc. | AC Electric |  | Accepted | 2025-07-31 | 2025-09-03 | 2026-09-03 | Solar Panels | Mission | MISSION SOLAR MSE PERV 108HC-410 |  | 0.41 | 108 | 131 | 15 |  | Fixed | Roof
NJADRE1560186359 | Administratively Determined Incentive Program | Egg Harbor City | 8215 | 44.28 | Residential | Behind the Meter | No | RCL Enterprises, Inc. | AC Electric |  | Accepted | 2025-07-31 | 2025-09-03 | 2026-09-03 | Inverters | Enphase | IQ8PLUS-72-2-US | 290 |  | 108 |  |  | 0.977 |  | Outdoor | rooftop
NJADRE1560186381 | Administratively Determined Incentive Program | Morganville | 7751 | 8.5 | Residential | Behind the Meter | No | US Clean Energy Construction, Inc. | JCP&L |  | Accepted | 2025-07-30 | 2025-08-28 | 2026-08-28 | Solar Panels | Trina Solar | Trina 425W |  | 0.425 | 16 | 146 | 20 |  | Fixed | Roof
NJADRE1560186381 | Administratively Determined Incentive Program | Morganville | 7751 | 8.5 | Residential | Behind the Meter | No | US Clean Energy Construction, Inc. | JCP&L |  | Accepted | 2025-07-30 | 2025-08-28 | 2026-08-28 | Solar Panels | Trina Solar | Trina 425W |  | 0.425 | 4 | 326 | 20 |  | Fixed | Roof
NJADRE1560186381 | Administratively Determined Incentive Program | Morganville | 7751 | 8.5 | Residential | Behind the Meter | No | US Clean Energy Construction, Inc. | JCP&L |  | Accepted | 2025-07-30 | 2025-08-28 | 2026-08-28 | Inverters | SMA AMERICA | SMA SB-5.8-US | 5800 |  | 1 |  |  | 0.98 |  | Outdoor
NJADRE1560186381 | Administratively Determined Incentive Program | Morganville | 7751 | 8.5 | Residential | Behind the Meter | No | US Clean Energy Construction, Inc. | JCP&L |  | Accepted | 2025-07-30 | 2025-08-28 | 2026-08-28 | Meters | VISION METERING | Cat VM-2E2A1P |  |  | 1 |  |  |  | Yes | Outdoor
NJADRE1560186388 | Administratively Determined Incentive Program | Bloomfield | 7003 | 9.89 | Residential | Behind the Meter | Yes | AllSeason Solar | PSE&G |  | Accepted | 2025-07-30 | 2025-08-25 | 2026-08-25 | Inverters | Enphase | IQ8 Plus | 290 |  | 23 |  |  | 0.97 |  | Outside
NJADRE1560186388 | Administratively Determined Incentive Program | Bloomfield | 7003 | 9.89 | Residential | Behind the Meter | Yes | AllSeason Solar | PSE&G |  | Accepted | 2025-07-30 | 2025-08-25 | 2026-08-25 | Solar Panels | SEG Solar | SEG430BTD-BG |  | 0.43 | 14 | 132 | 37 |  | Fixed | Roof
NJADRE1560186388 | Administratively Determined Incentive Program | Bloomfield | 7003 | 9.89 | Residential | Behind the Meter | Yes | AllSeason Solar | PSE&G |  | Accepted | 2025-07-30 | 2025-08-25 | 2026-08-25 | Solar Panels | SEG Solar | SEG430BTD-BG |  | 0.43 | 9 | 312 | 37 |  | Fixed | Roof
NJADRE1560186390 | Administratively Determined Incentive Program | Hazlet | 7730 | 7.83 | Residential | Behind the Meter | No | Maier Solar Engineering dba Solar Me | JCP&L |  | Accepted | 2025-07-30 | 2025-08-25 | 2026-08-25 | Solar Panels | QCELL - HANWHA | QTRON- BLK-MG2+435 |  | 0.435 | 6 | 115 | 23 |  | Fixed | Roof
NJADRE1560186390 | Administratively Determined Incentive Program | Hazlet | 7730 | 7.83 | Residential | Behind the Meter | No | Maier Solar Engineering dba Solar Me | JCP&L |  | Accepted | 2025-07-30 | 2025-08-25 | 2026-08-25 | Solar Panels | QCELL - HANWHA | QTRON- BLK-MG2+435 |  | 0.435 | 6 | 205 | 23 |  | Fixed | Roof
NJADRE1560186390 | Administratively Determined Incentive Program | Hazlet | 7730 | 7.83 | Residential | Behind the Meter | No | Maier Solar Engineering dba Solar Me | JCP&L |  | Accepted | 2025-07-30 | 2025-08-25 | 2026-08-25 | Inverters | ENPHASE | IQ8AC-72-M-US | 349 |  | 18 |  |  | 0.97 |  | Outdoor | ON RACKING
NJADRE1560186390 | Administratively Determined Incentive Program | Hazlet | 7730 | 7.83 | Residential | Behind the Meter | No | Maier Solar Engineering dba Solar Me | JCP&L |  | Accepted | 2025-07-30 | 2025-08-25 | 2026-08-25 | Solar Panels | QCELL - HANWHA | QTRON- BLK-MG2+435 |  | 0.435 | 6 | 115 | 23 |  | Fixed | Roof
NJADRE1560186405 | Administratively Determined Incentive Program | Toms River | 8757 | 10.53 | Residential | Behind the Meter | Yes | Bright Ops, Inc. | JCP&L |  | Accepted | 2025-07-30 | 2025-08-25 | 2026-08-25 | Inverters | SolarEdge Technologies | SE7600H-USSN | 7600 |  | 1 |  |  | 0.98 |  | Outdoor | Outside
NJADRE1560186405 | Administratively Determined Incentive Program | Toms River | 8757 | 10.53 | Residential | Behind the Meter | Yes | Bright Ops, Inc. | JCP&L |  | Accepted | 2025-07-30 | 2025-08-25 | 2026-08-25 | Solar Panels | Hanwha Q-Cells | Q.PEAK DUO BLK ML-G10+ 405 |  | 0.405 | 26 | 267 | 18 |  | Fixed | Roof
NJADRE1560186431 | Administratively Determined Incentive Program | North Plainfield | 7063 | 3.28 | Residential | Behind the Meter | Yes | Sunrun Installation Service,s Inc. | PSE&G |  | Accepted | 2025-07-30 | 2025-08-24 | 2026-08-24 | Solar Panels | Hanwha Q-Cells | Q.PEAK DUO BLK ML-G10.C+ 410 (MD06G100A-017) |  | 0.41 | 8 | 138 | 18 |  | Fixed | Roof
NJADRE1560186431 | Administratively Determined Incentive Program | North Plainfield | 7063 | 3.28 | Residential | Behind the Meter | Yes | Sunrun Installation Service,s Inc. | PSE&G |  | Accepted | 2025-07-30 | 2025-08-24 | 2026-08-24 | Electric Storage Battery | TESLA | Powerwall 3 1707000-xx-y |  |  | 1 |  |  |  | Lithium Ion |  | INSIDE
NJADRE1560186431 | Administratively Determined Incentive Program | North Plainfield | 7063 | 3.28 | Residential | Behind the Meter | Yes | Sunrun Installation Service,s Inc. | PSE&G |  | Accepted | 2025-07-30 | 2025-08-24 | 2026-08-24 | Inverters | TESLA | Powerwall 3 1707000-xx-y | 11500 |  | 1 |  |  | 0.97 |  | Indoor
NJADRE1560187077 | Administratively Determined Incentive Program | Elizabeth | 7202 | 8.3 | Residential | Behind the Meter | Yes | Fusion Solar Energy, LLC | PSE&G |  | Accepted | 2025-07-30 | 2025-09-05 | 2026-09-05 | Solar Panels | Q CELLS | Q.PEAK DUO BLK ML-G10.C+ |  | 0.415 | 20 | 256.9 | 46 |  | Fixed | Roof
NJADRE1560187077 | Administratively Determined Incentive Program | Elizabeth | 7202 | 8.3 | Residential | Behind the Meter | Yes | Fusion Solar Energy, LLC | PSE&G |  | Accepted | 2025-07-30 | 2025-09-05 | 2026-09-05 | Inverters | ENPHASE | IQ8HC-72-M-DOM-US | 380 |  | 20 |  |  | 0.97 |  | Outside | Roof
NJADRE1560187079 | Administratively Determined Incentive Program | Kendall Park | 8824 | 13.485 | Residential | Behind the Meter | No | Maier Solar Engineering dba Solar Me | PSE&G |  | Accepted | 2025-07-30 | 2025-08-25 | 2026-08-25 | Solar Panels | QCELL - HANWHA | QTRON- BLK-MG2+435 |  | 0.435 | 7 | 344 | 20 |  | Fixed | Roof
NJADRE1560187079 | Administratively Determined Incentive Program | Kendall Park | 8824 | 13.485 | Residential | Behind the Meter | No | Maier Solar Engineering dba Solar Me | PSE&G |  | Accepted | 2025-07-30 | 2025-08-25 | 2026-08-25 | Solar Panels | QCELL - HANWHA | QTRON- BLK-MG2+435 |  | 0.435 | 4 | 164 | 20 |  | Fixed | Pole
NJADRE1560187079 | Administratively Determined Incentive Program | Kendall Park | 8824 | 13.485 | Residential | Behind the Meter | No | Maier Solar Engineering dba Solar Me | PSE&G |  | Accepted | 2025-07-30 | 2025-08-25 | 2026-08-25 | Solar Panels | QCELL - HANWHA | QTRON- BLK-MG2+435 |  | 0.435 | 20 | 164 | 20 |  | Fixed | Roof
NJADRE1560187079 | Administratively Determined Incentive Program | Kendall Park | 8824 | 13.485 | Residential | Behind the Meter | No | Maier Solar Engineering dba Solar Me | PSE&G |  | Accepted | 2025-07-30 | 2025-08-25 | 2026-08-25 | Inverters | ENPHASE | IQ8AC-72-M-US | 349 |  | 31 |  |  | 0.97 |  | Outdoor | ON RACKING
NJADRE1560187598 | Administratively Determined Incentive Program | Bridgeton | 8302 | 4.86 | Residential | Behind the Meter | Yes | Bright Ops, Inc. | AC Electric |  | Accepted | 2025-07-30 | 2025-09-03 | 2026-09-03 | Solar Panels | HANWHA Q-CELLS | Q.Peak Duo Blk Ml-G10+405 |  | 0.405 | 12 | 149 | 23 |  | Fixed | Roof
NJADRE1560187598 | Administratively Determined Incentive Program | Bridgeton | 8302 | 4.86 | Residential | Behind the Meter | Yes | Bright Ops, Inc. | AC Electric |  | Accepted | 2025-07-30 | 2025-09-03 | 2026-09-03 | Inverters | SolarEdge | SE3800H-USMN | 3800 |  | 1 |  |  | 0.98 |  | Outdoor | OUTSIDE
NJADRE1560187620 | Administratively Determined Incentive Program | Marlboro | 7746 | 13.12 | Residential | Behind the Meter | No | PV4U, LLC | JCP&L |  | Accepted | 2025-07-31 | 2025-08-25 | 2026-08-25 | Solar Panels | AXITEC | AC-410MBT |  | 0.41 | 26 | 125 | 42 |  | Fixed | Roof
NJADRE1560187620 | Administratively Determined Incentive Program | Marlboro | 7746 | 13.12 | Residential | Behind the Meter | No | PV4U, LLC | JCP&L |  | Accepted | 2025-07-31 | 2025-08-25 | 2026-08-25 | Solar Panels | AXITEC | AC-410MBT |  | 0.41 | 6 | 215 | 42 |  | Fixed | Roof
NJADRE1560187620 | Administratively Determined Incentive Program | Marlboro | 7746 | 13.12 | Residential | Behind the Meter | No | PV4U, LLC | JCP&L |  | Accepted | 2025-07-31 | 2025-08-25 | 2026-08-25 | Inverters | ENPHASE | IQ8PLUS | 290 |  | 32 |  |  | 0.98 |  | Outside
NJADRE1560193946 | Administratively Determined Incentive Program | Woodstown | 8098 | 9.03 | Residential | Behind the Meter | No | RCL Enterprises, Inc. | AC Electric |  | Accepted | 2025-07-31 | 2025-08-25 | 2026-08-25 | Solar Panels | SEG | SEG430BTD |  | 0.43 | 7 | 202 | 18 |  | Fixed | Roof
NJADRE1560193946 | Administratively Determined Incentive Program | Woodstown | 8098 | 9.03 | Residential | Behind the Meter | No | RCL Enterprises, Inc. | AC Electric |  | Accepted | 2025-07-31 | 2025-08-25 | 2026-08-25 | Inverters | Enphase | IQ8plus | 290 |  | 21 |  |  | 0.97 |  | Outside
NJADRE1560193946 | Administratively Determined Incentive Program | Woodstown | 8098 | 9.03 | Residential | Behind the Meter | No | RCL Enterprises, Inc. | AC Electric |  | Accepted | 2025-07-31 | 2025-08-25 | 2026-08-25 | Solar Panels | SEG | SEG430BTD |  | 0.43 | 6 | 202 | 10 |  | Fixed | Roof
NJADRE1560193946 | Administratively Determined Incentive Program | Woodstown | 8098 | 9.03 | Residential | Behind the Meter | No | RCL Enterprises, Inc. | AC Electric |  | Accepted | 2025-07-31 | 2025-08-25 | 2026-08-25 | Solar Panels | SEG | SEG430BTD |  | 0.43 | 8 | 202 | 18 |  | Fixed | Roof
NJADRE1560193973 | Administratively Determined Incentive Program | Hillsborough | 8844 | 13.12 | Residential | Behind the Meter | Yes | Pro Custom Solar dba Momentum Solar | PSE&G |  | Accepted | 2025-07-31 | 2025-08-25 | 2026-08-25 | Inverters | ENPHASE | IQ8HC-72-M-DOM-US | 380 |  | 32 |  |  | 0.97 |  | Outdoor
NJADRE1560193973 | Administratively Determined Incentive Program | Hillsborough | 8844 | 13.12 | Residential | Behind the Meter | Yes | Pro Custom Solar dba Momentum Solar | PSE&G |  | Accepted | 2025-07-31 | 2025-08-25 | 2026-08-25 | Solar Panels | HANWHA | HANWHA Q.PEAK DUO BLK ML-G10+410 |  | 0.41 | 17 | 357 | 18 |  | Fixed | Roof
NJADRE1560193973 | Administratively Determined Incentive Program | Hillsborough | 8844 | 13.12 | Residential | Behind the Meter | Yes | Pro Custom Solar dba Momentum Solar | PSE&G |  | Accepted | 2025-07-31 | 2025-08-25 | 2026-08-25 | Solar Panels | HANWHA | HANWHA Q.PEAK DUO BLK ML-G10+410 |  | 0.41 | 3 | 177 | 18 |  | Fixed | Roof
NJADRE1560193973 | Administratively Determined Incentive Program | Hillsborough | 8844 | 13.12 | Residential | Behind the Meter | Yes | Pro Custom Solar dba Momentum Solar | PSE&G |  | Accepted | 2025-07-31 | 2025-08-25 | 2026-08-25 | Solar Panels | HANWHA | HANWHA Q.PEAK DUO BLK ML-G10+410 |  | 0.41 | 12 | 177 | 17 |  | Fixed | Roof
NJADRE1560193977 | Administratively Determined Incentive Program | Westfield | 7090 | 4.05 | Residential | Behind the Meter | No | Sunrun Installation Services, Inc. | PSE&G |  | Accepted | 2025-07-31 | 2025-08-25 | 2026-08-25 | Inverters | SOLAREDGE TECHNOLOGIES | SE3800H-USMN | 3800 |  | 1 |  |  | 0.99 |  | Outside
NJADRE1560193977 | Administratively Determined Incentive Program | Westfield | 7090 | 4.05 | Residential | Behind the Meter | No | Sunrun Installation Services, Inc. | PSE&G |  | Accepted | 2025-07-31 | 2025-08-25 | 2026-08-25 | Solar Panels | JA SOLAR | JAM54S31-405/MR |  | 0.405 | 10 | 218 | 39 |  | Fixed | Roof
NJADRE1560193986 | Administratively Determined Incentive Program | CARTERET | 7008 | 5.81 | Residential | Behind the Meter | Yes | Big Wave Roofing and Solar, LLC | PSE&G |  | Accepted | 2025-07-31 | 2025-08-25 | 2026-08-25 | Solar Panels | QCELLS | Q.PEAK DUO BLK ML-G10.C+ 415W |  | 0.415 | 10 | 270 | 18 |  | Fixed | Roof
NJADRE1560193986 | Administratively Determined Incentive Program | CARTERET | 7008 | 5.81 | Residential | Behind the Meter | Yes | Big Wave Roofing and Solar, LLC | PSE&G |  | Accepted | 2025-07-31 | 2025-08-25 | 2026-08-25 | Inverters | Enphase | IQ8HC-72-M-DOM-US | 380 |  | 14 |  |  | 0.97 |  | Outside
NJADRE1560193986 | Administratively Determined Incentive Program | CARTERET | 7008 | 5.81 | Residential | Behind the Meter | Yes | Big Wave Roofing and Solar, LLC | PSE&G |  | Accepted | 2025-07-31 | 2025-08-25 | 2026-08-25 | Solar Panels | QCELLS | Q.PEAK DUO BLK ML-G10.C+ 415W |  | 0.415 | 4 | 90 | 18 |  | Fixed | Roof
NJADRE1560193987 | Administratively Determined Incentive Program | Toms River | 8753 | 7.29 | Residential | Behind the Meter | Yes | Sunrun Installation Services, Inc. | JCP&L |  | Accepted | 2025-07-31 | 2025-08-25 | 2026-08-25 | Inverters | SolarEdge Technologies | SE5700H-USMN | 5760 |  | 1 |  |  | 0.99 |  | Outdoor
NJADRE1560193987 | Administratively Determined Incentive Program | Toms River | 8753 | 7.29 | Residential | Behind the Meter | Yes | Sunrun Installation Services, Inc. | JCP&L |  | Accepted | 2025-07-31 | 2025-08-25 | 2026-08-25 | Solar Panels | JA Solar | JAM54S31-405/MR |  | 0.405 | 18 | 189 | 44 |  | Fixed | Roof
NJADRE1560193990 | Administratively Determined Incentive Program | Trenton | 8638 | 4.92 | Residential | Behind the Meter | Yes | Pro Custom Solar dba Momentum Solar | PSE&G |  | Accepted | 2025-07-31 | 2025-08-26 | 2026-08-26 | Solar Panels | hanwha | q.peak duo blk-g10+410 |  | 0.41 | 6 | 35 | 4 |  | Fixed | Roof
NJADRE1560193990 | Administratively Determined Incentive Program | Trenton | 8638 | 4.92 | Residential | Behind the Meter | Yes | Pro Custom Solar dba Momentum Solar | PSE&G |  | Accepted | 2025-07-31 | 2025-08-26 | 2026-08-26 | Inverters | ENPHASE | IQ8HC-72-M-DOM-US | 380 |  | 12 |  |  | 0.97 |  | Outdoor
NJADRE1560193990 | Administratively Determined Incentive Program | Trenton | 8638 | 4.92 | Residential | Behind the Meter | Yes | Pro Custom Solar dba Momentum Solar | PSE&G |  | Accepted | 2025-07-31 | 2025-08-26 | 2026-08-26 | Solar Panels | hanwha | q.peak duo blk-g10+410 |  | 0.41 | 6 | 215 | 8 |  | Fixed | Roof
NJADRE1560193993 | Administratively Determined Incentive Program | BRIGANTINE | 8203 | 3.32 | Residential | Behind the Meter | No | Green Power Energy, LLC | AC Electric |  | Accepted | 2025-07-31 | 2025-08-26 | 2026-08-26 | Inverters | Enphase | IQ8MC-72-M-US [240V] | 320 |  | 8 |  |  | 0.98 |  | Outside
NJADRE1560193993 | Administratively Determined Incentive Program | BRIGANTINE | 8203 | 3.32 | Residential | Behind the Meter | No | Green Power Energy, LLC | AC Electric |  | Accepted | 2025-07-31 | 2025-08-26 | 2026-08-26 | Solar Panels | Hanwha Qcells | Q.PEAK DUO BLK ML-G10+ 415 |  | 0.415 | 4 | 151 | 23 |  | Fixed | Roof
NJADRE1560193993 | Administratively Determined Incentive Program | BRIGANTINE | 8203 | 3.32 | Residential | Behind the Meter | No | Green Power Energy, LLC | AC Electric |  | Accepted | 2025-07-31 | 2025-08-26 | 2026-08-26 | Solar Panels | Hanwha Qcells | Q.PEAK DUO BLK ML-G10+ 415 |  | 0.415 | 4 | 151 | 27 |  | Fixed | Roof
NJADRE1560193997 | Administratively Determined Incentive Program | Woolwich Township | 8085 | 7.83 | Residential | Behind the Meter | Yes | Brilliant Installations, Inc. | AC Electric |  | Accepted | 2025-07-31 | 2025-08-25 | 2026-08-25 | Inverters | SOLAREDGE | USE5700H-USMNBL75 | 5700 |  | 1 |  |  | 0.97 |  | Outdoor
NJADRE1560193997 | Administratively Determined Incentive Program | Woolwich Township | 8085 | 7.83 | Residential | Behind the Meter | Yes | Brilliant Installations, Inc. | AC Electric |  | Accepted | 2025-07-31 | 2025-08-25 | 2026-08-25 | Solar Panels | HANWHA QCELLS | Q.TRON BLK M-G2.H+ 435 |  | 0.435 | 18 | 164 | 33 |  | Fixed | Roof
NJADRE1560194007 | Administratively Determined Incentive Program | Eagleswood | 8092 | 15.66 | Residential | Behind the Meter | Yes | SunnyMac, LLC | AC Electric |  | Accepted | 2025-07-31 | 2025-08-25 | 2026-08-25 | Inverters | SOLAREDGE HOME HUB | SE11400H-US | 11400 |  | 1 |  |  | 0.99 |  | Outdoor | next to meter
NJADRE1560194007 | Administratively Determined Incentive Program | Eagleswood | 8092 | 15.66 | Residential | Behind the Meter | Yes | SunnyMac, LLC | AC Electric |  | Accepted | 2025-07-31 | 2025-08-25 | 2026-08-25 | Solar Panels | HANWHA | Q.TRON BLK M-G2.H+ |  | 0.435 | 12 | 298 | 30 |  | Fixed | Roof | next to meter
NJADRE1560194007 | Administratively Determined Incentive Program | Eagleswood | 8092 | 15.66 | Residential | Behind the Meter | Yes | SunnyMac, LLC | AC Electric |  | Accepted | 2025-07-31 | 2025-08-25 | 2026-08-25 | Solar Panels | HANWHA | Q.TRON BLK M-G2.H+ |  | 0.435 | 9 | 68 | 30 |  | Fixed | Roof | next to meter
NJADRE1560194007 | Administratively Determined Incentive Program | Eagleswood | 8092 | 15.66 | Residential | Behind the Meter | Yes | SunnyMac, LLC | AC Electric |  | Accepted | 2025-07-31 | 2025-08-25 | 2026-08-25 | Solar Panels | HANWHA | Q.TRON BLK M-G2.H+ |  | 0.435 | 15 | 158 | 30 |  | Fixed | Roof | next to meter
NJADRE1560194010 | Administratively Determined Incentive Program | TOMS RIVER | 8757 | 5.33 | Residential | Behind the Meter | Yes | Sunrun Installation Services, Inc. | JCP&L |  | Accepted | 2025-07-31 | 2025-08-26 | 2026-08-26 | Electric Storage Battery | TESLA | Powerwall 3 1707000-xx-y |  |  | 1 |  |  |  | Lithium Ion |  | OUTSIDE
NJADRE1560194010 | Administratively Determined Incentive Program | TOMS RIVER | 8757 | 5.33 | Residential | Behind the Meter | Yes | Sunrun Installation Services, Inc. | JCP&L |  | Accepted | 2025-07-31 | 2025-08-26 | 2026-08-26 | Solar Panels | Hanwha Q-Cells | Q.PEAK DUO BLK ML-G10.C+ 410 (MD06G100A-017) |  | 0.41 | 13 | 197 | 18 |  | Fixed | Roof
NJADRE1560194010 | Administratively Determined Incentive Program | TOMS RIVER | 8757 | 5.33 | Residential | Behind the Meter | Yes | Sunrun Installation Services, Inc. | JCP&L |  | Accepted | 2025-07-31 | 2025-08-26 | 2026-08-26 | Inverters | TESLA | Powerwall 3 1707000-xx-y | 11500 |  | 1 |  |  | 0.97 |  | Outdoor | Next to meter
NJADRE1560194021 | Administratively Determined Incentive Program | Piscataway | 8854 | 13.33 | Residential | Behind the Meter | Yes | Pro Custom Solar dba Momentum Solar | PSE&G |  | Accepted | 2025-07-31 | 2025-08-26 | 2026-08-26 | Inverters | ENPHASE | IQ8HC-72-M-DOM-US | 380 |  | 31 |  |  | 0.97 |  | Outdoor
NJADRE1560194021 | Administratively Determined Incentive Program | Piscataway | 8854 | 13.33 | Residential | Behind the Meter | Yes | Pro Custom Solar dba Momentum Solar | PSE&G |  | Accepted | 2025-07-31 | 2025-08-26 | 2026-08-26 | Solar Panels | HANWHA | HANWHA Q.TRON BLK M-G2+ 430 |  | 0.43 | 18 | 149 | 27 |  | Fixed | Roof
NJADRE1560194021 | Administratively Determined Incentive Program | Piscataway | 8854 | 13.33 | Residential | Behind the Meter | Yes | Pro Custom Solar dba Momentum Solar | PSE&G |  | Accepted | 2025-07-31 | 2025-08-26 | 2026-08-26 | Solar Panels | HANWHA | HANWHA Q.TRON BLK M-G2+ 430 |  | 0.43 | 13 | 329 | 27 |  | Fixed | Roof
NJADRE1560194028 | Administratively Determined Incentive Program | NORTH BRUNSWICK TWP | 8902 | 7.695 | Residential | Behind the Meter | Yes | Sunrun Installation Services, Inc. | PSE&G |  | Accepted | 2025-07-31 | 2025-08-25 | 2026-08-25 | Inverters | SOLAREDGE TECHNOLOGIES | SE5700H-USMN | 5760 |  | 1 |  |  | 0.99 |  | Outside
NJADRE1560194028 | Administratively Determined Incentive Program | NORTH BRUNSWICK TWP | 8902 | 7.695 | Residential | Behind the Meter | Yes | Sunrun Installation Services, Inc. | PSE&G |  | Accepted | 2025-07-31 | 2025-08-25 | 2026-08-25 | Solar Panels | JA SOLAR | JAM54S31-405/MR |  | 0.405 | 11 | 219 | 24 |  | Fixed | Roof
NJADRE1560194028 | Administratively Determined Incentive Program | NORTH BRUNSWICK TWP | 8902 | 7.695 | Residential | Behind the Meter | Yes | Sunrun Installation Services, Inc. | PSE&G |  | Accepted | 2025-07-31 | 2025-08-25 | 2026-08-25 | Solar Panels | JA SOLAR | JAM54S31-405/MR |  | 0.405 | 8 | 39 | 24 |  | Fixed | Roof
NJADRE1560194040 | Administratively Determined Incentive Program | NEWARK | 7108 | 4.3 | Residential | Behind the Meter | Yes | PosiGen Developer, LLC | PSE&G |  | Accepted | 2025-07-31 | 2025-08-26 | 2026-08-26 | Inverters | SolarEdge | SE3800H-US | 3800 |  | 1 |  |  | 0.99 |  | Outside | within ten feet of meter
NJADRE1560194040 | Administratively Determined Incentive Program | NEWARK | 7108 | 4.3 | Residential | Behind the Meter | Yes | PosiGen Developer, LLC | PSE&G |  | Accepted | 2025-07-31 | 2025-08-26 | 2026-08-26 | Solar Panels | JINKO EAGLE | G6R JKM430N-54HL4-B |  | 0.43 | 10 | 288 | 28 |  | Fixed | Roof
NJADRE1560194042 | Administratively Determined Incentive Program | Pitts Grove | 8318 | 13.12 | Residential | Behind the Meter | No | Pro Custom Solar dba Momentum Solar | AC Electric |  | Accepted | 2025-07-31 | 2025-08-26 | 2026-08-26 | Solar Panels | hanwha | q.peak duo blk-g10+410 |  | 0.41 | 8 | 278 | 16 |  | Fixed | Roof
NJADRE1560194042 | Administratively Determined Incentive Program | Pitts Grove | 8318 | 13.12 | Residential | Behind the Meter | No | Pro Custom Solar dba Momentum Solar | AC Electric |  | Accepted | 2025-07-31 | 2025-08-26 | 2026-08-26 | Solar Panels | hanwha | q.peak duo blk-g10+410 |  | 0.41 | 18 | 188 | 18 |  | Fixed | Roof
NJADRE1560194042 | Administratively Determined Incentive Program | Pitts Grove | 8318 | 13.12 | Residential | Behind the Meter | No | Pro Custom Solar dba Momentum Solar | AC Electric |  | Accepted | 2025-07-31 | 2025-08-26 | 2026-08-26 | Inverters | ENPHASE | IQ8HC-72-M-DOM-US | 380 |  | 32 |  |  | 0.97 |  | Outdoor
NJADRE1560194042 | Administratively Determined Incentive Program | Pitts Grove | 8318 | 13.12 | Residential | Behind the Meter | No | Pro Custom Solar dba Momentum Solar | AC Electric |  | Accepted | 2025-07-31 | 2025-08-26 | 2026-08-26 | Solar Panels | HANWHA | q.peak duo blk-g10+410 |  | 0.41 | 6 | 98 | 35 |  | Fixed | Roof
NJADRE1560194043 | Administratively Determined Incentive Program | MONROE | 8831 | 6.375 | Residential | Behind the Meter | Yes | Power Energy Solutions, LLC | JCP&L |  | Accepted | 2025-07-31 | 2025-08-26 | 2026-08-26 | Solar Panels | Jinko | JKM425N-54HL4-B |  | 0.425 | 15 | 225 | 32 |  | Fixed | Roof
NJADRE1560194043 | Administratively Determined Incentive Program | MONROE | 8831 | 6.375 | Residential | Behind the Meter | Yes | Power Energy Solutions, LLC | JCP&L |  | Accepted | 2025-07-31 | 2025-08-26 | 2026-08-26 | Inverters | Enphase | IQ8MC-72-M-US | 5 |  | 15 |  |  | 0.97 |  | Outdoor
NJADRE1560194052 | Administratively Determined Incentive Program | Cranford | 7016 | 8.17 | Residential | Behind the Meter | No | Green Power Energy, LLC | PSE&G |  | Accepted | 2025-07-31 | 2025-08-25 | 2026-08-25 | Solar Panels | SEG Solar | SEG-430-BTD-BG |  | 0.43 | 1 | 133 | 30 |  | Fixed | Roof
NJADRE1560194052 | Administratively Determined Incentive Program | Cranford | 7016 | 8.17 | Residential | Behind the Meter | No | Green Power Energy, LLC | PSE&G |  | Accepted | 2025-07-31 | 2025-08-25 | 2026-08-25 | Inverters | Enphase | IQ8MC-72-M-US [240V] | 320 |  | 19 |  |  | 0.98 |  | Outside
NJADRE1560194052 | Administratively Determined Incentive Program | Cranford | 7016 | 8.17 | Residential | Behind the Meter | No | Green Power Energy, LLC | PSE&G |  | Accepted | 2025-07-31 | 2025-08-25 | 2026-08-25 | Solar Panels | SEG Solar | SEG-430-BTD-BG |  | 0.43 | 3 | 313 | 23 |  | Fixed | Roof
NJADRE1560194052 | Administratively Determined Incentive Program | Cranford | 7016 | 8.17 | Residential | Behind the Meter | No | Green Power Energy, LLC | PSE&G |  | Accepted | 2025-07-31 | 2025-08-25 | 2026-08-25 | Solar Panels | SEG Solar | SEG-430-BTD-BG |  | 0.43 | 3 | 133 | 23 |  | Fixed | Roof
NJADRE1560194052 | Administratively Determined Incentive Program | Cranford | 7016 | 8.17 | Residential | Behind the Meter | No | Green Power Energy, LLC | PSE&G |  | Accepted | 2025-07-31 | 2025-08-25 | 2026-08-25 | Solar Panels | SEG Solar | SEG-430-BTD-BG |  | 0.43 | 1 | 313 | 30 |  | Fixed | Roof
NJADRE1560194052 | Administratively Determined Incentive Program | Cranford | 7016 | 8.17 | Residential | Behind the Meter | No | Green Power Energy, LLC | PSE&G |  | Accepted | 2025-07-31 | 2025-08-25 | 2026-08-25 | Solar Panels | SEG Solar | SEG-430-BTD-BG |  | 0.43 | 4 | 43 | 23 |  | Fixed | Roof
NJADRE1560194052 | Administratively Determined Incentive Program | Cranford | 7016 | 8.17 | Residential | Behind the Meter | No | Green Power Energy, LLC | PSE&G |  | Accepted | 2025-07-31 | 2025-08-25 | 2026-08-25 | Solar Panels | SEG Solar | SEG-430-BTD-BG |  | 0.43 | 5 | 223 | 30 |  | Fixed | Roof
NJADRE1560194052 | Administratively Determined Incentive Program | Cranford | 7016 | 8.17 | Residential | Behind the Meter | No | Green Power Energy, LLC | PSE&G |  | Accepted | 2025-07-31 | 2025-08-25 | 2026-08-25 | Solar Panels | SEG Solar | SEG-430-BTD-BG |  | 0.43 | 2 | 43 | 30 |  | Fixed | Roof
NJADRE1560194056 | Administratively Determined Incentive Program | Andover | 7821 | 8.2 | Residential | Behind the Meter | No | Trinity Solar, LLC | JCP&L |  | Accepted | 2025-07-31 | 2025-08-25 | 2026-08-25 | Solar Panels | Hanwha | Q.PEAK DUO BLK ML-G10+ 410 |  | 0.41 | 6 | 208 | 45 |  | Fixed | Roof
NJADRE1560194056 | Administratively Determined Incentive Program | Andover | 7821 | 8.2 | Residential | Behind the Meter | No | Trinity Solar, LLC | JCP&L |  | Accepted | 2025-07-31 | 2025-08-25 | 2026-08-25 | Solar Panels | Hanwha | Q.PEAK DUO BLK ML-G10+ 410 |  | 0.41 | 5 | 208 | 43 |  | Fixed | Roof
NJADRE1560194056 | Administratively Determined Incentive Program | Andover | 7821 | 8.2 | Residential | Behind the Meter | No | Trinity Solar, LLC | JCP&L |  | Accepted | 2025-07-31 | 2025-08-25 | 2026-08-25 | Solar Panels | Hanwha | Q.PEAK DUO BLK ML-G10+ 410 |  | 0.41 | 6 | 118 | 12 |  | Fixed | Roof
NJADRE1560194056 | Administratively Determined Incentive Program | Andover | 7821 | 8.2 | Residential | Behind the Meter | No | Trinity Solar, LLC | JCP&L |  | Accepted | 2025-07-31 | 2025-08-25 | 2026-08-25 | Solar Panels | Hanwha | Q.PEAK DUO BLK ML-G10+ 410 |  | 0.41 | 3 | 118 | 47 |  | Fixed | Roof
NJADRE1560194056 | Administratively Determined Incentive Program | Andover | 7821 | 8.2 | Residential | Behind the Meter | No | Trinity Solar, LLC | JCP&L |  | Accepted | 2025-07-31 | 2025-08-25 | 2026-08-25 | Inverters | Solar Edge | USE7600H-US | 7600 |  | 1 |  |  | 0.97 |  | Indoor
NJADRE1560194062 | Administratively Determined Incentive Program | Willingboro | 8046 | 5.22 | Residential | Behind the Meter | Yes | SunnyMac, LLC | PSE&G |  | Accepted | 2025-07-31 | 2025-08-25 | 2026-08-25 | Inverters | SOLAREDGE HOME HUB | SE3800H-US | 3800 |  | 1 |  |  | 0 |  | Outdoor | next to meter
NJADRE1560194062 | Administratively Determined Incentive Program | Willingboro | 8046 | 5.22 | Residential | Behind the Meter | Yes | SunnyMac, LLC | PSE&G |  | Accepted | 2025-07-31 | 2025-08-25 | 2026-08-25 | Solar Panels | HANWHA | Q.TRON BLK M-G2.H+ |  | 0.435 | 12 | 207 | 20 |  | Fixed | Roof | next to meter
NJADRE1560194071 | Administratively Determined Incentive Program | Berlin | 8009 | 9.84 | Residential | Behind the Meter | Yes | Sunrun Installation Services, Inc. | AC Electric |  | Accepted | 2025-07-31 | 2025-08-25 | 2026-08-25 | Solar Panels | Elin Energy (Sirius PV) | ELNSM54M-HC-410 |  | 0.41 | 24 | 132 | 22 |  | Fixed | Roof
NJADRE1560194071 | Administratively Determined Incentive Program | Berlin | 8009 | 9.84 | Residential | Behind the Meter | Yes | Sunrun Installation Services, Inc. | AC Electric |  | Accepted | 2025-07-31 | 2025-08-25 | 2026-08-25 | Inverters | SolarEdge Technologies | SE7600H-USMN | 7600 |  | 1 |  |  | 0.99 |  | Outdoor | Next to meter
NJADRE1560194073 | Administratively Determined Incentive Program | Newton | 7860 | 4.51 | Residential | Behind the Meter | Yes | Pro Custom Solar dba Momentum Solar | JCP&L |  | Accepted | 2025-07-31 | 2025-08-25 | 2026-08-25 | Inverters | ENPHASE | IQ8HC-72-M-DOM-US | 380 |  | 11 |  |  | 0.97 |  | Outdoor
NJADRE1560194073 | Administratively Determined Incentive Program | Newton | 7860 | 4.51 | Residential | Behind the Meter | Yes | Pro Custom Solar dba Momentum Solar | JCP&L |  | Accepted | 2025-07-31 | 2025-08-25 | 2026-08-25 | Solar Panels | hanwha | q.peak duo blk-g10+410 |  | 0.41 | 5 | 219 | 5 |  | Fixed | Roof
NJADRE1560194073 | Administratively Determined Incentive Program | Newton | 7860 | 4.51 | Residential | Behind the Meter | Yes | Pro Custom Solar dba Momentum Solar | JCP&L |  | Accepted | 2025-07-31 | 2025-08-25 | 2026-08-25 | Solar Panels | HANWHA | q.peak duo blk-g10+410 |  | 0.41 | 3 | 129 | 45 |  | Fixed | Roof
NJADRE1560194073 | Administratively Determined Incentive Program | Newton | 7860 | 4.51 | Residential | Behind the Meter | Yes | Pro Custom Solar dba Momentum Solar | JCP&L |  | Accepted | 2025-07-31 | 2025-08-25 | 2026-08-25 | Solar Panels | HANWHA | q.peak duo blk-g10+410 |  | 0.41 | 3 | 39 | 40 |  | Fixed | Roof
NJADRE1560194081 | Administratively Determined Incentive Program | Hamilton | 8619 | 6.97 | Residential | Behind the Meter | Yes | Pro Custom Solar dba Momentum Solar | PSE&G |  | Accepted | 2025-07-31 | 2025-08-26 | 2026-08-26 | Inverters | ENPHASE | IQ8HC-72-M-DOM-US | 380 |  | 17 |  |  | 0.97 |  | Outdoor
NJADRE1560194081 | Administratively Determined Incentive Program | Hamilton | 8619 | 6.97 | Residential | Behind the Meter | Yes | Pro Custom Solar dba Momentum Solar | PSE&G |  | Accepted | 2025-07-31 | 2025-08-26 | 2026-08-26 | Solar Panels | HANWHA | HANWHA Q.PEAK DUO BLK ML-G10+410 |  | 0.41 | 17 | 101 | 22 |  | Fixed | Roof
NJADRE1560194099 | Administratively Determined Incentive Program | Bellmawr | 8031 | 8.2 | Residential | Behind the Meter | Yes | Trinity Solar, LLC | PSE&G |  | Accepted | 2025-07-31 | 2025-08-25 | 2026-08-25 | Inverters | Solar Edge | USE7600H-USMNBL75 | 7600 |  | 1 |  |  | 0.97 |  | Outdoor
NJADRE1560194099 | Administratively Determined Incentive Program | Bellmawr | 8031 | 8.2 | Residential | Behind the Meter | Yes | Trinity Solar, LLC | PSE&G |  | Accepted | 2025-07-31 | 2025-08-25 | 2026-08-25 | Solar Panels | HANWHA | (Q.PEAK DUO BLK ML-G10.C+ 410) |  | 0.41 | 10 | 213 | 23 |  | Fixed | Roof
NJADRE1560194099 | Administratively Determined Incentive Program | Bellmawr | 8031 | 8.2 | Residential | Behind the Meter | Yes | Trinity Solar, LLC | PSE&G |  | Accepted | 2025-07-31 | 2025-08-25 | 2026-08-25 | Solar Panels | HANWHA | (Q.PEAK DUO BLK ML-G10.C+ 410) |  | 0.41 | 10 | 33 | 23 |  | Fixed | Roof
NJADRE1560194107 | Administratively Determined Incentive Program | Wildwood | 8260 | 14.45 | Residential | Behind the Meter | Yes | Power Energy Solutions, LLC | AC Electric |  | Accepted | 2025-07-31 | 2025-08-27 | 2026-08-27 | Inverters | Enphase | IQ8MC-72-M-US | 11 |  | 34 |  |  | 0.97 |  | Outdoor
NJADRE1560194107 | Administratively Determined Incentive Program | Wildwood | 8260 | 14.45 | Residential | Behind the Meter | Yes | Power Energy Solutions, LLC | AC Electric |  | Accepted | 2025-07-31 | 2025-08-27 | 2026-08-27 | Solar Panels | Jinko | JKM425N-54HL4-B |  | 0.425 | 4 | 227 | 10 |  | Fixed | Roof
NJADRE1560194107 | Administratively Determined Incentive Program | Wildwood | 8260 | 14.45 | Residential | Behind the Meter | Yes | Power Energy Solutions, LLC | AC Electric |  | Accepted | 2025-07-31 | 2025-08-27 | 2026-08-27 | Solar Panels | Jinko | JKM425N-54HL4-B |  | 0.425 | 15 | 317 | 40 |  | Fixed | Roof
NJADRE1560194107 | Administratively Determined Incentive Program | Wildwood | 8260 | 14.45 | Residential | Behind the Meter | Yes | Power Energy Solutions, LLC | AC Electric |  | Accepted | 2025-07-31 | 2025-08-27 | 2026-08-27 | Solar Panels | Jinko | JKM425N-54HL4-B |  | 0.425 | 15 | 137 | 40 |  | Fixed | Roof
NJADRE1560194108 | Administratively Determined Incentive Program | Somerset | 8873 | 5.67 | Residential | Behind the Meter | No | Power Home Remodeling Group | PSE&G |  | Accepted | 2025-07-31 | 2025-08-25 | 2026-08-25 | Inverters | SolarEdge | SE3800h_us | 3800 |  | 1 |  |  | 0.99 |  | Outside
NJADRE1560194108 | Administratively Determined Incentive Program | Somerset | 8873 | 5.67 | Residential | Behind the Meter | No | Power Home Remodeling Group | PSE&G |  | Accepted | 2025-07-31 | 2025-08-25 | 2026-08-25 | Solar Panels | JA Solar | JAM54S31 405/MR |  | 0.405 | 6 | 217 | 27 |  | Fixed | Roof
NJADRE1560194108 | Administratively Determined Incentive Program | Somerset | 8873 | 5.67 | Residential | Behind the Meter | No | Power Home Remodeling Group | PSE&G |  | Accepted | 2025-07-31 | 2025-08-25 | 2026-08-25 | Meters | SolarEdge | Revenue Grade Data Ansi C12.20 |  |  | 1 |  |  |  | Yes | Outdoor
NJADRE1560194108 | Administratively Determined Incentive Program | Somerset | 8873 | 5.67 | Residential | Behind the Meter | No | Power Home Remodeling Group | PSE&G |  | Accepted | 2025-07-31 | 2025-08-25 | 2026-08-25 | Solar Panels | JA Solar | JAM54S31 405/MR |  | 0.405 | 8 | 217 | 27 |  | Fixed | Roof
NJADRE1560194116 | Administratively Determined Incentive Program | Cliffside Park Boro | 7010 | 5.33 | Residential | Behind the Meter | Yes | Sunrun Installation Services, Inc. | PSE&G |  | Accepted | 2025-07-31 | 2025-08-25 | 2026-08-25 | Solar Panels | ELIN ENERGY (SIRIUS PV) | ELNSM54M-HC-410 |  | 0.41 | 13 | 127 | 18 |  | Fixed | Roof
NJADRE1560194116 | Administratively Determined Incentive Program | Cliffside Park Boro | 7010 | 5.33 | Residential | Behind the Meter | Yes | Sunrun Installation Services, Inc. | PSE&G |  | Accepted | 2025-07-31 | 2025-08-25 | 2026-08-25 | Inverters | SOLAREDGE TECHNOLOGIES | SE3800H-USMN | 3800 |  | 1 |  |  | 0.99 |  | Outside
NJADRE1560194119 | Administratively Determined Incentive Program | Pennington | 8534 | 4.92 | Residential | Behind the Meter | No | Big Wave Roofing and Solar, LLC | PSE&G |  | Accepted | 2025-07-31 | 2025-08-26 | 2026-08-26 | Solar Panels | MISSION SOLAR | MSE410HT0B |  | 0.41 | 12 | 134 | 30 |  | Fixed | Roof
NJADRE1560194119 | Administratively Determined Incentive Program | Pennington | 8534 | 4.92 | Residential | Behind the Meter | No | Big Wave Roofing and Solar, LLC | PSE&G |  | Accepted | 2025-07-31 | 2025-08-26 | 2026-08-26 | Inverters | Enphase | IQ8HC-72-M-DOM-US | 380 |  | 12 |  |  | 0.98 |  | Outdoor
NJADRE1560194123 | Administratively Determined Incentive Program | Flemington | 8822 | 7.74 | Residential | Behind the Meter | No | Green Power Energy, LLC | JCP&L |  | Accepted | 2025-07-31 | 2025-08-25 | 2026-08-25 | Inverters | Enphase | IQ8MC-72-M-US [240V] | 320 |  | 18 |  |  | 0.98 |  | Outside
NJADRE1560194123 | Administratively Determined Incentive Program | Flemington | 8822 | 7.74 | Residential | Behind the Meter | No | Green Power Energy, LLC | JCP&L |  | Accepted | 2025-07-31 | 2025-08-25 | 2026-08-25 | Solar Panels | SEG Solar | SEG-430-BTD-BG |  | 0.43 | 1 | 354 | 17 |  | Fixed | Roof
NJADRE1560194123 | Administratively Determined Incentive Program | Flemington | 8822 | 7.74 | Residential | Behind the Meter | No | Green Power Energy, LLC | JCP&L |  | Accepted | 2025-07-31 | 2025-08-25 | 2026-08-25 | Solar Panels | SEG Solar | SEG-430-BTD-BG |  | 0.43 | 17 | 174 | 34 |  | Fixed | Roof
NJADRE1560194129 | Administratively Determined Incentive Program | Mansfield | 8022 | 3.69 | Residential | Behind the Meter | Yes | Pro Custom Solar dba Momentum Solar | PSE&G |  | Accepted | 2025-07-31 | 2025-08-25 | 2026-08-25 | Inverters | ENPHASE | IQ8HC-72-M-DOM-US | 380 |  | 9 |  |  | 0.97 |  | Outdoor
NJADRE1560194129 | Administratively Determined Incentive Program | Mansfield | 8022 | 3.69 | Residential | Behind the Meter | Yes | Pro Custom Solar dba Momentum Solar | PSE&G |  | Accepted | 2025-07-31 | 2025-08-25 | 2026-08-25 | Solar Panels | HANWHA | q.peak duo blk-g10+410 |  | 0.41 | 9 | 48 | 25 |  | Fixed | Roof
NJADRE1560194130 | Administratively Determined Incentive Program | North Arlington | 7031 | 6.02 | Residential | Behind the Meter | Yes | PosiGen Developer, LLC | PSE&G |  | Accepted | 2025-07-31 | 2025-08-25 | 2026-08-25 | Solar Panels | JINKO EAGLE | G6R JKM430N-54HL4-B |  | 0.43 | 6 | 214 | 27 |  | Fixed | Roof
NJADRE1560194130 | Administratively Determined Incentive Program | North Arlington | 7031 | 6.02 | Residential | Behind the Meter | Yes | PosiGen Developer, LLC | PSE&G |  | Accepted | 2025-07-31 | 2025-08-25 | 2026-08-25 | Solar Panels | JINKO EAGLE | G6R JKM430N-54HL4-B |  | 0.43 | 8 | 34 | 27 |  | Fixed | Roof
NJADRE1560194130 | Administratively Determined Incentive Program | North Arlington | 7031 | 6.02 | Residential | Behind the Meter | Yes | PosiGen Developer, LLC | PSE&G |  | Accepted | 2025-07-31 | 2025-08-25 | 2026-08-25 | Inverters | SolarEdge | SE5700H-US | 5700 |  | 1 |  |  | 0.99 |  | Outside | within ten feet of meter
NJADRE1560194137 | Administratively Determined Incentive Program | Rochelle Park Twp | 7662 | 12.3 | Residential | Behind the Meter | Yes | Sunrun Installation Services, Inc. | PSE&G |  | Accepted | 2025-07-31 | 2025-08-25 | 2026-08-25 | Solar Panels | Elin Energy (Sirius PV) | ELNSM54M-HC-410 |  | 0.41 | 16 | 90 | 23 |  | Fixed | Roof
NJADRE1560194137 | Administratively Determined Incentive Program | Rochelle Park Twp | 7662 | 12.3 | Residential | Behind the Meter | Yes | Sunrun Installation Services, Inc. | PSE&G |  | Accepted | 2025-07-31 | 2025-08-25 | 2026-08-25 | Inverters | SolarEdge Technologies | SE10000H-USMN | 10000 |  | 1 |  |  | 0.99 |  | Outdoor
NJADRE1560194137 | Administratively Determined Incentive Program | Rochelle Park Twp | 7662 | 12.3 | Residential | Behind the Meter | Yes | Sunrun Installation Services, Inc. | PSE&G |  | Accepted | 2025-07-31 | 2025-08-25 | 2026-08-25 | Solar Panels | Elin Energy (Sirius PV) | ELNSM54M-HC-410 |  | 0.41 | 14 | 270 | 23 |  | Fixed | Roof
NJADRE1560194152 | Administratively Determined Incentive Program | SOUTH AMBOY | 8879 | 9.72 | Residential | Behind the Meter | Yes | Sunrun Installation Services, Inc. | JCP&L |  | Accepted | 2025-07-31 | 2025-08-26 | 2026-08-26 | Solar Panels | JA Solar | JAM54S31-405/MR |  | 0.405 | 5 | 152 | 21 |  | Fixed | Roof
NJADRE1560194152 | Administratively Determined Incentive Program | SOUTH AMBOY | 8879 | 9.72 | Residential | Behind the Meter | Yes | Sunrun Installation Services, Inc. | JCP&L |  | Accepted | 2025-07-31 | 2025-08-26 | 2026-08-26 | Solar Panels | JA Solar | JAM54S31-405/MR |  | 0.405 | 8 | 333 | 21 |  | Fixed | Roof
NJADRE1560194152 | Administratively Determined Incentive Program | SOUTH AMBOY | 8879 | 9.72 | Residential | Behind the Meter | Yes | Sunrun Installation Services, Inc. | JCP&L |  | Accepted | 2025-07-31 | 2025-08-26 | 2026-08-26 | Inverters | SolarEdge Technologies | SE7600H-USMN | 7600 |  | 1 |  |  | 0.99 |  | Outdoor
NJADRE1560194152 | Administratively Determined Incentive Program | SOUTH AMBOY | 8879 | 9.72 | Residential | Behind the Meter | Yes | Sunrun Installation Services, Inc. | JCP&L |  | Accepted | 2025-07-31 | 2025-08-26 | 2026-08-26 | Solar Panels | JA Solar | JAM54S31-405/MR |  | 0.405 | 11 | 60 | 42 |  | Fixed | Roof
NJADRE1560194153 | Administratively Determined Incentive Program | Cape May Court House | 8210 | 10.32 | Residential | Behind the Meter | Yes | Posigen Developer, LLC | AC Electric |  | Accepted | 2025-07-31 | 2025-08-25 | 2026-08-25 | Inverters | SolarEdge | SE 10000 H-US | 10000 |  | 1 |  |  | 0.99 |  | Outside | Within ten feet of meter
NJADRE1560194153 | Administratively Determined Incentive Program | Cape May Court House | 8210 | 10.32 | Residential | Behind the Meter | Yes | Posigen Developer, LLC | AC Electric |  | Accepted | 2025-07-31 | 2025-08-25 | 2026-08-25 | Solar Panels | Jinko Eagle | G6R JKM430N-54HL4-B |  | 0.43 | 12 | 203 | 27 |  | Fixed | Roof
NJADRE1560194153 | Administratively Determined Incentive Program | Cape May Court House | 8210 | 10.32 | Residential | Behind the Meter | Yes | Posigen Developer, LLC | AC Electric |  | Accepted | 2025-07-31 | 2025-08-25 | 2026-08-25 | Solar Panels | Jinko Eagle | G6R JKM430N-54HL4-B |  | 0.43 | 12 | 203 | 14 |  | Fixed | Roof
NJADRE1560194157 | Administratively Determined Incentive Program | Irvington | 7111 | 5.1 | Residential | Behind the Meter | Yes | Solar Mite Solutions, LLC | PSE&G |  | Accepted | 2025-07-31 | 2025-08-26 | 2026-08-26 | Inverters | Enphase | IQ8PLUS-72-M-US | 290 |  | 12 |  |  | 0.98 |  | Outside
NJADRE1560194157 | Administratively Determined Incentive Program | Irvington | 7111 | 5.1 | Residential | Behind the Meter | Yes | Solar Mite Solutions, LLC | PSE&G |  | Accepted | 2025-07-31 | 2025-08-26 | 2026-08-26 | Solar Panels | Jinko | JKM425N |  | 0.425 | 12 | 118 | 1 |  | Fixed | Roof
NJADRE1560194162 | Administratively Determined Incentive Program | Clayton | 8312 | 10.75 | Residential | Behind the Meter | Yes | Pro Custom Solar dba Momentum Solar | AC Electric |  | Accepted | 2025-07-31 | 2025-08-28 | 2026-08-28 | Inverters | ENPHASE | IQ8HC-72-M-DOM-US | 380 |  | 25 |  |  | 0.97 |  | Outdoor
NJADRE1560194162 | Administratively Determined Incentive Program | Clayton | 8312 | 10.75 | Residential | Behind the Meter | Yes | Pro Custom Solar dba Momentum Solar | AC Electric |  | Accepted | 2025-07-31 | 2025-08-28 | 2026-08-28 | Solar Panels | HANWHA | HANWHA Q.TRON BLK M-G2+ 430 |  | 0.43 | 15 | 179 | 25 |  | Fixed | Roof
NJADRE1560194162 | Administratively Determined Incentive Program | Clayton | 8312 | 10.75 | Residential | Behind the Meter | Yes | Pro Custom Solar dba Momentum Solar | AC Electric |  | Accepted | 2025-07-31 | 2025-08-28 | 2026-08-28 | Solar Panels | HANWHA | HANWHA Q.TRON BLK M-G2+ 430 |  | 0.43 | 4 | 359 | 25 |  | Fixed | Roof
NJADRE1560194162 | Administratively Determined Incentive Program | Clayton | 8312 | 10.75 | Residential | Behind the Meter | Yes | Pro Custom Solar dba Momentum Solar | AC Electric |  | Accepted | 2025-07-31 | 2025-08-28 | 2026-08-28 | Solar Panels | HANWHA | HANWHA Q.TRON BLK M-G2+ 430 |  | 0.43 | 6 | 359 | 25 |  | Fixed | Roof
NJADRE1560194163 | Administratively Determined Incentive Program | ORANGE | 7050 | 686.95 | School Public K-12 | Behind the Meter | Yes | HESP Construction, LLC | PSE&G |  | Accepted | 2025-08-14 | 2025-09-09 | 2026-09-09 | Inverters | SOLAREDGE | SE120KUS | 360000 |  | 3 |  |  | 0.985 |  | Outside
NJADRE1560194163 | Administratively Determined Incentive Program | ORANGE | 7050 | 686.95 | School Public K-12 | Behind the Meter | Yes | HESP Construction, LLC | PSE&G |  | Accepted | 2025-08-14 | 2025-09-09 | 2026-09-09 | Solar Panels | Thornova | TS-BG72-550 |  | 0.55 | 20 | 217 | 5 |  | Fixed | Roof
NJADRE1560194163 | Administratively Determined Incentive Program | ORANGE | 7050 | 686.95 | School Public K-12 | Behind the Meter | Yes | HESP Construction, LLC | PSE&G |  | Accepted | 2025-08-14 | 2025-09-09 | 2026-09-09 | Solar Panels | HT-SAAE | HT72-18X-550 |  | 0.55 | 1229 | 217 | 5 |  | Fixed | Roof
NJADRE1560194163 | Administratively Determined Incentive Program | ORANGE | 7050 | 686.95 | School Public K-12 | Behind the Meter | Yes | HESP Construction, LLC | PSE&G |  | Accepted | 2025-08-14 | 2025-09-09 | 2026-09-09 | Inverters | SOLAREDGE | SE110KUS | 110000 |  | 1 |  |  | 0.985 |  | Outside
NJADRE1560194180 | Administratively Determined Incentive Program | UNION | 7083 | 15.47 | Residential | Behind the Meter | Yes | Kamtech Solar Solutions | PSE&G |  | Accepted | 2025-07-31 | 2025-08-26 | 2026-08-26 | Inverters | ENPHASE | IQ8AC-72M-US | 349 |  | 34 |  |  | 0.973 |  | Outdoor | ROOFTOP
NJADRE1560194180 | Administratively Determined Incentive Program | UNION | 7083 | 15.47 | Residential | Behind the Meter | Yes | Kamtech Solar Solutions | PSE&G |  | Accepted | 2025-07-31 | 2025-08-26 | 2026-08-26 | Solar Panels | CANADIAN SOLAR | CS6. 1-54TM-455H |  | 0.455 | 7 | 46 | 30 |  | Fixed | Roof
NJADRE1560194180 | Administratively Determined Incentive Program | UNION | 7083 | 15.47 | Residential | Behind the Meter | Yes | Kamtech Solar Solutions | PSE&G |  | Accepted | 2025-07-31 | 2025-08-26 | 2026-08-26 | Solar Panels | CANADIAN SOLAR | CS6. 1-54TM-455H |  | 0.455 | 8 | 226 | 30 |  | Fixed | Roof
NJADRE1560194180 | Administratively Determined Incentive Program | UNION | 7083 | 15.47 | Residential | Behind the Meter | Yes | Kamtech Solar Solutions | PSE&G |  | Accepted | 2025-07-31 | 2025-08-26 | 2026-08-26 | Solar Panels | CANADIAN SOLAR | CS6. 1-54TM-455H |  | 0.455 | 9 | 136 | 22 |  | Fixed | Roof
NJADRE1560194180 | Administratively Determined Incentive Program | UNION | 7083 | 15.47 | Residential | Behind the Meter | Yes | Kamtech Solar Solutions | PSE&G |  | Accepted | 2025-07-31 | 2025-08-26 | 2026-08-26 | Solar Panels | CANADIAN SOLAR | CS6. 1-54TM-455H |  | 0.455 | 10 | 316 | 22 |  | Fixed | Roof
NJADRE1560194186 | Administratively Determined Incentive Program | GLASSBORO | 8028 | 11 | Residential | Behind the Meter | No | PlugPV, LLC | AC Electric |  | Accepted | 2025-07-31 | 2025-08-26 | 2026-08-26 | Solar Panels | JA SOLAR | JAM54D41 440/MB |  | 0.44 | 9 | 165 | 25 |  | Fixed | Roof
NJADRE1560194186 | Administratively Determined Incentive Program | GLASSBORO | 8028 | 11 | Residential | Behind the Meter | No | PlugPV, LLC | AC Electric |  | Accepted | 2025-07-31 | 2025-08-26 | 2026-08-26 | Solar Panels | JA SOLAR | JAM54D41 440/MB |  | 0.44 | 7 | 75 | 20 |  | Fixed | Roof
NJADRE1560194186 | Administratively Determined Incentive Program | GLASSBORO | 8028 | 11 | Residential | Behind the Meter | No | PlugPV, LLC | AC Electric |  | Accepted | 2025-07-31 | 2025-08-26 | 2026-08-26 | Inverters | Enphase | IQ8M-72-2-US | 325 |  | 25 |  |  | 0.98 |  | Outside
NJADRE1560194186 | Administratively Determined Incentive Program | GLASSBORO | 8028 | 11 | Residential | Behind the Meter | No | PlugPV, LLC | AC Electric |  | Accepted | 2025-07-31 | 2025-08-26 | 2026-08-26 | Solar Panels | JA SOLAR | JAM54D41 440/MB |  | 0.44 | 9 | 255 | 20 |  | Fixed | Roof
NJADRE1560194188 | Administratively Determined Incentive Program | HIGHLAND PARK BORO | 8904 | 5.67 | Residential | Behind the Meter | Yes | Sunrun Installation Services, Inc. | PSE&G |  | Accepted | 2025-07-31 | 2025-08-26 | 2026-08-26 | Solar Panels | JA Solar | JAM54S31-405/MR |  | 0.405 | 9 | 73 | 34 |  | Fixed | Roof
NJADRE1560194188 | Administratively Determined Incentive Program | HIGHLAND PARK BORO | 8904 | 5.67 | Residential | Behind the Meter | Yes | Sunrun Installation Services, Inc. | PSE&G |  | Accepted | 2025-07-31 | 2025-08-26 | 2026-08-26 | Solar Panels | JA Solar | JAM54S31-405/MR |  | 0.405 | 5 | 73 | 15 |  | Fixed | Roof
NJADRE1560194188 | Administratively Determined Incentive Program | HIGHLAND PARK BORO | 8904 | 5.67 | Residential | Behind the Meter | Yes | Sunrun Installation Services, Inc. | PSE&G |  | Accepted | 2025-07-31 | 2025-08-26 | 2026-08-26 | Inverters | SolarEdge Technologies | SE3800H-USMN | 3800 |  | 1 |  |  | 0.99 |  | Outdoor
NJADRE1560194203 | Administratively Determined Incentive Program | STANHOPE | 7874 | 6.56 | Residential | Behind the Meter | Yes | Trinity Solar, LLC | JCP&L |  | Accepted | 2025-07-31 | 2025-08-26 | 2026-08-26 | Inverters | Solar Edge | USE5700H-USMNBL75 | 5760 |  | 1 |  |  | 0.97 |  | Outdoor
NJADRE1560194203 | Administratively Determined Incentive Program | STANHOPE | 7874 | 6.56 | Residential | Behind the Meter | Yes | Trinity Solar, LLC | JCP&L |  | Accepted | 2025-07-31 | 2025-08-26 | 2026-08-26 | Solar Panels | HANWHA | (Q.PEAK DUO BLK ML-G10.C+ 410) |  | 0.41 | 3 | 116 | 23 |  | Fixed | Roof
NJADRE1560194203 | Administratively Determined Incentive Program | STANHOPE | 7874 | 6.56 | Residential | Behind the Meter | Yes | Trinity Solar, LLC | JCP&L |  | Accepted | 2025-07-31 | 2025-08-26 | 2026-08-26 | Solar Panels | HANWHA | (Q.PEAK DUO BLK ML-G10.C+ 410) |  | 0.41 | 9 | 206 | 23 |  | Fixed | Roof
NJADRE1560194203 | Administratively Determined Incentive Program | STANHOPE | 7874 | 6.56 | Residential | Behind the Meter | Yes | Trinity Solar, LLC | JCP&L |  | Accepted | 2025-07-31 | 2025-08-26 | 2026-08-26 | Solar Panels | HANWHA | (Q.PEAK DUO BLK ML-G10.C+ 410) |  | 0.41 | 4 | 116 | 23 |  | Fixed | Roof
NJADRE1560194204 | Administratively Determined Incentive Program | OAK RIDGE | 7438 | 9.84 | Residential | Behind the Meter | Yes | Trinity Solar, LLC | JCP&L |  | Accepted | 2025-07-31 | 2025-08-26 | 2026-08-26 | Solar Panels | Hanwha | Q.PEAK DUO BLK ML-G10+ 410 |  | 0.41 | 5 | 183 | 23 |  | Fixed | Roof
NJADRE1560194204 | Administratively Determined Incentive Program | OAK RIDGE | 7438 | 9.84 | Residential | Behind the Meter | Yes | Trinity Solar, LLC | JCP&L |  | Accepted | 2025-07-31 | 2025-08-26 | 2026-08-26 | Solar Panels | Hanwha | Q.PEAK DUO BLK ML-G10+ 410 |  | 0.41 | 19 | 273 | 23 |  | Fixed | Roof
NJADRE1560194204 | Administratively Determined Incentive Program | OAK RIDGE | 7438 | 9.84 | Residential | Behind the Meter | Yes | Trinity Solar, LLC | JCP&L |  | Accepted | 2025-07-31 | 2025-08-26 | 2026-08-26 | Inverters | Solar Edge | USE7600H-US | 7600 |  | 1 |  |  | 0.97 |  | Outside
NJADRE1560194213 | Administratively Determined Incentive Program | CINNAMINSON | 8077 | 6.96 | Residential | Behind the Meter | Yes | SunnyMac, LLC | PSE&G |  | Accepted | 2025-07-31 | 2025-08-26 | 2026-08-26 | Solar Panels | HANWHA | Q.TRON BLK M-G2.H+ |  | 0.435 | 2 | 232 | 20 |  | Fixed | Roof
NJADRE1560194213 | Administratively Determined Incentive Program | CINNAMINSON | 8077 | 6.96 | Residential | Behind the Meter | Yes | SunnyMac, LLC | PSE&G |  | Accepted | 2025-07-31 | 2025-08-26 | 2026-08-26 | Inverters | HANWHA | SE3800H-US | 3800 |  | 2 |  |  | 0.99 |  | Outdoor | next to meter
NJADRE1560194213 | Administratively Determined Incentive Program | CINNAMINSON | 8077 | 6.96 | Residential | Behind the Meter | Yes | SunnyMac, LLC | PSE&G |  | Accepted | 2025-07-31 | 2025-08-26 | 2026-08-26 | Solar Panels | HANWHA | Q.TRON BLK M-G2.H+ |  | 0.435 | 4 | 52 | 38 |  | Fixed | Roof
NJADRE1560194213 | Administratively Determined Incentive Program | CINNAMINSON | 8077 | 6.96 | Residential | Behind the Meter | Yes | SunnyMac, LLC | PSE&G |  | Accepted | 2025-07-31 | 2025-08-26 | 2026-08-26 | Solar Panels | HANWHA | Q.TRON BLK M-G2.H+ |  | 0.435 | 2 | 142 | 18 |  | Fixed | Roof
NJADRE1560194213 | Administratively Determined Incentive Program | CINNAMINSON | 8077 | 6.96 | Residential | Behind the Meter | Yes | SunnyMac, LLC | PSE&G |  | Accepted | 2025-07-31 | 2025-08-26 | 2026-08-26 | Solar Panels | HANWHA | Q.TRON BLK M-G2.H+ |  | 0.435 | 8 | 234 | 23 |  | Fixed | Roof
NJADRE1560194215 | Administratively Determined Incentive Program | HEWITT | 7421 | 12.9 | Residential | Behind the Meter | No | Infinity Solar Systems | Orange Rockland Electric |  | Accepted | 2025-07-31 | 2025-08-26 | 2026-08-26 | Solar Panels | SEG Solar | SEG-430-BTD-BG |  | 0.43 | 18 | 79 | 15 |  | Fixed | Roof
NJADRE1560194215 | Administratively Determined Incentive Program | HEWITT | 7421 | 12.9 | Residential | Behind the Meter | No | Infinity Solar Systems | Orange Rockland Electric |  | Accepted | 2025-07-31 | 2025-08-26 | 2026-08-26 | Inverters | Enphase | IQ8MC-72-M-US | 320 |  | 30 |  |  | 0.97 |  | Outdoor
NJADRE1560194215 | Administratively Determined Incentive Program | HEWITT | 7421 | 12.9 | Residential | Behind the Meter | No | Infinity Solar Systems | Orange Rockland Electric |  | Accepted | 2025-07-31 | 2025-08-26 | 2026-08-26 | Solar Panels | SEG Solar | SEG-430-BTD-BG |  | 0.43 | 10 | 79 | 5 |  | Fixed | Roof
NJADRE1560194215 | Administratively Determined Incentive Program | HEWITT | 7421 | 12.9 | Residential | Behind the Meter | No | Infinity Solar Systems | Orange Rockland Electric |  | Accepted | 2025-07-31 | 2025-08-26 | 2026-08-26 | Solar Panels | SEG Solar | SEG-430-BTD-BG |  | 0.43 | 2 | 259 | 15 |  | Fixed | Roof
NJADRE1560194225 | Administratively Determined Incentive Program | IRVINGTON | 7111 | 5.1 | Residential | Behind the Meter | Yes | Solar Mite Solutions, LLC | PSE&G |  | Accepted | 2025-07-31 | 2025-08-26 | 2026-08-26 | Solar Panels | Jinko | JKM425N |  | 0.425 | 12 | 118 | 1 |  | Fixed | Roof
NJADRE1560194225 | Administratively Determined Incentive Program | IRVINGTON | 7111 | 5.1 | Residential | Behind the Meter | Yes | Solar Mite Solutions, LLC | PSE&G |  | Accepted | 2025-07-31 | 2025-08-26 | 2026-08-26 | Inverters | Enphase | IQ8PLUS-72-M-US | 290 |  | 12 |  |  | 0.98 |  | Outside
NJADRE1560194228 | Administratively Determined Incentive Program | OLD BRIDGE | 8857 | 5.74 | Residential | Behind the Meter | Yes | Pro Custom Solar dba Momentum Solar | JCP&L |  | Accepted | 2025-07-31 | 2025-08-28 | 2026-08-28 | Inverters | ENPHASE | IQ8HC-72-M-DOM-US | 380 |  | 14 |  |  | 0.97 |  | Outdoor
NJADRE1560194228 | Administratively Determined Incentive Program | OLD BRIDGE | 8857 | 5.74 | Residential | Behind the Meter | Yes | Pro Custom Solar dba Momentum Solar | JCP&L |  | Accepted | 2025-07-31 | 2025-08-28 | 2026-08-28 | Solar Panels | HANWHA | Q.PEAK DUO BLK ML-G10+410 |  | 0.41 | 14 | 171 | 22 |  | Fixed | Roof
NJADRE1560194230 | Administratively Determined Incentive Program | SOUTHAMPTON TWP | 8088 | 14.76 | Residential | Behind the Meter | Yes | Sunrun Installation Services, Inc. | PSE&G |  | Accepted | 2025-07-31 | 2025-08-29 | 2026-08-29 | Solar Panels | Elin Energy (Sirius PV) | ELNSM54M-HC-410 |  | 0.41 | 19 | 232 | 18 |  | Fixed | Roof
NJADRE1560194230 | Administratively Determined Incentive Program | SOUTHAMPTON TWP | 8088 | 14.76 | Residential | Behind the Meter | Yes | Sunrun Installation Services, Inc. | PSE&G |  | Accepted | 2025-07-31 | 2025-08-29 | 2026-08-29 | Inverters | SolarEdge Technologies | SE10000H-USMN | 10000 |  | 1 |  |  | 0.99 |  | Outdoor
NJADRE1560194230 | Administratively Determined Incentive Program | SOUTHAMPTON TWP | 8088 | 14.76 | Residential | Behind the Meter | Yes | Sunrun Installation Services, Inc. | PSE&G |  | Accepted | 2025-07-31 | 2025-08-29 | 2026-08-29 | Solar Panels | Elin Energy (Sirius PV) | ELNSM54M-HC-410 |  | 0.41 | 17 | 52 | 18 |  | Fixed | Roof
NJADRE1560194242 | Administratively Determined Incentive Program | Moorestown Township | 8052 | 5.07 | Residential | Behind the Meter | Yes | Freedom Forever New Jersey, LLC | PSE&G |  | Accepted | 2025-07-31 | 2025-08-26 | 2026-08-26 | Inverters | Solar Edge | SE5000H-USRGM [SI1 | 5000 |  | 1 |  |  | 0.99 |  | Outside
NJADRE1560194242 | Administratively Determined Incentive Program | Moorestown Township | 8052 | 5.07 | Residential | Behind the Meter | Yes | Freedom Forever New Jersey, LLC | PSE&G |  | Accepted | 2025-07-31 | 2025-08-26 | 2026-08-26 | Solar Panels | JINKO SOLAR | JKM390M-72HBL-V |  | 0.39 | 2 | 263 | 32 |  | Fixed | Roof
NJADRE1560194242 | Administratively Determined Incentive Program | Moorestown Township | 8052 | 5.07 | Residential | Behind the Meter | Yes | Freedom Forever New Jersey, LLC | PSE&G |  | Accepted | 2025-07-31 | 2025-08-26 | 2026-08-26 | Solar Panels | JINKO SOLAR | JKM390M-72HBL-V |  | 0.39 | 11 | 83 | 32 |  | Fixed | Roof
NJADRE1560194243 | Administratively Determined Incentive Program | North Bergen | 7047 | 7.395 | Residential | Behind the Meter | Yes | SunnyMac, LLC | PSE&G |  | Accepted | 2025-07-31 | 2025-08-26 | 2026-08-26 | Solar Panels | HANWHA | Q.TRON BLK M-G2.H+ |  | 0.435 | 2 | 211 | 9 |  | Fixed | Roof
NJADRE1560194243 | Administratively Determined Incentive Program | North Bergen | 7047 | 7.395 | Residential | Behind the Meter | Yes | SunnyMac, LLC | PSE&G |  | Accepted | 2025-07-31 | 2025-08-26 | 2026-08-26 | Inverters | SOLAREDGE HOME HUB | SE5700H-US | 5760 |  | 1 |  |  | 0.99 |  | Outdoor | next to meter
NJADRE1560194243 | Administratively Determined Incentive Program | North Bergen | 7047 | 7.395 | Residential | Behind the Meter | Yes | SunnyMac, LLC | PSE&G |  | Accepted | 2025-07-31 | 2025-08-26 | 2026-08-26 | Solar Panels | HANWHA | Q.TRON BLK M-G2.H+ |  | 0.435 | 9 | 301 | 40 |  | Fixed | Roof
NJADRE1560194243 | Administratively Determined Incentive Program | North Bergen | 7047 | 7.395 | Residential | Behind the Meter | Yes | SunnyMac, LLC | PSE&G |  | Accepted | 2025-07-31 | 2025-08-26 | 2026-08-26 | Solar Panels | HANWHA | Q.TRON BLK M-G2.H+ |  | 0.435 | 6 | 121 | 40 |  | Fixed | Roof
NJADRE1560194281 | Administratively Determined Incentive Program | PATERSON | 7524 | 10.125 | Residential | Behind the Meter | Yes | Sunrun Installation Services, Inc. | PSE&G |  | Accepted | 2025-07-31 | 2025-08-26 | 2026-08-26 | Solar Panels | JA Solar | JAM54S31-405/MR |  | 0.405 | 14 | 105 | 29 |  | Fixed | Roof
NJADRE1560194281 | Administratively Determined Incentive Program | PATERSON | 7524 | 10.125 | Residential | Behind the Meter | Yes | Sunrun Installation Services, Inc. | PSE&G |  | Accepted | 2025-07-31 | 2025-08-26 | 2026-08-26 | Inverters | SolarEdge Technologies | SE7600H-USMN | 7600 |  | 1 |  |  | 0.99 |  | Outdoor
NJADRE1560194281 | Administratively Determined Incentive Program | PATERSON | 7524 | 10.125 | Residential | Behind the Meter | Yes | Sunrun Installation Services, Inc. | PSE&G |  | Accepted | 2025-07-31 | 2025-08-26 | 2026-08-26 | Solar Panels | JA Solar | JAM54S31-405/MR |  | 0.405 | 4 | 14 | 28 |  | Fixed | Roof
NJADRE1560194281 | Administratively Determined Incentive Program | PATERSON | 7524 | 10.125 | Residential | Behind the Meter | Yes | Sunrun Installation Services, Inc. | PSE&G |  | Accepted | 2025-07-31 | 2025-08-26 | 2026-08-26 | Solar Panels | JA Solar | JAM54S31-405/MR |  | 0.405 | 4 | 195 | 30 |  | Fixed | Roof
NJADRE1560194281 | Administratively Determined Incentive Program | PATERSON | 7524 | 10.125 | Residential | Behind the Meter | Yes | Sunrun Installation Services, Inc. | PSE&G |  | Accepted | 2025-07-31 | 2025-08-26 | 2026-08-26 | Solar Panels | JA Solar | JAM54S31-405/MR |  | 0.405 | 3 | 105 | 28 |  | Fixed | Roof
NJADRE1560194286 | Administratively Determined Incentive Program | Pleasantville | 8232 | 5.395 | Residential | Behind the Meter | Yes | Big Wave Roofing and Solar, LLC | AC Electric |  | Accepted | 2025-07-31 | 2025-08-26 | 2026-08-26 | Solar Panels | QCELLS | Q.PEAK DUO BLK ML-G10.C+ 415W |  | 0.415 | 3 | 117 | 30 |  | Fixed | Roof
NJADRE1560194286 | Administratively Determined Incentive Program | Pleasantville | 8232 | 5.395 | Residential | Behind the Meter | Yes | Big Wave Roofing and Solar, LLC | AC Electric |  | Accepted | 2025-07-31 | 2025-08-26 | 2026-08-26 | Solar Panels | QCELLS | Q.PEAK DUO BLK ML-G10.C+ 415W |  | 0.415 | 1 | 27 | 30 |  | Fixed | Roof
NJADRE1560194286 | Administratively Determined Incentive Program | Pleasantville | 8232 | 5.395 | Residential | Behind the Meter | Yes | Big Wave Roofing and Solar, LLC | AC Electric |  | Accepted | 2025-07-31 | 2025-08-26 | 2026-08-26 | Solar Panels | QCELLS | Q.PEAK DUO BLK ML-G10.C+ 415W |  | 0.415 | 1 | 207 | 5 |  | Fixed | Roof
NJADRE1560194286 | Administratively Determined Incentive Program | Pleasantville | 8232 | 5.395 | Residential | Behind the Meter | Yes | Big Wave Roofing and Solar, LLC | AC Electric |  | Accepted | 2025-07-31 | 2025-08-26 | 2026-08-26 | Inverters | Enphase | IQ8HC-72-M-DOM-US | 380 |  | 13 |  |  | 0.97 |  | Outside
NJADRE1560194286 | Administratively Determined Incentive Program | Pleasantville | 8232 | 5.395 | Residential | Behind the Meter | Yes | Big Wave Roofing and Solar, LLC | AC Electric |  | Accepted | 2025-07-31 | 2025-08-26 | 2026-08-26 | Solar Panels | QCELLS | Q.PEAK DUO BLK ML-G10.C+ 415W |  | 0.415 | 3 | 297 | 30 |  | Fixed | Roof
NJADRE1560194286 | Administratively Determined Incentive Program | Pleasantville | 8232 | 5.395 | Residential | Behind the Meter | Yes | Big Wave Roofing and Solar, LLC | AC Electric |  | Accepted | 2025-07-31 | 2025-08-26 | 2026-08-26 | Solar Panels | QCELLS | Q.PEAK DUO BLK ML-G10.C+ 415W |  | 0.415 | 1 | 207 | 30 |  | Fixed | Roof
NJADRE1560194286 | Administratively Determined Incentive Program | Pleasantville | 8232 | 5.395 | Residential | Behind the Meter | Yes | Big Wave Roofing and Solar, LLC | AC Electric |  | Accepted | 2025-07-31 | 2025-08-26 | 2026-08-26 | Solar Panels | QCELLS | Q.PEAK DUO BLK ML-G10.C+ 415W |  | 0.415 | 4 | 207 | 5 |  | Fixed | Roof
NJADRE1560194298 | Administratively Determined Incentive Program | ABERDEEN TOWNSHIP | 7747 | 5.33 | Residential | Behind the Meter | Yes | Trinity Solar, LLC | JCP&L |  | Accepted | 2025-07-31 | 2025-08-26 | 2026-08-26 | Inverters | Solar Edge | USE5700H-US | 5760 |  | 1 |  |  | 0.97 |  | Outside
NJADRE1560194298 | Administratively Determined Incentive Program | ABERDEEN TOWNSHIP | 7747 | 5.33 | Residential | Behind the Meter | Yes | Trinity Solar, LLC | JCP&L |  | Accepted | 2025-07-31 | 2025-08-26 | 2026-08-26 | Solar Panels | Hanwha | Q.PEAK DUO BLK ML-G10.C+ 410 |  | 0.41 | 4 | 222 | 14 |  | Fixed | Roof
NJADRE1560194298 | Administratively Determined Incentive Program | ABERDEEN TOWNSHIP | 7747 | 5.33 | Residential | Behind the Meter | Yes | Trinity Solar, LLC | JCP&L |  | Accepted | 2025-07-31 | 2025-08-26 | 2026-08-26 | Solar Panels | Hanwha | Q.PEAK DUO BLK ML-G10.C+ 410 |  | 0.41 | 9 | 222 | 40 |  | Fixed | Roof
NJADRE1560194304 | Administratively Determined Incentive Program | BOUND BROOK BORO | 8805 | 11.07 | Residential | Behind the Meter | Yes | Sunrun Installation Services, Inc. | PSE&G |  | Accepted | 2025-07-31 | 2025-08-26 | 2026-08-26 | Solar Panels | ELIN ENERGY | ELNSM54M-HC-410 |  | 0.41 | 4 | 14 | 8 |  | Fixed | Roof
NJADRE1560194304 | Administratively Determined Incentive Program | BOUND BROOK BORO | 8805 | 11.07 | Residential | Behind the Meter | Yes | Sunrun Installation Services, Inc. | PSE&G |  | Accepted | 2025-07-31 | 2025-08-26 | 2026-08-26 | Inverters | SOLAREDGE TECHNOLOGIES | SE7600H-USMN | 7600 |  | 1 |  |  | 0.99 |  | Outdoor
NJADRE1560194304 | Administratively Determined Incentive Program | BOUND BROOK BORO | 8805 | 11.07 | Residential | Behind the Meter | Yes | Sunrun Installation Services, Inc. | PSE&G |  | Accepted | 2025-07-31 | 2025-08-26 | 2026-08-26 | Solar Panels | ELIN ENERGY | ELNSM54M-HC-410 |  | 0.41 | 7 | 194 | 45 |  | Fixed | Roof
NJADRE1560194304 | Administratively Determined Incentive Program | BOUND BROOK BORO | 8805 | 11.07 | Residential | Behind the Meter | Yes | Sunrun Installation Services, Inc. | PSE&G |  | Accepted | 2025-07-31 | 2025-08-26 | 2026-08-26 | Solar Panels | ELIN ENERGY | ELNSM54M-HC-410 |  | 0.41 | 6 | 194 | 45 |  | Fixed | Roof
NJADRE1560194304 | Administratively Determined Incentive Program | BOUND BROOK BORO | 8805 | 11.07 | Residential | Behind the Meter | Yes | Sunrun Installation Services, Inc. | PSE&G |  | Accepted | 2025-07-31 | 2025-08-26 | 2026-08-26 | Solar Panels | ELNSM54M-HC-410 | ELIN ENERGY |  | 0.41 | 10 | 14 | 45 |  | Fixed | Roof
NJADRE1560194518 | Administratively Determined Incentive Program | HAMILTON TWP MER | 8690 | 8.61 | Residential | Behind the Meter | Yes | Sunrun Installation Services, Inc. | PSE&G |  | Accepted | 2025-07-31 | 2025-08-26 | 2026-08-26 | Inverters | SolarEdge Technologies | SE5700H-USMN | 5760 |  | 1 |  |  | 0.99 |  | Outdoor
NJADRE1560194518 | Administratively Determined Incentive Program | HAMILTON TWP MER | 8690 | 8.61 | Residential | Behind the Meter | Yes | Sunrun Installation Services, Inc. | PSE&G |  | Accepted | 2025-07-31 | 2025-08-26 | 2026-08-26 | Solar Panels | Elin Energy (Sirius PV) | ELNSM54M-HC-410 |  | 0.41 | 4 | 332 | 30 |  | Fixed | Roof
NJADRE1560194518 | Administratively Determined Incentive Program | HAMILTON TWP MER | 8690 | 8.61 | Residential | Behind the Meter | Yes | Sunrun Installation Services, Inc. | PSE&G |  | Accepted | 2025-07-31 | 2025-08-26 | 2026-08-26 | Solar Panels | Elin Energy (Sirius PV) | ELNSM54M-HC-410 |  | 0.41 | 8 | 62 | 34 |  | Fixed | Roof
NJADRE1560194518 | Administratively Determined Incentive Program | HAMILTON TWP MER | 8690 | 8.61 | Residential | Behind the Meter | Yes | Sunrun Installation Services, Inc. | PSE&G |  | Accepted | 2025-07-31 | 2025-08-26 | 2026-08-26 | Solar Panels | Elin Energy (Sirius PV) | ELNSM54M-HC-410 |  | 0.41 | 9 | 152 | 30 |  | Fixed | Roof
NJADRE1560194802 | Administratively Determined Incentive Program | SICKLERVILLE | 8081 | 3.28 | Residential | Behind the Meter | Yes | Trinity Solar, LLC | AC Electric |  | Accepted | 2025-07-31 | 2025-08-26 | 2026-08-26 | Solar Panels | Hanwha | Q.PEAK DUO BLK ML-G10.C+ 410 |  | 0.41 | 8 | 219 | 26 |  | Fixed | Roof
NJADRE1560194802 | Administratively Determined Incentive Program | SICKLERVILLE | 8081 | 3.28 | Residential | Behind the Meter | Yes | Trinity Solar, LLC | AC Electric |  | Accepted | 2025-07-31 | 2025-08-26 | 2026-08-26 | Inverters | Solar Edge | USE3800H-US | 3800 |  | 1 |  |  | 0.97 |  | Outside
NJADRE1560195135 | Administratively Determined Incentive Program | BELLEVILLE TWP | 7109 | 8.61 | Residential | Behind the Meter | Yes | Sunrun Installation Services, Inc. | PSE&G |  | Accepted | 2025-07-31 | 2025-08-26 | 2026-08-26 | Inverters | TESLA | POWERWALL 3 1707000-XX-Y | 11500 |  | 1 |  |  | 0.97 |  | Outside
NJADRE1560195135 | Administratively Determined Incentive Program | BELLEVILLE TWP | 7109 | 8.61 | Residential | Behind the Meter | Yes | Sunrun Installation Services, Inc. | PSE&G |  | Accepted | 2025-07-31 | 2025-08-26 | 2026-08-26 | Solar Panels | Hanwha Q-Cells | Q.PEAK DUO BLK ML-G10+ 410 DCA |  | 0.41 | 9 | 285 | 34 |  | Fixed | Roof
NJADRE1560195135 | Administratively Determined Incentive Program | BELLEVILLE TWP | 7109 | 8.61 | Residential | Behind the Meter | Yes | Sunrun Installation Services, Inc. | PSE&G |  | Accepted | 2025-07-31 | 2025-08-26 | 2026-08-26 | Solar Panels | Hanwha Q-Cells | Q.PEAK DUO BLK ML-G10+ 410 DCA |  | 0.41 | 12 | 104 | 35 |  | Fixed | Roof
NJADRE1560195135 | Administratively Determined Incentive Program | BELLEVILLE TWP | 7109 | 8.61 | Residential | Behind the Meter | Yes | Sunrun Installation Services, Inc. | PSE&G |  | Accepted | 2025-07-31 | 2025-08-26 | 2026-08-26 | Electric Storage Battery | TESLA | POWERWALL 3 1707000-XX-Y |  |  | 1 |  |  |  | Lithium Ion |  | Outside
NJADRE1560195354 | Administratively Determined Incentive Program | Pennsauken | 8109 | 13.05 | Residential | Behind the Meter | No | Solar Energy World | PSE&G |  | Accepted | 2025-07-31 | 2025-08-26 | 2026-08-26 | Inverters | Enphase | IQ8MC-72-M-US | 320 |  | 30 |  |  | 0.97 |  | Outside
NJADRE1560195354 | Administratively Determined Incentive Program | Pennsauken | 8109 | 13.05 | Residential | Behind the Meter | No | Solar Energy World | PSE&G |  | Accepted | 2025-07-31 | 2025-08-26 | 2026-08-26 | Solar Panels | HANWHA | Q.TRON BLKM-G2+ 435W |  | 0.435 | 8 | 304 | 11 |  | Fixed | Roof
NJADRE1560195354 | Administratively Determined Incentive Program | Pennsauken | 8109 | 13.05 | Residential | Behind the Meter | No | Solar Energy World | PSE&G |  | Accepted | 2025-07-31 | 2025-08-26 | 2026-08-26 | Solar Panels | HANWHA | Q.TRON BLKM-G2+ 435W |  | 0.435 | 8 | 124 | 14 |  | Fixed | Roof
NJADRE1560195354 | Administratively Determined Incentive Program | Pennsauken | 8109 | 13.05 | Residential | Behind the Meter | No | Solar Energy World | PSE&G |  | Accepted | 2025-07-31 | 2025-08-26 | 2026-08-26 | Electric Storage Battery | Tesla | Powerwall 3 System 1 13.5kWh |  |  | 1 |  |  |  | Lithium Ion |  | outside
NJADRE1560195354 | Administratively Determined Incentive Program | Pennsauken | 8109 | 13.05 | Residential | Behind the Meter | No | Solar Energy World | PSE&G |  | Accepted | 2025-07-31 | 2025-08-26 | 2026-08-26 | Solar Panels | HANWHA | Q.TRON BLKM-G2+ 435W |  | 0.435 | 14 | 124 | 19 |  | Fixed | Roof
NJADRE1560195355 | Administratively Determined Incentive Program | OLD BRIDGE | 8857 | 13.695 | Residential | Behind the Meter | Yes | Big Wave Roofing and Solar, LLC | JCP&L |  | Accepted | 2025-07-31 | 2025-08-26 | 2026-08-26 | Inverters | Enphase | IQ8HC-72-M-DOM-US | 380 |  | 33 |  |  | 0.98 |  | Outdoor
NJADRE1560195355 | Administratively Determined Incentive Program | OLD BRIDGE | 8857 | 13.695 | Residential | Behind the Meter | Yes | Big Wave Roofing and Solar, LLC | JCP&L |  | Accepted | 2025-07-31 | 2025-08-26 | 2026-08-26 | Solar Panels | Q cells | Q.PEAK DUO BLK ML-G10.C+415w |  | 0.415 | 24 | 188 | 30 |  | Fixed | Roof
NJADRE1560195355 | Administratively Determined Incentive Program | OLD BRIDGE | 8857 | 13.695 | Residential | Behind the Meter | Yes | Big Wave Roofing and Solar, LLC | JCP&L |  | Accepted | 2025-07-31 | 2025-08-26 | 2026-08-26 | Solar Panels | Q cells | QCELLS Q.PEAK DUO BLK ML-G10.C+415w |  | 0.415 | 9 | 275 | 30 |  | Fixed | Roof
NJADRE1560195377 | Administratively Determined Incentive Program | Phillipsburg | 8865 | 4.92 | Residential | Behind the Meter | Yes | Trinity Solar, LLC | JCP&L |  | Accepted | 2025-07-31 | 2025-08-26 | 2026-08-26 | Solar Panels | Hanwha | Q.PEAK DUO BLK ML-G10+ 410 |  | 0.41 | 2 | 229 | 23 |  | Fixed | Roof
NJADRE1560195377 | Administratively Determined Incentive Program | Phillipsburg | 8865 | 4.92 | Residential | Behind the Meter | Yes | Trinity Solar, LLC | JCP&L |  | Accepted | 2025-07-31 | 2025-08-26 | 2026-08-26 | Solar Panels | Hanwha | Q.PEAK DUO BLK ML-G10+ 410 |  | 0.41 | 2 | 139 | 23 |  | Fixed | Roof
NJADRE1560195377 | Administratively Determined Incentive Program | Phillipsburg | 8865 | 4.92 | Residential | Behind the Meter | Yes | Trinity Solar, LLC | JCP&L |  | Accepted | 2025-07-31 | 2025-08-26 | 2026-08-26 | Solar Panels | Hanwha | Q.PEAK DUO BLK ML-G10+ 410 |  | 0.41 | 6 | 139 | 42 |  | Fixed | Roof
NJADRE1560195377 | Administratively Determined Incentive Program | Phillipsburg | 8865 | 4.92 | Residential | Behind the Meter | Yes | Trinity Solar, LLC | JCP&L |  | Accepted | 2025-07-31 | 2025-08-26 | 2026-08-26 | Inverters | Solar Edge | USE3800H-US | 3800 |  | 1 |  |  | 0.97 |  | Outside
NJADRE1560195377 | Administratively Determined Incentive Program | Phillipsburg | 8865 | 4.92 | Residential | Behind the Meter | Yes | Trinity Solar, LLC | JCP&L |  | Accepted | 2025-07-31 | 2025-08-26 | 2026-08-26 | Solar Panels | Hanwha | Q.PEAK DUO BLK ML-G10+ 410 |  | 0.41 | 2 | 229 | 49 |  | Fixed | Roof
NJADRE1560195383 | Administratively Determined Incentive Program | Franklin Twp Som | 8873 | 9.84 | Residential | Behind the Meter | Yes | Sunrun Installation Services, Inc. | PSE&G |  | Accepted | 2025-07-31 | 2025-08-26 | 2026-08-26 | Solar Panels | ELIN ENERGY (SIRIUS PV) | ELNSM54M-HC-410 |  | 0.41 | 9 | 219 | 20 |  | Fixed | Roof
NJADRE1560195383 | Administratively Determined Incentive Program | Franklin Twp Som | 8873 | 9.84 | Residential | Behind the Meter | Yes | Sunrun Installation Services, Inc. | PSE&G |  | Accepted | 2025-07-31 | 2025-08-26 | 2026-08-26 | Inverters | TESLA | POWERWALL 3 1707000-XX-Y | 11500 |  | 1 |  |  | 0.97 |  | Outside
NJADRE1560195383 | Administratively Determined Incentive Program | Franklin Twp Som | 8873 | 9.84 | Residential | Behind the Meter | Yes | Sunrun Installation Services, Inc. | PSE&G |  | Accepted | 2025-07-31 | 2025-08-26 | 2026-08-26 | Solar Panels | ELIN ENERGY (SIRIUS PV) | ELNSM54M-HC-410 |  | 0.41 | 15 | 39 | 20 |  | Fixed | Roof
NJADRE1560195383 | Administratively Determined Incentive Program | Franklin Twp Som | 8873 | 9.84 | Residential | Behind the Meter | Yes | Sunrun Installation Services, Inc. | PSE&G |  | Accepted | 2025-07-31 | 2025-08-26 | 2026-08-26 | Electric Storage Battery | TESLA | POWERWALL 3 1707000-XX-Y |  |  | 1 |  |  |  | Lithium Ion |  | Outside
NJADRE1560195386 | Administratively Determined Incentive Program | MILLVILLE | 8332 | 10.66 | Residential | Behind the Meter | Yes | Pro Custom Solar dba Momentum Solar | AC Electric |  | Accepted | 2025-07-31 | 2025-08-26 | 2026-08-26 | Solar Panels | hanwha | q.peak duo blk-g10+410 |  | 0.41 | 14 | 131 | 14 |  | Fixed | Roof
NJADRE1560195386 | Administratively Determined Incentive Program | MILLVILLE | 8332 | 10.66 | Residential | Behind the Meter | Yes | Pro Custom Solar dba Momentum Solar | AC Electric |  | Accepted | 2025-07-31 | 2025-08-26 | 2026-08-26 | Solar Panels | hanwha | q.peak duo blk-g10+410 |  | 0.41 | 12 | 131 | 28 |  | Fixed | Roof
NJADRE1560195386 | Administratively Determined Incentive Program | MILLVILLE | 8332 | 10.66 | Residential | Behind the Meter | Yes | Pro Custom Solar dba Momentum Solar | AC Electric |  | Accepted | 2025-07-31 | 2025-08-26 | 2026-08-26 | Inverters | ENPHASE | IQ8HC-72-M-DOM-US | 380 |  | 26 |  |  | 0.97 |  | Outdoor
NJADRE1560195393 | Administratively Determined Incentive Program | Hawthorne | 7506 | 11.205 | Residential | Behind the Meter | Yes | SunPurity, LLC | PSE&G |  | Accepted | 2025-07-31 | 2025-08-26 | 2026-08-26 | Solar Panels | Hanwha Q cells | Q.PEAK DUO BLK-ML-G10+ 415W |  | 0.415 | 25 | 195 | 32 |  | Fixed | Roof
NJADRE1560195393 | Administratively Determined Incentive Program | Hawthorne | 7506 | 11.205 | Residential | Behind the Meter | Yes | SunPurity, LLC | PSE&G |  | Accepted | 2025-07-31 | 2025-08-26 | 2026-08-26 | Inverters | SolarEdge | SE7600H-US | 7600 |  | 1 |  |  | 0.99 |  | Outdoor
NJADRE1560195393 | Administratively Determined Incentive Program | Hawthorne | 7506 | 11.205 | Residential | Behind the Meter | Yes | SunPurity, LLC | PSE&G |  | Accepted | 2025-07-31 | 2025-08-26 | 2026-08-26 | Solar Panels | Hanwha Q cells | Q.PEAK DUO BLK-ML-G10+ 415W |  | 0.415 | 2 | 195 | 44 |  | Fixed | Roof
NJADRE1560195395 | Administratively Determined Incentive Program | Elmwood Park | 7407 | 10.25 | Residential | Behind the Meter | Yes | Sea Bright Solar, LLC | PSE&G |  | Accepted | 2025-07-31 | 2025-08-26 | 2026-08-26 | Solar Panels | Mission Solar | MSE410HT0B |  | 0.41 | 25 | 213 | 23 |  | Fixed | Roof
NJADRE1560195395 | Administratively Determined Incentive Program | Elmwood Park | 7407 | 10.25 | Residential | Behind the Meter | Yes | Sea Bright Solar, LLC | PSE&G |  | Accepted | 2025-07-31 | 2025-08-26 | 2026-08-26 | Inverters | Enphase | IQ8HC-72-M-DOM-US | 380 |  | 25 |  |  | 0.97 |  | Outdoor
NJADRE1560195397 | Administratively Determined Incentive Program | Moorestown | 8057 | 11.07 | Residential | Behind the Meter | Yes | Define Solar, LLC | PSE&G |  | Accepted | 2025-07-31 | 2025-08-27 | 2026-08-27 | Inverters | Enphase | IQ8PLUS-72-2-US | 290 |  | 27 |  |  | 0.976 |  | Outside | Under each pv panel
NJADRE1560195397 | Administratively Determined Incentive Program | Moorestown | 8057 | 11.07 | Residential | Behind the Meter | Yes | Define Solar, LLC | PSE&G |  | Accepted | 2025-07-31 | 2025-08-27 | 2026-08-27 | Solar Panels | Znshine | ZXM7-SH108 410 |  | 0.41 | 27 | 147 | 24 |  | Fixed | Roof
NJADRE1560195415 | Administratively Determined Incentive Program | Sicklerville | 8018 | 15.3 | Residential | Behind the Meter | Yes | Power Energy Solutions, LLC | AC Electric |  | Accepted | 2025-07-31 | 2025-08-27 | 2026-08-27 | Inverters | Enphase | IQ8MC-72-M-US | 11 |  | 34 |  |  | 0.97 |  | Outdoor
NJADRE1560195415 | Administratively Determined Incentive Program | Sicklerville | 8018 | 15.3 | Residential | Behind the Meter | Yes | Power Energy Solutions, LLC | AC Electric |  | Accepted | 2025-07-31 | 2025-08-27 | 2026-08-27 | Solar Panels | Trina Solar | TSM-450NEG9RC.27 |  | 0.45 | 2 | 315 | 46 |  | Fixed | Roof
NJADRE1560195415 | Administratively Determined Incentive Program | Sicklerville | 8018 | 15.3 | Residential | Behind the Meter | Yes | Power Energy Solutions, LLC | AC Electric |  | Accepted | 2025-07-31 | 2025-08-27 | 2026-08-27 | Solar Panels | Trina Solar | TSM-450NEG9RC.27 |  | 0.45 | 2 | 135 | 46 |  | Fixed | Roof
NJADRE1560195415 | Administratively Determined Incentive Program | Sicklerville | 8018 | 15.3 | Residential | Behind the Meter | Yes | Power Energy Solutions, LLC | AC Electric |  | Accepted | 2025-07-31 | 2025-08-27 | 2026-08-27 | Solar Panels | Trina Solar | TSM-450NEG9RC.27 |  | 0.45 | 7 | 225 | 33 |  | Fixed | Roof
NJADRE1560195415 | Administratively Determined Incentive Program | Sicklerville | 8018 | 15.3 | Residential | Behind the Meter | Yes | Power Energy Solutions, LLC | AC Electric |  | Accepted | 2025-07-31 | 2025-08-27 | 2026-08-27 | Solar Panels | Trina Solar | TSM-450NEG9RC.27 |  | 0.45 | 20 | 45 | 33 |  | Fixed | Roof
NJADRE1560195415 | Administratively Determined Incentive Program | Sicklerville | 8018 | 15.3 | Residential | Behind the Meter | Yes | Power Energy Solutions, LLC | AC Electric |  | Accepted | 2025-07-31 | 2025-08-27 | 2026-08-27 | Solar Panels | Trina Solar | TSM-450NEG9RC.27 |  | 0.45 | 3 | 225 | 33 |  | Fixed | Roof
NJADRE1560195430 | Administratively Determined Incentive Program | North Bergen | 7047 | 9.02 | Residential | Behind the Meter | Yes | Trinity Solar, LLC | PSE&G |  | Accepted | 2025-07-31 | 2025-08-28 | 2026-08-28 | Inverters | Solar Edge | USE7600H-USMNBL75 | 7600 |  | 1 |  |  | 0.97 |  | Outdoor
NJADRE1560195430 | Administratively Determined Incentive Program | North Bergen | 7047 | 9.02 | Residential | Behind the Meter | Yes | Trinity Solar, LLC | PSE&G |  | Accepted | 2025-07-31 | 2025-08-28 | 2026-08-28 | Solar Panels | HANWHA | (Q.PEAK DUO BLK ML-G10.C+ 410) |  | 0.41 | 11 | 209 | 14 |  | Fixed | Roof
NJADRE1560195430 | Administratively Determined Incentive Program | North Bergen | 7047 | 9.02 | Residential | Behind the Meter | Yes | Trinity Solar, LLC | PSE&G |  | Accepted | 2025-07-31 | 2025-08-28 | 2026-08-28 | Solar Panels | HANWHA | (Q.PEAK DUO BLK ML-G10.C+ 410) |  | 0.41 | 11 | 29 | 14 |  | Fixed | Roof
NJADRE1560195449 | Administratively Determined Incentive Program | MORRIS PLAINS | 7950 | 12.18 | Residential | Behind the Meter | No | Public Service Solar, LLC | JCP&L |  | Accepted | 2025-07-31 | 2025-08-26 | 2026-08-26 | Solar Panels | Panasonic | EVPV420HK2 |  | 0.42 | 12 | 148 | 30 |  | Fixed | Roof
NJADRE1560195449 | Administratively Determined Incentive Program | MORRIS PLAINS | 7950 | 12.18 | Residential | Behind the Meter | No | Public Service Solar, LLC | JCP&L |  | Accepted | 2025-07-31 | 2025-08-26 | 2026-08-26 | Inverters | Enphase | iQ8HC-72-M-US | 380 |  | 29 |  |  | 0.96 |  | Outdoor | Under panels
NJADRE1560195449 | Administratively Determined Incentive Program | MORRIS PLAINS | 7950 | 12.18 | Residential | Behind the Meter | No | Public Service Solar, LLC | JCP&L |  | Accepted | 2025-07-31 | 2025-08-26 | 2026-08-26 | Solar Panels | Panasonic | EVPV420HK2 |  | 0.42 | 14 | 238 | 30 |  | Fixed | Roof
NJADRE1560195449 | Administratively Determined Incentive Program | MORRIS PLAINS | 7950 | 12.18 | Residential | Behind the Meter | No | Public Service Solar, LLC | JCP&L |  | Accepted | 2025-07-31 | 2025-08-26 | 2026-08-26 | Solar Panels | Panasonic | EVPV420HK2 |  | 0.42 | 3 | 238 | 30 |  | Fixed | Roof
NJADRE1560195460 | Administratively Determined Incentive Program | MALAGA | 8328 | 10.25 | Residential | Behind the Meter | Yes | Define Solar, LLC | AC Electric |  | Accepted | 2025-07-31 | 2025-08-26 | 2026-08-26 | Solar Panels | znshine | ZXM7-SH108 410W |  | 0.41 | 3 | 290 | 23 |  | Fixed | Roof
NJADRE1560195460 | Administratively Determined Incentive Program | MALAGA | 8328 | 10.25 | Residential | Behind the Meter | Yes | Define Solar, LLC | AC Electric |  | Accepted | 2025-07-31 | 2025-08-26 | 2026-08-26 | Solar Panels | znshine | ZXM7-SH108 410W |  | 0.41 | 2 | 110 | 23 |  | Fixed | Roof
NJADRE1560195460 | Administratively Determined Incentive Program | MALAGA | 8328 | 10.25 | Residential | Behind the Meter | Yes | Define Solar, LLC | AC Electric |  | Accepted | 2025-07-31 | 2025-08-26 | 2026-08-26 | Solar Panels | znshine | ZXM7-SH108 410W |  | 0.41 | 20 | 200 | 23 |  | Fixed | Roof
NJADRE1560195460 | Administratively Determined Incentive Program | MALAGA | 8328 | 10.25 | Residential | Behind the Meter | Yes | Define Solar, LLC | AC Electric |  | Accepted | 2025-07-31 | 2025-08-26 | 2026-08-26 | Inverters | Enphase | IQ8PLUS-72-2-US | 290 |  | 20 |  |  | 0.976 |  | Outside | Under each pv panel
NJADRE1560195460 | Administratively Determined Incentive Program | MALAGA | 8328 | 10.25 | Residential | Behind the Meter | Yes | Define Solar, LLC | AC Electric |  | Accepted | 2025-07-31 | 2025-08-26 | 2026-08-26 | Inverters | Enphase | IQ8PLUS-72-2-US | 290 |  | 2 |  |  | 0.976 |  | Outside | Under each pv panel
NJADRE1560195460 | Administratively Determined Incentive Program | MALAGA | 8328 | 10.25 | Residential | Behind the Meter | Yes | Define Solar, LLC | AC Electric |  | Accepted | 2025-07-31 | 2025-08-26 | 2026-08-26 | Inverters | Enphase | IQ8PLUS-72-2-US | 290 |  | 3 |  |  | 0.976 |  | Outside | Under each pv panel
NJADRE1560195474 | Administratively Determined Incentive Program | SEWELL | 8080 | 12.6 | Residential | Behind the Meter | Yes | Power Energy Solutions, LLC | AC Electric |  | Accepted | 2025-07-31 | 2025-08-27 | 2026-08-27 | Inverters | Enphase | IQ8MC-72-M-US | 330 |  | 28 |  |  | 0.97 |  | Outdoor
NJADRE1560195474 | Administratively Determined Incentive Program | SEWELL | 8080 | 12.6 | Residential | Behind the Meter | Yes | Power Energy Solutions, LLC | AC Electric |  | Accepted | 2025-07-31 | 2025-08-27 | 2026-08-27 | Solar Panels | Trina Solar | TSM-450NEG9RC.27 |  | 0.45 | 28 | 148 | 20 |  | Fixed | Roof
NJADRE1560195491 | Administratively Determined Incentive Program | Sea Girt | 8750 | 4.51 | Residential | Behind the Meter | No | Trinity Solar, LLC | JCP&L |  | Accepted | 2025-07-31 | 2025-08-26 | 2026-08-26 | Inverters | Solar Edge | USE3800H-USMNBL75 | 3800 |  | 1 |  |  | 0.97 |  | Outdoor
NJADRE1560195491 | Administratively Determined Incentive Program | Sea Girt | 8750 | 4.51 | Residential | Behind the Meter | No | Trinity Solar, LLC | JCP&L |  | Accepted | 2025-07-31 | 2025-08-26 | 2026-08-26 | Solar Panels | HANWHA | (Q.PEAK DUO BLK ML-G10.C+ 410) |  | 0.41 | 11 | 235 | 27 |  | Fixed | Roof
NJADRE1560195493 | Administratively Determined Incentive Program | Colts Neck | 7722 | 10.58 | Residential | Behind the Meter | No | Sea Bright Solar, LLC | JCP&L |  | Accepted | 2025-07-31 | 2025-08-26 | 2026-08-26 | Solar Panels | REC | REC-460AA-Pure-RX |  | 0.46 | 23 | 204 | 30 |  | Fixed | Roof
NJADRE1560195493 | Administratively Determined Incentive Program | Colts Neck | 7722 | 10.58 | Residential | Behind the Meter | No | Sea Bright Solar, LLC | JCP&L |  | Accepted | 2025-07-31 | 2025-08-26 | 2026-08-26 | Inverters | Enphase | IQ8X-80-M-US | 380 |  | 23 |  |  | 0.97 |  | Outdoor
NJADRE1560195525 | Administratively Determined Incentive Program | Sewell | 8080 | 7.38 | Residential | Behind the Meter | Yes | Trinity Solar, LLC | AC Electric |  | Accepted | 2025-07-31 | 2025-08-26 | 2026-08-26 | Inverters | Solar Edge | USE5700H-USMNBL75 | 5760 |  | 1 |  |  | 0.97 |  | Outdoor
NJADRE1560195525 | Administratively Determined Incentive Program | Sewell | 8080 | 7.38 | Residential | Behind the Meter | Yes | Trinity Solar, LLC | AC Electric |  | Accepted | 2025-07-31 | 2025-08-26 | 2026-08-26 | Solar Panels | HANWHA | (Q.PEAK DUO BLK ML-G10.C+ 410) |  | 0.41 | 18 | 125 | 18 |  | Fixed | Roof
NJADRE1560195560 | Administratively Determined Incentive Program | North Brunswick Twp | 8902 | 9.135 | Residential | Behind the Meter | Yes | Brilliant Installations, Inc. | PSE&G |  | Accepted | 2025-08-01 | 2025-08-27 | 2026-08-27 | Solar Panels | HANWHA QCELLS | Q.TRON BLK M-G2.H+ 435 |  | 0.435 | 9 | 39 | 19 |  | Fixed | Roof
NJADRE1560195560 | Administratively Determined Incentive Program | North Brunswick Twp | 8902 | 9.135 | Residential | Behind the Meter | Yes | Brilliant Installations, Inc. | PSE&G |  | Accepted | 2025-08-01 | 2025-08-27 | 2026-08-27 | Solar Panels | HANWHA QCELLS | Q.TRON BLK M-G2.H+ 435 |  | 0.435 | 12 | 219 | 19 |  | Fixed | Roof
NJADRE1560195560 | Administratively Determined Incentive Program | North Brunswick Twp | 8902 | 9.135 | Residential | Behind the Meter | Yes | Brilliant Installations, Inc. | PSE&G |  | Accepted | 2025-08-01 | 2025-08-27 | 2026-08-27 | Inverters | SOLAREDGE | USE7600H-USMNBL75 | 7600 |  | 1 |  |  | 0.97 |  | Outdoor
NJADRE1560195563 | Administratively Determined Incentive Program | MONROE TOWNSHIP | 8831 | 11.88 | Residential | Behind the Meter | No | PV4U, LLC | JCP&L |  | Accepted | 2025-07-31 | 2025-08-26 | 2026-08-26 | Solar Panels | Axitec | SOLAR AC-440MH |  | 0.44 | 5 | 15 | 34 |  | Fixed | Roof
NJADRE1560195563 | Administratively Determined Incentive Program | MONROE TOWNSHIP | 8831 | 11.88 | Residential | Behind the Meter | No | PV4U, LLC | JCP&L |  | Accepted | 2025-07-31 | 2025-08-26 | 2026-08-26 | Inverters | ENPHASE | IQ8PLUS | 290 |  | 27 |  |  | 0.98 |  | Outside
NJADRE1560195563 | Administratively Determined Incentive Program | MONROE TOWNSHIP | 8831 | 11.88 | Residential | Behind the Meter | No | PV4U, LLC | JCP&L |  | Accepted | 2025-07-31 | 2025-08-26 | 2026-08-26 | Solar Panels | Axitec | SOLAR AC-440MH |  | 0.44 | 22 | 195 | 34 |  | Fixed | Roof
NJADRE1560195565 | Administratively Determined Incentive Program | Fairview | 7022 | 5.395 | Residential | Behind the Meter | Yes | Fusion Solar Energy, LLC | PSE&G |  | Accepted | 2025-07-31 | 2025-08-26 | 2026-08-26 | Solar Panels | QCELLS | Q.PEAK DUO BLK ML-G10+_017 |  | 0.415 | 13 | 125.67 | 19 |  | Fixed | Roof
NJADRE1560195565 | Administratively Determined Incentive Program | Fairview | 7022 | 5.395 | Residential | Behind the Meter | Yes | Fusion Solar Energy, LLC | PSE&G |  | Accepted | 2025-07-31 | 2025-08-26 | 2026-08-26 | Inverters | ENPHASE | IQ8HC-72-M-DOM-US | 380 |  | 13 |  |  | 0.97 |  | Outside | Roof
NJADRE1560195589 | Administratively Determined Incentive Program | RAHWAY | 7065 | 3.6 | Residential | Behind the Meter | Yes | Power Energy Solutions, LLC | PSE&G |  | Accepted | 2025-07-31 | 2025-08-27 | 2026-08-27 | Inverters | Enphase | IQ8MC-72-M-US | 3 |  | 8 |  |  | 0.97 |  | Outdoor
NJADRE1560195589 | Administratively Determined Incentive Program | RAHWAY | 7065 | 3.6 | Residential | Behind the Meter | Yes | Power Energy Solutions, LLC | PSE&G |  | Accepted | 2025-07-31 | 2025-08-27 | 2026-08-27 | Solar Panels | Trina Solar | TSM-450NEG9RC.27 |  | 0.45 | 3 | 131 | 31 |  | Fixed | Roof
NJADRE1560195589 | Administratively Determined Incentive Program | RAHWAY | 7065 | 3.6 | Residential | Behind the Meter | Yes | Power Energy Solutions, LLC | PSE&G |  | Accepted | 2025-07-31 | 2025-08-27 | 2026-08-27 | Solar Panels | Trina Solar | TSM-450NEG9RC.27 |  | 0.45 | 5 | 311 | 31 |  | Fixed | Roof
NJADRE1560195841 | Administratively Determined Incentive Program | CAPE MAY CH | 8210 | 9.43 | Residential | Behind the Meter | Yes | Trinity Solar, LLC | AC Electric |  | Accepted | 2025-07-31 | 2025-08-26 | 2026-08-26 | Solar Panels | HANWHA | (Q.PEAK DUO BLK ML-G10.C+ 410) |  | 0.41 | 17 | 210 | 29 |  | Fixed | Roof
NJADRE1560195841 | Administratively Determined Incentive Program | CAPE MAY CH | 8210 | 9.43 | Residential | Behind the Meter | Yes | Trinity Solar, LLC | AC Electric |  | Accepted | 2025-07-31 | 2025-08-26 | 2026-08-26 | Solar Panels | HANWHA | (Q.PEAK DUO BLK ML-G10.C+ 410) |  | 0.41 | 6 | 120 | 47 |  | Fixed | Roof
NJADRE1560195841 | Administratively Determined Incentive Program | CAPE MAY CH | 8210 | 9.43 | Residential | Behind the Meter | Yes | Trinity Solar, LLC | AC Electric |  | Accepted | 2025-07-31 | 2025-08-26 | 2026-08-26 | Inverters | Solar Edge | USE7600H-USMNBL75 | 7600 |  | 1 |  |  | 0.97 |  | Outdoor
NJADRE1560195844 | Administratively Determined Incentive Program | RED BANK | 7701 | 11.9 | Residential | Behind the Meter | No | Maier Solar dba Solar Me | JCP&L |  | Accepted | 2025-07-31 | 2025-08-26 | 2026-08-26 | Solar Panels | JINKO | JKM425N-54HL |  | 0.425 | 11 | 124 | 22 |  | Fixed | Roof
NJADRE1560195844 | Administratively Determined Incentive Program | RED BANK | 7701 | 11.9 | Residential | Behind the Meter | No | Maier Solar dba Solar Me | JCP&L |  | Accepted | 2025-07-31 | 2025-08-26 | 2026-08-26 | Solar Panels | JINKO | JKM425N-54HL |  | 0.425 | 3 | 124 | 12 |  | Fixed | Roof
NJADRE1560195844 | Administratively Determined Incentive Program | RED BANK | 7701 | 11.9 | Residential | Behind the Meter | No | Maier Solar dba Solar Me | JCP&L |  | Accepted | 2025-07-31 | 2025-08-26 | 2026-08-26 | Solar Panels | JINKO | JKM425N-54HL |  | 0.425 | 6 | 304 | 22 |  | Fixed | Roof
NJADRE1560195844 | Administratively Determined Incentive Program | RED BANK | 7701 | 11.9 | Residential | Behind the Meter | No | Maier Solar dba Solar Me | JCP&L |  | Accepted | 2025-07-31 | 2025-08-26 | 2026-08-26 | Electric Storage Battery | TESLA | POWERWALL 3 |  |  | 1 |  |  |  | Lithium Ion |  | INSIDE
NJADRE1560195844 | Administratively Determined Incentive Program | RED BANK | 7701 | 11.9 | Residential | Behind the Meter | No | Maier Solar dba Solar Me | JCP&L |  | Accepted | 2025-07-31 | 2025-08-26 | 2026-08-26 | Solar Panels | JINKO | JKM425N-54HL |  | 0.425 | 8 | 304 | 22 |  | Fixed | Roof
NJADRE1560195844 | Administratively Determined Incentive Program | RED BANK | 7701 | 11.9 | Residential | Behind the Meter | No | Maier Solar dba Solar Me | JCP&L |  | Accepted | 2025-07-31 | 2025-08-26 | 2026-08-26 | Inverters | TESLA | POWERWALL 3 | 11500 |  | 1 |  |  | 0.97 |  | Outdoor | NEAR METER
NJADRE1560196621 | Administratively Determined Incentive Program | Franklin Twp Som | 8873 | 10.125 | Residential | Behind the Meter | Yes | Bright Ops, Inc. | PSE&G |  | Accepted | 2025-07-31 | 2025-08-26 | 2026-08-26 | Solar Panels | JA Solar | JAM54S31-405/MR |  | 0.405 | 11 | 322 | 27 |  | Fixed | Roof
NJADRE1560196621 | Administratively Determined Incentive Program | Franklin Twp Som | 8873 | 10.125 | Residential | Behind the Meter | Yes | Bright Ops, Inc. | PSE&G |  | Accepted | 2025-07-31 | 2025-08-26 | 2026-08-26 | Solar Panels | JA Solar | JAM54S31-405/MR |  | 0.405 | 12 | 142 | 30 |  | Fixed | Roof
NJADRE1560196621 | Administratively Determined Incentive Program | Franklin Twp Som | 8873 | 10.125 | Residential | Behind the Meter | Yes | Bright Ops, Inc. | PSE&G |  | Accepted | 2025-07-31 | 2025-08-26 | 2026-08-26 | Solar Panels | JA Solar | JAM54S31-405/MR |  | 0.405 | 2 | 52 | 18 |  | Fixed | Roof
NJADRE1560196621 | Administratively Determined Incentive Program | Franklin Twp Som | 8873 | 10.125 | Residential | Behind the Meter | Yes | Bright Ops, Inc. | PSE&G |  | Accepted | 2025-07-31 | 2025-08-26 | 2026-08-26 | Inverters | SolarEdge Technologies | SE7600H - USSN | 7600 |  | 1 |  |  | 0.98 |  | Outdoor | Outside
NJADRE1560196622 | Administratively Determined Incentive Program | PENNINGTON | 8534 | 6.48 | Residential | Behind the Meter | No | Solar Energy World | PSE&G |  | Accepted | 2025-07-31 | 2025-08-27 | 2026-08-27 | Electric Storage Battery | Tesla | Powerwall 3 System 1 13.5kWh |  |  | 1 |  |  |  | Lithium Ion |  | outside
NJADRE1560196622 | Administratively Determined Incentive Program | PENNINGTON | 8534 | 6.48 | Residential | Behind the Meter | No | Solar Energy World | PSE&G |  | Accepted | 2025-07-31 | 2025-08-27 | 2026-08-27 | Solar Panels | LONGi | LR5-54HPB-405M |  | 0.405 | 16 | 173 | 25 |  | Fixed | Roof
NJADRE1560196622 | Administratively Determined Incentive Program | PENNINGTON | 8534 | 6.48 | Residential | Behind the Meter | No | Solar Energy World | PSE&G |  | Accepted | 2025-07-31 | 2025-08-27 | 2026-08-27 | Inverters | Enphase | IQ8+-72-M-US | 290 |  | 16 |  |  | 0.97 |  | Outside
NJADRE1560196627 | Administratively Determined Incentive Program | BLAIRSTOWN | 7825 | 4.51 | Residential | Behind the Meter | Yes | Trinity Solar, LLC | JCP&L |  | Accepted | 2025-07-31 | 2025-08-26 | 2026-08-26 | Solar Panels | HANWHA | (Q.PEAK DUO BLK ML-G10.C+ 410) |  | 0.41 | 4 | 305 | 23 |  | Fixed | Roof
NJADRE1560196627 | Administratively Determined Incentive Program | BLAIRSTOWN | 7825 | 4.51 | Residential | Behind the Meter | Yes | Trinity Solar, LLC | JCP&L |  | Accepted | 2025-07-31 | 2025-08-26 | 2026-08-26 | Solar Panels | HANWHA | (Q.PEAK DUO BLK ML-G10.C+ 410) |  | 0.41 | 7 | 125 | 23 |  | Fixed | Roof
NJADRE1560196627 | Administratively Determined Incentive Program | BLAIRSTOWN | 7825 | 4.51 | Residential | Behind the Meter | Yes | Trinity Solar, LLC | JCP&L |  | Accepted | 2025-07-31 | 2025-08-26 | 2026-08-26 | Inverters | Solar Edge | USE3800H-USMNBL75 | 3800 |  | 1 |  |  | 0.97 |  | Outdoor
NJADRE1560196627 | Administratively Determined Incentive Program | BLAIRSTOWN | 7825 | 4.51 | Residential | Behind the Meter | Yes | Trinity Solar, LLC | JCP&L |  | Accepted | 2025-07-31 | 2025-08-26 | 2026-08-26 | Electric Storage Battery | Tesla | 1707000-XX-Y |  |  | 2 |  |  |  | Lithium Ion |  | outdoor
NJADRE1560196628 | Administratively Determined Incentive Program | Burlington | 8016 | 11.745 | Residential | Behind the Meter | Yes | SunnyMac, LLC | PSE&G |  | Accepted | 2025-07-31 | 2025-08-26 | 2026-08-26 | Solar Panels | HANWHA | Q.TRON BLK M-G2.H+ |  | 0.435 | 4 | 87 | 34 |  | Fixed | Roof
NJADRE1560196628 | Administratively Determined Incentive Program | Burlington | 8016 | 11.745 | Residential | Behind the Meter | Yes | SunnyMac, LLC | PSE&G |  | Accepted | 2025-07-31 | 2025-08-26 | 2026-08-26 | Solar Panels | HANWHA | Q.TRON BLK M-G2.H+ |  | 0.435 | 11 | 177 | 31 |  | Fixed | Roof
NJADRE1560196628 | Administratively Determined Incentive Program | Burlington | 8016 | 11.745 | Residential | Behind the Meter | Yes | SunnyMac, LLC | PSE&G |  | Accepted | 2025-07-31 | 2025-08-26 | 2026-08-26 | Inverters | SOLAREDGE HOME HUB | SE10000H-US | 10000 |  | 1 |  |  | 0.99 |  | Outdoor | next to meter
NJADRE1560196628 | Administratively Determined Incentive Program | Burlington | 8016 | 11.745 | Residential | Behind the Meter | Yes | SunnyMac, LLC | PSE&G |  | Accepted | 2025-07-31 | 2025-08-26 | 2026-08-26 | Solar Panels | HANWHA | Q.TRON BLK M-G2.H+ |  | 0.435 | 4 | 267 | 34 |  | Fixed | Roof
NJADRE1560196628 | Administratively Determined Incentive Program | Burlington | 8016 | 11.745 | Residential | Behind the Meter | Yes | SunnyMac, LLC | PSE&G |  | Accepted | 2025-07-31 | 2025-08-26 | 2026-08-26 | Solar Panels | HANWHA | Q.TRON BLK M-G2.H+ |  | 0.435 | 8 | 177 | 32 |  | Fixed | Roof
NJADRE1560196644 | Administratively Determined Incentive Program | Newark | 7107 | 6.225 | Residential | Behind the Meter | Yes | Fusion Solar Energy, LLC | PSE&G |  | Accepted | 2025-07-31 | 2025-08-26 | 2026-08-26 | Inverters | ENPHASE | IQ8HC-72-M-DOM-US | 380 |  | 15 |  |  | 0.97 |  | Outside | Roof
NJADRE1560196644 | Administratively Determined Incentive Program | Newark | 7107 | 6.225 | Residential | Behind the Meter | Yes | Fusion Solar Energy, LLC | PSE&G |  | Accepted | 2025-07-31 | 2025-08-26 | 2026-08-26 | Solar Panels | QCELLS | Q.PEAK DUO BLK ML-G10.C+ 415 |  | 0.415 | 15 | 202.32 | 26 |  | Fixed | Roof
NJADRE1560196709 | Administratively Determined Incentive Program | Bordentown City | 8505 | 7.56 | Residential | Behind the Meter | No | Solar Mite Solutions, LLC | PSE&G |  | Accepted | 2025-07-31 | 2025-08-26 | 2026-08-26 | Solar Panels | SunPower | SPR-M420-H-AC |  | 0.42 | 12 | 150 | 36 |  | Fixed | Roof
NJADRE1560196709 | Administratively Determined Incentive Program | Bordentown City | 8505 | 7.56 | Residential | Behind the Meter | No | Solar Mite Solutions, LLC | PSE&G |  | Accepted | 2025-07-31 | 2025-08-26 | 2026-08-26 | Solar Panels | SunPower | SPR-M420-H-AC |  | 0.42 | 6 | 150 | 7 |  | Fixed | Roof
NJADRE1560196709 | Administratively Determined Incentive Program | Bordentown City | 8505 | 7.56 | Residential | Behind the Meter | No | Solar Mite Solutions, LLC | PSE&G |  | Accepted | 2025-07-31 | 2025-08-26 | 2026-08-26 | Inverters | Enphase | IQ7HS-66-M-US | 384 |  | 18 |  |  | 0.97 |  | Outside
NJADRE1560196717 | Administratively Determined Incentive Program | Laurel Springs | 8021 | 10.66 | Residential | Behind the Meter | Yes | Trinity Solar, LLC | AC Electric |  | Accepted | 2025-07-31 | 2025-08-26 | 2026-08-26 | Solar Panels | HANWHA | (Q.PEAK DUO BLK ML-G10.C+ 410) |  | 0.41 | 15 | 194 | 19 |  | Fixed | Roof
NJADRE1560196717 | Administratively Determined Incentive Program | Laurel Springs | 8021 | 10.66 | Residential | Behind the Meter | Yes | Trinity Solar, LLC | AC Electric |  | Accepted | 2025-07-31 | 2025-08-26 | 2026-08-26 | Solar Panels | HANWHA | (Q.PEAK DUO BLK ML-G10.C+ 410) |  | 0.41 | 11 | 194 | 14 |  | Fixed | Roof
NJADRE1560196717 | Administratively Determined Incentive Program | Laurel Springs | 8021 | 10.66 | Residential | Behind the Meter | Yes | Trinity Solar, LLC | AC Electric |  | Accepted | 2025-07-31 | 2025-08-26 | 2026-08-26 | Inverters | Solar Edge | USE10000H-USMNBL75 | 10000 |  | 1 |  |  | 0.97 |  | Outdoor
NJADRE1560196726 | Administratively Determined Incentive Program | Lebanon | 8833 | 6.6 | Residential | Behind the Meter | No | Sea Bright Solar, LLC | JCP&L |  | Accepted | 2025-07-31 | 2025-08-26 | 2026-08-26 | Solar Panels | HiN-T440NF(BK) | Hyundai |  | 0.44 | 15 | 174 | 38 |  | Fixed | Roof
NJADRE1560196726 | Administratively Determined Incentive Program | Lebanon | 8833 | 6.6 | Residential | Behind the Meter | No | Sea Bright Solar, LLC | JCP&L |  | Accepted | 2025-07-31 | 2025-08-26 | 2026-08-26 | Inverters | Solar Edge | SE7600H-US Wave | 7600 |  | 1 |  |  | 0.97 |  | Outdoor
NJADRE1560196752 | Administratively Determined Incentive Program | Blackwood | 8012 | 5.74 | Residential | Behind the Meter | Yes | Trinity Solar, LLC | PSE&G |  | Accepted | 2025-07-31 | 2025-08-26 | 2026-08-26 | Solar Panels | HANWHA | (Q.PEAK DUO BLK ML-G10.C+410) |  | 0.41 | 10 | 75 | 31 |  | Fixed | Roof
NJADRE1560196752 | Administratively Determined Incentive Program | Blackwood | 8012 | 5.74 | Residential | Behind the Meter | Yes | Trinity Solar, LLC | PSE&G |  | Accepted | 2025-07-31 | 2025-08-26 | 2026-08-26 | Inverters | Solar Edge | USE5700H-USMNBL75 | 5760 |  | 1 |  |  | 0.97 |  | Outdoor
NJADRE1560196752 | Administratively Determined Incentive Program | Blackwood | 8012 | 5.74 | Residential | Behind the Meter | Yes | Trinity Solar, LLC | PSE&G |  | Accepted | 2025-07-31 | 2025-08-26 | 2026-08-26 | Solar Panels | HANWHA | (Q.PEAK DUO BLK ML-G10.C+410) |  | 0.41 | 2 | 345 | 26 |  | Fixed | Roof
NJADRE1560196752 | Administratively Determined Incentive Program | Blackwood | 8012 | 5.74 | Residential | Behind the Meter | Yes | Trinity Solar, LLC | PSE&G |  | Accepted | 2025-07-31 | 2025-08-26 | 2026-08-26 | Solar Panels | HANWHA | (Q.PEAK DUO BLK ML-G10.C+410) |  | 0.41 | 2 | 165 | 26 |  | Fixed | Roof
NJADRE1560196764 | Administratively Determined Incentive Program | Newark | 7107 | 6.225 | Residential | Behind the Meter | Yes | Fusion Solar Energy, LLC | PSE&G |  | Accepted | 2025-07-31 | 2025-08-26 | 2026-08-26 | Solar Panels | QCELLS | Q.PEAK DUO BLK ML-G10.C+ 415 |  | 0.415 | 3 | 291.97 | 27 |  | Fixed | Roof
NJADRE1560196764 | Administratively Determined Incentive Program | Newark | 7107 | 6.225 | Residential | Behind the Meter | Yes | Fusion Solar Energy, LLC | PSE&G |  | Accepted | 2025-07-31 | 2025-08-26 | 2026-08-26 | Solar Panels | QCELLS | Q.PEAK DUO BLK ML-G10.C+ 415 |  | 0.415 | 12 | 202.32 | 26 |  | Fixed | Roof
NJADRE1560196764 | Administratively Determined Incentive Program | Newark | 7107 | 6.225 | Residential | Behind the Meter | Yes | Fusion Solar Energy, LLC | PSE&G |  | Accepted | 2025-07-31 | 2025-08-26 | 2026-08-26 | Inverters | ENPHASE | IQ8HC-72-M-DOM-US | 380 |  | 15 |  |  | 0.97 |  | Outside | Roof
NJADRE1560197564 | Administratively Determined Incentive Program | Edison | 8820 | 12.45 | Residential | Behind the Meter | Yes | Fusion Solar Energy, LLC | PSE&G |  | Accepted | 2025-07-31 | 2025-08-26 | 2026-08-26 | Solar Panels | Q CELLS | Q.PEAK DUO BLK ML-G10.C+ |  | 0.415 | 6 | 265.35 | 35 |  | Fixed | Roof
NJADRE1560197564 | Administratively Determined Incentive Program | Edison | 8820 | 12.45 | Residential | Behind the Meter | Yes | Fusion Solar Energy, LLC | PSE&G |  | Accepted | 2025-07-31 | 2025-08-26 | 2026-08-26 | Solar Panels | Q CELLS | Q.PEAK DUO BLK ML-G10.C+ |  | 0.415 | 12 | 85.35 | 35 |  | Fixed | Roof
NJADRE1560197564 | Administratively Determined Incentive Program | Edison | 8820 | 12.45 | Residential | Behind the Meter | Yes | Fusion Solar Energy, LLC | PSE&G |  | Accepted | 2025-07-31 | 2025-08-26 | 2026-08-26 | Solar Panels | Q CELLS | Q.PEAK DUO BLK ML-G10.C+ |  | 0.415 | 10 | 85.35 | 28 |  | Fixed | Roof
NJADRE1560197564 | Administratively Determined Incentive Program | Edison | 8820 | 12.45 | Residential | Behind the Meter | Yes | Fusion Solar Energy, LLC | PSE&G |  | Accepted | 2025-07-31 | 2025-08-26 | 2026-08-26 | Solar Panels | Q CELLS | Q.PEAK DUO BLK ML-G10.C+ |  | 0.415 | 2 | 265.35 | 28 |  | Fixed | Roof
NJADRE1560197564 | Administratively Determined Incentive Program | Edison | 8820 | 12.45 | Residential | Behind the Meter | Yes | Fusion Solar Energy, LLC | PSE&G |  | Accepted | 2025-07-31 | 2025-08-26 | 2026-08-26 | Inverters | ENPHASE | IQ8HC-72-M-DOM-US | 380 |  | 30 |  |  | 0.97 |  | Outside | Roof
NJADRE1560197613 | Administratively Determined Incentive Program | NEWARK | 7112 | 5.81 | Residential | Behind the Meter | Yes | Fusion Solar Energy, LLC | PSE&G |  | Accepted | 2025-07-31 | 2025-08-26 | 2026-08-26 | Solar Panels | QCELLS | Q.PEAK DUO BLK ML-G10+_017 |  | 0.415 | 2 | 127.27 | 33 |  | Fixed | Roof
NJADRE1560197613 | Administratively Determined Incentive Program | NEWARK | 7112 | 5.81 | Residential | Behind the Meter | Yes | Fusion Solar Energy, LLC | PSE&G |  | Accepted | 2025-07-31 | 2025-08-26 | 2026-08-26 | Inverters | ENPHASE | IQ8HC-72-M-DOM-US | 380 |  | 14 |  |  | 0.97 |  | Outside | Roof
NJADRE1560197613 | Administratively Determined Incentive Program | NEWARK | 7112 | 5.81 | Residential | Behind the Meter | Yes | Fusion Solar Energy, LLC | PSE&G |  | Accepted | 2025-07-31 | 2025-08-26 | 2026-08-26 | Solar Panels | QCELLS | Q.PEAK DUO BLK ML-G10+_017 |  | 0.415 | 1 | 127.27 | 39 |  | Fixed | Roof
NJADRE1560197613 | Administratively Determined Incentive Program | NEWARK | 7112 | 5.81 | Residential | Behind the Meter | Yes | Fusion Solar Energy, LLC | PSE&G |  | Accepted | 2025-07-31 | 2025-08-26 | 2026-08-26 | Solar Panels | QCELLS | Q.PEAK DUO BLK ML-G10+_017 |  | 0.415 | 10 | 217.26 | 37 |  | Fixed | Roof
NJADRE1560197613 | Administratively Determined Incentive Program | NEWARK | 7112 | 5.81 | Residential | Behind the Meter | Yes | Fusion Solar Energy, LLC | PSE&G |  | Accepted | 2025-07-31 | 2025-08-26 | 2026-08-26 | Solar Panels | QCELLS | Q.PEAK DUO BLK ML-G10+_017 |  | 0.415 | 1 | 307.27 | 33 |  | Fixed | Roof
NJADRE1560198460 | Administratively Determined Incentive Program | Sewell | 8080 | 9.68 | Residential | Behind the Meter | No | Exact Solar | AC Electric |  | Accepted | 2025-08-01 | 2025-08-26 | 2026-08-26 | Electric Storage Battery | Enphase | IQ10C |  |  | 2 |  |  |  | Lithium Ion |  | inside
NJADRE1560198460 | Administratively Determined Incentive Program | Sewell | 8080 | 9.68 | Residential | Behind the Meter | No | Exact Solar | AC Electric |  | Accepted | 2025-08-01 | 2025-08-26 | 2026-08-26 | Inverters | Enphase | IQ8MC | 320 |  | 22 |  |  | 0.97 |  | Outside | Under panels
NJADRE1560198460 | Administratively Determined Incentive Program | Sewell | 8080 | 9.68 | Residential | Behind the Meter | No | Exact Solar | AC Electric |  | Accepted | 2025-08-01 | 2025-08-26 | 2026-08-26 | Solar Panels | Vsun | VSUN440N-108BMH |  | 0.44 | 22 | 156.5 | 34 |  | Fixed | Roof
NJADRE1560198474 | Administratively Determined Incentive Program | HILLSBOROUGH TWP | 8844 | 9.315 | Residential | Behind the Meter | Yes | Sunrun Installation Services, Inc. | PSE&G |  | Accepted | 2025-08-01 | 2025-08-26 | 2026-08-26 | Solar Panels | JA Solar | JAM54S31-405/MR |  | 0.405 | 23 | 195 | 19 |  | Fixed | Roof
NJADRE1560198474 | Administratively Determined Incentive Program | HILLSBOROUGH TWP | 8844 | 9.315 | Residential | Behind the Meter | Yes | Sunrun Installation Services, Inc. | PSE&G |  | Accepted | 2025-08-01 | 2025-08-26 | 2026-08-26 | Inverters | SolarEdge Technologies | SE7600H-USMN | 7600 |  | 1 |  |  | 0.99 |  | Outdoor
NJADRE1560198478 | Administratively Determined Incentive Program | WAYNE TWP | 7470 | 5.74 | Residential | Behind the Meter | Yes | Sunrun Installation Services, Inc. | PSE&G |  | Accepted | 2025-08-01 | 2025-08-28 | 2026-08-28 | Solar Panels | Elin Energy (Sirius PV) | ELNSM54M-HC-410 |  | 0.41 | 14 | 124 | 32 |  | Fixed | Roof
NJADRE1560198478 | Administratively Determined Incentive Program | WAYNE TWP | 7470 | 5.74 | Residential | Behind the Meter | Yes | Sunrun Installation Services, Inc. | PSE&G |  | Accepted | 2025-08-01 | 2025-08-28 | 2026-08-28 | Inverters | SolarEdge Technologies | SE5700H-USMN | 5760 |  | 1 |  |  | 0.99 |  | Outdoor
NJADRE1560198485 | Administratively Determined Incentive Program | Delanco Twp | 8075 | 7.38 | Residential | Behind the Meter | Yes | Sunrun Installation Services, Inc. | PSE&G |  | Accepted | 2025-08-01 | 2025-08-26 | 2026-08-26 | Electric Storage Battery | TESLA | Powerwall 3 1707000-xx-y |  |  | 1 |  |  |  | Lithium Ion |  | OUTSIDE
NJADRE1560198485 | Administratively Determined Incentive Program | Delanco Twp | 8075 | 7.38 | Residential | Behind the Meter | Yes | Sunrun Installation Services, Inc. | PSE&G |  | Accepted | 2025-08-01 | 2025-08-26 | 2026-08-26 | Inverters | TESLA | Powerwall 3 1707000-xx-y | 11500 |  | 1 |  |  | 0.97 |  | Outdoor
NJADRE1560198485 | Administratively Determined Incentive Program | Delanco Twp | 8075 | 7.38 | Residential | Behind the Meter | Yes | Sunrun Installation Services, Inc. | PSE&G |  | Accepted | 2025-08-01 | 2025-08-26 | 2026-08-26 | Solar Panels | Hanwha Q-Cells | Q.PEAK DUO BLK ML-G10.C+ 410 (MD06G100A-017) |  | 0.41 | 18 | 129 | 40 |  | Fixed | Roof
NJADRE1560198488 | Administratively Determined Incentive Program | Oceanport | 7757 | 5.95 | Residential | Behind the Meter | Yes | Power Energy Solutions, LLC | JCP&L |  | Accepted | 2025-08-01 | 2025-09-03 | 2026-09-03 | Inverters | SolarEdge | SE3800H-US | 4 |  | 1 |  |  | 0.97 |  | Outdoor
NJADRE1560198488 | Administratively Determined Incentive Program | Oceanport | 7757 | 5.95 | Residential | Behind the Meter | Yes | Power Energy Solutions, LLC | JCP&L |  | Accepted | 2025-08-01 | 2025-09-03 | 2026-09-03 | Solar Panels | Trina Solar | TSM-425NE09RC.05 |  | 0.425 | 9 | 141 | 20 |  | Fixed | Roof
NJADRE1560198488 | Administratively Determined Incentive Program | Oceanport | 7757 | 5.95 | Residential | Behind the Meter | Yes | Power Energy Solutions, LLC | JCP&L |  | Accepted | 2025-08-01 | 2025-09-03 | 2026-09-03 | Solar Panels | Trina Solar | TSM-425NE09RC.05 |  | 0.425 | 5 | 322 | 20 |  | Fixed | Roof
NJADRE1560198490 | Administratively Determined Incentive Program | Hamilton Twp Mer | 8619 | 4.51 | Residential | Behind the Meter | Yes | Sunrun Installation Services, Inc. | PSE&G |  | Accepted | 2025-08-01 | 2025-08-26 | 2026-08-26 | Solar Panels | Elin Energy (Sirius PV) | ELNSM54M-HC-410 |  | 0.41 | 11 | 115 | 18 |  | Fixed | Roof
NJADRE1560198490 | Administratively Determined Incentive Program | Hamilton Twp Mer | 8619 | 4.51 | Residential | Behind the Meter | Yes | Sunrun Installation Services, Inc. | PSE&G |  | Accepted | 2025-08-01 | 2025-08-26 | 2026-08-26 | Inverters | SolarEdge Technologies | SE3800H-USMN | 3800 |  | 1 |  |  | 0.99 |  | Outdoor
NJADRE1560198491 | Administratively Determined Incentive Program | TRENTON CITY | 8629 | 10.66 | Residential | Behind the Meter | Yes | Sunrun Installation Services, Inc. | PSE&G |  | Accepted | 2025-08-01 | 2025-08-26 | 2026-08-26 | Inverters | TESLA | Powerwall 3 1707000-xx-y | 11500 |  | 1 |  |  | 0.97 |  | Outdoor
NJADRE1560198491 | Administratively Determined Incentive Program | TRENTON CITY | 8629 | 10.66 | Residential | Behind the Meter | Yes | Sunrun Installation Services, Inc. | PSE&G |  | Accepted | 2025-08-01 | 2025-08-26 | 2026-08-26 | Electric Storage Battery | TESLA | Powerwall 3 1707000-xx-y |  |  | 1 |  |  |  | Lithium Ion |  | OUTSIDE
NJADRE1560198491 | Administratively Determined Incentive Program | TRENTON CITY | 8629 | 10.66 | Residential | Behind the Meter | Yes | Sunrun Installation Services, Inc. | PSE&G |  | Accepted | 2025-08-01 | 2025-08-26 | 2026-08-26 | Solar Panels | Hanwha Q-Cells | Q.PEAK DUO BLK ML-G10.C+ 410 (MD06G100A-017) |  | 0.41 | 26 | 40 | 21 |  | Fixed | Roof
NJADRE1560198493 | Administratively Determined Incentive Program | FORKED RIVER | 8731 | 19.575 | Residential | Behind the Meter | Yes | SunnyMac, LLC | JCP&L |  | Accepted | 2025-08-01 | 2025-08-26 | 2026-08-26 | Solar Panels | HANWHA | Q.TRON BLK M-G2+ |  | 0.435 | 20 | 168 | 23 |  | Fixed | Roof
NJADRE1560198493 | Administratively Determined Incentive Program | FORKED RIVER | 8731 | 19.575 | Residential | Behind the Meter | Yes | SunnyMac, LLC | JCP&L |  | Accepted | 2025-08-01 | 2025-08-26 | 2026-08-26 | Inverters | SOLAREDGE HOME HUB | SE5700H-US | 5760 |  | 1 |  |  | 0.99 |  | Outdoor | next to meter
NJADRE1560198493 | Administratively Determined Incentive Program | FORKED RIVER | 8731 | 19.575 | Residential | Behind the Meter | Yes | SunnyMac, LLC | JCP&L |  | Accepted | 2025-08-01 | 2025-08-26 | 2026-08-26 | Inverters | SOLAREDGE HOME HUB | SE7600H-US | 7600 |  | 1 |  |  | 0.99 |  | Outdoor | next to meter
NJADRE1560198493 | Administratively Determined Incentive Program | FORKED RIVER | 8731 | 19.575 | Residential | Behind the Meter | Yes | SunnyMac, LLC | JCP&L |  | Accepted | 2025-08-01 | 2025-08-26 | 2026-08-26 | Solar Panels | HANWHA | Q.TRON BLK M-G2+ |  | 0.435 | 25 | 78 | 23 |  | Fixed | Roof
NJADRE1560198501 | Administratively Determined Incentive Program | SEWELL | 8080 | 6.02 | Residential | Behind the Meter | Yes | Pro Custom Solar dba Momentum Solar | AC Electric |  | Accepted | 2025-08-01 | 2025-09-17 | 2026-09-17 | Inverters | ENPHASE | IQ8PLUS-72-2-US | 290 |  | 14 |  |  | 0.97 |  | Outdoor
NJADRE1560198501 | Administratively Determined Incentive Program | SEWELL | 8080 | 6.02 | Residential | Behind the Meter | Yes | Pro Custom Solar dba Momentum Solar | AC Electric |  | Accepted | 2025-08-01 | 2025-09-17 | 2026-09-17 | Solar Panels | HANWHA | HANWHA Q.TRON BLK M-G2+ 430 |  | 0.43 | 4 | 122 | 27 |  | Fixed | Roof
NJADRE1560198501 | Administratively Determined Incentive Program | SEWELL | 8080 | 6.02 | Residential | Behind the Meter | Yes | Pro Custom Solar dba Momentum Solar | AC Electric |  | Accepted | 2025-08-01 | 2025-09-17 | 2026-09-17 | Solar Panels | HANWHA | HANWHA Q.TRON BLK M-G2+ 430 |  | 0.43 | 10 | 212 | 26 |  | Fixed | Roof
NJADRE1560198510 | Administratively Determined Incentive Program | TEANECK | 7666 | 5.33 | Residential | Behind the Meter | Yes | Trinity Solar, LLC | PSE&G |  | Accepted | 2025-08-01 | 2025-08-26 | 2026-08-26 | Solar Panels | Hanwha | Q.PEAK DUO BLK ML-G10.C+ 410 |  | 0.41 | 2 | 288 | 45 |  | Fixed | Roof
NJADRE1560198510 | Administratively Determined Incentive Program | TEANECK | 7666 | 5.33 | Residential | Behind the Meter | Yes | Trinity Solar, LLC | PSE&G |  | Accepted | 2025-08-01 | 2025-08-26 | 2026-08-26 | Solar Panels | Hanwha | Q.PEAK DUO BLK ML-G10.C+ 410 |  | 0.41 | 2 | 198 | 36 |  | Fixed | Roof
NJADRE1560198510 | Administratively Determined Incentive Program | TEANECK | 7666 | 5.33 | Residential | Behind the Meter | Yes | Trinity Solar, LLC | PSE&G |  | Accepted | 2025-08-01 | 2025-08-26 | 2026-08-26 | Solar Panels | Hanwha | Q.PEAK DUO BLK ML-G10.C+ 410 |  | 0.41 | 6 | 198 | 36 |  | Fixed | Roof
NJADRE1560198510 | Administratively Determined Incentive Program | TEANECK | 7666 | 5.33 | Residential | Behind the Meter | Yes | Trinity Solar, LLC | PSE&G |  | Accepted | 2025-08-01 | 2025-08-26 | 2026-08-26 | Inverters | Solar Edge | USE5700H-US | 5760 |  | 1 |  |  | 0.97 |  | Outside
NJADRE1560198510 | Administratively Determined Incentive Program | TEANECK | 7666 | 5.33 | Residential | Behind the Meter | Yes | Trinity Solar, LLC | PSE&G |  | Accepted | 2025-08-01 | 2025-08-26 | 2026-08-26 | Solar Panels | Hanwha | Q.PEAK DUO BLK ML-G10.C+ 410 |  | 0.41 | 3 | 288 | 23 |  | Fixed | Roof
NJADRE1560198512 | Administratively Determined Incentive Program | Cold Spring | 8204 | 11.18 | Residential | Behind the Meter | No | Green Power Energy, LLC | AC Electric |  | Accepted | 2025-08-01 | 2025-08-26 | 2026-08-26 | Solar Panels | SEG Solar | SEG-430-BTD-BG |  | 0.43 | 3 | 120 | 34 |  | Fixed | Roof
NJADRE1560198512 | Administratively Determined Incentive Program | Cold Spring | 8204 | 11.18 | Residential | Behind the Meter | No | Green Power Energy, LLC | AC Electric |  | Accepted | 2025-08-01 | 2025-08-26 | 2026-08-26 | Solar Panels | SEG Solar | SEG-430-BTD-BG |  | 0.43 | 14 | 210 | 20 |  | Fixed | Roof
NJADRE1560198512 | Administratively Determined Incentive Program | Cold Spring | 8204 | 11.18 | Residential | Behind the Meter | No | Green Power Energy, LLC | AC Electric |  | Accepted | 2025-08-01 | 2025-08-26 | 2026-08-26 | Inverters | Enphase | IQ8MC-72-M-US [240V] | 320 |  | 26 |  |  | 0.98 |  | Outside
NJADRE1560198512 | Administratively Determined Incentive Program | Cold Spring | 8204 | 11.18 | Residential | Behind the Meter | No | Green Power Energy, LLC | AC Electric |  | Accepted | 2025-08-01 | 2025-08-26 | 2026-08-26 | Solar Panels | SEG Solar | SEG-430-BTD-BG |  | 0.43 | 1 | 210 | 35 |  | Fixed | Roof
NJADRE1560198512 | Administratively Determined Incentive Program | Cold Spring | 8204 | 11.18 | Residential | Behind the Meter | No | Green Power Energy, LLC | AC Electric |  | Accepted | 2025-08-01 | 2025-08-26 | 2026-08-26 | Solar Panels | SEG Solar | SEG-430-BTD-BG |  | 0.43 | 8 | 210 | 25 |  | Fixed | Roof
NJADRE1560198513 | Administratively Determined Incentive Program | Cedar Grove | 7009 | 12.32 | Residential | Behind the Meter | No | Exact Solar | PSE&G |  | Accepted | 2025-08-01 | 2025-08-27 | 2026-08-27 | Inverters | Enphase | IQ8MC | 320 |  | 28 |  |  | 0.97 |  | Outside | under panels
NJADRE1560198513 | Administratively Determined Incentive Program | Cedar Grove | 7009 | 12.32 | Residential | Behind the Meter | No | Exact Solar | PSE&G |  | Accepted | 2025-08-01 | 2025-08-27 | 2026-08-27 | Solar Panels | Vsun | VSUN440N-108BMH-BB |  | 0.44 | 5 | 234 | 30 |  | Fixed | Roof
NJADRE1560198513 | Administratively Determined Incentive Program | Cedar Grove | 7009 | 12.32 | Residential | Behind the Meter | No | Exact Solar | PSE&G |  | Accepted | 2025-08-01 | 2025-08-27 | 2026-08-27 | Solar Panels | Vsun | VSUN440N-108BMH-BB |  | 0.44 | 5 | 322.5 | 22 |  | Fixed | Roof
NJADRE1560198513 | Administratively Determined Incentive Program | Cedar Grove | 7009 | 12.32 | Residential | Behind the Meter | No | Exact Solar | PSE&G |  | Accepted | 2025-08-01 | 2025-08-27 | 2026-08-27 | Solar Panels | Vsun | VSUN440N-108BMH-BB |  | 0.44 | 5 | 233.3 | 30 |  | Fixed | Roof
NJADRE1560198513 | Administratively Determined Incentive Program | Cedar Grove | 7009 | 12.32 | Residential | Behind the Meter | No | Exact Solar | PSE&G |  | Accepted | 2025-08-01 | 2025-08-27 | 2026-08-27 | Solar Panels | Vsun | VSUN440N-108BMH-BB |  | 0.44 | 13 | 143.8 | 22 |  | Fixed | Roof
NJADRE1560198519 | Administratively Determined Incentive Program | Hillsborough | 8844 | 11.61 | Residential | Behind the Meter | No | EMT Renewables, LLC | PSE&G |  | Accepted | 2025-08-01 | 2025-09-03 | 2026-09-03 | Inverters | ENPHASE | IQ8+ | 290 |  | 27 |  |  | 0.98 |  | Other | UNDER EACH PANEL
NJADRE1560198519 | Administratively Determined Incentive Program | Hillsborough | 8844 | 11.61 | Residential | Behind the Meter | No | EMT Renewables, LLC | PSE&G |  | Accepted | 2025-08-01 | 2025-09-03 | 2026-09-03 | Solar Panels | Q CELLS | Q TRON |  | 0.43 | 27 | 186 | 30 |  | Fixed | Roof
NJADRE1560198521 | Administratively Determined Incentive Program | TRENTON | 8619 | 19.27 | Residential | Behind the Meter | Yes | Sunrun Installation Services, Inc. | PSE&G |  | Accepted | 2025-08-01 | 2025-08-27 | 2026-08-27 | Inverters | TESLA | Powerwall 3 1707000-xx-y | 12 |  | 2 |  |  | 0.97 |  | Outdoor
NJADRE1560198521 | Administratively Determined Incentive Program | TRENTON | 8619 | 19.27 | Residential | Behind the Meter | Yes | Sunrun Installation Services, Inc. | PSE&G |  | Accepted | 2025-08-01 | 2025-08-27 | 2026-08-27 | Solar Panels | Hanwha Q-Cells | Q.PEAK DUO BLK ML-G10.C+ 410 (MD06G100A-017) |  | 0.41 | 31 | 264 | 18 |  | Fixed | Roof
NJADRE1560198521 | Administratively Determined Incentive Program | TRENTON | 8619 | 19.27 | Residential | Behind the Meter | Yes | Sunrun Installation Services, Inc. | PSE&G |  | Accepted | 2025-08-01 | 2025-08-27 | 2026-08-27 | Solar Panels | Hanwha Q-Cells | Q.PEAK DUO BLK ML-G10.C+ 410 (MD06G100A-017) |  | 0.41 | 16 | 84 | 18 |  | Fixed | Roof
NJADRE1560198521 | Administratively Determined Incentive Program | TRENTON | 8619 | 19.27 | Residential | Behind the Meter | Yes | Sunrun Installation Services, Inc. | PSE&G |  | Accepted | 2025-08-01 | 2025-08-27 | 2026-08-27 | Electric Storage Battery | TESLA | Powerwall 3 1707000-xx-y |  |  | 2 |  |  |  | Lithium Ion |  | OUTSIDE
NJADRE1560198523 | Administratively Determined Incentive Program | Waterford Works | 8089 | 8.55 | Residential | Behind the Meter | Yes | Power Energy Solutions, LLC | AC Electric |  | Accepted | 2025-08-01 | 2025-08-27 | 2026-08-27 | Inverters | Enphase | IQ8MC-72-M-US | 6 |  | 19 |  |  | 0.97 |  | Outdoor
NJADRE1560198523 | Administratively Determined Incentive Program | Waterford Works | 8089 | 8.55 | Residential | Behind the Meter | Yes | Power Energy Solutions, LLC | AC Electric |  | Accepted | 2025-08-01 | 2025-08-27 | 2026-08-27 | Solar Panels | Trina Solar | TSM-450NEG9RC.27 |  | 0.45 | 6 | 290 | 19 |  | Fixed | Roof
NJADRE1560198523 | Administratively Determined Incentive Program | Waterford Works | 8089 | 8.55 | Residential | Behind the Meter | Yes | Power Energy Solutions, LLC | AC Electric |  | Accepted | 2025-08-01 | 2025-08-27 | 2026-08-27 | Solar Panels | Enphase | TSM-450NEG9RC.27 |  | 0.45 | 2 | 21 | 14 |  | Fixed | Roof
NJADRE1560198523 | Administratively Determined Incentive Program | Waterford Works | 8089 | 8.55 | Residential | Behind the Meter | Yes | Power Energy Solutions, LLC | AC Electric |  | Accepted | 2025-08-01 | 2025-08-27 | 2026-08-27 | Solar Panels | Trina Solar | TSM-450NEG9RC.27 |  | 0.45 | 9 | 111 | 19 |  | Fixed | Roof
NJADRE1560198523 | Administratively Determined Incentive Program | Waterford Works | 8089 | 8.55 | Residential | Behind the Meter | Yes | Power Energy Solutions, LLC | AC Electric |  | Accepted | 2025-08-01 | 2025-08-27 | 2026-08-27 | Solar Panels | Trina Solar | TSM-450NEG9RC.27 |  | 0.45 | 2 | 201 | 14 |  | Fixed | Roof
NJADRE1560198525 | Administratively Determined Incentive Program | Estell Manor | 8319 | 8.7 | Residential | Behind the Meter | Yes | SunnyMac, LLC | AC Electric |  | Accepted | 2025-08-01 | 2025-08-26 | 2026-08-26 | Solar Panels | HANWHA | Q.TRON BLK M-G2+ |  | 0.435 | 16 | 147 | 44 |  | Fixed | Roof
NJADRE1560198525 | Administratively Determined Incentive Program | Estell Manor | 8319 | 8.7 | Residential | Behind the Meter | Yes | SunnyMac, LLC | AC Electric |  | Accepted | 2025-08-01 | 2025-08-26 | 2026-08-26 | Inverters | SOLAREDGE HOME HUB | SE5700H-US | 5760 |  | 1 |  |  | 0.99 |  | Outdoor | next to meter
NJADRE1560198525 | Administratively Determined Incentive Program | Estell Manor | 8319 | 8.7 | Residential | Behind the Meter | Yes | SunnyMac, LLC | AC Electric |  | Accepted | 2025-08-01 | 2025-08-26 | 2026-08-26 | Solar Panels | HANWHA | Q.TRON BLK M-G2+ |  | 0.435 | 4 | 147 | 27 |  | Fixed | Roof
NJADRE1560198527 | Administratively Determined Incentive Program | Princeton | 8540 | 16.77 | Residential | Behind the Meter | No | EMT Renewables, LLC | PSE&G |  | Accepted | 2025-08-01 | 2025-08-27 | 2026-08-27 | Inverters | ENPHASE | IQ8+ | 290 |  | 39 |  |  | 0.98 |  | Other | UNDER EACH PANEL
NJADRE1560198527 | Administratively Determined Incentive Program | Princeton | 8540 | 16.77 | Residential | Behind the Meter | No | EMT Renewables, LLC | PSE&G |  | Accepted | 2025-08-01 | 2025-08-27 | 2026-08-27 | Solar Panels | Q CELLS | Q TRON |  | 0.43 | 7 | 315 | 15 |  | Fixed | Roof
NJADRE1560198527 | Administratively Determined Incentive Program | Princeton | 8540 | 16.77 | Residential | Behind the Meter | No | EMT Renewables, LLC | PSE&G |  | Accepted | 2025-08-01 | 2025-08-27 | 2026-08-27 | Solar Panels | Q CELLS | Q TRON |  | 0.43 | 4 | 315 | 13 |  | Fixed | Roof
NJADRE1560198527 | Administratively Determined Incentive Program | Princeton | 8540 | 16.77 | Residential | Behind the Meter | No | EMT Renewables, LLC | PSE&G |  | Accepted | 2025-08-01 | 2025-08-27 | 2026-08-27 | Solar Panels | Q CELLS | Q TRON |  | 0.43 | 5 | 90 | 12 |  | Fixed | Roof
NJADRE1560198527 | Administratively Determined Incentive Program | Princeton | 8540 | 16.77 | Residential | Behind the Meter | No | EMT Renewables, LLC | PSE&G |  | Accepted | 2025-08-01 | 2025-08-27 | 2026-08-27 | Solar Panels | Q CELLS | Q TRON |  | 0.43 | 4 | 135 | 13 |  | Fixed | Roof
NJADRE1560198527 | Administratively Determined Incentive Program | Princeton | 8540 | 16.77 | Residential | Behind the Meter | No | EMT Renewables, LLC | PSE&G |  | Accepted | 2025-08-01 | 2025-08-27 | 2026-08-27 | Solar Panels | Q CELLS | Q TRON |  | 0.43 | 5 | 45 | 10 |  | Fixed | Roof
NJADRE1560198527 | Administratively Determined Incentive Program | Princeton | 8540 | 16.77 | Residential | Behind the Meter | No | EMT Renewables, LLC | PSE&G |  | Accepted | 2025-08-01 | 2025-08-27 | 2026-08-27 | Solar Panels | Q CELLS | Q TRON |  | 0.43 | 8 | 225 | 13 |  | Fixed | Roof
NJADRE1560198527 | Administratively Determined Incentive Program | Princeton | 8540 | 16.77 | Residential | Behind the Meter | No | EMT Renewables, LLC | PSE&G |  | Accepted | 2025-08-01 | 2025-08-27 | 2026-08-27 | Solar Panels | Q CELLS | Q TRON |  | 0.43 | 2 | 180 | 12 |  | Fixed | Roof
NJADRE1560198527 | Administratively Determined Incentive Program | Princeton | 8540 | 16.77 | Residential | Behind the Meter | No | EMT Renewables, LLC | PSE&G |  | Accepted | 2025-08-01 | 2025-08-27 | 2026-08-27 | Solar Panels | Q CELLS | Q TRON |  | 0.43 | 1 | 270 | 12 |  | Fixed | Roof
NJADRE1560198527 | Administratively Determined Incentive Program | Princeton | 8540 | 16.77 | Residential | Behind the Meter | No | EMT Renewables, LLC | PSE&G |  | Accepted | 2025-08-01 | 2025-08-27 | 2026-08-27 | Solar Panels | Q CELLS | Q TRON |  | 0.43 | 3 | 45 | 11 |  | Fixed | Roof
NJADRE1560198536 | Administratively Determined Incentive Program | Windsor | 8520 | 11.07 | Residential | Behind the Meter | Yes | Pro Custom Solar dba Momentum Solar | JCP&L |  | Accepted | 2025-08-01 | 2025-08-26 | 2026-08-26 | Inverters | ENPHASE | IQ8HC-72-M-DOM-US | 380 |  | 27 |  |  | 0.97 |  | Outdoor
NJADRE1560198536 | Administratively Determined Incentive Program | Windsor | 8520 | 11.07 | Residential | Behind the Meter | Yes | Pro Custom Solar dba Momentum Solar | JCP&L |  | Accepted | 2025-08-01 | 2025-08-26 | 2026-08-26 | Solar Panels | HANWHA | HANWHA Q.PEAK DUO BLK ML-G10+410 |  | 0.41 | 14 | 302 | 22 |  | Fixed | Roof
NJADRE1560198536 | Administratively Determined Incentive Program | Windsor | 8520 | 11.07 | Residential | Behind the Meter | Yes | Pro Custom Solar dba Momentum Solar | JCP&L |  | Accepted | 2025-08-01 | 2025-08-26 | 2026-08-26 | Solar Panels | HANWHA | HANWHA Q.PEAK DUO BLK ML-G10+410 |  | 0.41 | 13 | 302 | 23 |  | Fixed | Roof
NJADRE1560198538 | Administratively Determined Incentive Program | Hackettstown | 7840 | 20.445 | Residential | Behind the Meter | No | Green Power Energy, LLC | JCP&L |  | Accepted | 2025-08-01 | 2025-08-26 | 2026-08-26 | Inverters | Enphase | IQ8MC-72-M-US [240V] | 320 |  | 47 |  |  | 0.98 |  | Outside
NJADRE1560198538 | Administratively Determined Incentive Program | Hackettstown | 7840 | 20.445 | Residential | Behind the Meter | No | Green Power Energy, LLC | JCP&L |  | Accepted | 2025-08-01 | 2025-08-26 | 2026-08-26 | Solar Panels | Hyundai | HiN-T435NF(BK) |  | 0.435 | 22 | 281 | 30 |  | Fixed | Roof
NJADRE1560198538 | Administratively Determined Incentive Program | Hackettstown | 7840 | 20.445 | Residential | Behind the Meter | No | Green Power Energy, LLC | JCP&L |  | Accepted | 2025-08-01 | 2025-08-26 | 2026-08-26 | Solar Panels | Hyundai | HiN-T435NF(BK) |  | 0.435 | 6 | 101 | 30 |  | Fixed | Roof
NJADRE1560198538 | Administratively Determined Incentive Program | Hackettstown | 7840 | 20.445 | Residential | Behind the Meter | No | Green Power Energy, LLC | JCP&L |  | Accepted | 2025-08-01 | 2025-08-26 | 2026-08-26 | Solar Panels | Hyundai | HiN-T435NF(BK) |  | 0.435 | 7 | 11 | 40 |  | Fixed | Roof
NJADRE1560198538 | Administratively Determined Incentive Program | Hackettstown | 7840 | 20.445 | Residential | Behind the Meter | No | Green Power Energy, LLC | JCP&L |  | Accepted | 2025-08-01 | 2025-08-26 | 2026-08-26 | Solar Panels | Hyundai | HiN-T435NF(BK) |  | 0.435 | 6 | 101 | 30 |  | Fixed | Roof
NJADRE1560198538 | Administratively Determined Incentive Program | Hackettstown | 7840 | 20.445 | Residential | Behind the Meter | No | Green Power Energy, LLC | JCP&L |  | Accepted | 2025-08-01 | 2025-08-26 | 2026-08-26 | Solar Panels | Hyundai | HiN-T435NF(BK) |  | 0.435 | 6 | 191 | 40 |  | Fixed | Roof
NJADRE1560198543 | Administratively Determined Incentive Program | Mount Laurel Twp | 8054 | 6.56 | Residential | Behind the Meter | Yes | Sunrun Installation Services, Inc. | PSE&G |  | Accepted | 2025-08-01 | 2025-09-05 | 2026-09-05 | Solar Panels | ELIN ENERGY (SIRIUS PV) | ELNSM54M-HC-410 |  | 0.41 | 2 | 27 | 25 |  | Fixed | Roof
NJADRE1560198543 | Administratively Determined Incentive Program | Mount Laurel Twp | 8054 | 6.56 | Residential | Behind the Meter | Yes | Sunrun Installation Services, Inc. | PSE&G |  | Accepted | 2025-08-01 | 2025-09-05 | 2026-09-05 | Inverters | SOLAREDGE TECHNOLOGIES | SE5700H-USMN | 5760 |  | 1 |  |  | 0.99 |  | Outside
NJADRE1560198543 | Administratively Determined Incentive Program | Mount Laurel Twp | 8054 | 6.56 | Residential | Behind the Meter | Yes | Sunrun Installation Services, Inc. | PSE&G |  | Accepted | 2025-08-01 | 2025-09-05 | 2026-09-05 | Solar Panels | ELIN ENERGY (SIRIUS PV) | ELNSM54M-HC-410 |  | 0.41 | 14 | 207 | 25 |  | Fixed | Roof
NJADRE1560198547 | Administratively Determined Incentive Program | Hammonton | 8037 | 3.48 | Residential | Behind the Meter | Yes | SunnyMac, LLC | AC Electric |  | Accepted | 2025-08-01 | 2025-08-26 | 2026-08-26 | Solar Panels | HANWHA | Q.TRON BLK M-G2+ |  | 0.435 | 8 | 128 | 18 |  | Fixed | Roof
NJADRE1560198547 | Administratively Determined Incentive Program | Hammonton | 8037 | 3.48 | Residential | Behind the Meter | Yes | SunnyMac, LLC | AC Electric |  | Accepted | 2025-08-01 | 2025-08-26 | 2026-08-26 | Inverters | SOLAREDGE HOME HUB | SE3800H-US | 3800 |  | 1 |  |  | 0.99 |  | Outdoor | next to meter
NJADRE1560198561 | Administratively Determined Incentive Program | TRENTON | 8619 | 9.135 | Residential | Behind the Meter | Yes | SunnyMac, LLC | PSE&G |  | Accepted | 2025-08-01 | 2025-08-27 | 2026-08-27 | Solar Panels | HANWHA | Q.TRON BLK M-G2.H+ |  | 0.435 | 9 | 260 | 25 |  | Fixed | Roof
NJADRE1560198561 | Administratively Determined Incentive Program | TRENTON | 8619 | 9.135 | Residential | Behind the Meter | Yes | SunnyMac, LLC | PSE&G |  | Accepted | 2025-08-01 | 2025-08-27 | 2026-08-27 | Solar Panels | HANWHA | Q.TRON BLK M-G2.H+ |  | 0.435 | 12 | 170 | 22 |  | Fixed | Roof
NJADRE1560198561 | Administratively Determined Incentive Program | TRENTON | 8619 | 9.135 | Residential | Behind the Meter | Yes | SunnyMac, LLC | PSE&G |  | Accepted | 2025-08-01 | 2025-08-27 | 2026-08-27 | Inverters | SOLAREDGE HOME HUB | SE7600H-US | 7600 |  | 1 |  |  | 0.99 |  | Outdoor | next to meter
NJADRE1560198587 | Administratively Determined Incentive Program | LINDEN | 7036 | 3.28 | Residential | Behind the Meter | Yes | Sunrun Installation Services, Inc. | PSE&G |  | Accepted | 2025-08-01 | 2025-08-26 | 2026-08-26 | Inverters | SOLAREDGE TECHNOLOGIES | SE3800H-USMN | 3800 |  | 1 |  |  | 0.99 |  | Outside
NJADRE1560198587 | Administratively Determined Incentive Program | LINDEN | 7036 | 3.28 | Residential | Behind the Meter | Yes | Sunrun Installation Services, Inc. | PSE&G |  | Accepted | 2025-08-01 | 2025-08-26 | 2026-08-26 | Solar Panels | ELIN ENERGY (SIRIUS PV) | ELNSM54M-HC-410 |  | 0.41 | 8 | 202 | 40 |  | Fixed | Roof
NJADRE1560198589 | Administratively Determined Incentive Program | West Orange | 7052 | 5.525 | Residential | Behind the Meter | Yes | Solar Mite Solutions, LLC | PSE&G |  | Accepted | 2025-08-01 | 2025-08-29 | 2026-08-29 | Inverters | Enphase | IQ8PLUS-72-M-US | 290 |  | 13 |  |  | 0.98 |  | Outside
NJADRE1560198589 | Administratively Determined Incentive Program | West Orange | 7052 | 5.525 | Residential | Behind the Meter | Yes | Solar Mite Solutions, LLC | PSE&G |  | Accepted | 2025-08-01 | 2025-08-29 | 2026-08-29 | Solar Panels | Jinko | JKM425N |  | 0.425 | 11 | 201 | 35 |  | Fixed | Roof
NJADRE1560198589 | Administratively Determined Incentive Program | West Orange | 7052 | 5.525 | Residential | Behind the Meter | Yes | Solar Mite Solutions, LLC | PSE&G |  | Accepted | 2025-08-01 | 2025-08-29 | 2026-08-29 | Solar Panels | Jinko | JKM425N |  | 0.425 | 2 | 21 | 35 |  | Fixed | Roof
NJADRE1560198591 | Administratively Determined Incentive Program | Clementon | 8021 | 10.125 | Residential | Behind the Meter | Yes | Big Wave Roofing and Solar, LLC | AC Electric |  | Accepted | 2025-08-01 | 2025-08-26 | 2026-08-26 | Solar Panels | JA Solar | JAM54S31-405/MR/1500V |  | 0.405 | 11 | 336 | 25 |  | Fixed | Roof
NJADRE1560198591 | Administratively Determined Incentive Program | Clementon | 8021 | 10.125 | Residential | Behind the Meter | Yes | Big Wave Roofing and Solar, LLC | AC Electric |  | Accepted | 2025-08-01 | 2025-08-26 | 2026-08-26 | Solar Panels | JA Solar | JAM54S31-405/MR/1500V |  | 0.405 | 14 | 156 | 25 |  | Fixed | Roof
NJADRE1560198591 | Administratively Determined Incentive Program | Clementon | 8021 | 10.125 | Residential | Behind the Meter | Yes | Big Wave Roofing and Solar, LLC | AC Electric |  | Accepted | 2025-08-01 | 2025-08-26 | 2026-08-26 | Inverters | Enphase | IQ8HC-72-M-DOM-US | 380 |  | 25 |  |  | 0.97 |  | Outside
NJADRE1560198605 | Administratively Determined Incentive Program | Sparta | 7871 | 13.12 | Residential | Behind the Meter | Yes | Pro Custom Solar dba Momentum Solar | JCP&L |  | Accepted | 2025-08-01 | 2025-08-28 | 2026-08-28 | Solar Panels | HANWHA | HANWHA Q.PEAK DUO BLK ML-G10+410 |  | 0.41 | 13 | 292 | 28 |  | Fixed | Roof
NJADRE1560198605 | Administratively Determined Incentive Program | Sparta | 7871 | 13.12 | Residential | Behind the Meter | Yes | Pro Custom Solar dba Momentum Solar | JCP&L |  | Accepted | 2025-08-01 | 2025-08-28 | 2026-08-28 | Inverters | ENPHASE | IQ8HC-72-M-DOM-US | 380 |  | 32 |  |  | 0.97 |  | Outdoor
NJADRE1560198605 | Administratively Determined Incentive Program | Sparta | 7871 | 13.12 | Residential | Behind the Meter | Yes | Pro Custom Solar dba Momentum Solar | JCP&L |  | Accepted | 2025-08-01 | 2025-08-28 | 2026-08-28 | Solar Panels | HANWHA | HANWHA Q.PEAK DUO BLK ML-G10+410 |  | 0.41 | 5 | 112 | 28 |  | Fixed | Roof
NJADRE1560198605 | Administratively Determined Incentive Program | Sparta | 7871 | 13.12 | Residential | Behind the Meter | Yes | Pro Custom Solar dba Momentum Solar | JCP&L |  | Accepted | 2025-08-01 | 2025-08-28 | 2026-08-28 | Solar Panels | HANWHA | HANWHA Q.PEAK DUO BLK ML-G10+410 |  | 0.41 | 9 | 202 | 34 |  | Fixed | Roof
NJADRE1560198605 | Administratively Determined Incentive Program | Sparta | 7871 | 13.12 | Residential | Behind the Meter | Yes | Pro Custom Solar dba Momentum Solar | JCP&L |  | Accepted | 2025-08-01 | 2025-08-28 | 2026-08-28 | Solar Panels | HANWHA | HANWHA Q.PEAK DUO BLK ML-G10+410 |  | 0.41 | 5 | 22 | 34 |  | Fixed | Roof
NJADRE1560198610 | Administratively Determined Incentive Program | Rutherford | 7070 | 8.6 | Residential | Behind the Meter | No | EMT Renewables, LLC | PSE&G |  | Accepted | 2025-08-01 | 2025-08-27 | 2026-08-27 | Solar Panels | Q CELLS | Q TRON |  | 0.43 | 2 | 306 | 37 |  | Fixed | Roof
NJADRE1560198610 | Administratively Determined Incentive Program | Rutherford | 7070 | 8.6 | Residential | Behind the Meter | No | EMT Renewables, LLC | PSE&G |  | Accepted | 2025-08-01 | 2025-08-27 | 2026-08-27 | Inverters | ENPHASE | IQ8+ | 290 |  | 20 |  |  | 0.98 |  | Other | UNDER EACH PANEL
NJADRE1560198610 | Administratively Determined Incentive Program | Rutherford | 7070 | 8.6 | Residential | Behind the Meter | No | EMT Renewables, LLC | PSE&G |  | Accepted | 2025-08-01 | 2025-08-27 | 2026-08-27 | Solar Panels | Q CELLS | Q TRON |  | 0.43 | 16 | 216 | 41 |  | Fixed | Roof
NJADRE1560198610 | Administratively Determined Incentive Program | Rutherford | 7070 | 8.6 | Residential | Behind the Meter | No | EMT Renewables, LLC | PSE&G |  | Accepted | 2025-08-01 | 2025-08-27 | 2026-08-27 | Solar Panels | Q CELLS | Q TRON |  | 0.43 | 2 | 217 | 17 |  | Fixed | Roof
NJADRE1560198616 | Administratively Determined Incentive Program | Pleasantville | 8232 | 3.28 | Residential | Behind the Meter | Yes | Sunrun Installation Services, Inc. | AC Electric |  | Accepted | 2025-08-01 | 2025-08-27 | 2026-08-27 | Inverters | SOLAREDGE TECHNOLOGIES | SE3800H-USMN | 3800 |  | 1 |  |  | 0.99 |  | Outside
NJADRE1560198616 | Administratively Determined Incentive Program | Pleasantville | 8232 | 3.28 | Residential | Behind the Meter | Yes | Sunrun Installation Services, Inc. | AC Electric |  | Accepted | 2025-08-01 | 2025-08-27 | 2026-08-27 | Solar Panels | ELIN ENERGY (SIRIUS PV) | ELNSM54M-HC-410 |  | 0.41 | 2 | 207 | 37 |  | Fixed | Roof
NJADRE1560198616 | Administratively Determined Incentive Program | Pleasantville | 8232 | 3.28 | Residential | Behind the Meter | Yes | Sunrun Installation Services, Inc. | AC Electric |  | Accepted | 2025-08-01 | 2025-08-27 | 2026-08-27 | Solar Panels | ELIN ENERGY (SIRIUS PV) | ELNSM54M-HC-410 |  | 0.41 | 6 | 117 | 37 |  | Fixed | Roof
NJADRE1560198624 | Administratively Determined Incentive Program | Pine Brook | 7058 | 18.49 | Residential | Behind the Meter | No | Pro Custom Solar dba Momentum Solar | JCP&L |  | Accepted | 2025-08-01 | 2025-08-28 | 2026-08-28 | Solar Panels | HANWHA | Q.TRON BLK M-G2+430 |  | 0.43 | 11 | 108 | 34 |  | Fixed | Roof
NJADRE1560198624 | Administratively Determined Incentive Program | Pine Brook | 7058 | 18.49 | Residential | Behind the Meter | No | Pro Custom Solar dba Momentum Solar | JCP&L |  | Accepted | 2025-08-01 | 2025-08-28 | 2026-08-28 | Solar Panels | HANWHA | Q.TRON BLK M-G2+430 |  | 0.43 | 7 | 18 | 4 |  | Fixed | Roof
NJADRE1560198624 | Administratively Determined Incentive Program | Pine Brook | 7058 | 18.49 | Residential | Behind the Meter | No | Pro Custom Solar dba Momentum Solar | JCP&L |  | Accepted | 2025-08-01 | 2025-08-28 | 2026-08-28 | Inverters | ENPHASE | IQ8PLUS-72-2-US | 290 |  | 43 |  |  | 0.97 |  | Outdoor
NJADRE1560198624 | Administratively Determined Incentive Program | Pine Brook | 7058 | 18.49 | Residential | Behind the Meter | No | Pro Custom Solar dba Momentum Solar | JCP&L |  | Accepted | 2025-08-01 | 2025-08-28 | 2026-08-28 | Solar Panels | hanwha | Q.TRON BLK M-G2+430 |  | 0.43 | 11 | 198 | 34 |  | Fixed | Roof
NJADRE1560198624 | Administratively Determined Incentive Program | Pine Brook | 7058 | 18.49 | Residential | Behind the Meter | No | Pro Custom Solar dba Momentum Solar | JCP&L |  | Accepted | 2025-08-01 | 2025-08-28 | 2026-08-28 | Solar Panels | HANWHA | Q.TRON BLK M-G2+430 |  | 0.43 | 11 | 198 | 4 |  | Fixed | Roof
NJADRE1560198624 | Administratively Determined Incentive Program | Pine Brook | 7058 | 18.49 | Residential | Behind the Meter | No | Pro Custom Solar dba Momentum Solar | JCP&L |  | Accepted | 2025-08-01 | 2025-08-28 | 2026-08-28 | Solar Panels | HANWHA | Q.TRON BLK M-G2+430 |  | 0.43 | 3 | 198 | 33 |  | Fixed | Roof
NJADRE1560198627 | Administratively Determined Incentive Program | Lawrence Twp | 8648 | 13.53 | Residential | Behind the Meter | Yes | Trinity Solar, LLC | PSE&G |  | Accepted | 2025-08-01 | 2025-08-27 | 2026-08-27 | Inverters | Solar Edge | USE11400H-USMNBL75 | 11400 |  | 1 |  |  | 0.97 |  | Outdoor
NJADRE1560198627 | Administratively Determined Incentive Program | Lawrence Twp | 8648 | 13.53 | Residential | Behind the Meter | Yes | Trinity Solar, LLC | PSE&G |  | Accepted | 2025-08-01 | 2025-08-27 | 2026-08-27 | Solar Panels | HANWHA | (Q.PEAK DUO BLK ML-G10.C+ 410) |  | 0.41 | 11 | 192 | 32 |  | Fixed | Roof
NJADRE1560198627 | Administratively Determined Incentive Program | Lawrence Twp | 8648 | 13.53 | Residential | Behind the Meter | Yes | Trinity Solar, LLC | PSE&G |  | Accepted | 2025-08-01 | 2025-08-27 | 2026-08-27 | Solar Panels | HANWHA | (Q.PEAK DUO BLK ML-G10.C+ 410) |  | 0.41 | 4 | 102 | 32 |  | Fixed | Roof
NJADRE1560198627 | Administratively Determined Incentive Program | Lawrence Twp | 8648 | 13.53 | Residential | Behind the Meter | Yes | Trinity Solar, LLC | PSE&G |  | Accepted | 2025-08-01 | 2025-08-27 | 2026-08-27 | Solar Panels | HANWHA | (Q.PEAK DUO BLK ML-G10.C+ 410) |  | 0.41 | 18 | 102 | 9 |  | Fixed | Roof
NJADRE1560198629 | Administratively Determined Incentive Program | Bridgeton | 8302 | 8.925 | Residential | Behind the Meter | No | Sunwise Energy, LLC | AC Electric |  | Accepted | 2025-08-01 | 2025-08-27 | 2026-08-27 | Solar Panels | JINKO SOLAR | JKM425N-54HL4-B |  | 0.425 | 4 | 1 | 22 |  | Fixed | Roof
NJADRE1560198629 | Administratively Determined Incentive Program | Bridgeton | 8302 | 8.925 | Residential | Behind the Meter | No | Sunwise Energy, LLC | AC Electric |  | Accepted | 2025-08-01 | 2025-08-27 | 2026-08-27 | Solar Panels | JINKO SOLAR | JKM425N-54HL4-B |  | 0.425 | 4 | 181 | 22 |  | Fixed | Roof
NJADRE1560198629 | Administratively Determined Incentive Program | Bridgeton | 8302 | 8.925 | Residential | Behind the Meter | No | Sunwise Energy, LLC | AC Electric |  | Accepted | 2025-08-01 | 2025-08-27 | 2026-08-27 | Solar Panels | JINKO SOLAR | JKM425N-54HL4-B |  | 0.425 | 2 | 271 | 22 |  | Fixed | Roof
NJADRE1560198629 | Administratively Determined Incentive Program | Bridgeton | 8302 | 8.925 | Residential | Behind the Meter | No | Sunwise Energy, LLC | AC Electric |  | Accepted | 2025-08-01 | 2025-08-27 | 2026-08-27 | Solar Panels | JINKO SOLAR | JKM425N-54HL4-B |  | 0.425 | 5 | 181 | 8 |  | Fixed | Roof
NJADRE1560198629 | Administratively Determined Incentive Program | Bridgeton | 8302 | 8.925 | Residential | Behind the Meter | No | Sunwise Energy, LLC | AC Electric |  | Accepted | 2025-08-01 | 2025-08-27 | 2026-08-27 | Solar Panels | JINKO SOLAR | JKM425N-54HL4-B |  | 0.425 | 3 | 271 | 22 |  | Fixed | Roof
NJADRE1560198629 | Administratively Determined Incentive Program | Bridgeton | 8302 | 8.925 | Residential | Behind the Meter | No | Sunwise Energy, LLC | AC Electric |  | Accepted | 2025-08-01 | 2025-08-27 | 2026-08-27 | Inverters | ENPHASE ENERGY | IQ8MC-72-M-US (240V) | 320 |  | 21 |  |  | 0.974 |  | Outside
NJADRE1560198629 | Administratively Determined Incentive Program | Bridgeton | 8302 | 8.925 | Residential | Behind the Meter | No | Sunwise Energy, LLC | AC Electric |  | Accepted | 2025-08-01 | 2025-08-27 | 2026-08-27 | Solar Panels | JINKO SOLAR | JKM425N-54HL4-B |  | 0.425 | 3 | 91 | 22 |  | Fixed | Roof
NJADRE1560198630 | Administratively Determined Incentive Program | Highland Park | 8904 | 4.92 | Residential | Behind the Meter | Yes | Pro Custom Solar dba Momentum Solar | PSE&G |  | Accepted | 2025-08-01 | 2025-08-28 | 2026-08-28 | Inverters | ENPHASE | IQ8HC-72-M-DOM-US | 380 |  | 12 |  |  | 0.97 |  | Outdoor
NJADRE1560198630 | Administratively Determined Incentive Program | Highland Park | 8904 | 4.92 | Residential | Behind the Meter | Yes | Pro Custom Solar dba Momentum Solar | PSE&G |  | Accepted | 2025-08-01 | 2025-08-28 | 2026-08-28 | Solar Panels | HANWHA | HANWHA Q.PEAK DUO BLK ML-G10+410 |  | 0.41 | 3 | 310 | 19 |  | Fixed | Roof
NJADRE1560198630 | Administratively Determined Incentive Program | Highland Park | 8904 | 4.92 | Residential | Behind the Meter | Yes | Pro Custom Solar dba Momentum Solar | PSE&G |  | Accepted | 2025-08-01 | 2025-08-28 | 2026-08-28 | Solar Panels | HANWHA | HANWHA Q.PEAK DUO BLK ML-G10+410 |  | 0.41 | 3 | 41 | 27 |  | Fixed | Roof
NJADRE1560198630 | Administratively Determined Incentive Program | Highland Park | 8904 | 4.92 | Residential | Behind the Meter | Yes | Pro Custom Solar dba Momentum Solar | PSE&G |  | Accepted | 2025-08-01 | 2025-08-28 | 2026-08-28 | Solar Panels | HANWHA | HANWHA Q.PEAK DUO BLK ML-G10+410 |  | 0.41 | 3 | 221 | 27 |  | Fixed | Roof
NJADRE1560198630 | Administratively Determined Incentive Program | Highland Park | 8904 | 4.92 | Residential | Behind the Meter | Yes | Pro Custom Solar dba Momentum Solar | PSE&G |  | Accepted | 2025-08-01 | 2025-08-28 | 2026-08-28 | Solar Panels | HANWHA | HANWHA Q.PEAK DUO BLK ML-G10+410 |  | 0.41 | 3 | 220 | 36 |  | Fixed | Roof
NJADRE1560198634 | Administratively Determined Incentive Program | Woodbridge | 8840 | 4.4 | Residential | Behind the Meter | No | Supreme Solar Services | PSE&G |  | Accepted | 2025-08-01 | 2025-08-27 | 2026-08-27 | Solar Panels | Canadian Solar | CS6K-275M |  | 0.275 | 16 | 324 | 35 |  | Fixed | Roof
NJADRE1560198634 | Administratively Determined Incentive Program | Woodbridge | 8840 | 4.4 | Residential | Behind the Meter | No | Supreme Solar Services | PSE&G |  | Accepted | 2025-08-01 | 2025-08-27 | 2026-08-27 | Inverters | Enphase | m215 | 215 |  | 16 |  |  | 0.98 |  | Outside
NJADRE1560198637 | Administratively Determined Incentive Program | Tinton Falls | 7724 | 15.91 | Residential | Behind the Meter | No | EMT Renewables, LLC | JCP&L |  | Accepted | 2025-08-01 | 2025-09-10 | 2026-09-10 | Solar Panels | Q CELLS | Q TRON |  | 0.43 | 6 | 353 | 17 |  | Fixed | Roof
NJADRE1560198637 | Administratively Determined Incentive Program | Tinton Falls | 7724 | 15.91 | Residential | Behind the Meter | No | EMT Renewables, LLC | JCP&L |  | Accepted | 2025-08-01 | 2025-09-10 | 2026-09-10 | Solar Panels | Q CELLS | Q TRON |  | 0.43 | 21 | 173 | 27 |  | Fixed | Roof
NJADRE1560198637 | Administratively Determined Incentive Program | Tinton Falls | 7724 | 15.91 | Residential | Behind the Meter | No | EMT Renewables, LLC | JCP&L |  | Accepted | 2025-08-01 | 2025-09-10 | 2026-09-10 | Inverters | ENPHASE | IQ8+ | 290 |  | 37 |  |  | 0.98 |  | Other | UNDER EACH PANEL
NJADRE1560198637 | Administratively Determined Incentive Program | Tinton Falls | 7724 | 15.91 | Residential | Behind the Meter | No | EMT Renewables, LLC | JCP&L |  | Accepted | 2025-08-01 | 2025-09-10 | 2026-09-10 | Solar Panels | Q CELLS | Q TRON |  | 0.43 | 10 | 263 | 24 |  | Fixed | Roof
NJADRE1560198644 | Administratively Determined Incentive Program | Toms River | 8755 | 24.115 | Residential | Behind the Meter | Yes | Kamtech Solar Solutions | JCP&L |  | Accepted | 2025-08-01 | 2025-08-27 | 2026-08-27 | Solar Panels | CANADIAN SOLAR | CS6. 1-54TM-455H |  | 0.455 | 16 | 38 | 30 |  | Fixed | Roof
NJADRE1560198644 | Administratively Determined Incentive Program | Toms River | 8755 | 24.115 | Residential | Behind the Meter | Yes | Kamtech Solar Solutions | JCP&L |  | Accepted | 2025-08-01 | 2025-08-27 | 2026-08-27 | Solar Panels | CANADIAN SOLAR | CS6. 1-54TM-455H |  | 0.455 | 12 | 218 | 27 |  | Fixed | Roof
NJADRE1560198644 | Administratively Determined Incentive Program | Toms River | 8755 | 24.115 | Residential | Behind the Meter | Yes | Kamtech Solar Solutions | JCP&L |  | Accepted | 2025-08-01 | 2025-08-27 | 2026-08-27 | Inverters | ENPHASE | IQ8AC-72M-US | 349 |  | 53 |  |  | 0.973 |  | Outdoor | ROOFTOP
NJADRE1560198644 | Administratively Determined Incentive Program | Toms River | 8755 | 24.115 | Residential | Behind the Meter | Yes | Kamtech Solar Solutions | JCP&L |  | Accepted | 2025-08-01 | 2025-08-27 | 2026-08-27 | Solar Panels | CANADIAN SOLAR | CS6. 1-54TM-455H |  | 0.455 | 25 | 218 | 30 |  | Fixed | Roof
NJADRE1560198646 | Administratively Determined Incentive Program | Hillsborough Township | 8844 | 12.615 | Residential | Behind the Meter | No | EMT Renewables, LLC | PSE&G |  | Accepted | 2025-08-01 | 2025-09-03 | 2026-09-03 | Solar Panels | Q CELLS | Q TRON |  | 0.435 | 13 | 239 | 27 |  | Fixed | Roof
NJADRE1560198646 | Administratively Determined Incentive Program | Hillsborough Township | 8844 | 12.615 | Residential | Behind the Meter | No | EMT Renewables, LLC | PSE&G |  | Accepted | 2025-08-01 | 2025-09-03 | 2026-09-03 | Solar Panels | Q CELLS | Q TRON |  | 0.435 | 4 | 149 | 27 |  | Fixed | Roof
NJADRE1560198646 | Administratively Determined Incentive Program | Hillsborough Township | 8844 | 12.615 | Residential | Behind the Meter | No | EMT Renewables, LLC | PSE&G |  | Accepted | 2025-08-01 | 2025-09-03 | 2026-09-03 | Solar Panels | Q CELLS | Q TRON |  | 0.435 | 10 | 149 | 27 |  | Fixed | Roof
NJADRE1560198646 | Administratively Determined Incentive Program | Hillsborough Township | 8844 | 12.615 | Residential | Behind the Meter | No | EMT Renewables, LLC | PSE&G |  | Accepted | 2025-08-01 | 2025-09-03 | 2026-09-03 | Inverters | ENPHASE | IQ8+ | 290 |  | 29 |  |  | 0.98 |  | Other | UNDER EACH PANEL
NJADRE1560198646 | Administratively Determined Incentive Program | Hillsborough Township | 8844 | 12.615 | Residential | Behind the Meter | No | EMT Renewables, LLC | PSE&G |  | Accepted | 2025-08-01 | 2025-09-03 | 2026-09-03 | Solar Panels | Q CELLS | Q TRON |  | 0.435 | 2 | 239 | 25 |  | Fixed | Roof
NJADRE1560198648 | Administratively Determined Incentive Program | Union Beach | 7735 | 3.28 | Residential | Behind the Meter | Yes | Sunrun Installation Services, Inc. | JCP&L |  | Accepted | 2025-08-01 | 2025-08-27 | 2026-08-27 | Inverters | GROWATT NEW ENERGY TECHNOLOGY CO LTD | MIN 3800TL-XH-US | 3800 |  | 1 |  |  | 0.98 |  | Outside
NJADRE1560198648 | Administratively Determined Incentive Program | Union Beach | 7735 | 3.28 | Residential | Behind the Meter | Yes | Sunrun Installation Services, Inc. | JCP&L |  | Accepted | 2025-08-01 | 2025-08-27 | 2026-08-27 | Solar Panels | Hanwha Q-Cells | Q.PEAK DUO BLK ML-G10+ 410 |  | 0.41 | 8 | 264 | 5 |  | Fixed | Roof
NJADRE1560198652 | Administratively Determined Incentive Program | Bogota | 7603 | 10.005 | Residential | Behind the Meter | Yes | Skyline Solar, LLC | PSE&G |  | Accepted | 2025-08-01 | 2025-08-27 | 2026-08-27 | Solar Panels | Hanwha | Q. Tron BLK M-G2.H+ |  | 0.435 | 7 | 200 | 29 |  | Fixed | Roof
NJADRE1560198652 | Administratively Determined Incentive Program | Bogota | 7603 | 10.005 | Residential | Behind the Meter | Yes | Skyline Solar, LLC | PSE&G |  | Accepted | 2025-08-01 | 2025-08-27 | 2026-08-27 | Solar Panels | Hanwha | Q. Tron BLK M-G2.H+ |  | 0.435 | 9 | 20 | 18 |  | Fixed | Roof
NJADRE1560198652 | Administratively Determined Incentive Program | Bogota | 7603 | 10.005 | Residential | Behind the Meter | Yes | Skyline Solar, LLC | PSE&G |  | Accepted | 2025-08-01 | 2025-08-27 | 2026-08-27 | Solar Panels | Hanwha | Q. Tron BLK M-G2.H+ |  | 0.435 | 5 | 0 | 0 |  | Fixed | Roof
NJADRE1560198652 | Administratively Determined Incentive Program | Bogota | 7603 | 10.005 | Residential | Behind the Meter | Yes | Skyline Solar, LLC | PSE&G |  | Accepted | 2025-08-01 | 2025-08-27 | 2026-08-27 | Inverters | Enphase | IQ8HC-72-M-DOM-US | 380 |  | 23 |  |  | 0.977 |  | Outside
NJADRE1560198652 | Administratively Determined Incentive Program | Bogota | 7603 | 10.005 | Residential | Behind the Meter | Yes | Skyline Solar, LLC | PSE&G |  | Accepted | 2025-08-01 | 2025-08-27 | 2026-08-27 | Solar Panels | Hanwha | Q. Tron BLK M-G2.H+ |  | 0.435 | 2 | 200 | 7 |  | Fixed | Roof
NJADRE1560198661 | Administratively Determined Incentive Program | Hackensack | 7061 | 7.79 | Residential | Behind the Meter | Yes | Trinity Solar, LLC | PSE&G |  | Accepted | 2025-08-01 | 2025-08-27 | 2026-08-27 | Inverters | Solar Edge | USE7600H-US | 7600 |  | 1 |  |  | 0.97 |  | Outside
NJADRE1560198661 | Administratively Determined Incentive Program | Hackensack | 7061 | 7.79 | Residential | Behind the Meter | Yes | Trinity Solar, LLC | PSE&G |  | Accepted | 2025-08-01 | 2025-08-27 | 2026-08-27 | Solar Panels | Hanwha | Q.PEAK DUO BLK ML-G10.C+ 410 |  | 0.41 | 16 | 127 | 21 |  | Fixed | Roof
NJADRE1560198661 | Administratively Determined Incentive Program | Hackensack | 7061 | 7.79 | Residential | Behind the Meter | Yes | Trinity Solar, LLC | PSE&G |  | Accepted | 2025-08-01 | 2025-08-27 | 2026-08-27 | Solar Panels | Hanwha | Q.PEAK DUO BLK ML-G10.C+ 410 |  | 0.41 | 3 | 217 | 25 |  | Fixed | Roof
NJADRE1560198662 | Administratively Determined Incentive Program | TOMS RIVER | 8757 | 3.915 | Residential | Behind the Meter | Yes | SunnyMac, LLC | JCP&L |  | Accepted | 2025-08-01 | 2025-08-27 | 2026-08-27 | Solar Panels | HANWHA | Q.TRON BLK M-G2+ |  | 0.435 | 9 | 210 | 19 |  | Fixed | Roof
NJADRE1560198662 | Administratively Determined Incentive Program | TOMS RIVER | 8757 | 3.915 | Residential | Behind the Meter | Yes | SunnyMac, LLC | JCP&L |  | Accepted | 2025-08-01 | 2025-08-27 | 2026-08-27 | Inverters | SOLAREDGE HOME HUB | SE3800H-US | 3800 |  | 1 |  |  | 0.99 |  | Outdoor | next to meter
NJADRE1560198666 | Administratively Determined Incentive Program | TRENTON | 8610 | 15.66 | Residential | Behind the Meter | Yes | SunnyMac, LLC | PSE&G |  | Accepted | 2025-08-01 | 2025-08-27 | 2026-08-27 | Solar Panels | HANWHA | Q.TRON BLK M-G2.H+ |  | 0.435 | 15 | 292 | 29 |  | Fixed | Roof
NJADRE1560198666 | Administratively Determined Incentive Program | TRENTON | 8610 | 15.66 | Residential | Behind the Meter | Yes | SunnyMac, LLC | PSE&G |  | Accepted | 2025-08-01 | 2025-08-27 | 2026-08-27 | Inverters | SOLAREDGE HOME HUB | SE11400H-US | 11400 |  | 1 |  |  | 0.99 |  | Outdoor | next to meter
NJADRE1560198666 | Administratively Determined Incentive Program | TRENTON | 8610 | 15.66 | Residential | Behind the Meter | Yes | SunnyMac, LLC | PSE&G |  | Accepted | 2025-08-01 | 2025-08-27 | 2026-08-27 | Solar Panels | HANWHA | Q.TRON BLK M-G2.H+ |  | 0.435 | 21 | 112 | 29 |  | Fixed | Roof
NJADRE1560198668 | Administratively Determined Incentive Program | Jackson | 8527 | 4.92 | Residential | Behind the Meter | Yes | Sunrun Installation Services, Inc. | JCP&L |  | Accepted | 2025-08-01 | 2025-08-27 | 2026-08-27 | Electric Storage Battery | Tesla | Powerwall 3 1707000-xx-y |  |  | 1 |  |  |  | Lithium Ion |  | OUTSIDE
NJADRE1560198668 | Administratively Determined Incentive Program | Jackson | 8527 | 4.92 | Residential | Behind the Meter | Yes | Sunrun Installation Services, Inc. | JCP&L |  | Accepted | 2025-08-01 | 2025-08-27 | 2026-08-27 | Inverters | Tesla | Powerwall 3 1707000-xx-y | 11500 |  | 1 |  |  | 0.97 |  | Outdoor
NJADRE1560198668 | Administratively Determined Incentive Program | Jackson | 8527 | 4.92 | Residential | Behind the Meter | Yes | Sunrun Installation Services, Inc. | JCP&L |  | Accepted | 2025-08-01 | 2025-08-27 | 2026-08-27 | Solar Panels | Hanwha Q Cells | Q.PEAK DUO BLK ML-G10+ 410 |  | 0.41 | 12 | 155 | 28 |  | Fixed | Roof
NJADRE1560198669 | Administratively Determined Incentive Program | Mullica Hill | 8062 | 11.745 | Residential | Behind the Meter | No | Solar Energy World | AC Electric |  | Accepted | 2025-08-01 | 2025-08-27 | 2026-08-27 | Solar Panels | LONGi | LR5-54HPB-405M |  | 0.405 | 6 | 8 | 34 |  | Fixed | Roof
NJADRE1560198669 | Administratively Determined Incentive Program | Mullica Hill | 8062 | 11.745 | Residential | Behind the Meter | No | Solar Energy World | AC Electric |  | Accepted | 2025-08-01 | 2025-08-27 | 2026-08-27 | Solar Panels | LONGi | LR5-54HPB-405M |  | 0.405 | 8 | 8 | 34 |  | Fixed | Roof
NJADRE1560198669 | Administratively Determined Incentive Program | Mullica Hill | 8062 | 11.745 | Residential | Behind the Meter | No | Solar Energy World | AC Electric |  | Accepted | 2025-08-01 | 2025-08-27 | 2026-08-27 | Solar Panels | LONGi | LR5-54HPB-405M |  | 0.405 | 15 | 188 | 34 |  | Fixed | Roof
NJADRE1560198669 | Administratively Determined Incentive Program | Mullica Hill | 8062 | 11.745 | Residential | Behind the Meter | No | Solar Energy World | AC Electric |  | Accepted | 2025-08-01 | 2025-08-27 | 2026-08-27 | Inverters | Enphase | IQ8HC-72-M-DOM-US | 384 |  | 29 |  |  | 0.97 |  | Outside
NJADRE1560198671 | Administratively Determined Incentive Program | LAKEWOOD | 8701 | 17.29 | Residential | Behind the Meter | No | Powerlutions, LLC | JCP&L |  | Accepted | 2025-08-01 | 2025-08-27 | 2026-08-27 | Solar Panels | CANADIAN | CS6.1-54TM-455H |  | 0.455 | 12 | 277 | 38 |  | Fixed | Roof
NJADRE1560198671 | Administratively Determined Incentive Program | LAKEWOOD | 8701 | 17.29 | Residential | Behind the Meter | No | Powerlutions, LLC | JCP&L |  | Accepted | 2025-08-01 | 2025-08-27 | 2026-08-27 | Solar Panels | CANADIAN | CS6.1-54TM-455H |  | 0.455 | 15 | 277 | 20 |  | Fixed | Roof
NJADRE1560198671 | Administratively Determined Incentive Program | LAKEWOOD | 8701 | 17.29 | Residential | Behind the Meter | No | Powerlutions, LLC | JCP&L |  | Accepted | 2025-08-01 | 2025-08-27 | 2026-08-27 | Solar Panels | CANADIAN | CS6.1-54TM-455H |  | 0.455 | 8 | 97 | 38 |  | Fixed | Roof
NJADRE1560198671 | Administratively Determined Incentive Program | LAKEWOOD | 8701 | 17.29 | Residential | Behind the Meter | No | Powerlutions, LLC | JCP&L |  | Accepted | 2025-08-01 | 2025-08-27 | 2026-08-27 | Solar Panels | CANADIAN | CS6.1-54TM-455H |  | 0.455 | 3 | 187 | 18 |  | Fixed | Roof
NJADRE1560198671 | Administratively Determined Incentive Program | LAKEWOOD | 8701 | 17.29 | Residential | Behind the Meter | No | Powerlutions, LLC | JCP&L |  | Accepted | 2025-08-01 | 2025-08-27 | 2026-08-27 | Inverters | Enphase | IQ8MC-72-M-US | 320 |  | 38 |  |  | 0.98 |  | Outdoor
NJADRE1560198674 | Administratively Determined Incentive Program | Whiting | 8759 | 17 | Residential | Behind the Meter | Yes | Whitman Construction, LLC | JCP&L |  | Accepted | 2025-08-01 | 2025-08-27 | 2026-08-27 | Solar Panels | JINKO SOLAR | JKM425N-54HL4R-B |  | 0.425 | 8 | 233 | 26 |  | Fixed | Roof
NJADRE1560198674 | Administratively Determined Incentive Program | Whiting | 8759 | 17 | Residential | Behind the Meter | Yes | Whitman Construction, LLC | JCP&L |  | Accepted | 2025-08-01 | 2025-08-27 | 2026-08-27 | Solar Panels | JINKO SOLAR | JKM425N-54HL4R-B |  | 0.425 | 10 | 233 | 26 |  | Fixed | Roof
NJADRE1560198674 | Administratively Determined Incentive Program | Whiting | 8759 | 17 | Residential | Behind the Meter | Yes | Whitman Construction, LLC | JCP&L |  | Accepted | 2025-08-01 | 2025-08-27 | 2026-08-27 | Inverters | ENPHASE | IQ8PLUS-72-2-US | 290 |  | 40 |  |  | 0.975 |  | Outdoor
NJADRE1560198674 | Administratively Determined Incentive Program | Whiting | 8759 | 17 | Residential | Behind the Meter | Yes | Whitman Construction, LLC | JCP&L |  | Accepted | 2025-08-01 | 2025-08-27 | 2026-08-27 | Solar Panels | JINKO SOLAR | JKM425N-54HL4R-B |  | 0.425 | 8 | 53 | 26 |  | Fixed | Roof
NJADRE1560198674 | Administratively Determined Incentive Program | Whiting | 8759 | 17 | Residential | Behind the Meter | Yes | Whitman Construction, LLC | JCP&L |  | Accepted | 2025-08-01 | 2025-08-27 | 2026-08-27 | Solar Panels | JINKO SOLAR | JKM425N-54HL4R-B |  | 0.425 | 2 | 233 | 26 |  | Fixed | Roof
NJADRE1560198674 | Administratively Determined Incentive Program | Whiting | 8759 | 17 | Residential | Behind the Meter | Yes | Whitman Construction, LLC | JCP&L |  | Accepted | 2025-08-01 | 2025-08-27 | 2026-08-27 | Solar Panels | JINKO SOLAR | JKM425N-54HL4R-B |  | 0.425 | 9 | 53 | 26 |  | Fixed | Roof
NJADRE1560198674 | Administratively Determined Incentive Program | Whiting | 8759 | 17 | Residential | Behind the Meter | Yes | Whitman Construction, LLC | JCP&L |  | Accepted | 2025-08-01 | 2025-08-27 | 2026-08-27 | Solar Panels | JINKO SOLAR | JKM425N-54HL4R-B |  | 0.425 | 3 | 53 | 26 |  | Fixed | Roof
NJADRE1560198676 | Administratively Determined Incentive Program | WILLIAMSTOWN | 8094 | 8.6 | Residential | Behind the Meter | Yes | EMT Renewables, LLC | AC Electric |  | Accepted | 2025-08-01 | 2025-08-27 | 2026-08-27 | Inverters | ENPHASE | IQ8+ | 290 |  | 20 |  |  | 0.98 |  | Other | UNDER EACH PANEL
NJADRE1560198676 | Administratively Determined Incentive Program | WILLIAMSTOWN | 8094 | 8.6 | Residential | Behind the Meter | Yes | EMT Renewables, LLC | AC Electric |  | Accepted | 2025-08-01 | 2025-08-27 | 2026-08-27 | Solar Panels | SEG SOLAR | SEG 430 |  | 0.43 | 17 | 189 | 19 |  | Fixed | Roof
NJADRE1560198676 | Administratively Determined Incentive Program | WILLIAMSTOWN | 8094 | 8.6 | Residential | Behind the Meter | Yes | EMT Renewables, LLC | AC Electric |  | Accepted | 2025-08-01 | 2025-08-27 | 2026-08-27 | Solar Panels | SEG SOLAR | SEG 430 |  | 0.43 | 3 | 289 | 20 |  | Fixed | Roof
NJADRE1560198679 | Administratively Determined Incentive Program | Bridgeport | 8014 | 11.61 | Residential | Behind the Meter | Yes | Pro Custom Solar dba Momentum Solar | AC Electric |  | Accepted | 2025-08-01 | 2025-08-28 | 2026-08-28 | Solar Panels | HANWHA | HANWHA Q.TRON BLK M-G2+ 430 |  | 0.43 | 10 | 266 | 32 |  | Fixed | Roof
NJADRE1560198679 | Administratively Determined Incentive Program | Bridgeport | 8014 | 11.61 | Residential | Behind the Meter | Yes | Pro Custom Solar dba Momentum Solar | AC Electric |  | Accepted | 2025-08-01 | 2025-08-28 | 2026-08-28 | Inverters | ENPHASE | IQ8HC-72-M-DOM-US | 380 |  | 27 |  |  | 0.97 |  | Outdoor
NJADRE1560198679 | Administratively Determined Incentive Program | Bridgeport | 8014 | 11.61 | Residential | Behind the Meter | Yes | Pro Custom Solar dba Momentum Solar | AC Electric |  | Accepted | 2025-08-01 | 2025-08-28 | 2026-08-28 | Solar Panels | HANWHA | HANWHA Q.TRON BLK M-G2+ 430 |  | 0.43 | 11 | 86 | 32 |  | Fixed | Roof
NJADRE1560198679 | Administratively Determined Incentive Program | Bridgeport | 8014 | 11.61 | Residential | Behind the Meter | Yes | Pro Custom Solar dba Momentum Solar | AC Electric |  | Accepted | 2025-08-01 | 2025-08-28 | 2026-08-28 | Solar Panels | HANWHA | HANWHA Q.TRON BLK M-G2+ 430 |  | 0.43 | 6 | 176 | 35 |  | Fixed | Roof
NJADRE1560198680 | Administratively Determined Incentive Program | Pennsauken | 8109 | 5.655 | Residential | Behind the Meter | Yes | SunnyMac, LLC | PSE&G |  | Accepted | 2025-08-01 | 2025-08-27 | 2026-08-27 | Solar Panels | HANWHA | Q.TRON BLK M-G2.H+ |  | 0.435 | 6 | 86 | 18 |  | Fixed | Roof
NJADRE1560198680 | Administratively Determined Incentive Program | Pennsauken | 8109 | 5.655 | Residential | Behind the Meter | Yes | SunnyMac, LLC | PSE&G |  | Accepted | 2025-08-01 | 2025-08-27 | 2026-08-27 | Inverters | SOLAREDGE HOME HUB | SE3800H-US | 3800 |  | 1 |  |  | 0.99 |  | Outdoor
NJADRE1560198680 | Administratively Determined Incentive Program | Pennsauken | 8109 | 5.655 | Residential | Behind the Meter | Yes | SunnyMac, LLC | PSE&G |  | Accepted | 2025-08-01 | 2025-08-27 | 2026-08-27 | Solar Panels | HANWHA | Q.TRON BLK M-G2.H+ |  | 0.435 | 7 | 226 | 18 |  | Fixed | Roof
NJADRE1560198685 | Administratively Determined Incentive Program | Wyckoff | 7481 | 11.07 | Residential | Behind the Meter | No | Pro Custom Solar dba Momentum Solar | PSE&G |  | Accepted | 2025-08-01 | 2025-08-27 | 2026-08-27 | Solar Panels | HANWHA | q.peak duo blk-g10+410 |  | 0.41 | 2 | 134 | 32 |  | Fixed | Roof
NJADRE1560198685 | Administratively Determined Incentive Program | Wyckoff | 7481 | 11.07 | Residential | Behind the Meter | No | Pro Custom Solar dba Momentum Solar | PSE&G |  | Accepted | 2025-08-01 | 2025-08-27 | 2026-08-27 | Solar Panels | HANWHA | q.peak duo blk-g10+410 |  | 0.41 | 2 | 44 | 27 |  | Fixed | Roof
NJADRE1560198685 | Administratively Determined Incentive Program | Wyckoff | 7481 | 11.07 | Residential | Behind the Meter | No | Pro Custom Solar dba Momentum Solar | PSE&G |  | Accepted | 2025-08-01 | 2025-08-27 | 2026-08-27 | Solar Panels | HANWHA | q.peak duo blk-g10+410 |  | 0.41 | 2 | 314 | 32 |  | Fixed | Roof
NJADRE1560198685 | Administratively Determined Incentive Program | Wyckoff | 7481 | 11.07 | Residential | Behind the Meter | No | Pro Custom Solar dba Momentum Solar | PSE&G |  | Accepted | 2025-08-01 | 2025-08-27 | 2026-08-27 | Inverters | ENPHASE | IQ8PLUS-72-2-US | 290 |  | 27 |  |  | 0.97 |  | Outdoor
NJADRE1560198685 | Administratively Determined Incentive Program | Wyckoff | 7481 | 11.07 | Residential | Behind the Meter | No | Pro Custom Solar dba Momentum Solar | PSE&G |  | Accepted | 2025-08-01 | 2025-08-27 | 2026-08-27 | Solar Panels | HANWHA | q.peak duo blk-g10+410 |  | 0.41 | 21 | 43 | 31 |  | Fixed | Roof
NJADRE1560198691 | Administratively Determined Incentive Program | Bridgeton | 8302 | 8.61 | Residential | Behind the Meter | Yes | EMT Renewables, LLC | AC Electric |  | Accepted | 2025-08-01 | 2025-09-03 | 2026-09-03 | Solar Panels | MSE PERC | MSE-410 |  | 0.41 | 2 | 169 | 23 |  | Fixed | Roof
NJADRE1560198691 | Administratively Determined Incentive Program | Bridgeton | 8302 | 8.61 | Residential | Behind the Meter | Yes | EMT Renewables, LLC | AC Electric |  | Accepted | 2025-08-01 | 2025-09-03 | 2026-09-03 | Solar Panels | MSE PERC | MSE-410 |  | 0.41 | 2 | 170 | 32 |  | Fixed | Roof
NJADRE1560198691 | Administratively Determined Incentive Program | Bridgeton | 8302 | 8.61 | Residential | Behind the Meter | Yes | EMT Renewables, LLC | AC Electric |  | Accepted | 2025-08-01 | 2025-09-03 | 2026-09-03 | Solar Panels | MSE PERC | MSE-410 |  | 0.41 | 2 | 80 | 29 |  | Fixed | Roof
NJADRE1560198691 | Administratively Determined Incentive Program | Bridgeton | 8302 | 8.61 | Residential | Behind the Meter | Yes | EMT Renewables, LLC | AC Electric |  | Accepted | 2025-08-01 | 2025-09-03 | 2026-09-03 | Solar Panels | MSE PERC | MSE-410 |  | 0.41 | 5 | 170 | 31 |  | Fixed | Roof
NJADRE1560198691 | Administratively Determined Incentive Program | Bridgeton | 8302 | 8.61 | Residential | Behind the Meter | Yes | EMT Renewables, LLC | AC Electric |  | Accepted | 2025-08-01 | 2025-09-03 | 2026-09-03 | Solar Panels | MSE PERC | MSE-410 |  | 0.41 | 4 | 79 | 43 |  | Fixed | Roof
NJADRE1560198691 | Administratively Determined Incentive Program | Bridgeton | 8302 | 8.61 | Residential | Behind the Meter | Yes | EMT Renewables, LLC | AC Electric |  | Accepted | 2025-08-01 | 2025-09-03 | 2026-09-03 | Solar Panels | MSE PERC | MSE-410 |  | 0.41 | 6 | 170 | 25 |  | Fixed | Roof
NJADRE1560198691 | Administratively Determined Incentive Program | Bridgeton | 8302 | 8.61 | Residential | Behind the Meter | Yes | EMT Renewables, LLC | AC Electric |  | Accepted | 2025-08-01 | 2025-09-03 | 2026-09-03 | Inverters | ENPHASE | IQ8+ | 290 |  | 21 |  |  | 0.98 |  | Other | UNDER EACH PANEL
NJADRE1560198693 | Administratively Determined Incentive Program | East Brunswick | 8816 | 8.2 | Residential | Behind the Meter | No | Tesla Energy Operations, Inc. | PSE&G |  | Accepted | 2025-08-01 | 2025-08-27 | 2026-08-27 | Solar Panels | Hanwha | Q.PEAK DUO BLK ML-G10+/TS 410 |  | 0.41 | 8 | 174 | 18 |  | Fixed | Roof
NJADRE1560198693 | Administratively Determined Incentive Program | East Brunswick | 8816 | 8.2 | Residential | Behind the Meter | No | Tesla Energy Operations, Inc. | PSE&G |  | Accepted | 2025-08-01 | 2025-08-27 | 2026-08-27 | Inverters | Tesla | 1538000-XX-Y | 7600 |  | 1 |  |  | 0.98 |  | Outdoor
NJADRE1560198693 | Administratively Determined Incentive Program | East Brunswick | 8816 | 8.2 | Residential | Behind the Meter | No | Tesla Energy Operations, Inc. | PSE&G |  | Accepted | 2025-08-01 | 2025-08-27 | 2026-08-27 | Solar Panels | Hanwha | Q.PEAK DUO BLK ML-G10+/TS 410 |  | 0.41 | 8 | 84 | 18 |  | Fixed | Roof
NJADRE1560198693 | Administratively Determined Incentive Program | East Brunswick | 8816 | 8.2 | Residential | Behind the Meter | No | Tesla Energy Operations, Inc. | PSE&G |  | Accepted | 2025-08-01 | 2025-08-27 | 2026-08-27 | Solar Panels | Hanwha | Q.PEAK DUO BLK ML-G10+/TS 410 |  | 0.41 | 4 | 264 | 18 |  | Fixed | Roof
NJADRE1560198696 | Administratively Determined Incentive Program | Newton | 7860 | 15.3 | Residential | Behind the Meter | Yes | Power Energy Solutions, LLC | JCP&L |  | Accepted | 2025-08-01 | 2025-08-27 | 2026-08-27 | Solar Panels | Trina Solar | TSM-450NEG9RC.27 |  | 0.45 | 4 | 140 | 20 |  | Fixed | Roof
NJADRE1560198696 | Administratively Determined Incentive Program | Newton | 7860 | 15.3 | Residential | Behind the Meter | Yes | Power Energy Solutions, LLC | JCP&L |  | Accepted | 2025-08-01 | 2025-08-27 | 2026-08-27 | Solar Panels | Trina Solar | TSM-450NEG9RC.27 |  | 0.45 | 20 | 232 | 24 |  | Fixed | Roof
NJADRE1560198696 | Administratively Determined Incentive Program | Newton | 7860 | 15.3 | Residential | Behind the Meter | Yes | Power Energy Solutions, LLC | JCP&L |  | Accepted | 2025-08-01 | 2025-08-27 | 2026-08-27 | Solar Panels | Trina Solar | TSM-450NEG9RC.27 |  | 0.45 | 10 | 52 | 24 |  | Fixed | Roof
NJADRE1560198696 | Administratively Determined Incentive Program | Newton | 7860 | 15.3 | Residential | Behind the Meter | Yes | Power Energy Solutions, LLC | JCP&L |  | Accepted | 2025-08-01 | 2025-08-27 | 2026-08-27 | Inverters | Enphase | IQ8MC-72-M-US | 11 |  | 34 |  |  | 0.97 |  | Outdoor
NJADRE1560198706 | Administratively Determined Incentive Program | Cranford | 7016 | 15.17 | Residential | Behind the Meter | Yes | EMT Renewables, LLC | PSE&G |  | Accepted | 2025-08-01 | 2025-09-03 | 2026-09-03 | Solar Panels | MSE PERC | MSE-410 |  | 0.41 | 24 | 129 | 28 |  | Fixed | Roof
NJADRE1560198706 | Administratively Determined Incentive Program | Cranford | 7016 | 15.17 | Residential | Behind the Meter | Yes | EMT Renewables, LLC | PSE&G |  | Accepted | 2025-08-01 | 2025-09-03 | 2026-09-03 | Solar Panels | MSE PERC | MSE-410 |  | 0.41 | 5 | 308 | 28 |  | Fixed | Roof
NJADRE1560198706 | Administratively Determined Incentive Program | Cranford | 7016 | 15.17 | Residential | Behind the Meter | Yes | EMT Renewables, LLC | PSE&G |  | Accepted | 2025-08-01 | 2025-09-03 | 2026-09-03 | Solar Panels | MSE PERC | MSE-410 |  | 0.41 | 8 | 308 | 10 |  | Fixed | Roof
NJADRE1560198706 | Administratively Determined Incentive Program | Cranford | 7016 | 15.17 | Residential | Behind the Meter | Yes | EMT Renewables, LLC | PSE&G |  | Accepted | 2025-08-01 | 2025-09-03 | 2026-09-03 | Inverters | ENPHASE | IQ8+ | 290 |  | 37 |  |  | 0.98 |  | Other | UNDER EACH PANEL
NJADRE1560198713 | Administratively Determined Incentive Program | LAKEWOOD | 8701 | 10.92 | Residential | Behind the Meter | Yes | Kamtech Solar Solutions | JCP&L |  | Accepted | 2025-08-01 | 2025-08-29 | 2026-08-29 | Solar Panels | CANADIAN SOLAR | CS6. 1-54TM-455H |  | 0.455 | 24 | 97 | 28 |  | Fixed | Roof
NJADRE1560198713 | Administratively Determined Incentive Program | LAKEWOOD | 8701 | 10.92 | Residential | Behind the Meter | Yes | Kamtech Solar Solutions | JCP&L |  | Accepted | 2025-08-01 | 2025-08-29 | 2026-08-29 | Inverters | ENPHASE | IQ8AC-72M-US | 349 |  | 24 |  |  | 0.973 |  | Outdoor | ROOFTOP
NJADRE1560198715 | Administratively Determined Incentive Program | Asbury Park | 7712 | 9.775 | Residential | Behind the Meter | No | Green Sun Energy Services, LLC | JCP&L |  | Accepted | 2025-08-01 | 2025-08-27 | 2026-08-27 | Solar Panels | Jinko | JKM425N-54HL4R-B |  | 0.425 | 21 | 106 | 40 |  | Fixed | Roof | Outdoors
NJADRE1560198715 | Administratively Determined Incentive Program | Asbury Park | 7712 | 9.775 | Residential | Behind the Meter | No | Green Sun Energy Services, LLC | JCP&L |  | Accepted | 2025-08-01 | 2025-08-27 | 2026-08-27 | Meters | EnPhase | X-IQ-AM1-240-5C | 6670 |  | 1 |  |  |  | Yes | Outdoor
NJADRE1560198715 | Administratively Determined Incentive Program | Asbury Park | 7712 | 9.775 | Residential | Behind the Meter | No | Green Sun Energy Services, LLC | JCP&L |  | Accepted | 2025-08-01 | 2025-08-27 | 2026-08-27 | Inverters | EnPhase | IQ8PLUS-72-M-US | 290 |  | 23 |  |  | 0.97 |  | Outdoor
NJADRE1560198715 | Administratively Determined Incentive Program | Asbury Park | 7712 | 9.775 | Residential | Behind the Meter | No | Green Sun Energy Services, LLC | JCP&L |  | Accepted | 2025-08-01 | 2025-08-27 | 2026-08-27 | Solar Panels | Jinko | JKM425N-54HL4R-B |  | 0.425 | 2 | 286 | 15 |  | Fixed | Roof | Outdoors
NJADRE1560198723 | Administratively Determined Incentive Program | STANHOPE | 7874 | 13.05 | Residential | Behind the Meter | Yes | SunnyMac, LLC | JCP&L |  | Accepted | 2025-08-01 | 2025-08-27 | 2026-08-27 | Solar Panels | HANWHA | Q.TRON BLK M-G2+ |  | 0.435 | 4 | 170 | 22 |  | Fixed | Roof
NJADRE1560198723 | Administratively Determined Incentive Program | STANHOPE | 7874 | 13.05 | Residential | Behind the Meter | Yes | SunnyMac, LLC | JCP&L |  | Accepted | 2025-08-01 | 2025-08-27 | 2026-08-27 | Solar Panels | HANWHA | Q.TRON BLK M-G2+ |  | 0.435 | 15 | 80 | 42 |  | Fixed | Roof
NJADRE1560198723 | Administratively Determined Incentive Program | STANHOPE | 7874 | 13.05 | Residential | Behind the Meter | Yes | SunnyMac, LLC | JCP&L |  | Accepted | 2025-08-01 | 2025-08-27 | 2026-08-27 | Solar Panels | HANWHA | Q.TRON BLK M-G2+ |  | 0.435 | 9 | 260 | 42 |  | Fixed | Roof
NJADRE1560198723 | Administratively Determined Incentive Program | STANHOPE | 7874 | 13.05 | Residential | Behind the Meter | Yes | SunnyMac, LLC | JCP&L |  | Accepted | 2025-08-01 | 2025-08-27 | 2026-08-27 | Solar Panels | HANWHA | Q.TRON BLK M-G2+ |  | 0.435 | 2 | 350 | 22 |  | Fixed | Roof
NJADRE1560198723 | Administratively Determined Incentive Program | STANHOPE | 7874 | 13.05 | Residential | Behind the Meter | Yes | SunnyMac, LLC | JCP&L |  | Accepted | 2025-08-01 | 2025-08-27 | 2026-08-27 | Inverters | SOLAREDGE HOME HUB\ | SE10000H-US | 10000 |  | 1 |  |  | 0.99 |  | Outdoor | next to meter
NJADRE1560198725 | Administratively Determined Incentive Program | EDISON TWP | 8820 | 9.36 | Residential | Behind the Meter | Yes | Sunrun Installation Services, Inc. | PSE&G |  | Accepted | 2025-08-01 | 2025-08-28 | 2026-08-28 | Inverters | SolarEdge Technologies | SE7600H-USMN | 7600 |  | 1 |  |  | 0.99 |  | Outdoor
NJADRE1560198725 | Administratively Determined Incentive Program | EDISON TWP | 8820 | 9.36 | Residential | Behind the Meter | Yes | Sunrun Installation Services, Inc. | PSE&G |  | Accepted | 2025-08-01 | 2025-08-28 | 2026-08-28 | Solar Panels | Trina Solar | TSM-390DE09C.07 |  | 0.39 | 11 | 85 | 34 |  | Fixed | Roof
NJADRE1560198725 | Administratively Determined Incentive Program | EDISON TWP | 8820 | 9.36 | Residential | Behind the Meter | Yes | Sunrun Installation Services, Inc. | PSE&G |  | Accepted | 2025-08-01 | 2025-08-28 | 2026-08-28 | Solar Panels | Trina Solar | TSM-390DE09C.07 |  | 0.39 | 6 | 265 | 34 |  | Fixed | Roof
NJADRE1560198725 | Administratively Determined Incentive Program | EDISON TWP | 8820 | 9.36 | Residential | Behind the Meter | Yes | Sunrun Installation Services, Inc. | PSE&G |  | Accepted | 2025-08-01 | 2025-08-28 | 2026-08-28 | Solar Panels | Trina Solar | TSM-390DE09C.07 |  | 0.39 | 7 | 175 | 34 |  | Fixed | Roof
NJADRE1560198732 | Administratively Determined Incentive Program | Oakhurst | 7755 | 6.15 | Residential | Behind the Meter | Yes | Whitman Construction, LLC | JCP&L |  | Accepted | 2025-08-01 | 2025-08-27 | 2026-08-27 | Solar Panels | Trina Solar | TSM-410NE09RC.05 |  | 0.41 | 15 | 261 | 19 |  | Fixed | Roof
NJADRE1560198753 | Administratively Determined Incentive Program | Medford | 8055 | 15.225 | Residential | Behind the Meter | Yes | SunnyMac, LLC | AC Electric |  | Accepted | 2025-08-01 | 2025-08-27 | 2026-08-27 | Solar Panels | HANWHA | Q.TRON BLK M-G2.H+ |  | 0.435 | 3 | 109 | 38 |  | Fixed | Roof
NJADRE1560198753 | Administratively Determined Incentive Program | Medford | 8055 | 15.225 | Residential | Behind the Meter | Yes | SunnyMac, LLC | AC Electric |  | Accepted | 2025-08-01 | 2025-08-27 | 2026-08-27 | Solar Panels | HANWHA | Q.TRON BLK M-G2.H+ |  | 0.435 | 7 | 108 | 38 |  | Fixed | Roof
NJADRE1560198753 | Administratively Determined Incentive Program | Medford | 8055 | 15.225 | Residential | Behind the Meter | Yes | SunnyMac, LLC | AC Electric |  | Accepted | 2025-08-01 | 2025-08-27 | 2026-08-27 | Solar Panels | HANWHA | Q.TRON BLK M-G2.H+ |  | 0.435 | 4 | 199 | 31 |  | Fixed | Roof
NJADRE1560198753 | Administratively Determined Incentive Program | Medford | 8055 | 15.225 | Residential | Behind the Meter | Yes | SunnyMac, LLC | AC Electric |  | Accepted | 2025-08-01 | 2025-08-27 | 2026-08-27 | Inverters | SOLAREDGE HOME HUB | SE10000H-US | 10000 |  | 1 |  |  | 0.99 |  | Outdoor | next to meter
NJADRE1560198753 | Administratively Determined Incentive Program | Medford | 8055 | 15.225 | Residential | Behind the Meter | Yes | SunnyMac, LLC | AC Electric |  | Accepted | 2025-08-01 | 2025-08-27 | 2026-08-27 | Solar Panels | HANWHA | Q.TRON BLK M-G2.H+ |  | 0.435 | 8 | 19 | 31 |  | Fixed | Roof
NJADRE1560198753 | Administratively Determined Incentive Program | Medford | 8055 | 15.225 | Residential | Behind the Meter | Yes | SunnyMac, LLC | AC Electric |  | Accepted | 2025-08-01 | 2025-08-27 | 2026-08-27 | Solar Panels | HANWHA | Q.TRON BLK M-G2.H+ |  | 0.435 | 13 | 199 | 31 |  | Fixed | Roof
NJADRE1560198754 | Administratively Determined Incentive Program | Elizabeth | 7201 | 10.32 | Residential | Behind the Meter | Yes | EMT Renewables, LLC | PSE&G |  | Accepted | 2025-08-01 | 2025-09-03 | 2026-09-03 | Solar Panels | SEG SOLAR | SEG 430 |  | 0.43 | 12 | 299 | 40 |  | Fixed | Roof
NJADRE1560198754 | Administratively Determined Incentive Program | Elizabeth | 7201 | 10.32 | Residential | Behind the Meter | Yes | EMT Renewables, LLC | PSE&G |  | Accepted | 2025-08-01 | 2025-09-03 | 2026-09-03 | Solar Panels | SEG SOLAR | SEG 430 |  | 0.43 | 12 | 119 | 40 |  | Fixed | Roof
NJADRE1560198754 | Administratively Determined Incentive Program | Elizabeth | 7201 | 10.32 | Residential | Behind the Meter | Yes | EMT Renewables, LLC | PSE&G |  | Accepted | 2025-08-01 | 2025-09-03 | 2026-09-03 | Inverters | ENPHASE | IQ8+ | 290 |  | 24 |  |  | 0.98 |  | Other | UNDER EACH PANEL
NJADRE1560198757 | Administratively Determined Incentive Program | Morganville | 7751 | 12.96 | Residential | Behind the Meter | No | Big Wave Roofing and Solar, LLC | JCP&L |  | Accepted | 2025-08-01 | 2025-08-27 | 2026-08-27 | Solar Panels | JA Solar | JAM54S31-405/MR/1500V |  | 0.405 | 3 | 351 | 32 |  | Fixed | Roof
NJADRE1560198757 | Administratively Determined Incentive Program | Morganville | 7751 | 12.96 | Residential | Behind the Meter | No | Big Wave Roofing and Solar, LLC | JCP&L |  | Accepted | 2025-08-01 | 2025-08-27 | 2026-08-27 | Inverters | Enphase | IQ8HC-72-M-DOM-US | 380 |  | 32 |  |  | 0.97 |  | Outside
NJADRE1560198757 | Administratively Determined Incentive Program | Morganville | 7751 | 12.96 | Residential | Behind the Meter | No | Big Wave Roofing and Solar, LLC | JCP&L |  | Accepted | 2025-08-01 | 2025-08-27 | 2026-08-27 | Solar Panels | JA Solar | JAM54S31-405/MR/1500V |  | 0.405 | 2 | 81 | 32 |  | Fixed | Roof
NJADRE1560198757 | Administratively Determined Incentive Program | Morganville | 7751 | 12.96 | Residential | Behind the Meter | No | Big Wave Roofing and Solar, LLC | JCP&L |  | Accepted | 2025-08-01 | 2025-08-27 | 2026-08-27 | Solar Panels | JA Solar | JAM54S31-405/MR/1500V |  | 0.405 | 7 | 81 | 32 |  | Fixed | Roof
NJADRE1560198757 | Administratively Determined Incentive Program | Morganville | 7751 | 12.96 | Residential | Behind the Meter | No | Big Wave Roofing and Solar, LLC | JCP&L |  | Accepted | 2025-08-01 | 2025-08-27 | 2026-08-27 | Solar Panels | JA Solar | JAM54S31-405/MR/1500V |  | 0.405 | 12 | 261 | 40 |  | Fixed | Roof
NJADRE1560198757 | Administratively Determined Incentive Program | Morganville | 7751 | 12.96 | Residential | Behind the Meter | No | Big Wave Roofing and Solar, LLC | JCP&L |  | Accepted | 2025-08-01 | 2025-08-27 | 2026-08-27 | Solar Panels | JA Solar | JAM54S31-405/MR/1500V |  | 0.405 | 4 | 81 | 40 |  | Fixed | Roof
NJADRE1560198757 | Administratively Determined Incentive Program | Morganville | 7751 | 12.96 | Residential | Behind the Meter | No | Big Wave Roofing and Solar, LLC | JCP&L |  | Accepted | 2025-08-01 | 2025-08-27 | 2026-08-27 | Solar Panels | JA Solar | JAM54S31-405/MR/1500V |  | 0.405 | 4 | 81 | 32 |  | Fixed | Roof
NJADRE1560198759 | Administratively Determined Incentive Program | West Windsor | 8550 | 3.28 | Residential | Behind the Meter | No | Pro Custom Solar dba Momentum Solar | PSE&G |  | Accepted | 2025-08-01 | 2025-09-03 | 2026-09-03 | Inverters | ENPHASE | IQ8PLUS-72-2-US | 290 |  | 8 |  |  | 0.97 |  | Outdoor
NJADRE1560198759 | Administratively Determined Incentive Program | West Windsor | 8550 | 3.28 | Residential | Behind the Meter | No | Pro Custom Solar dba Momentum Solar | PSE&G |  | Accepted | 2025-08-01 | 2025-09-03 | 2026-09-03 | Solar Panels | HANWHA | q.peak duo blk-g10+410 |  | 0.41 | 4 | 193 | 29 |  | Fixed | Roof
NJADRE1560198759 | Administratively Determined Incentive Program | West Windsor | 8550 | 3.28 | Residential | Behind the Meter | No | Pro Custom Solar dba Momentum Solar | PSE&G |  | Accepted | 2025-08-01 | 2025-09-03 | 2026-09-03 | Solar Panels | HANWHA | q.peak duo blk-g10+410 |  | 0.41 | 4 | 193 | 29 |  | Fixed | Roof
NJADRE1560198770 | Administratively Determined Incentive Program | Manahawkin | 8050 | 8.17 | Residential | Behind the Meter | Yes | EMT Renewables, LLC | AC Electric |  | Accepted | 2025-08-01 | 2025-08-28 | 2026-08-28 | Inverters | ENPHASE | IQ8+ | 290 |  | 19 |  |  | 0.98 |  | Other | UNDER EACH PANEL
NJADRE1560198770 | Administratively Determined Incentive Program | Manahawkin | 8050 | 8.17 | Residential | Behind the Meter | Yes | EMT Renewables, LLC | AC Electric |  | Accepted | 2025-08-01 | 2025-08-28 | 2026-08-28 | Solar Panels | SEG SOLAR | SEG 430 |  | 0.43 | 8 | 134 | 21 |  | Fixed | Roof
NJADRE1560198770 | Administratively Determined Incentive Program | Manahawkin | 8050 | 8.17 | Residential | Behind the Meter | Yes | EMT Renewables, LLC | AC Electric |  | Accepted | 2025-08-01 | 2025-08-28 | 2026-08-28 | Solar Panels | SEG SOLAR | SEG 430 |  | 0.43 | 2 | 224 | 21 |  | Fixed | Roof
NJADRE1560198770 | Administratively Determined Incentive Program | Manahawkin | 8050 | 8.17 | Residential | Behind the Meter | Yes | EMT Renewables, LLC | AC Electric |  | Accepted | 2025-08-01 | 2025-08-28 | 2026-08-28 | Solar Panels | SEG SOLAR | SEG 430 |  | 0.43 | 2 | 44 | 21 |  | Fixed | Roof
NJADRE1560198770 | Administratively Determined Incentive Program | Manahawkin | 8050 | 8.17 | Residential | Behind the Meter | Yes | EMT Renewables, LLC | AC Electric |  | Accepted | 2025-08-01 | 2025-08-28 | 2026-08-28 | Solar Panels | SEG SOLAR | SEG 430 |  | 0.43 | 7 | 314 | 21 |  | Fixed | Roof
NJADRE1560198775 | Administratively Determined Incentive Program | SUCCASUNNA | 7876 | 7.38 | Residential | Behind the Meter | Yes | Sunrun Installation Services, Inc. | JCP&L |  | Accepted | 2025-08-01 | 2025-08-29 | 2026-08-29 | Solar Panels | Hanwha Q-Cells | Q.PEAK DUO BLK ML-G10.C+ 410 (MD06G100A-017) |  | 0.41 | 3 | 67 | 23 |  | Fixed | Roof
NJADRE1560198775 | Administratively Determined Incentive Program | SUCCASUNNA | 7876 | 7.38 | Residential | Behind the Meter | Yes | Sunrun Installation Services, Inc. | JCP&L |  | Accepted | 2025-08-01 | 2025-08-29 | 2026-08-29 | Inverters | TESLA | Powerwall 3 1707000-xx-y | 11500 |  | 1 |  |  | 0.97 |  | Outdoor | Next to meter
NJADRE1560198775 | Administratively Determined Incentive Program | SUCCASUNNA | 7876 | 7.38 | Residential | Behind the Meter | Yes | Sunrun Installation Services, Inc. | JCP&L |  | Accepted | 2025-08-01 | 2025-08-29 | 2026-08-29 | Solar Panels | Hanwha Q-Cells | Q.PEAK DUO BLK ML-G10.C+ 410 (MD06G100A-017) |  | 0.41 | 15 | 247 | 20 |  | Fixed | Roof
NJADRE1560198775 | Administratively Determined Incentive Program | SUCCASUNNA | 7876 | 7.38 | Residential | Behind the Meter | Yes | Sunrun Installation Services, Inc. | JCP&L |  | Accepted | 2025-08-01 | 2025-08-29 | 2026-08-29 | Electric Storage Battery | TESLA | Powerwall 3 1707000-xx-y |  |  | 1 |  |  |  | Lithium Ion |  | OUTSIDE
NJADRE1560198780 | Administratively Determined Incentive Program | Lakewood | 8701 | 6.37 | Residential | Behind the Meter | Yes | Powerlutions, LLC | JCP&L |  | Accepted | 2025-08-01 | 2025-08-27 | 2026-08-27 | Solar Panels | CANADIAN | CS6.1-54TM-455H |  | 0.455 | 14 | 200 | 32 |  | Fixed | Roof
NJADRE1560198780 | Administratively Determined Incentive Program | Lakewood | 8701 | 6.37 | Residential | Behind the Meter | Yes | Powerlutions, LLC | JCP&L |  | Accepted | 2025-08-01 | 2025-08-27 | 2026-08-27 | Inverters | Enphase | IQ8MC-72-M-US | 320 |  | 14 |  |  | 0.98 |  | Outdoor
NJADRE1560198784 | Administratively Determined Incentive Program | Little Egg Harbor Township | 8087 | 5.22 | Residential | Behind the Meter | Yes | SunnyMac, LLC | AC Electric |  | Accepted | 2025-08-01 | 2025-08-28 | 2026-08-28 | Inverters | SOLAREDGE ENERGY HUB | SE3800H-US | 3800 |  | 1 |  |  | 0.99 |  | Outdoor | next to meter
NJADRE1560198784 | Administratively Determined Incentive Program | Little Egg Harbor Township | 8087 | 5.22 | Residential | Behind the Meter | Yes | SunnyMac, LLC | AC Electric |  | Accepted | 2025-08-01 | 2025-08-28 | 2026-08-28 | Solar Panels | HANWHA | Q.TRON BLK M-G2.H+ |  | 0.435 | 8 | 119 | 14 |  | Fixed | Roof
NJADRE1560198784 | Administratively Determined Incentive Program | Little Egg Harbor Township | 8087 | 5.22 | Residential | Behind the Meter | Yes | SunnyMac, LLC | AC Electric |  | Accepted | 2025-08-01 | 2025-08-28 | 2026-08-28 | Solar Panels | HANWHA | Q.TRON BLK M-G2.H+ |  | 0.435 | 4 | 119 | 10 |  | Fixed | Roof
NJADRE1560199318 | Administratively Determined Incentive Program | Ewing | 8638 | 5.74 | Residential | Behind the Meter | Yes | EMT Renewables, LLC | PSE&G |  | Accepted | 2025-08-01 | 2025-09-03 | 2026-09-03 | Inverters | ENPHASE | IQ8+ | 290 |  | 14 |  |  | 0.98 |  | Other | UNDER EACH PANEL
NJADRE1560199318 | Administratively Determined Incentive Program | Ewing | 8638 | 5.74 | Residential | Behind the Meter | Yes | EMT Renewables, LLC | PSE&G |  | Accepted | 2025-08-01 | 2025-09-03 | 2026-09-03 | Solar Panels | MSE PERC | MSE-410 |  | 0.41 | 3 | 247 | 1 |  | Fixed | Roof
NJADRE1560199318 | Administratively Determined Incentive Program | Ewing | 8638 | 5.74 | Residential | Behind the Meter | Yes | EMT Renewables, LLC | PSE&G |  | Accepted | 2025-08-01 | 2025-09-03 | 2026-09-03 | Solar Panels | MSE PERC | MSE-410 |  | 0.41 | 7 | 157 | 40 |  | Fixed | Roof
NJADRE1560199318 | Administratively Determined Incentive Program | Ewing | 8638 | 5.74 | Residential | Behind the Meter | Yes | EMT Renewables, LLC | PSE&G |  | Accepted | 2025-08-01 | 2025-09-03 | 2026-09-03 | Solar Panels | MSE PERC | MSE-410 |  | 0.41 | 4 | 67 | 1 |  | Fixed | Roof
NJADRE1560199813 | Administratively Determined Incentive Program | Pemberton Township | 8015 | 12.615 | Residential | Behind the Meter | Yes | SunnyMac, LLC | JCP&L |  | Accepted | 2025-08-01 | 2025-08-27 | 2026-08-27 | Inverters | SOLAREDGE HOME HUB | SE10000H-US | 10000 |  | 1 |  |  | 0.99 |  | Outdoor | next to meter
NJADRE1560199813 | Administratively Determined Incentive Program | Pemberton Township | 8015 | 12.615 | Residential | Behind the Meter | Yes | SunnyMac, LLC | JCP&L |  | Accepted | 2025-08-01 | 2025-08-27 | 2026-08-27 | Solar Panels | HANWHA | Q.TRON BLK M-G2.H+ |  | 0.435 | 13 | 344 | 33 |  | Fixed | Roof
NJADRE1560199813 | Administratively Determined Incentive Program | Pemberton Township | 8015 | 12.615 | Residential | Behind the Meter | Yes | SunnyMac, LLC | JCP&L |  | Accepted | 2025-08-01 | 2025-08-27 | 2026-08-27 | Solar Panels | HANWHA | Q.TRON BLK M-G2.H+ |  | 0.435 | 9 | 164 | 33 |  | Fixed | Roof
NJADRE1560199813 | Administratively Determined Incentive Program | Pemberton Township | 8015 | 12.615 | Residential | Behind the Meter | Yes | SunnyMac, LLC | JCP&L |  | Accepted | 2025-08-01 | 2025-08-27 | 2026-08-27 | Solar Panels | HANWHA | Q.TRON BLK M-G2.H+ |  | 0.435 | 3 | 344 | 32 |  | Fixed | Roof
NJADRE1560199813 | Administratively Determined Incentive Program | Pemberton Township | 8015 | 12.615 | Residential | Behind the Meter | Yes | SunnyMac, LLC | JCP&L |  | Accepted | 2025-08-01 | 2025-08-27 | 2026-08-27 | Solar Panels | HANWHA | Q.TRON BLK M-G2.H+ |  | 0.435 | 4 | 164 | 32 |  | Fixed | Roof
NJADRE1560200898 | Administratively Determined Incentive Program | Mantua | 8051 | 6.15 | Residential | Behind the Meter | Yes | EMT Renewables, LLC | AC Electric |  | Accepted | 2025-08-01 | 2025-09-03 | 2026-09-03 | Solar Panels | MSE PERC | MSE-410 |  | 0.41 | 10 | 124 | 21 |  | Fixed | Roof
NJADRE1560200898 | Administratively Determined Incentive Program | Mantua | 8051 | 6.15 | Residential | Behind the Meter | Yes | EMT Renewables, LLC | AC Electric |  | Accepted | 2025-08-01 | 2025-09-03 | 2026-09-03 | Inverters | ENPHASE | IQ8+ | 290 |  | 15 |  |  | 0.98 |  | Other | UNDER EACH PANEL
NJADRE1560200898 | Administratively Determined Incentive Program | Mantua | 8051 | 6.15 | Residential | Behind the Meter | Yes | EMT Renewables, LLC | AC Electric |  | Accepted | 2025-08-01 | 2025-09-03 | 2026-09-03 | Solar Panels | MSE PERC | MSE-410 |  | 0.41 | 5 | 304 | 21 |  | Fixed | Roof
NJADRE1560201690 | Administratively Determined Incentive Program | ROSELLE | 7203 | 7.79 | Residential | Behind the Meter | Yes | Freedom Forever New Jersey, LLC | PSE&G |  | Accepted | 2025-08-01 | 2025-08-27 | 2026-08-27 | Solar Panels | Hanwha | Q.PEAK DUO BLK ML-G10.C+ 410 |  | 0.41 | 11 | 135 | 39 |  | Fixed | Roof
NJADRE1560201690 | Administratively Determined Incentive Program | ROSELLE | 7203 | 7.79 | Residential | Behind the Meter | Yes | Freedom Forever New Jersey, LLC | PSE&G |  | Accepted | 2025-08-01 | 2025-08-27 | 2026-08-27 | Inverters | Solar Edge | SE5700H-US | 5760 |  | 1 |  |  | 0.99 |  | Outdoor
NJADRE1560201690 | Administratively Determined Incentive Program | ROSELLE | 7203 | 7.79 | Residential | Behind the Meter | Yes | Freedom Forever New Jersey, LLC | PSE&G |  | Accepted | 2025-08-01 | 2025-08-27 | 2026-08-27 | Solar Panels | Hanwha | Q.PEAK DUO BLK ML-G10.C+ 410 |  | 0.41 | 8 | 315 | 15 |  | Fixed | Roof
NJADRE1560203126 | Administratively Determined Incentive Program | Washington Township | 8080 | 17.015 | Residential | Behind the Meter | Yes | SunnyMac, LLC | AC Electric |  | Accepted | 2025-08-01 | 2025-08-29 | 2026-08-29 | Inverters | SOLAREDGE HOME HUB | SE7600H-US | 7600 |  | 1 |  |  | 0.99 |  | Outdoor | next to meter
NJADRE1560203126 | Administratively Determined Incentive Program | Washington Township | 8080 | 17.015 | Residential | Behind the Meter | Yes | SunnyMac, LLC | AC Electric |  | Accepted | 2025-08-01 | 2025-08-29 | 2026-08-29 | Solar Panels | HANWHA | Q.PEAK DUO BLK ML-G10+ 415W |  | 0.415 | 18 | 149 | 22 |  | Fixed | Roof
NJADRE1560203126 | Administratively Determined Incentive Program | Washington Township | 8080 | 17.015 | Residential | Behind the Meter | Yes | SunnyMac, LLC | AC Electric |  | Accepted | 2025-08-01 | 2025-08-29 | 2026-08-29 | Solar Panels | HANWHA | Q.PEAK DUO BLK ML-G10+ 415W |  | 0.415 | 9 | 239 | 23 |  | Fixed | Roof
NJADRE1560203126 | Administratively Determined Incentive Program | Washington Township | 8080 | 17.015 | Residential | Behind the Meter | Yes | SunnyMac, LLC | AC Electric |  | Accepted | 2025-08-01 | 2025-08-29 | 2026-08-29 | Solar Panels | HANWHA | Q.PEAK DUO BLK ML-G10+ 415W |  | 0.415 | 5 | 239 | 22 |  | Fixed | Roof
NJADRE1560203126 | Administratively Determined Incentive Program | Washington Township | 8080 | 17.015 | Residential | Behind the Meter | Yes | SunnyMac, LLC | AC Electric |  | Accepted | 2025-08-01 | 2025-08-29 | 2026-08-29 | Solar Panels | HANWHA | Q.PEAK DUO BLK ML-G10+ 415W |  | 0.415 | 5 | 59 | 22 |  | Fixed | Roof
NJADRE1560203126 | Administratively Determined Incentive Program | Washington Township | 8080 | 17.015 | Residential | Behind the Meter | Yes | SunnyMac, LLC | AC Electric |  | Accepted | 2025-08-01 | 2025-08-29 | 2026-08-29 | Solar Panels | HANWHA | Q.PEAK DUO BLK ML-G10+ 415W |  | 0.415 | 4 | 59 | 23 |  | Fixed | Roof
NJADRE1560203126 | Administratively Determined Incentive Program | Washington Township | 8080 | 17.015 | Residential | Behind the Meter | Yes | SunnyMac, LLC | AC Electric |  | Accepted | 2025-08-01 | 2025-08-29 | 2026-08-29 | Inverters | SOLAREDGE HOME HUB | SE5700H-US | 5760 |  | 1 |  |  | 0.99 |  | Outdoor | next to meter
NJADRE1560203128 | Administratively Determined Incentive Program | Manalapan Twp | 7726 | 13.28 | Residential | Behind the Meter | No | Solar Energy World | JCP&L |  | Accepted | 2025-08-01 | 2025-08-28 | 2026-08-28 | Solar Panels | HANWHA | Q.PEAK DUOBLK ML-G10+-415W |  | 0.415 | 11 | 323 | 22 |  | Fixed | Roof
NJADRE1560203128 | Administratively Determined Incentive Program | Manalapan Twp | 7726 | 13.28 | Residential | Behind the Meter | No | Solar Energy World | JCP&L |  | Accepted | 2025-08-01 | 2025-08-28 | 2026-08-28 | Solar Panels | HANWHA | Q.PEAK DUOBLK ML-G10+-415W |  | 0.415 | 21 | 144 | 23 |  | Fixed | Roof
NJADRE1560203128 | Administratively Determined Incentive Program | Manalapan Twp | 7726 | 13.28 | Residential | Behind the Meter | No | Solar Energy World | JCP&L |  | Accepted | 2025-08-01 | 2025-08-28 | 2026-08-28 | Inverters | Enphase | IQ8+-72-M-US | 290 |  | 32 |  |  | 0.97 |  | Outside
NJADRE1560203174 | Administratively Determined Incentive Program | Alpine | 7620 | 18.648 | Residential | Behind the Meter | No | Tesla Energy Operations, Inc. | Orange Rockland Electric |  | Accepted | 2025-08-01 | 2025-08-27 | 2026-08-27 | Solar Panels | Tesla | SR72T2 |  | 0.072 | 13 | 210 | 24 |  | Fixed | Roof
NJADRE1560203174 | Administratively Determined Incentive Program | Alpine | 7620 | 18.648 | Residential | Behind the Meter | No | Tesla Energy Operations, Inc. | Orange Rockland Electric |  | Accepted | 2025-08-01 | 2025-08-27 | 2026-08-27 | Solar Panels | Tesla | SR72T2 |  | 0.072 | 13 | 300 | 24 |  | Fixed | Roof
NJADRE1560203174 | Administratively Determined Incentive Program | Alpine | 7620 | 18.648 | Residential | Behind the Meter | No | Tesla Energy Operations, Inc. | Orange Rockland Electric |  | Accepted | 2025-08-01 | 2025-08-27 | 2026-08-27 | Solar Panels | Tesla | SR72T2 |  | 0.072 | 67 | 210 | 24 |  | Fixed | Roof
NJADRE1560203174 | Administratively Determined Incentive Program | Alpine | 7620 | 18.648 | Residential | Behind the Meter | No | Tesla Energy Operations, Inc. | Orange Rockland Electric |  | Accepted | 2025-08-01 | 2025-08-27 | 2026-08-27 | Solar Panels | Tesla | SR72T2 |  | 0.072 | 29 | 210 | 23 |  | Fixed | Roof
NJADRE1560203174 | Administratively Determined Incentive Program | Alpine | 7620 | 18.648 | Residential | Behind the Meter | No | Tesla Energy Operations, Inc. | Orange Rockland Electric |  | Accepted | 2025-08-01 | 2025-08-27 | 2026-08-27 | Solar Panels | Tesla | SR72T2 |  | 0.072 | 29 | 30 | 24 |  | Fixed | Roof
NJADRE1560203174 | Administratively Determined Incentive Program | Alpine | 7620 | 18.648 | Residential | Behind the Meter | No | Tesla Energy Operations, Inc. | Orange Rockland Electric |  | Accepted | 2025-08-01 | 2025-08-27 | 2026-08-27 | Solar Panels | Tesla | SR72T2 |  | 0.072 | 6 | 30 | 24 |  | Fixed | Roof
NJADRE1560203174 | Administratively Determined Incentive Program | Alpine | 7620 | 18.648 | Residential | Behind the Meter | No | Tesla Energy Operations, Inc. | Orange Rockland Electric |  | Accepted | 2025-08-01 | 2025-08-27 | 2026-08-27 | Solar Panels | Tesla | SR72T2 |  | 0.072 | 36 | 120 | 24 |  | Fixed | Roof
NJADRE1560203174 | Administratively Determined Incentive Program | Alpine | 7620 | 18.648 | Residential | Behind the Meter | No | Tesla Energy Operations, Inc. | Orange Rockland Electric |  | Accepted | 2025-08-01 | 2025-08-27 | 2026-08-27 | Solar Panels | Tesla | SR72T2 |  | 0.072 | 15 | 210 | 23 |  | Fixed | Roof
NJADRE1560203174 | Administratively Determined Incentive Program | Alpine | 7620 | 18.648 | Residential | Behind the Meter | No | Tesla Energy Operations, Inc. | Orange Rockland Electric |  | Accepted | 2025-08-01 | 2025-08-27 | 2026-08-27 | Inverters | Tesla | 1538000-XX-Y | 7600 |  | 2 |  |  | 0.98 |  | Indoor
NJADRE1560203174 | Administratively Determined Incentive Program | Alpine | 7620 | 18.648 | Residential | Behind the Meter | No | Tesla Energy Operations, Inc. | Orange Rockland Electric |  | Accepted | 2025-08-01 | 2025-08-27 | 2026-08-27 | Solar Panels | Tesla | SR72T2 |  | 0.072 | 13 | 120 | 24 |  | Fixed | Roof
NJADRE1560203174 | Administratively Determined Incentive Program | Alpine | 7620 | 18.648 | Residential | Behind the Meter | No | Tesla Energy Operations, Inc. | Orange Rockland Electric |  | Accepted | 2025-08-01 | 2025-08-27 | 2026-08-27 | Solar Panels | Tesla | SR72T2 |  | 0.072 | 23 | 30 | 23 |  | Fixed | Roof
NJADRE1560203174 | Administratively Determined Incentive Program | Alpine | 7620 | 18.648 | Residential | Behind the Meter | No | Tesla Energy Operations, Inc. | Orange Rockland Electric |  | Accepted | 2025-08-01 | 2025-08-27 | 2026-08-27 | Solar Panels | Tesla | SR72T2 |  | 0.072 | 15 | 210 | 24 |  | Fixed | Roof
NJADRE1560203218 | Administratively Determined Incentive Program | Bridgeton | 8302 | 8.2 | Residential | Behind the Meter | Yes | EMT Renewables, LLC | AC Electric |  | Accepted | 2025-08-01 | 2025-09-03 | 2026-09-03 | Solar Panels | MSE PERC | MSE-410 |  | 0.41 | 11 | 265 | 26 |  | Fixed | Roof
NJADRE1560203218 | Administratively Determined Incentive Program | Bridgeton | 8302 | 8.2 | Residential | Behind the Meter | Yes | EMT Renewables, LLC | AC Electric |  | Accepted | 2025-08-01 | 2025-09-03 | 2026-09-03 | Solar Panels | MSE PERC | MSE-410 |  | 0.41 | 9 | 85 | 26 |  | Fixed | Roof
NJADRE1560203218 | Administratively Determined Incentive Program | Bridgeton | 8302 | 8.2 | Residential | Behind the Meter | Yes | EMT Renewables, LLC | AC Electric |  | Accepted | 2025-08-01 | 2025-09-03 | 2026-09-03 | Inverters | ENPHASE | IQ8+ | 290 |  | 20 |  |  | 0.98 |  | Other | UNDER EACH PANEL
NJADRE1560203876 | Administratively Determined Incentive Program | PRINCETON TWP | 8540 | 9.315 | Residential | Behind the Meter | Yes | Sunrun Installation Services, Inc. | PSE&G |  | Accepted | 2025-08-01 | 2025-08-27 | 2026-08-27 | Inverters | SolarEdge Technologies | SE7600H-USMN | 7600 |  | 1 |  |  | 0.99 |  | Outdoor | Next to meter
NJADRE1560203876 | Administratively Determined Incentive Program | PRINCETON TWP | 8540 | 9.315 | Residential | Behind the Meter | Yes | Sunrun Installation Services, Inc. | PSE&G |  | Accepted | 2025-08-01 | 2025-08-27 | 2026-08-27 | Solar Panels | JA Solar | JAM54S31-405/MR |  | 0.405 | 7 | 341 | 17 |  | Fixed | Roof
NJADRE1560203876 | Administratively Determined Incentive Program | PRINCETON TWP | 8540 | 9.315 | Residential | Behind the Meter | Yes | Sunrun Installation Services, Inc. | PSE&G |  | Accepted | 2025-08-01 | 2025-08-27 | 2026-08-27 | Solar Panels | JA Solar | JAM54S31-405/MR |  | 0.405 | 7 | 161 | 17 |  | Fixed | Roof
NJADRE1560203876 | Administratively Determined Incentive Program | PRINCETON TWP | 8540 | 9.315 | Residential | Behind the Meter | Yes | Sunrun Installation Services, Inc. | PSE&G |  | Accepted | 2025-08-01 | 2025-08-27 | 2026-08-27 | Solar Panels | JA Solar | JAM54S31-405/MR |  | 0.405 | 6 | 250 | 17 |  | Fixed | Roof
NJADRE1560203876 | Administratively Determined Incentive Program | PRINCETON TWP | 8540 | 9.315 | Residential | Behind the Meter | Yes | Sunrun Installation Services, Inc. | PSE&G |  | Accepted | 2025-08-01 | 2025-08-27 | 2026-08-27 | Solar Panels | JA Solar | JAM54S31-405/MR |  | 0.405 | 3 | 250 | 17 |  | Fixed | Roof
NJADRE1560203880 | Administratively Determined Incentive Program | Brick | 8723 | 8.715 | Residential | Behind the Meter | Yes | SunPurity, LLC | JCP&L |  | Accepted | 2025-08-01 | 2025-08-27 | 2026-08-27 | Solar Panels | Hanwha Q cells | Q.PEAK DUO BLK-ML-G10+ 415W |  | 0.415 | 9 | 4 | 34 |  | Fixed | Roof
NJADRE1560203880 | Administratively Determined Incentive Program | Brick | 8723 | 8.715 | Residential | Behind the Meter | Yes | SunPurity, LLC | JCP&L |  | Accepted | 2025-08-01 | 2025-08-27 | 2026-08-27 | Solar Panels | Hanwha Q cells | Q.PEAK DUO BLK-ML-G10+ 415W |  | 0.415 | 6 | 184 | 34 |  | Fixed | Roof
NJADRE1560203880 | Administratively Determined Incentive Program | Brick | 8723 | 8.715 | Residential | Behind the Meter | Yes | SunPurity, LLC | JCP&L |  | Accepted | 2025-08-01 | 2025-08-27 | 2026-08-27 | Solar Panels | Hanwha Q cells | Q.PEAK DUO BLK-ML-G10+ 415W |  | 0.415 | 6 | 184 | 20 |  | Fixed | Roof
NJADRE1560203880 | Administratively Determined Incentive Program | Brick | 8723 | 8.715 | Residential | Behind the Meter | Yes | SunPurity, LLC | JCP&L |  | Accepted | 2025-08-01 | 2025-08-27 | 2026-08-27 | Inverters | SolarEdge | SE7600H-US | 7600 |  | 1 |  |  | 0.99 |  | Outdoor
NJADRE1560203888 | Administratively Determined Incentive Program | Bridgeton | 8302 | 11.48 | Residential | Behind the Meter | Yes | EMT Renewables, LLC | AC Electric |  | Accepted | 2025-08-01 | 2025-09-03 | 2026-09-03 | Inverters | ENPHASE | IQ8+ | 290 |  | 28 |  |  | 0.98 |  | Other | UNDER EACH PANEL
NJADRE1560203888 | Administratively Determined Incentive Program | Bridgeton | 8302 | 11.48 | Residential | Behind the Meter | Yes | EMT Renewables, LLC | AC Electric |  | Accepted | 2025-08-01 | 2025-09-03 | 2026-09-03 | Solar Panels | MSE PERC | MSE-410 |  | 0.41 | 28 | 189 | 24 |  | Fixed | Roof
NJADRE1560203901 | Administratively Determined Incentive Program | SALEM | 8079 | 17.2 | Residential | Behind the Meter | Yes | EMT Renewables, LLC | AC Electric |  | Accepted | 2025-08-01 | 2025-08-27 | 2026-08-27 | Solar Panels | SEG SOLAR | SEG 430 |  | 0.43 | 20 | 74 | 23 |  | Fixed | Roof
NJADRE1560203901 | Administratively Determined Incentive Program | SALEM | 8079 | 17.2 | Residential | Behind the Meter | Yes | EMT Renewables, LLC | AC Electric |  | Accepted | 2025-08-01 | 2025-08-27 | 2026-08-27 | Inverters | ENPHASE | IQ8+ | 290 |  | 40 |  |  | 0.98 |  | Other | UNDER EACH PANEL
NJADRE1560203901 | Administratively Determined Incentive Program | SALEM | 8079 | 17.2 | Residential | Behind the Meter | Yes | EMT Renewables, LLC | AC Electric |  | Accepted | 2025-08-01 | 2025-08-27 | 2026-08-27 | Solar Panels | SEG SOLAR | SEG 430 |  | 0.43 | 20 | 254 | 23 |  | Fixed | Roof
NJADRE1560203902 | Administratively Determined Incentive Program | Livingston | 7039 | 10.66 | Residential | Behind the Meter | No | Tesla Energy Operations, Inc. | JCP&L |  | Accepted | 2025-08-01 | 2025-08-27 | 2026-08-27 | Solar Panels | Hanwha | Q Cells Q.PEAK DUO BLK ML-G10+/TS 410 |  | 0.41 | 11 | 221 | 34 |  | Fixed | Roof
NJADRE1560203902 | Administratively Determined Incentive Program | Livingston | 7039 | 10.66 | Residential | Behind the Meter | No | Tesla Energy Operations, Inc. | JCP&L |  | Accepted | 2025-08-01 | 2025-08-27 | 2026-08-27 | Electric Storage Battery | Tesla | Powerwall 3 |  |  | 1 |  |  |  | Lithium Ion |  | OUTSIDE
NJADRE1560203902 | Administratively Determined Incentive Program | Livingston | 7039 | 10.66 | Residential | Behind the Meter | No | Tesla Energy Operations, Inc. | JCP&L |  | Accepted | 2025-08-01 | 2025-08-27 | 2026-08-27 | Inverters | Tesla | 1707000-XX-Y 11.5 kW | 11500 |  | 1 |  |  | 0.98 |  | Outdoor
NJADRE1560203902 | Administratively Determined Incentive Program | Livingston | 7039 | 10.66 | Residential | Behind the Meter | No | Tesla Energy Operations, Inc. | JCP&L |  | Accepted | 2025-08-01 | 2025-08-27 | 2026-08-27 | Solar Panels | Hanwha | Q Cells Q.PEAK DUO BLK ML-G10+/TS 410 |  | 0.41 | 6 | 311 | 11 |  | Fixed | Roof
NJADRE1560203902 | Administratively Determined Incentive Program | Livingston | 7039 | 10.66 | Residential | Behind the Meter | No | Tesla Energy Operations, Inc. | JCP&L |  | Accepted | 2025-08-01 | 2025-08-27 | 2026-08-27 | Solar Panels | Hanwha | Q Cells Q.PEAK DUO BLK ML-G10+/TS 410 |  | 0.41 | 4 | 311 | 34 |  | Fixed | Roof
NJADRE1560203902 | Administratively Determined Incentive Program | Livingston | 7039 | 10.66 | Residential | Behind the Meter | No | Tesla Energy Operations, Inc. | JCP&L |  | Accepted | 2025-08-01 | 2025-08-27 | 2026-08-27 | Solar Panels | Hanwha | Q Cells Q.PEAK DUO BLK ML-G10+/TS 410 |  | 0.41 | 3 | 41 | 34 |  | Fixed | Roof
NJADRE1560203902 | Administratively Determined Incentive Program | Livingston | 7039 | 10.66 | Residential | Behind the Meter | No | Tesla Energy Operations, Inc. | JCP&L |  | Accepted | 2025-08-01 | 2025-08-27 | 2026-08-27 | Solar Panels | Hanwha | Q Cells Q.PEAK DUO BLK ML-G10+/TS 410 |  | 0.41 | 2 | 311 | 34 |  | Fixed | Roof
NJADRE1560203907 | Administratively Determined Incentive Program | Middletown | 7748 | 5.33 | Residential | Behind the Meter | Yes | Trinity Solar, LLC | JCP&L |  | Accepted | 2025-08-01 | 2025-08-27 | 2026-08-27 | Inverters | Solar Edge | USE5700H-US | 5760 |  | 1 |  |  | 0.97 |  | Outside
NJADRE1560203907 | Administratively Determined Incentive Program | Middletown | 7748 | 5.33 | Residential | Behind the Meter | Yes | Trinity Solar, LLC | JCP&L |  | Accepted | 2025-08-01 | 2025-08-27 | 2026-08-27 | Solar Panels | Hanwha | Q.PEAK DUO BLK ML-G10.C+ 410 |  | 0.41 | 13 | 274 | 33 |  | Fixed | Roof
NJADRE1560203910 | Administratively Determined Incentive Program | JACKSON | 8527 | 10.66 | Residential | Behind the Meter | Yes | Trinity Solar, LLC | JCP&L |  | Accepted | 2025-08-01 | 2025-08-28 | 2026-08-28 | Solar Panels | HANWHA | (Q.PEAK DUO BLK ML-G10.C+ 410) |  | 0.41 | 9 | 150 | 17 |  | Fixed | Roof
NJADRE1560203910 | Administratively Determined Incentive Program | JACKSON | 8527 | 10.66 | Residential | Behind the Meter | Yes | Trinity Solar, LLC | JCP&L |  | Accepted | 2025-08-01 | 2025-08-28 | 2026-08-28 | Solar Panels | HANWHA | (Q.PEAK DUO BLK ML-G10.C+ 410) |  | 0.41 | 12 | 242 | 18 |  | Fixed | Roof
NJADRE1560203910 | Administratively Determined Incentive Program | JACKSON | 8527 | 10.66 | Residential | Behind the Meter | Yes | Trinity Solar, LLC | JCP&L |  | Accepted | 2025-08-01 | 2025-08-28 | 2026-08-28 | Solar Panels | HANWHA | (Q.PEAK DUO BLK ML-G10.C+ 410) |  | 0.41 | 5 | 240 | 19 |  | Fixed | Roof
NJADRE1560203910 | Administratively Determined Incentive Program | JACKSON | 8527 | 10.66 | Residential | Behind the Meter | Yes | Trinity Solar, LLC | JCP&L |  | Accepted | 2025-08-01 | 2025-08-28 | 2026-08-28 | Inverters | Solar Edge | USE10000H-USMNBL75 | 10000 |  | 1 |  |  | 0.97 |  | Outdoor
NJADRE1560203913 | Administratively Determined Incentive Program | Atlantic City | 8401 | 3.44 | Residential | Behind the Meter | Yes | EMT Renewables, LLC | AC Electric |  | Accepted | 2025-08-01 | 2025-08-28 | 2026-08-28 | Solar Panels | SEG SOLAR | SEG 430 |  | 0.43 | 8 | 170 | 23 |  | Fixed | Roof
NJADRE1560203913 | Administratively Determined Incentive Program | Atlantic City | 8401 | 3.44 | Residential | Behind the Meter | Yes | EMT Renewables, LLC | AC Electric |  | Accepted | 2025-08-01 | 2025-08-28 | 2026-08-28 | Inverters | ENPHASE | IQ8+ | 290 |  | 8 |  |  | 0.98 |  | Other | UNDER EACH PANEL
NJADRE1560203914 | Administratively Determined Incentive Program | BAYVILLE | 8721 | 8.5 | Residential | Behind the Meter | Yes | Whitman Construction, LLC | JCP&L |  | Accepted | 2025-08-01 | 2025-09-03 | 2026-09-03 | Solar Panels | JINKO SOLAR | JKM425N-54HL4-B |  | 0.425 | 10 | 288 | 13 |  | Fixed | Roof
NJADRE1560203914 | Administratively Determined Incentive Program | BAYVILLE | 8721 | 8.5 | Residential | Behind the Meter | Yes | Whitman Construction, LLC | JCP&L |  | Accepted | 2025-08-01 | 2025-09-03 | 2026-09-03 | Solar Panels | JINKO SOLAR | JKM425N-54HL4-B |  | 0.425 | 10 | 108 | 13 |  | Fixed | Roof
NJADRE1560203914 | Administratively Determined Incentive Program | BAYVILLE | 8721 | 8.5 | Residential | Behind the Meter | Yes | Whitman Construction, LLC | JCP&L |  | Accepted | 2025-08-01 | 2025-09-03 | 2026-09-03 | Inverters | ENPHASE | IQ8PLUS-72-2-US | 290 |  | 20 |  |  | 0.975 |  | Outdoor
NJADRE1560203919 | Administratively Determined Incentive Program | Dumont | 7628 | 10.66 | Residential | Behind the Meter | Yes | Pro Custom Solar dba Momentum Solar | PSE&G |  | Accepted | 2025-08-01 | 2025-08-28 | 2026-08-28 | Solar Panels | HANWHA | q.peak duo blk-g10+410 |  | 0.41 | 12 | 177 | 14 |  | Fixed | Roof
NJADRE1560203919 | Administratively Determined Incentive Program | Dumont | 7628 | 10.66 | Residential | Behind the Meter | Yes | Pro Custom Solar dba Momentum Solar | PSE&G |  | Accepted | 2025-08-01 | 2025-08-28 | 2026-08-28 | Solar Panels | HANWHA | q.peak duo blk-g10+410 |  | 0.41 | 2 | 177 | 14 |  | Fixed | Roof
NJADRE1560203919 | Administratively Determined Incentive Program | Dumont | 7628 | 10.66 | Residential | Behind the Meter | Yes | Pro Custom Solar dba Momentum Solar | PSE&G |  | Accepted | 2025-08-01 | 2025-08-28 | 2026-08-28 | Inverters | ENPHASE | IQ8HC-72-M-DOM-US | 380 |  | 26 |  |  | 0.97 |  | Outdoor
NJADRE1560203919 | Administratively Determined Incentive Program | Dumont | 7628 | 10.66 | Residential | Behind the Meter | Yes | Pro Custom Solar dba Momentum Solar | PSE&G |  | Accepted | 2025-08-01 | 2025-08-28 | 2026-08-28 | Solar Panels | hanwha | q.peak duo blk-g10+410 |  | 0.41 | 12 | 177 | 31 |  | Fixed | Roof
NJADRE1560203922 | Administratively Determined Incentive Program | Piscataway | 8854 | 7.74 | Residential | Behind the Meter | Yes | Posigen Developer, LLC | PSE&G |  | Accepted | 2025-08-01 | 2025-08-27 | 2026-08-27 | Inverters | SolarEdge | SE7600H-US | 7600 |  | 1 |  |  | 0.99 |  | Outdoor | within ten feet of meter
NJADRE1560203922 | Administratively Determined Incentive Program | Piscataway | 8854 | 7.74 | Residential | Behind the Meter | Yes | Posigen Developer, LLC | PSE&G |  | Accepted | 2025-08-01 | 2025-08-27 | 2026-08-27 | Solar Panels | Jinko Eagle | JKM430N-54HL4-B |  | 0.43 | 18 | 248 | 23 |  | Fixed | Roof
NJADRE1560203929 | Administratively Determined Incentive Program | Haddonfield | 8033 | 11.25 | Residential | Behind the Meter | No | Paradise Solar and Electrical, LLC | PSE&G |  | Accepted | 2025-08-01 | 2025-08-27 | 2026-08-27 | Solar Panels | CanadianSolar | CS6.154TM-450H |  | 0.45 | 20 | 144 | 20 |  | Fixed | Roof
NJADRE1560203929 | Administratively Determined Incentive Program | Haddonfield | 8033 | 11.25 | Residential | Behind the Meter | No | Paradise Solar and Electrical, LLC | PSE&G |  | Accepted | 2025-08-01 | 2025-08-27 | 2026-08-27 | Inverters | Enphase | IQ8+ | 290 |  | 25 |  |  | 0.976 |  | Outside | under modules
NJADRE1560203929 | Administratively Determined Incentive Program | Haddonfield | 8033 | 11.25 | Residential | Behind the Meter | No | Paradise Solar and Electrical, LLC | PSE&G |  | Accepted | 2025-08-01 | 2025-08-27 | 2026-08-27 | Solar Panels | CanadianSolar | CS6.154TM-450H |  | 0.45 | 2 | 234 | 18 |  | Fixed | Roof
NJADRE1560203929 | Administratively Determined Incentive Program | Haddonfield | 8033 | 11.25 | Residential | Behind the Meter | No | Paradise Solar and Electrical, LLC | PSE&G |  | Accepted | 2025-08-01 | 2025-08-27 | 2026-08-27 | Solar Panels | CanadianSolar | CS6.154TM-450H |  | 0.45 | 3 | 54 | 20 |  | Fixed | Roof
NJADRE1560203938 | Administratively Determined Incentive Program | Bloomfield Twp | 7003 | 5.74 | Residential | Behind the Meter | Yes | Sunrun Installation Services, Inc. | PSE&G |  | Accepted | 2025-08-01 | 2025-08-27 | 2026-08-27 | Solar Panels | Hanwha Q Cells | Q.PEAK DUO BLK ML-G10+ 410 |  | 0.41 | 11 | 135 | 33 |  | Fixed | Roof
NJADRE1560203938 | Administratively Determined Incentive Program | Bloomfield Twp | 7003 | 5.74 | Residential | Behind the Meter | Yes | Sunrun Installation Services, Inc. | PSE&G |  | Accepted | 2025-08-01 | 2025-08-27 | 2026-08-27 | Electric Storage Battery | Tesla | Powerwall 3 1707000-xx-y |  |  | 1 |  |  |  | Lithium Ion |  | OUTSIDE
NJADRE1560203938 | Administratively Determined Incentive Program | Bloomfield Twp | 7003 | 5.74 | Residential | Behind the Meter | Yes | Sunrun Installation Services, Inc. | PSE&G |  | Accepted | 2025-08-01 | 2025-08-27 | 2026-08-27 | Solar Panels | Hanwha Q Cells | Q.PEAK DUO BLK ML-G10+ 410 |  | 0.41 | 3 | 135 | 11 |  | Fixed | Roof
NJADRE1560203938 | Administratively Determined Incentive Program | Bloomfield Twp | 7003 | 5.74 | Residential | Behind the Meter | Yes | Sunrun Installation Services, Inc. | PSE&G |  | Accepted | 2025-08-01 | 2025-08-27 | 2026-08-27 | Inverters | Tesla | Powerwall 3 1707000-xx-y | 11500 |  | 1 |  |  | 0.97 |  | Outdoor
NJADRE1560203941 | Administratively Determined Incentive Program | Normandy Beach | 8739 | 5.655 | Residential | Behind the Meter | No | Sea Bright Solar, LLC | JCP&L |  | Accepted | 2025-08-01 | 2025-08-27 | 2026-08-27 | Inverters | Enphase | IQ8A-72-M-US | 349 |  | 13 |  |  | 0.97 |  | Outdoor
NJADRE1560203941 | Administratively Determined Incentive Program | Normandy Beach | 8739 | 5.655 | Residential | Behind the Meter | No | Sea Bright Solar, LLC | JCP&L |  | Accepted | 2025-08-01 | 2025-08-27 | 2026-08-27 | Solar Panels | QCell | Q.TRON BLK M-G2+ 435 |  | 0.435 | 13 | 285 | 38 |  | Fixed | Roof
NJADRE1560203945 | Administratively Determined Incentive Program | Pennsauken | 8109 | 5.74 | Residential | Behind the Meter | Yes | Trinity Solar, LLC | PSE&G |  | Accepted | 2025-08-01 | 2025-08-27 | 2026-08-27 | Inverters | Solar Edge | USE5700H-USMNBL75 | 5760 |  | 1 |  |  | 0.97 |  | Outdoor
NJADRE1560203945 | Administratively Determined Incentive Program | Pennsauken | 8109 | 5.74 | Residential | Behind the Meter | Yes | Trinity Solar, LLC | PSE&G |  | Accepted | 2025-08-01 | 2025-08-27 | 2026-08-27 | Solar Panels | HANWHA | (Q.PEAK DUO BLK ML-G10.C+ 410) |  | 0.41 | 2 | 353 | 27 |  | Fixed | Roof
NJADRE1560203945 | Administratively Determined Incentive Program | Pennsauken | 8109 | 5.74 | Residential | Behind the Meter | Yes | Trinity Solar, LLC | PSE&G |  | Accepted | 2025-08-01 | 2025-08-27 | 2026-08-27 | Solar Panels | HANWHA | (Q.PEAK DUO BLK ML-G10.C+ 410) |  | 0.41 | 12 | 173 | 27 |  | Fixed | Roof
NJADRE1560203946 | Administratively Determined Incentive Program | HAWTHORNE | 7506 | 4.35 | Residential | Behind the Meter | No | Venture Home Solar, LLC | PSE&G |  | Accepted | 2025-08-01 | 2025-09-11 | 2026-09-11 | Solar Panels | Hanwha | Q.TRON BLK M-G2.H+ 435 |  | 0.435 | 7 | 172 | 34 |  | Fixed | Roof
NJADRE1560203946 | Administratively Determined Incentive Program | HAWTHORNE | 7506 | 4.35 | Residential | Behind the Meter | No | Venture Home Solar, LLC | PSE&G |  | Accepted | 2025-08-01 | 2025-09-11 | 2026-09-11 | Inverters | Tesla Solar | 1538000-xx-y | 330 |  | 1 |  |  | 0.9697 |  | Outside
NJADRE1560203946 | Administratively Determined Incentive Program | HAWTHORNE | 7506 | 4.35 | Residential | Behind the Meter | No | Venture Home Solar, LLC | PSE&G |  | Accepted | 2025-08-01 | 2025-09-11 | 2026-09-11 | Solar Panels | Hanwha | Q.TRON BLK M-G2.H+ 435 |  | 0.435 | 3 | 352 | 34 |  | Fixed | Roof
NJADRE1560203953 | Administratively Determined Incentive Program | Brighton Beach | 8008 | 7.31 | Residential | Behind the Meter | Yes | Pro Custom Solar dba Momentum Solar | AC Electric |  | Accepted | 2025-08-01 | 2025-08-27 | 2026-08-27 | Inverters | ENPHASE | IQ8HC-72-M-DOM-US | 380 |  | 17 |  |  | 0.97 |  | Outdoor
NJADRE1560203953 | Administratively Determined Incentive Program | Brighton Beach | 8008 | 7.31 | Residential | Behind the Meter | Yes | Pro Custom Solar dba Momentum Solar | AC Electric |  | Accepted | 2025-08-01 | 2025-08-27 | 2026-08-27 | Solar Panels | hanwha | Q.TRON BLK M-G2+430 |  | 0.43 | 5 | 300 | 18 |  | Fixed | Roof
NJADRE1560203953 | Administratively Determined Incentive Program | Brighton Beach | 8008 | 7.31 | Residential | Behind the Meter | Yes | Pro Custom Solar dba Momentum Solar | AC Electric |  | Accepted | 2025-08-01 | 2025-08-27 | 2026-08-27 | Solar Panels | HANWHA | Q.TRON BLK M-G2+430 |  | 0.43 | 6 | 30 | 17 |  | Fixed | Roof
NJADRE1560203953 | Administratively Determined Incentive Program | Brighton Beach | 8008 | 7.31 | Residential | Behind the Meter | Yes | Pro Custom Solar dba Momentum Solar | AC Electric |  | Accepted | 2025-08-01 | 2025-08-27 | 2026-08-27 | Solar Panels | HANWHA | Q.TRON BLK M-G2+430 |  | 0.43 | 6 | 210 | 17 |  | Fixed | Roof
NJADRE1560203954 | Administratively Determined Incentive Program | Oxford | 7863 | 8.2 | Residential | Behind the Meter | Yes | Trinity Solar, LLC | JCP&L |  | Accepted | 2025-08-01 | 2025-08-27 | 2026-08-27 | Inverters | Solar Edge | USE7600H-US | 7600 |  | 1 |  |  | 0.97 |  | Outside
NJADRE1560203954 | Administratively Determined Incentive Program | Oxford | 7863 | 8.2 | Residential | Behind the Meter | Yes | Trinity Solar, LLC | JCP&L |  | Accepted | 2025-08-01 | 2025-08-27 | 2026-08-27 | Solar Panels | Hanwha | Q.PEAK DUO BLK ML-G10+ 410 |  | 0.41 | 2 | 140 | 30 |  | Fixed | Roof
NJADRE1560203954 | Administratively Determined Incentive Program | Oxford | 7863 | 8.2 | Residential | Behind the Meter | Yes | Trinity Solar, LLC | JCP&L |  | Accepted | 2025-08-01 | 2025-08-27 | 2026-08-27 | Solar Panels | Hanwha | Q.PEAK DUO BLK ML-G10+ 410 |  | 0.41 | 8 | 140 | 30 |  | Fixed | Roof
NJADRE1560203954 | Administratively Determined Incentive Program | Oxford | 7863 | 8.2 | Residential | Behind the Meter | Yes | Trinity Solar, LLC | JCP&L |  | Accepted | 2025-08-01 | 2025-08-27 | 2026-08-27 | Solar Panels | Hanwha | Q.PEAK DUO BLK ML-G10+ 410 |  | 0.41 | 10 | 140 | 30 |  | Fixed | Roof
NJADRE1560203955 | Administratively Determined Incentive Program | Eatontown | 7724 | 9.135 | Residential | Behind the Meter | No | Venture Home Solar, LLC | JCP&L |  | Accepted | 2025-08-01 | 2025-09-03 | 2026-09-03 | Solar Panels | Hanwha | Q.TRON BLK M-G2.H+ 435 |  | 0.435 | 11 | 217 | 28 |  | Fixed | Roof
NJADRE1560203955 | Administratively Determined Incentive Program | Eatontown | 7724 | 9.135 | Residential | Behind the Meter | No | Venture Home Solar, LLC | JCP&L |  | Accepted | 2025-08-01 | 2025-09-03 | 2026-09-03 | Solar Panels | Hanwha | Q.TRON BLK M-G2.H+ 435 |  | 0.435 | 7 | 127 | 26 |  | Fixed | Roof
NJADRE1560203955 | Administratively Determined Incentive Program | Eatontown | 7724 | 9.135 | Residential | Behind the Meter | No | Venture Home Solar, LLC | JCP&L |  | Accepted | 2025-08-01 | 2025-09-03 | 2026-09-03 | Inverters | Tesla Solar | 1538000-XX-Y | 330 |  | 1 |  |  | 0.9697 |  | Outside
NJADRE1560203955 | Administratively Determined Incentive Program | Eatontown | 7724 | 9.135 | Residential | Behind the Meter | No | Venture Home Solar, LLC | JCP&L |  | Accepted | 2025-08-01 | 2025-09-03 | 2026-09-03 | Solar Panels | Hanwha | Q.TRON BLK M-G2.H+ 435 |  | 0.435 | 3 | 307 | 26 |  | Fixed | Roof
NJADRE1560203956 | Administratively Determined Incentive Program | Woodstown | 8098 | 7.79 | Residential | Behind the Meter | Yes | Sunrun Installation Services, Inc. | AC Electric |  | Accepted | 2025-08-01 | 2025-08-27 | 2026-08-27 | Solar Panels | Elin Energy (Sirius PV) | ELNSM54M-HC-410 |  | 0.41 | 6 | 131 | 23 |  | Fixed | Roof
NJADRE1560203956 | Administratively Determined Incentive Program | Woodstown | 8098 | 7.79 | Residential | Behind the Meter | Yes | Sunrun Installation Services, Inc. | AC Electric |  | Accepted | 2025-08-01 | 2025-08-27 | 2026-08-27 | Solar Panels | Elin Energy (Sirius PV) | ELNSM54M-HC-410 |  | 0.41 | 5 | 221 | 23 |  | Fixed | Roof
NJADRE1560203956 | Administratively Determined Incentive Program | Woodstown | 8098 | 7.79 | Residential | Behind the Meter | Yes | Sunrun Installation Services, Inc. | AC Electric |  | Accepted | 2025-08-01 | 2025-08-27 | 2026-08-27 | Solar Panels | Elin Energy (Sirius PV) | ELNSM54M-HC-410 |  | 0.41 | 2 | 41 | 23 |  | Fixed | Roof
NJADRE1560203956 | Administratively Determined Incentive Program | Woodstown | 8098 | 7.79 | Residential | Behind the Meter | Yes | Sunrun Installation Services, Inc. | AC Electric |  | Accepted | 2025-08-01 | 2025-08-27 | 2026-08-27 | Inverters | SolarEdge Technologies | SE5700H-USMN | 5760 |  | 1 |  |  | 0.99 |  | Outdoor
NJADRE1560203956 | Administratively Determined Incentive Program | Woodstown | 8098 | 7.79 | Residential | Behind the Meter | Yes | Sunrun Installation Services, Inc. | AC Electric |  | Accepted | 2025-08-01 | 2025-08-27 | 2026-08-27 | Solar Panels | Elin Energy (Sirius PV) | ELNSM54M-HC-410 |  | 0.41 | 6 | 131 | 23 |  | Fixed | Roof
NJADRE1560203962 | Administratively Determined Incentive Program | City of Orange | 7050 | 4.98 | Residential | Behind the Meter | Yes | Fusion Solar Energy, LLC | PSE&G |  | Accepted | 2025-08-01 | 2025-08-28 | 2026-08-28 | Solar Panels | QCELLS | Q.PEAK DUO BLK ML-G10+_017 |  | 0.415 | 2 | 124.04 | 20 |  | Fixed | Roof
NJADRE1560203962 | Administratively Determined Incentive Program | City of Orange | 7050 | 4.98 | Residential | Behind the Meter | Yes | Fusion Solar Energy, LLC | PSE&G |  | Accepted | 2025-08-01 | 2025-08-28 | 2026-08-28 | Inverters | ENPHASE | IQ8HC-72-M-DOM-US | 380 |  | 12 |  |  | 0.97 |  | Outside | Roof
NJADRE1560203962 | Administratively Determined Incentive Program | City of Orange | 7050 | 4.98 | Residential | Behind the Meter | Yes | Fusion Solar Energy, LLC | PSE&G |  | Accepted | 2025-08-01 | 2025-08-28 | 2026-08-28 | Solar Panels | QCELLS | Q.PEAK DUO BLK ML-G10+_017 |  | 0.415 | 3 | 124.07 | 31 |  | Fixed | Roof
NJADRE1560203962 | Administratively Determined Incentive Program | City of Orange | 7050 | 4.98 | Residential | Behind the Meter | Yes | Fusion Solar Energy, LLC | PSE&G |  | Accepted | 2025-08-01 | 2025-08-28 | 2026-08-28 | Solar Panels | QCELLS | Q.PEAK DUO BLK ML-G10+_017 |  | 0.415 | 7 | 124.43 | 50 |  | Fixed | Roof
NJADRE1560203970 | Administratively Determined Incentive Program | HOPEWELL TOWNSHIP | 8560 | 11.04 | Residential | Behind the Meter | No | Sea Bright Solar, LLC | PSE&G |  | Accepted | 2025-08-01 | 2025-08-28 | 2026-08-28 | Solar Panels | REC | REC-460AA-Pure-RX |  | 0.46 | 15 | 128 | 30 |  | Fixed | Roof
NJADRE1560203970 | Administratively Determined Incentive Program | HOPEWELL TOWNSHIP | 8560 | 11.04 | Residential | Behind the Meter | No | Sea Bright Solar, LLC | PSE&G |  | Accepted | 2025-08-01 | 2025-08-28 | 2026-08-28 | Inverters | Enphase | IQ8X-80-M-US | 380 |  | 24 |  |  | 0.97 |  | Outdoor
NJADRE1560203970 | Administratively Determined Incentive Program | HOPEWELL TOWNSHIP | 8560 | 11.04 | Residential | Behind the Meter | No | Sea Bright Solar, LLC | PSE&G |  | Accepted | 2025-08-01 | 2025-08-28 | 2026-08-28 | Solar Panels | REC | REC-460AA-Pure-RX |  | 0.46 | 9 | 128 | 30 |  | Fixed | Roof
NJADRE1560203978 | Administratively Determined Incentive Program | Bloomfield | 7003 | 6.64 | Residential | Behind the Meter | No | Venture Home Solar, LLC | PSE&G |  | Accepted | 2025-08-01 | 2025-09-03 | 2026-09-03 | Inverters | Tesla Solar | 1538000-xx-y | 330 |  | 1 |  |  | 0.9697 |  | Outside
NJADRE1560203978 | Administratively Determined Incentive Program | Bloomfield | 7003 | 6.64 | Residential | Behind the Meter | No | Venture Home Solar, LLC | PSE&G |  | Accepted | 2025-08-01 | 2025-09-03 | 2026-09-03 | Solar Panels | Hanwha | Q.PEAK DUO BLK ML-G10+ 415W |  | 0.415 | 16 | 126 | 33 |  | Fixed | Roof
NJADRE1560203979 | Administratively Determined Incentive Program | Sewell | 8080 | 10.005 | Residential | Behind the Meter | No | EMT Renewables, LLC | AC Electric |  | Accepted | 2025-08-01 | 2025-09-03 | 2026-09-03 | Inverters | ENPHASE | IQ8+ | 290 |  | 23 |  |  | 0.98 |  | Other | UNDER EACH PANEL
NJADRE1560203979 | Administratively Determined Incentive Program | Sewell | 8080 | 10.005 | Residential | Behind the Meter | No | EMT Renewables, LLC | AC Electric |  | Accepted | 2025-08-01 | 2025-09-03 | 2026-09-03 | Solar Panels | Q CELLS | Q TRON |  | 0.435 | 5 | 335 | 20 |  | Fixed | Roof
NJADRE1560203979 | Administratively Determined Incentive Program | Sewell | 8080 | 10.005 | Residential | Behind the Meter | No | EMT Renewables, LLC | AC Electric |  | Accepted | 2025-08-01 | 2025-09-03 | 2026-09-03 | Solar Panels | Q CELLS | Q TRON |  | 0.435 | 14 | 155 | 20 |  | Fixed | Roof
NJADRE1560203979 | Administratively Determined Incentive Program | Sewell | 8080 | 10.005 | Residential | Behind the Meter | No | EMT Renewables, LLC | AC Electric |  | Accepted | 2025-08-01 | 2025-09-03 | 2026-09-03 | Solar Panels | Q CELLS | Q TRON |  | 0.435 | 4 | 335 | 20 |  | Fixed | Roof
NJADRE1560203986 | Administratively Determined Incentive Program | PHILLIPSBURG | 8865 | 8.17 | Residential | Behind the Meter | No | EMT Renewables, LLC | JCP&L |  | Accepted | 2025-08-01 | 2025-08-27 | 2026-08-27 | Solar Panels | Q CELLS | Q TRON |  | 0.43 | 5 | 234 | 45 |  | Fixed | Roof
NJADRE1560203986 | Administratively Determined Incentive Program | PHILLIPSBURG | 8865 | 8.17 | Residential | Behind the Meter | No | EMT Renewables, LLC | JCP&L |  | Accepted | 2025-08-01 | 2025-08-27 | 2026-08-27 | Inverters | IQ8HC | IQ8+ | 290 |  | 19 |  |  | 0.98 |  | Other | UNDER EACH PANEL
NJADRE1560203986 | Administratively Determined Incentive Program | PHILLIPSBURG | 8865 | 8.17 | Residential | Behind the Meter | No | EMT Renewables, LLC | JCP&L |  | Accepted | 2025-08-01 | 2025-08-27 | 2026-08-27 | Solar Panels | Q CELLS | Q TRON |  | 0.43 | 7 | 324 | 29 |  | Fixed | Roof
NJADRE1560203986 | Administratively Determined Incentive Program | PHILLIPSBURG | 8865 | 8.17 | Residential | Behind the Meter | No | EMT Renewables, LLC | JCP&L |  | Accepted | 2025-08-01 | 2025-08-27 | 2026-08-27 | Solar Panels | Q CELLS | Q TRON |  | 0.43 | 7 | 144 | 29 |  | Fixed | Roof
NJADRE1560203990 | Administratively Determined Incentive Program | Elwood | 8217 | 11.48 | Residential | Behind the Meter | Yes | Sunrun Installation Services, Inc. | AC Electric |  | Accepted | 2025-08-01 | 2025-08-27 | 2026-08-27 | Solar Panels | Elin Energy (Sirius PV) | ELNSM54M-HC-410 |  | 0.41 | 4 | 131 | 36 |  | Fixed | Roof
NJADRE1560203990 | Administratively Determined Incentive Program | Elwood | 8217 | 11.48 | Residential | Behind the Meter | Yes | Sunrun Installation Services, Inc. | AC Electric |  | Accepted | 2025-08-01 | 2025-08-27 | 2026-08-27 | Solar Panels | Elin Energy (Sirius PV) | ELNSM54M-HC-410 |  | 0.41 | 12 | 221 | 23 |  | Fixed | Roof
NJADRE1560203990 | Administratively Determined Incentive Program | Elwood | 8217 | 11.48 | Residential | Behind the Meter | Yes | Sunrun Installation Services, Inc. | AC Electric |  | Accepted | 2025-08-01 | 2025-08-27 | 2026-08-27 | Solar Panels | Elin Energy (Sirius PV) | ELNSM54M-HC-410 |  | 0.41 | 4 | 220 | 23 |  | Fixed | Roof
NJADRE1560203990 | Administratively Determined Incentive Program | Elwood | 8217 | 11.48 | Residential | Behind the Meter | Yes | Sunrun Installation Services, Inc. | AC Electric |  | Accepted | 2025-08-01 | 2025-08-27 | 2026-08-27 | Solar Panels | Elin Energy (Sirius PV) | ELNSM54M-HC-410 |  | 0.41 | 8 | 41 | 23 |  | Fixed | Roof
NJADRE1560203990 | Administratively Determined Incentive Program | Elwood | 8217 | 11.48 | Residential | Behind the Meter | Yes | Sunrun Installation Services, Inc. | AC Electric |  | Accepted | 2025-08-01 | 2025-08-27 | 2026-08-27 | Inverters | SolarEdge Technologies | SE10000H-USMN | 10000 |  | 1 |  |  | 0.99 |  | Outdoor
NJADRE1560204001 | Administratively Determined Incentive Program | CLARK TWP | 7066 | 12.32 | Residential | Behind the Meter | No | PV4U, LLC | PSE&G |  | Accepted | 2025-08-01 | 2025-08-28 | 2026-08-28 | Solar Panels | Axitec | AC-440TGBL |  | 0.44 | 7 | 310 | 28 |  | Fixed | Roof
NJADRE1560204001 | Administratively Determined Incentive Program | CLARK TWP | 7066 | 12.32 | Residential | Behind the Meter | No | PV4U, LLC | PSE&G |  | Accepted | 2025-08-01 | 2025-08-28 | 2026-08-28 | Solar Panels | Axitec | AC-440TGBL |  | 0.44 | 6 | 40 | 28 |  | Fixed | Roof
NJADRE1560204001 | Administratively Determined Incentive Program | CLARK TWP | 7066 | 12.32 | Residential | Behind the Meter | No | PV4U, LLC | PSE&G |  | Accepted | 2025-08-01 | 2025-08-28 | 2026-08-28 | Solar Panels | Axitec | AC-440TGBL |  | 0.44 | 5 | 220 | 28 |  | Fixed | Roof
NJADRE1560204001 | Administratively Determined Incentive Program | CLARK TWP | 7066 | 12.32 | Residential | Behind the Meter | No | PV4U, LLC | PSE&G |  | Accepted | 2025-08-01 | 2025-08-28 | 2026-08-28 | Solar Panels | Axitec | AC-440TGBL |  | 0.44 | 1 | 130 | 28 |  | Fixed | Roof
NJADRE1560204001 | Administratively Determined Incentive Program | CLARK TWP | 7066 | 12.32 | Residential | Behind the Meter | No | PV4U, LLC | PSE&G |  | Accepted | 2025-08-01 | 2025-08-28 | 2026-08-28 | Solar Panels | Axitec | AC-440TGBL |  | 0.44 | 9 | 220 | 28 |  | Fixed | Roof
NJADRE1560204001 | Administratively Determined Incentive Program | CLARK TWP | 7066 | 12.32 | Residential | Behind the Meter | No | PV4U, LLC | PSE&G |  | Accepted | 2025-08-01 | 2025-08-28 | 2026-08-28 | Inverters | ENPHASE | IQ8PLUS | 290 |  | 28 |  |  | 0.98 |  | Outside
NJADRE1560204003 | Administratively Determined Incentive Program | Edison | 8820 | 11.48 | Residential | Behind the Meter | No | Tesla Energy Operations, Inc. | PSE&G |  | Accepted | 2025-08-01 | 2025-08-27 | 2026-08-27 | Solar Panels | Hanwha | Q.PEAK DUO BLK ML-G10+/TS 410 |  | 0.41 | 6 | 244 | 23 |  | Fixed | Roof
NJADRE1560204003 | Administratively Determined Incentive Program | Edison | 8820 | 11.48 | Residential | Behind the Meter | No | Tesla Energy Operations, Inc. | PSE&G |  | Accepted | 2025-08-01 | 2025-08-27 | 2026-08-27 | Solar Panels | Hanwha | Q.PEAK DUO BLK ML-G10+/TS 410 |  | 0.41 | 5 | 64 | 23 |  | Fixed | Roof
NJADRE1560204003 | Administratively Determined Incentive Program | Edison | 8820 | 11.48 | Residential | Behind the Meter | No | Tesla Energy Operations, Inc. | PSE&G |  | Accepted | 2025-08-01 | 2025-08-27 | 2026-08-27 | Inverters | Tesla | 1707000-XX-Y 11.5 kW | 11500 |  | 1 |  |  | 0.98 |  | Outdoor
NJADRE1560204003 | Administratively Determined Incentive Program | Edison | 8820 | 11.48 | Residential | Behind the Meter | No | Tesla Energy Operations, Inc. | PSE&G |  | Accepted | 2025-08-01 | 2025-08-27 | 2026-08-27 | Electric Storage Battery | Tesla | Powerwall 3 |  |  | 1 |  |  |  | Lithium Ion |  | OUTSIDE
NJADRE1560204003 | Administratively Determined Incentive Program | Edison | 8820 | 11.48 | Residential | Behind the Meter | No | Tesla Energy Operations, Inc. | PSE&G |  | Accepted | 2025-08-01 | 2025-08-27 | 2026-08-27 | Solar Panels | Hanwha | Q.PEAK DUO BLK ML-G10+/TS 410 |  | 0.41 | 8 | 244 | 23 |  | Fixed | Roof
NJADRE1560204003 | Administratively Determined Incentive Program | Edison | 8820 | 11.48 | Residential | Behind the Meter | No | Tesla Energy Operations, Inc. | PSE&G |  | Accepted | 2025-08-01 | 2025-08-27 | 2026-08-27 | Solar Panels | Hanwha | Q.PEAK DUO BLK ML-G10+/TS 410 |  | 0.41 | 9 | 64 | 34 |  | Fixed | Roof
NJADRE1560204008 | Administratively Determined Incentive Program | Newark | 7106 | 6.56 | Residential | Behind the Meter | Yes | Pro Custom Solar dba Momentum Solar | PSE&G |  | Accepted | 2025-08-01 | 2025-08-27 | 2026-08-27 | Solar Panels | Hanwha | Q. Peak duo blk ML-G10 +410 |  | 0.41 | 8 | 25 | 29 |  | Fixed | Roof
NJADRE1560204008 | Administratively Determined Incentive Program | Newark | 7106 | 6.56 | Residential | Behind the Meter | Yes | Pro Custom Solar dba Momentum Solar | PSE&G |  | Accepted | 2025-08-01 | 2025-08-27 | 2026-08-27 | Solar Panels | Hanwha | Q. Peak duo blk ML-G10 +410 |  | 0.41 | 8 | 205 | 90 |  | Fixed | Roof
NJADRE1560204008 | Administratively Determined Incentive Program | Newark | 7106 | 6.56 | Residential | Behind the Meter | Yes | Pro Custom Solar dba Momentum Solar | PSE&G |  | Accepted | 2025-08-01 | 2025-08-27 | 2026-08-27 | Inverters | Enphase | IQ8HC-72-M-DOM-US | 380 |  | 16 |  |  | 0.97 |  | Outdoor
NJADRE1560204019 | Administratively Determined Incentive Program | Jackson | 8527 | 24.38 | Residential | Behind the Meter | Yes | Kamtech Solar Solutions | JCP&L |  | Accepted | 2025-08-01 | 2025-08-27 | 2026-08-27 | Inverters | ENPHASE | IQ8X-80-M-US | 380 |  | 53 |  |  | 0.973 |  | Outdoor | ROOFTOP
NJADRE1560204019 | Administratively Determined Incentive Program | Jackson | 8527 | 24.38 | Residential | Behind the Meter | Yes | Kamtech Solar Solutions | JCP&L |  | Accepted | 2025-08-01 | 2025-08-27 | 2026-08-27 | Solar Panels | REC | REC 460 AA PURE RX |  | 0.46 | 23 | 357 | 34 |  | Fixed | Roof
NJADRE1560204019 | Administratively Determined Incentive Program | Jackson | 8527 | 24.38 | Residential | Behind the Meter | Yes | Kamtech Solar Solutions | JCP&L |  | Accepted | 2025-08-01 | 2025-08-27 | 2026-08-27 | Solar Panels | REC | REC 460 AA PURE RX |  | 0.46 | 17 | 267 | 36 |  | Fixed | Roof
NJADRE1560204019 | Administratively Determined Incentive Program | Jackson | 8527 | 24.38 | Residential | Behind the Meter | Yes | Kamtech Solar Solutions | JCP&L |  | Accepted | 2025-08-01 | 2025-08-27 | 2026-08-27 | Solar Panels | REC | REC 460 AA PURE RX |  | 0.46 | 13 | 87 | 36 |  | Fixed | Roof
NJADRE1560204021 | Administratively Determined Incentive Program | MAYWOOD | 7607 | 14.35 | Residential | Behind the Meter | Yes | Sunrun Installation Services, Inc. | PSE&G |  | Accepted | 2025-08-01 | 2025-08-28 | 2026-08-28 | Solar Panels | Elin Energy (Sirius PV) | ELNSM54M-HC-410 |  | 0.41 | 8 | 288 | 23 |  | Fixed | Roof
NJADRE1560204021 | Administratively Determined Incentive Program | MAYWOOD | 7607 | 14.35 | Residential | Behind the Meter | Yes | Sunrun Installation Services, Inc. | PSE&G |  | Accepted | 2025-08-01 | 2025-08-28 | 2026-08-28 | Inverters | SolarEdge Technologies | SE10000H-USMN | 10000 |  | 1 |  |  | 0.99 |  | Outdoor
NJADRE1560204021 | Administratively Determined Incentive Program | MAYWOOD | 7607 | 14.35 | Residential | Behind the Meter | Yes | Sunrun Installation Services, Inc. | PSE&G |  | Accepted | 2025-08-01 | 2025-08-28 | 2026-08-28 | Solar Panels | Elin Energy (Sirius PV) | ELNSM54M-HC-410 |  | 0.41 | 20 | 198 | 23 |  | Fixed | Roof
NJADRE1560204021 | Administratively Determined Incentive Program | MAYWOOD | 7607 | 14.35 | Residential | Behind the Meter | Yes | Sunrun Installation Services, Inc. | PSE&G |  | Accepted | 2025-08-01 | 2025-08-28 | 2026-08-28 | Solar Panels | Elin Energy (Sirius PV) | ELNSM54M-HC-410 |  | 0.41 | 7 | 108 | 23 |  | Fixed | Roof
NJADRE1560204025 | Administratively Determined Incentive Program | Irvington | 7111 | 2.87 | Residential | Behind the Meter | Yes | Trinity Solar, LLC | PSE&G |  | Accepted | 2025-08-01 | 2025-08-28 | 2026-08-28 | Solar Panels | HANWHA | (Q.PEAK DUO BLK ML-G10+ 410) |  | 0.41 | 2 | 125 | 15 |  | Fixed | Roof
NJADRE1560204025 | Administratively Determined Incentive Program | Irvington | 7111 | 2.87 | Residential | Behind the Meter | Yes | Trinity Solar, LLC | PSE&G |  | Accepted | 2025-08-01 | 2025-08-28 | 2026-08-28 | Inverters | Solar Edge | SE3800H-USMNUBL15 | 3800 |  | 1 |  |  | 0.97 |  | Outdoor
NJADRE1560204025 | Administratively Determined Incentive Program | Irvington | 7111 | 2.87 | Residential | Behind the Meter | Yes | Trinity Solar, LLC | PSE&G |  | Accepted | 2025-08-01 | 2025-08-28 | 2026-08-28 | Solar Panels | HANWHA | (Q.PEAK DUO BLK ML-G10+ 410) |  | 0.41 | 5 | 305 | 17 |  | Fixed | Roof
NJADRE1560204027 | Administratively Determined Incentive Program | BURLINGTON | 8016 | 4.785 | Residential | Behind the Meter | Yes | EMT Renewables, LLC | PSE&G |  | Accepted | 2025-08-01 | 2025-08-28 | 2026-08-28 | Inverters | IQ8HC | IQ8+ | 290 |  | 11 |  |  | 0.98 |  | Other | UNDER EACH PANEL
NJADRE1560204027 | Administratively Determined Incentive Program | BURLINGTON | 8016 | 4.785 | Residential | Behind the Meter | Yes | EMT Renewables, LLC | PSE&G |  | Accepted | 2025-08-01 | 2025-08-28 | 2026-08-28 | Solar Panels | Q CELLS | Q TRON |  | 0.435 | 11 | 178 | 37 |  | Fixed | Roof
NJADRE1560204046 | Administratively Determined Incentive Program | GIBBSTOWN | 8027 | 5.33 | Residential | Behind the Meter | Yes | Sunrun Installation Services, Inc. | AC Electric |  | Accepted | 2025-08-01 | 2025-08-28 | 2026-08-28 | Inverters | SolarEdge Technologies | SE3800H-USMN | 3800 |  | 1 |  |  | 0.99 |  | Outdoor
NJADRE1560204046 | Administratively Determined Incentive Program | GIBBSTOWN | 8027 | 5.33 | Residential | Behind the Meter | Yes | Sunrun Installation Services, Inc. | AC Electric |  | Accepted | 2025-08-01 | 2025-08-28 | 2026-08-28 | Solar Panels | Elin Energy (Sirius PV) | ELNSM54M-HC-410 |  | 0.41 | 13 | 48 | 26 |  | Fixed | Roof
NJADRE1560204047 | Administratively Determined Incentive Program | Irvington | 7111 | 6.15 | Residential | Behind the Meter | Yes | Trinity Solar, LLC | PSE&G |  | Accepted | 2025-08-01 | 2025-08-27 | 2026-08-27 | Solar Panels | HANWHA | (Q.PEAK DUO BLK ML-G10+ 410) |  | 0.41 | 15 | 125 | 15 |  | Fixed | Roof
NJADRE1560204047 | Administratively Determined Incentive Program | Irvington | 7111 | 6.15 | Residential | Behind the Meter | Yes | Trinity Solar, LLC | PSE&G |  | Accepted | 2025-08-01 | 2025-08-27 | 2026-08-27 | Inverters | Solar Edge | USE5700H-USMNBL75 | 5760 |  | 1 |  |  | 0.97 |  | Outdoor
NJADRE1560204048 | Administratively Determined Incentive Program | Jersey City | 7305 | 6.375 | Residential | Behind the Meter | Yes | Whitman Construction, LLC | PSE&G |  | Accepted | 2025-08-01 | 2025-08-28 | 2026-08-28 | Solar Panels | JINKO SOLAR | JKM425N-54HL4-B |  | 0.425 | 10 | 318 | 25 |  | Fixed | Roof
NJADRE1560204048 | Administratively Determined Incentive Program | Jersey City | 7305 | 6.375 | Residential | Behind the Meter | Yes | Whitman Construction, LLC | PSE&G |  | Accepted | 2025-08-01 | 2025-08-28 | 2026-08-28 | Solar Panels | JINKO SOLAR | JKM425N-54HL4-B |  | 0.425 | 3 | 138 | 25 |  | Fixed | Roof
NJADRE1560204048 | Administratively Determined Incentive Program | Jersey City | 7305 | 6.375 | Residential | Behind the Meter | Yes | Whitman Construction, LLC | PSE&G |  | Accepted | 2025-08-01 | 2025-08-28 | 2026-08-28 | Solar Panels | JINKO SOLAR | JKM425N-54HL4-B |  | 0.425 | 2 | 318 | 6 |  | Fixed | Roof
NJADRE1560204048 | Administratively Determined Incentive Program | Jersey City | 7305 | 6.375 | Residential | Behind the Meter | Yes | Whitman Construction, LLC | PSE&G |  | Accepted | 2025-08-01 | 2025-08-28 | 2026-08-28 | Inverters | ENPHASE | IQ8PLUS-72-2-US | 290 |  | 15 |  |  | 0.975 |  | Outdoor
NJADRE1560204080 | Administratively Determined Incentive Program | Clifton | 7013 | 10.66 | Residential | Behind the Meter | Yes | Trinity Solar, LLC | PSE&G |  | Accepted | 2025-08-01 | 2025-08-27 | 2026-08-27 | Inverters | Solar Edge | USE10000H-US | 10000 |  | 1 |  |  | 0.97 |  | Outside
NJADRE1560204080 | Administratively Determined Incentive Program | Clifton | 7013 | 10.66 | Residential | Behind the Meter | Yes | Trinity Solar, LLC | PSE&G |  | Accepted | 2025-08-01 | 2025-08-27 | 2026-08-27 | Solar Panels | Hanwha | Q.PEAK DUO BLK ML-G10.C+ 410 |  | 0.41 | 12 | 283 | 26 |  | Fixed | Roof
NJADRE1560204080 | Administratively Determined Incentive Program | Clifton | 7013 | 10.66 | Residential | Behind the Meter | Yes | Trinity Solar, LLC | PSE&G |  | Accepted | 2025-08-01 | 2025-08-27 | 2026-08-27 | Solar Panels | Hanwha | Q.PEAK DUO BLK ML-G10.C+ 410 |  | 0.41 | 5 | 193 | 16 |  | Fixed | Roof
NJADRE1560204080 | Administratively Determined Incentive Program | Clifton | 7013 | 10.66 | Residential | Behind the Meter | Yes | Trinity Solar, LLC | PSE&G |  | Accepted | 2025-08-01 | 2025-08-27 | 2026-08-27 | Solar Panels | Hanwha | Q.PEAK DUO BLK ML-G10.C+ 410 |  | 0.41 | 6 | 103 | 29 |  | Fixed | Roof
NJADRE1560204080 | Administratively Determined Incentive Program | Clifton | 7013 | 10.66 | Residential | Behind the Meter | Yes | Trinity Solar, LLC | PSE&G |  | Accepted | 2025-08-01 | 2025-08-27 | 2026-08-27 | Solar Panels | Hanwha | Q.PEAK DUO BLK ML-G10.C+ 410 |  | 0.41 | 3 | 193 | 30 |  | Fixed | Roof
NJADRE1560204081 | Administratively Determined Incentive Program | MONROE TOWNSHIP | 8831 | 11.76 | Residential | Behind the Meter | No | Public Service Solar, LLC | JCP&L |  | Accepted | 2025-08-01 | 2025-08-28 | 2026-08-28 | Solar Panels | Panasonic | EVPV420HK2 |  | 0.42 | 28 | 98 | 30 |  | Fixed | Roof
NJADRE1560204081 | Administratively Determined Incentive Program | MONROE TOWNSHIP | 8831 | 11.76 | Residential | Behind the Meter | No | Public Service Solar, LLC | JCP&L |  | Accepted | 2025-08-01 | 2025-08-28 | 2026-08-28 | Inverters | Enphase | iQ8HC-72-M-US | 380 |  | 28 |  |  | 0.96 |  | Outdoor | Under panels
NJADRE1560204125 | Administratively Determined Incentive Program | Glassboro | 8028 | 9.57 | Residential | Behind the Meter | Yes | SunnyMac, LLC | AC Electric |  | Accepted | 2025-08-01 | 2025-08-27 | 2026-08-27 | Inverters | SOLAREDGE ENERGY HUB | SE7600H-US | 7600 |  | 1 |  |  | 0.99 |  | Outdoor | next to meter
NJADRE1560204125 | Administratively Determined Incentive Program | Glassboro | 8028 | 9.57 | Residential | Behind the Meter | Yes | SunnyMac, LLC | AC Electric |  | Accepted | 2025-08-01 | 2025-08-27 | 2026-08-27 | Solar Panels | HANWHA | Q.TRON BLK M-G2.H+ |  | 0.435 | 22 | 202 | 30 |  | Fixed | Roof
NJADRE1560204130 | Administratively Determined Incentive Program | DEPTFORD | 8096 | 10.005 | Residential | Behind the Meter | Yes | SunnyMac, LLC | PSE&G |  | Accepted | 2025-08-01 | 2025-08-28 | 2026-08-28 | Inverters | SOLAREDGE ENERGY HUB | SE7600H-US | 7600 |  | 1 |  |  | 0.99 |  | Outdoor | next to meter
NJADRE1560204130 | Administratively Determined Incentive Program | DEPTFORD | 8096 | 10.005 | Residential | Behind the Meter | Yes | SunnyMac, LLC | PSE&G |  | Accepted | 2025-08-01 | 2025-08-28 | 2026-08-28 | Solar Panels | HANWHA | Q.TRON BLK M-G2.H+ |  | 0.435 | 23 | 108 | 18 |  | Fixed | Roof
NJADRE1560204139 | Administratively Determined Incentive Program | Brick | 8724 | 8.2 | Residential | Behind the Meter | Yes | Pro Custom Solar dba Momentum Solar | JCP&L |  | Accepted | 2025-08-01 | 2025-09-03 | 2026-09-03 | Solar Panels | Hanwha | Q. Peak duo blk ML-G10 +410 |  | 0.41 | 9 | 255 | 18 |  | Fixed | Roof
NJADRE1560204139 | Administratively Determined Incentive Program | Brick | 8724 | 8.2 | Residential | Behind the Meter | Yes | Pro Custom Solar dba Momentum Solar | JCP&L |  | Accepted | 2025-08-01 | 2025-09-03 | 2026-09-03 | Inverters | Enphase | IQ8HC-72-M-DOM-US | 380 |  | 20 |  |  | 0.97 |  | Outdoor
NJADRE1560204139 | Administratively Determined Incentive Program | Brick | 8724 | 8.2 | Residential | Behind the Meter | Yes | Pro Custom Solar dba Momentum Solar | JCP&L |  | Accepted | 2025-08-01 | 2025-09-03 | 2026-09-03 | Solar Panels | Hanwha | Q. Peak duo blk ML-G10 +410 |  | 0.41 | 8 | 75 | 17 |  | Fixed | Roof
NJADRE1560204139 | Administratively Determined Incentive Program | Brick | 8724 | 8.2 | Residential | Behind the Meter | Yes | Pro Custom Solar dba Momentum Solar | JCP&L |  | Accepted | 2025-08-01 | 2025-09-03 | 2026-09-03 | Solar Panels | Hanwha | Q. Peak duo blk ML-G10 +410 |  | 0.41 | 3 | 255 | 17 |  | Fixed | Roof
NJADRE1560204144 | Administratively Determined Incentive Program | MONROE TOWNSHIP | 8831 | 12.75 | Residential | Behind the Meter | No | Solar Mite Solutions, LLC | JCP&L |  | Accepted | 2025-08-01 | 2025-08-28 | 2026-08-28 | Solar Panels | Jinko | JKM425N |  | 0.425 | 12 | 240 | 35 |  | Fixed | Roof
NJADRE1560204144 | Administratively Determined Incentive Program | MONROE TOWNSHIP | 8831 | 12.75 | Residential | Behind the Meter | No | Solar Mite Solutions, LLC | JCP&L |  | Accepted | 2025-08-01 | 2025-08-28 | 2026-08-28 | Solar Panels | Jinko | JKM425N |  | 0.425 | 9 | 240 | 35 |  | Fixed | Roof
NJADRE1560204144 | Administratively Determined Incentive Program | MONROE TOWNSHIP | 8831 | 12.75 | Residential | Behind the Meter | No | Solar Mite Solutions, LLC | JCP&L |  | Accepted | 2025-08-01 | 2025-08-28 | 2026-08-28 | Inverters | Enphase | IQ8HC-72-M-US | 380 |  | 30 |  |  | 0.97 |  | Outside
NJADRE1560204144 | Administratively Determined Incentive Program | MONROE TOWNSHIP | 8831 | 12.75 | Residential | Behind the Meter | No | Solar Mite Solutions, LLC | JCP&L |  | Accepted | 2025-08-01 | 2025-08-28 | 2026-08-28 | Solar Panels | Jinko | JKM425N |  | 0.425 | 4 | 150 | 35 |  | Fixed | Roof
NJADRE1560204144 | Administratively Determined Incentive Program | MONROE TOWNSHIP | 8831 | 12.75 | Residential | Behind the Meter | No | Solar Mite Solutions, LLC | JCP&L |  | Accepted | 2025-08-01 | 2025-08-28 | 2026-08-28 | Solar Panels | Jinko | JKM425N |  | 0.425 | 5 | 150 | 35 |  | Fixed | Roof
NJADRE1560204273 | Administratively Determined Incentive Program | Westville | 8093 | 5.74 | Residential | Behind the Meter | Yes | Pro Custom Solar dba Momentum Solar | PSE&G |  | Accepted | 2025-08-01 | 2025-09-02 | 2026-09-02 | Solar Panels | hanwha | q.peak duo blk-g10+410 |  | 0.41 | 4 | 172 | 15 |  | Fixed | Roof
NJADRE1560204273 | Administratively Determined Incentive Program | Westville | 8093 | 5.74 | Residential | Behind the Meter | Yes | Pro Custom Solar dba Momentum Solar | PSE&G |  | Accepted | 2025-08-01 | 2025-09-02 | 2026-09-02 | Solar Panels | HANWHA | q.peak duo blk-g10+410 |  | 0.41 | 2 | 352 | 14 |  | Fixed | Roof
NJADRE1560204273 | Administratively Determined Incentive Program | Westville | 8093 | 5.74 | Residential | Behind the Meter | Yes | Pro Custom Solar dba Momentum Solar | PSE&G |  | Accepted | 2025-08-01 | 2025-09-02 | 2026-09-02 | Inverters | ENPHASE | IQ8HC-72-M-DOM-US | 380 |  | 14 |  |  | 0 |  | Outdoor
NJADRE1560204273 | Administratively Determined Incentive Program | Westville | 8093 | 5.74 | Residential | Behind the Meter | Yes | Pro Custom Solar dba Momentum Solar | PSE&G |  | Accepted | 2025-08-01 | 2025-09-02 | 2026-09-02 | Solar Panels | HANWHA | q.peak duo blk-g10+410 |  | 0.41 | 8 | 352 | 34 |  | Fixed | Roof
NJADRE1560204274 | Administratively Determined Incentive Program | Bridgeton | 8302 | 12.04 | Residential | Behind the Meter | No | RCL Enterprises, Inc. | AC Electric |  | Accepted | 2025-08-01 | 2025-08-28 | 2026-08-28 | Solar Panels | SEG | SEG430BTD |  | 0.43 | 14 | 154 | 14 |  | Fixed | Roof
NJADRE1560204274 | Administratively Determined Incentive Program | Bridgeton | 8302 | 12.04 | Residential | Behind the Meter | No | RCL Enterprises, Inc. | AC Electric |  | Accepted | 2025-08-01 | 2025-08-28 | 2026-08-28 | Solar Panels | SEG | SEG430BTD |  | 0.43 | 14 | 334 | 14 |  | Fixed | Roof
NJADRE1560204274 | Administratively Determined Incentive Program | Bridgeton | 8302 | 12.04 | Residential | Behind the Meter | No | RCL Enterprises, Inc. | AC Electric |  | Accepted | 2025-08-01 | 2025-08-28 | 2026-08-28 | Inverters | Enphase | IQ8plus | 290 |  | 28 |  |  | 0.97 |  | Outside
NJADRE1560204275 | Administratively Determined Incentive Program | Union Beach | 7735 | 7.38 | Residential | Behind the Meter | No | Trinity Solar, LLC | JCP&L |  | Accepted | 2025-08-01 | 2025-08-28 | 2026-08-28 | Solar Panels | Hanwha | Q.PEAK DUO BLK ML-G10.C+ 410 |  | 0.41 | 18 | 176 | 34 |  | Fixed | Roof
NJADRE1560204275 | Administratively Determined Incentive Program | Union Beach | 7735 | 7.38 | Residential | Behind the Meter | No | Trinity Solar, LLC | JCP&L |  | Accepted | 2025-08-01 | 2025-08-28 | 2026-08-28 | Inverters | Solar Edge | USE5700H-US | 5760 |  | 1 |  |  | 0.97 |  | Outside
NJADRE1560204312 | Administratively Determined Incentive Program | Erial | 8081 | 11.07 | Residential | Behind the Meter | Yes | Sunrun Installation Services, Inc. | AC Electric |  | Accepted | 2025-08-01 | 2025-08-28 | 2026-08-28 | Solar Panels | Elin Energy (Sirius PV) | ELNSM54M-HC-410 |  | 0.41 | 6 | 2 | 27 |  | Fixed | Roof
NJADRE1560204312 | Administratively Determined Incentive Program | Erial | 8081 | 11.07 | Residential | Behind the Meter | Yes | Sunrun Installation Services, Inc. | AC Electric |  | Accepted | 2025-08-01 | 2025-08-28 | 2026-08-28 | Solar Panels | Elin Energy (Sirius PV) | ELNSM54M-HC-410 |  | 0.41 | 6 | 181 | 27 |  | Fixed | Roof
NJADRE1560204312 | Administratively Determined Incentive Program | Erial | 8081 | 11.07 | Residential | Behind the Meter | Yes | Sunrun Installation Services, Inc. | AC Electric |  | Accepted | 2025-08-01 | 2025-08-28 | 2026-08-28 | Solar Panels | Elin Energy (Sirius PV) | ELNSM54M-HC-410 |  | 0.41 | 2 | 272 | 30 |  | Fixed | Roof
NJADRE1560204312 | Administratively Determined Incentive Program | Erial | 8081 | 11.07 | Residential | Behind the Meter | Yes | Sunrun Installation Services, Inc. | AC Electric |  | Accepted | 2025-08-01 | 2025-08-28 | 2026-08-28 | Solar Panels | Elin Energy (Sirius PV) | ELNSM54M-HC-410 |  | 0.41 | 6 | 91 | 30 |  | Fixed | Roof
NJADRE1560204312 | Administratively Determined Incentive Program | Erial | 8081 | 11.07 | Residential | Behind the Meter | Yes | Sunrun Installation Services, Inc. | AC Electric |  | Accepted | 2025-08-01 | 2025-08-28 | 2026-08-28 | Inverters | SolarEdge Technologies | SE7600H-USMN | 7600 |  | 1 |  |  | 0.99 |  | Outdoor
NJADRE1560204312 | Administratively Determined Incentive Program | Erial | 8081 | 11.07 | Residential | Behind the Meter | Yes | Sunrun Installation Services, Inc. | AC Electric |  | Accepted | 2025-08-01 | 2025-08-28 | 2026-08-28 | Solar Panels | Elin Energy (Sirius PV) | ELNSM54M-HC-410 |  | 0.41 | 2 | 92 | 30 |  | Fixed | Roof
NJADRE1560204312 | Administratively Determined Incentive Program | Erial | 8081 | 11.07 | Residential | Behind the Meter | Yes | Sunrun Installation Services, Inc. | AC Electric |  | Accepted | 2025-08-01 | 2025-08-28 | 2026-08-28 | Solar Panels | Elin Energy (Sirius PV) | ELNSM54M-HC-410 |  | 0.41 | 5 | 272 | 30 |  | Fixed | Roof
NJADRE1560205047 | Administratively Determined Incentive Program | Pine Brook | 7058 | 8.2 | Residential | Behind the Meter | Yes | Trinity Solar, LLC | JCP&L |  | Accepted | 2025-08-01 | 2025-08-28 | 2026-08-28 | Inverters | Solar Edge | USE7600H-USMNBL75 | 7600 |  | 1 |  |  | 0.97 |  | Outdoor
NJADRE1560205047 | Administratively Determined Incentive Program | Pine Brook | 7058 | 8.2 | Residential | Behind the Meter | Yes | Trinity Solar, LLC | JCP&L |  | Accepted | 2025-08-01 | 2025-08-28 | 2026-08-28 | Solar Panels | HANWHA | (Q.PEAK DUO BLK ML-G10.C+ 410) |  | 0.41 | 8 | 184 | 23 |  | Fixed | Roof
NJADRE1560205047 | Administratively Determined Incentive Program | Pine Brook | 7058 | 8.2 | Residential | Behind the Meter | Yes | Trinity Solar, LLC | JCP&L |  | Accepted | 2025-08-01 | 2025-08-28 | 2026-08-28 | Solar Panels | HANWHA | (Q.PEAK DUO BLK ML-G10.C+ 410) |  | 0.41 | 12 | 184 | 23 |  | Fixed | Roof
NJADRE1560205332 | Administratively Determined Incentive Program | MARLBORO | 7746 | 11 | Residential | Behind the Meter | No | PV4U, LLC | JCP&L |  | Accepted | 2025-08-01 | 2025-08-28 | 2026-08-28 | Solar Panels | Axitec | AC-440MH/144V |  | 0.44 | 20 | 193 | 36 |  | Fixed | Roof
NJADRE1560205332 | Administratively Determined Incentive Program | MARLBORO | 7746 | 11 | Residential | Behind the Meter | No | PV4U, LLC | JCP&L |  | Accepted | 2025-08-01 | 2025-08-28 | 2026-08-28 | Inverters | ENPHASE | IQ8PLUS | 290 |  | 25 |  |  | 0.98 |  | Outside
NJADRE1560205332 | Administratively Determined Incentive Program | MARLBORO | 7746 | 11 | Residential | Behind the Meter | No | PV4U, LLC | JCP&L |  | Accepted | 2025-08-01 | 2025-08-28 | 2026-08-28 | Solar Panels | Axitec | AC-440MH/144V |  | 0.44 | 5 | 193 | 36 |  | Fixed | Roof
NJADRE1560205346 | Administratively Determined Incentive Program | BELLE MEAD/MONTGOMERY TWP | 8502 | 10.875 | Residential | Behind the Meter | No | SEA BRIGHT SOLAR, LLC | PSE&G |  | Accepted | 2025-08-01 | 2025-09-03 | 2026-09-03 | Inverters | Enphase | IQ8A-72-2-US | 349 |  | 25 |  |  | 0.97 |  | Outdoor
NJADRE1560205346 | Administratively Determined Incentive Program | BELLE MEAD/MONTGOMERY TWP | 8502 | 10.875 | Residential | Behind the Meter | No | SEA BRIGHT SOLAR, LLC | PSE&G |  | Accepted | 2025-08-01 | 2025-09-03 | 2026-09-03 | Solar Panels | QCell | Q.TRON BLK M-G2+ 435 |  | 0.435 | 6 | 167 | 33 |  | Fixed | Roof
NJADRE1560205346 | Administratively Determined Incentive Program | BELLE MEAD/MONTGOMERY TWP | 8502 | 10.875 | Residential | Behind the Meter | No | SEA BRIGHT SOLAR, LLC | PSE&G |  | Accepted | 2025-08-01 | 2025-09-03 | 2026-09-03 | Solar Panels | QCell | Q.TRON BLK M-G2+ 435 |  | 0.435 | 10 | 167 | 33 |  | Fixed | Roof
NJADRE1560205346 | Administratively Determined Incentive Program | BELLE MEAD/MONTGOMERY TWP | 8502 | 10.875 | Residential | Behind the Meter | No | SEA BRIGHT SOLAR, LLC | PSE&G |  | Accepted | 2025-08-01 | 2025-09-03 | 2026-09-03 | Solar Panels | QCell | Q.TRON BLK M-G2+ 435 |  | 0.435 | 3 | 257 | 40 |  | Fixed | Roof
NJADRE1560205346 | Administratively Determined Incentive Program | BELLE MEAD/MONTGOMERY TWP | 8502 | 10.875 | Residential | Behind the Meter | No | SEA BRIGHT SOLAR, LLC | PSE&G |  | Accepted | 2025-08-01 | 2025-09-03 | 2026-09-03 | Solar Panels | QCell | Q.TRON BLK M-G2+ 435 |  | 0.435 | 6 | 167 | 33 |  | Fixed | Roof
NJADRE1560205358 | Administratively Determined Incentive Program | BRIDGETON | 8302 | 10.25 | Residential | Behind the Meter | No | RCL Enterprises, Inc. | AC Electric |  | Accepted | 2025-08-01 | 2025-09-03 | 2026-09-03 | Inverters | Enphase | IQ8plus | 290 |  | 25 |  |  | 0.97 |  | Outside
NJADRE1560205358 | Administratively Determined Incentive Program | BRIDGETON | 8302 | 10.25 | Residential | Behind the Meter | No | RCL Enterprises, Inc. | AC Electric |  | Accepted | 2025-08-01 | 2025-09-03 | 2026-09-03 | Solar Panels | Mission Solar | MSE410 PERC |  | 0.41 | 25 | 97 | 20 |  | Fixed | Roof
NJADRE1560205363 | Administratively Determined Incentive Program | WAYNE | 7470 | 6.24 | Residential | Behind the Meter | Yes | Freedom Forever New Jersey LLC | PSE&G |  | Accepted | 2025-08-01 | 2025-08-28 | 2026-08-28 | Inverters | Solar Edge | SE5000H-USRGM [SI1] | 5000 |  | 1 |  |  | 0.99 |  | Outside
NJADRE1560205363 | Administratively Determined Incentive Program | WAYNE | 7470 | 6.24 | Residential | Behind the Meter | Yes | Freedom Forever New Jersey LLC | PSE&G |  | Accepted | 2025-08-01 | 2025-08-28 | 2026-08-28 | Solar Panels | JINKO SOLAR | JKM390M-72HBL-V |  | 0.39 | 5 | 72 | 15 |  | Fixed | Roof
NJADRE1560205363 | Administratively Determined Incentive Program | WAYNE | 7470 | 6.24 | Residential | Behind the Meter | Yes | Freedom Forever New Jersey LLC | PSE&G |  | Accepted | 2025-08-01 | 2025-08-28 | 2026-08-28 | Solar Panels | JINKO SOLAR | JKM390M-72HBL-V |  | 0.39 | 4 | 252 | 40 |  | Fixed | Roof
NJADRE1560205363 | Administratively Determined Incentive Program | WAYNE | 7470 | 6.24 | Residential | Behind the Meter | Yes | Freedom Forever New Jersey LLC | PSE&G |  | Accepted | 2025-08-01 | 2025-08-28 | 2026-08-28 | Solar Panels | JINKO SOLAR | JKM390M-72HBL-V |  | 0.39 | 4 | 72 | 40 |  | Fixed | Roof
NJADRE1560205363 | Administratively Determined Incentive Program | WAYNE | 7470 | 6.24 | Residential | Behind the Meter | Yes | Freedom Forever New Jersey LLC | PSE&G |  | Accepted | 2025-08-01 | 2025-08-28 | 2026-08-28 | Solar Panels | JINKO SOLAR | JKM390M-72HBL-V |  | 0.39 | 3 | 252 | 15 |  | Fixed | Roof
NJADRE1560205365 | Administratively Determined Incentive Program | Toms River | 8753 | 13.6 | Residential | Behind the Meter | Yes | Solar Mite Solutions, LLC | JCP&L |  | Accepted | 2025-08-01 | 2025-08-28 | 2026-08-28 | Inverters | Enphase | IQ7HS-66-M-US | 384 |  | 32 |  |  | 0.97 |  | Outside
NJADRE1560205365 | Administratively Determined Incentive Program | Toms River | 8753 | 13.6 | Residential | Behind the Meter | Yes | Solar Mite Solutions, LLC | JCP&L |  | Accepted | 2025-08-01 | 2025-08-28 | 2026-08-28 | Solar Panels | Jinko | JKM425N |  | 0.425 | 3 | 183 | 15 |  | Fixed | Roof
NJADRE1560205365 | Administratively Determined Incentive Program | Toms River | 8753 | 13.6 | Residential | Behind the Meter | Yes | Solar Mite Solutions, LLC | JCP&L |  | Accepted | 2025-08-01 | 2025-08-28 | 2026-08-28 | Solar Panels | Jinko | JKM425N |  | 0.425 | 25 | 3 | 15 |  | Fixed | Roof
NJADRE1560205365 | Administratively Determined Incentive Program | Toms River | 8753 | 13.6 | Residential | Behind the Meter | Yes | Solar Mite Solutions, LLC | JCP&L |  | Accepted | 2025-08-01 | 2025-08-28 | 2026-08-28 | Solar Panels | Jinko | JKM425N |  | 0.425 | 4 | 3 | 15 |  | Fixed | Roof
NJADRE1560205379 | Administratively Determined Incentive Program | PLAINSBORO | 8336 | 10.44 | Residential | Behind the Meter | No | Green House Solar | PSE&G |  | Accepted | 2025-08-01 | 2025-08-28 | 2026-08-28 | Solar Panels | QCell | QTRON 435 |  | 0.435 | 24 | 186 | 30 |  | Fixed | Roof
NJADRE1560205379 | Administratively Determined Incentive Program | PLAINSBORO | 8336 | 10.44 | Residential | Behind the Meter | No | Green House Solar | PSE&G |  | Accepted | 2025-08-01 | 2025-08-28 | 2026-08-28 | Inverters | Enphase | IQ8Plus | 290 |  | 24 |  |  | 0.97 |  | Other | PANEL
NJADRE1560205403 | Administratively Determined Incentive Program | MORRIS PLAINS | 7950 | 13.02 | Residential | Behind the Meter | No | Public Service Solar, LLC | JCP&L |  | Accepted | 2025-08-01 | 2025-08-28 | 2026-08-28 | Solar Panels | Panasonic | EVPV420HK2 |  | 0.42 | 13 | 135 | 30 |  | Fixed | Roof
NJADRE1560205403 | Administratively Determined Incentive Program | MORRIS PLAINS | 7950 | 13.02 | Residential | Behind the Meter | No | Public Service Solar, LLC | JCP&L |  | Accepted | 2025-08-01 | 2025-08-28 | 2026-08-28 | Solar Panels | Panasonic | EVPV420HK2 |  | 0.42 | 9 | 135 | 30 |  | Fixed | Roof
NJADRE1560205403 | Administratively Determined Incentive Program | MORRIS PLAINS | 7950 | 13.02 | Residential | Behind the Meter | No | Public Service Solar, LLC | JCP&L |  | Accepted | 2025-08-01 | 2025-08-28 | 2026-08-28 | Solar Panels | Panasonic | EVPV420HK2 |  | 0.42 | 9 | 225 | 30 |  | Fixed | Roof
NJADRE1560205403 | Administratively Determined Incentive Program | MORRIS PLAINS | 7950 | 13.02 | Residential | Behind the Meter | No | Public Service Solar, LLC | JCP&L |  | Accepted | 2025-08-01 | 2025-08-28 | 2026-08-28 | Inverters | Enphase | iQ8HC-72-M-US | 380 |  | 31 |  |  | 0.96 |  | Outdoor | Under panels
NJADRE1560205422 | Administratively Determined Incentive Program | Flanders | 7836 | 19.78 | Residential | Behind the Meter | No | Reliable Solar and Roofing, LLC | JCP&L |  | Accepted | 2025-08-01 | 2025-08-28 | 2026-08-28 | Solar Panels | REC | Alpha PURE-RX |  | 0.46 | 10 | 330 | 36 |  | Fixed | Roof
NJADRE1560205422 | Administratively Determined Incentive Program | Flanders | 7836 | 19.78 | Residential | Behind the Meter | No | Reliable Solar and Roofing, LLC | JCP&L |  | Accepted | 2025-08-01 | 2025-08-28 | 2026-08-28 | Inverters | Enphase | IQ8X | 380 |  | 43 |  |  | 0.97 |  | Outside
NJADRE1560205422 | Administratively Determined Incentive Program | Flanders | 7836 | 19.78 | Residential | Behind the Meter | No | Reliable Solar and Roofing, LLC | JCP&L |  | Accepted | 2025-08-01 | 2025-08-28 | 2026-08-28 | Solar Panels | REC | Alpha PURE-RX |  | 0.46 | 33 | 150 | 36 |  | Fixed | Roof
NJADRE1560205437 | Administratively Determined Incentive Program | Trenton | 8611 | 3.645 | Residential | Behind the Meter | Yes | Bright Ops, Inc. | PSE&G |  | Accepted | 2025-08-01 | 2025-08-28 | 2026-08-28 | Solar Panels | Hanwha Q-Cells | Q.PEAK DUO BLK ML-G10+ 405 |  | 0.405 | 5 | 209 | 27 |  | Fixed | Roof
NJADRE1560205437 | Administratively Determined Incentive Program | Trenton | 8611 | 3.645 | Residential | Behind the Meter | Yes | Bright Ops, Inc. | PSE&G |  | Accepted | 2025-08-01 | 2025-08-28 | 2026-08-28 | Solar Panels | Hanwha Q-Cells | Q.PEAK DUO BLK ML-G10+ 405 |  | 0.405 | 4 | 210 | 5 |  | Fixed | Roof
NJADRE1560205437 | Administratively Determined Incentive Program | Trenton | 8611 | 3.645 | Residential | Behind the Meter | Yes | Bright Ops, Inc. | PSE&G |  | Accepted | 2025-08-01 | 2025-08-28 | 2026-08-28 | Inverters | SolarEdge Technologies | SE3800H - USMN | 3800 |  | 1 |  |  | 0.98 |  | Outdoor | Outside
NJADRE1560205438 | Administratively Determined Incentive Program | EVESHAM | 8053 | 8.265 | Residential | Behind the Meter | No | Brilliant Installations, Inc. | PSE&G |  | Accepted | 2025-08-01 | 2025-08-28 | 2026-08-28 | Inverters | ENPHASE ENERGY | IQ8HC-72-M-DOM-US | 380 |  | 1 |  |  | 0.97 |  | Outdoor
NJADRE1560205438 | Administratively Determined Incentive Program | EVESHAM | 8053 | 8.265 | Residential | Behind the Meter | No | Brilliant Installations, Inc. | PSE&G |  | Accepted | 2025-08-01 | 2025-08-28 | 2026-08-28 | Solar Panels | HANWHA QCELLS | Q.TRON BLK M-G2.H+ 435 |  | 0.435 | 14 | 166 | 22 |  | Fixed | Roof
NJADRE1560205438 | Administratively Determined Incentive Program | EVESHAM | 8053 | 8.265 | Residential | Behind the Meter | No | Brilliant Installations, Inc. | PSE&G |  | Accepted | 2025-08-01 | 2025-08-28 | 2026-08-28 | Solar Panels | HANWHA QCELLS | Q.TRON BLK M-G2.H+ 435 |  | 0.435 | 3 | 346 | 22 |  | Fixed | Roof
NJADRE1560205438 | Administratively Determined Incentive Program | EVESHAM | 8053 | 8.265 | Residential | Behind the Meter | No | Brilliant Installations, Inc. | PSE&G |  | Accepted | 2025-08-01 | 2025-08-28 | 2026-08-28 | Solar Panels | HANWHA QCELLS | Q.TRON BLK M-G2.H+ 435 |  | 0.435 | 2 | 166 | 22 |  | Fixed | Roof
NJADRE1560205446 | Administratively Determined Incentive Program | Burlington | 8016 | 5.95 | Residential | Behind the Meter | Yes | Solar Mite Solutions, LLC | PSE&G |  | Accepted | 2025-08-01 | 2025-08-28 | 2026-08-28 | Solar Panels | Jinko | JKM425N |  | 0.425 | 2 | 86 | 15 |  | Fixed | Roof
NJADRE1560205446 | Administratively Determined Incentive Program | Burlington | 8016 | 5.95 | Residential | Behind the Meter | Yes | Solar Mite Solutions, LLC | PSE&G |  | Accepted | 2025-08-01 | 2025-08-28 | 2026-08-28 | Inverters | Enphase | IQ8PLUS-72-M-US | 290 |  | 14 |  |  | 0.98 |  | Outside
NJADRE1560205446 | Administratively Determined Incentive Program | Burlington | 8016 | 5.95 | Residential | Behind the Meter | Yes | Solar Mite Solutions, LLC | PSE&G |  | Accepted | 2025-08-01 | 2025-08-28 | 2026-08-28 | Solar Panels | Jinko | JKM425N |  | 0.425 | 12 | 86 | 20 |  | Fixed | Roof
NJADRE1560205464 | Administratively Determined Incentive Program | KEANSBURG | 7734 | 13.94 | Residential | Behind the Meter | Yes | Sunrun Installation Services, Inc. | JCP&L |  | Accepted | 2025-08-01 | 2025-08-28 | 2026-08-28 | Inverters | TESLA | Powerwall 3 1707000-xx-y | 11500 |  | 1 |  |  | 0.97 |  | Outdoor
NJADRE1560205464 | Administratively Determined Incentive Program | KEANSBURG | 7734 | 13.94 | Residential | Behind the Meter | Yes | Sunrun Installation Services, Inc. | JCP&L |  | Accepted | 2025-08-01 | 2025-08-28 | 2026-08-28 | Solar Panels | Hanwha Q-Cells | Q.PEAK DUO BLK ML-G10.C+ 410 (MD06G100A-017) |  | 0.41 | 18 | 219 | 18 |  | Fixed | Roof
NJADRE1560205464 | Administratively Determined Incentive Program | KEANSBURG | 7734 | 13.94 | Residential | Behind the Meter | Yes | Sunrun Installation Services, Inc. | JCP&L |  | Accepted | 2025-08-01 | 2025-08-28 | 2026-08-28 | Solar Panels | Hanwha Q-Cells | Q.PEAK DUO BLK ML-G10.C+ 410 (MD06G100A-017) |  | 0.41 | 16 | 39 | 18 |  | Fixed | Roof
NJADRE1560205464 | Administratively Determined Incentive Program | KEANSBURG | 7734 | 13.94 | Residential | Behind the Meter | Yes | Sunrun Installation Services, Inc. | JCP&L |  | Accepted | 2025-08-01 | 2025-08-28 | 2026-08-28 | Electric Storage Battery | TESLA | Powerwall 3 1707000-xx-y |  |  | 1 |  |  |  | Lithium Ion |  | OUTSIDE
NJADRE1560205469 | Administratively Determined Incentive Program | MONROE TOWNSHIP | 8831 | 14.52 | Residential | Behind the Meter | No | PV4U, LLC | JCP&L |  | Accepted | 2025-08-01 | 2025-08-28 | 2026-08-28 | Inverters | ENPHASE | IQ8PLUS | 290 |  | 33 |  |  | 0.98 |  | Outside
NJADRE1560205469 | Administratively Determined Incentive Program | MONROE TOWNSHIP | 8831 | 14.52 | Residential | Behind the Meter | No | PV4U, LLC | JCP&L |  | Accepted | 2025-08-01 | 2025-08-28 | 2026-08-28 | Solar Panels | Axitec | SOLAR AC-440MH |  | 0.44 | 10 | 195 | 30 |  | Fixed | Roof
NJADRE1560205469 | Administratively Determined Incentive Program | MONROE TOWNSHIP | 8831 | 14.52 | Residential | Behind the Meter | No | PV4U, LLC | JCP&L |  | Accepted | 2025-08-01 | 2025-08-28 | 2026-08-28 | Solar Panels | Axitec | SOLAR AC-440MH |  | 0.44 | 12 | 285 | 30 |  | Fixed | Roof
NJADRE1560205469 | Administratively Determined Incentive Program | MONROE TOWNSHIP | 8831 | 14.52 | Residential | Behind the Meter | No | PV4U, LLC | JCP&L |  | Accepted | 2025-08-01 | 2025-08-28 | 2026-08-28 | Solar Panels | Axitec | SOLAR AC-440MH |  | 0.44 | 4 | 15 | 30 |  | Fixed | Roof
NJADRE1560205469 | Administratively Determined Incentive Program | MONROE TOWNSHIP | 8831 | 14.52 | Residential | Behind the Meter | No | PV4U, LLC | JCP&L |  | Accepted | 2025-08-01 | 2025-08-28 | 2026-08-28 | Solar Panels | Axitec | SOLAR AC-440MH |  | 0.44 | 7 | 105 | 30 |  | Fixed | Roof
NJADRE1560205587 | Administratively Determined Incentive Program | Somerville | 8876 | 6.16 | Residential | Behind the Meter | No | Green House Solar | JCP&L |  | Accepted | 2025-08-04 | 2025-09-03 | 2026-09-03 | Solar Panels | Silfab | Silf 440 QD |  | 0.44 | 14 | 115 | 25 |  | Fixed | Roof
NJADRE1560205587 | Administratively Determined Incentive Program | Somerville | 8876 | 6.16 | Residential | Behind the Meter | No | Green House Solar | JCP&L |  | Accepted | 2025-08-04 | 2025-09-03 | 2026-09-03 | Inverters | Enphase | IQ8MC | 320 |  | 14 |  |  | 0.97 |  | Other | PANEL
NJADRE1560206380 | Administratively Determined Incentive Program | Millstone | 8535 | 24.9 | Residential | Behind the Meter | Yes | Fusion Solar Energy, LLC | JCP&L |  | Accepted | 2025-08-01 | 2025-08-28 | 2026-08-28 | Solar Panels | Q CELLS | Q.PEAK DUO BLK ML-G10.C+ |  | 0.415 | 60 | 180 | 30 |  | Fixed | Ground
NJADRE1560206380 | Administratively Determined Incentive Program | Millstone | 8535 | 24.9 | Residential | Behind the Meter | Yes | Fusion Solar Energy, LLC | JCP&L |  | Accepted | 2025-08-01 | 2025-08-28 | 2026-08-28 | Inverters | ENPHASE | IQ8HC-72-M-DOM-US | 380 |  | 60 |  |  | 0.97 |  | Outside | Roof
NJADRE1560206390 | Administratively Determined Incentive Program | Hackettstown | 7840 | 17.63 | Residential | Behind the Meter | Yes | Trinity Solar, LLC | JCP&L |  | Accepted | 2025-08-01 | 2025-08-28 | 2026-08-28 | Inverters | Solar Edge | USE5700H-USMNBL75 | 5760 |  | 1 |  |  | 0.97 |  | Outdoor
NJADRE1560206390 | Administratively Determined Incentive Program | Hackettstown | 7840 | 17.63 | Residential | Behind the Meter | Yes | Trinity Solar, LLC | JCP&L |  | Accepted | 2025-08-01 | 2025-08-28 | 2026-08-28 | Solar Panels | HANWHA | (Q.PEAK DUO BLK ML-G10.C+ 410) |  | 0.41 | 3 | 241 | 34 |  | Fixed | Roof
NJADRE1560206390 | Administratively Determined Incentive Program | Hackettstown | 7840 | 17.63 | Residential | Behind the Meter | Yes | Trinity Solar, LLC | JCP&L |  | Accepted | 2025-08-01 | 2025-08-28 | 2026-08-28 | Solar Panels | HANWHA | (Q.PEAK DUO BLK ML-G10.C+ 410) |  | 0.41 | 11 | 241 | 33 |  | Fixed | Roof
NJADRE1560206390 | Administratively Determined Incentive Program | Hackettstown | 7840 | 17.63 | Residential | Behind the Meter | Yes | Trinity Solar, LLC | JCP&L |  | Accepted | 2025-08-01 | 2025-08-28 | 2026-08-28 | Solar Panels | HANWHA | (Q.PEAK DUO BLK ML-G10.C+ 410) |  | 0.41 | 5 | 151 | 38 |  | Fixed | Roof
NJADRE1560206390 | Administratively Determined Incentive Program | Hackettstown | 7840 | 17.63 | Residential | Behind the Meter | Yes | Trinity Solar, LLC | JCP&L |  | Accepted | 2025-08-01 | 2025-08-28 | 2026-08-28 | Solar Panels | HANWHA | (Q.PEAK DUO BLK ML-G10.C+ 410) |  | 0.41 | 16 | 61 | 33 |  | Fixed | Roof
NJADRE1560206390 | Administratively Determined Incentive Program | Hackettstown | 7840 | 17.63 | Residential | Behind the Meter | Yes | Trinity Solar, LLC | JCP&L |  | Accepted | 2025-08-01 | 2025-08-28 | 2026-08-28 | Solar Panels | HANWHA | (Q.PEAK DUO BLK ML-G10.C+ 410) |  | 0.41 | 8 | 241 | 33 |  | Fixed | Roof
NJADRE1560206390 | Administratively Determined Incentive Program | Hackettstown | 7840 | 17.63 | Residential | Behind the Meter | Yes | Trinity Solar, LLC | JCP&L |  | Accepted | 2025-08-01 | 2025-08-28 | 2026-08-28 | Inverters | Solar Edge | USE7600H-USMNBL75 | 7600 |  | 1 |  |  | 0.97 |  | Outdoor
NJADRE1560210505 | Administratively Determined Incentive Program | Metuchen | 8840 | 9.13 | Residential | Behind the Meter | Yes | Fusion Solar Energy, LLC | PSE&G |  | Accepted | 2025-08-02 | 2025-08-28 | 2026-08-28 | Solar Panels | QCELLS | Q.PEAK DUO BLK ML-G10.C+ 415 |  | 0.415 | 22 | 143.94 | 38 |  | Fixed | Roof
NJADRE1560210505 | Administratively Determined Incentive Program | Metuchen | 8840 | 9.13 | Residential | Behind the Meter | Yes | Fusion Solar Energy, LLC | PSE&G |  | Accepted | 2025-08-02 | 2025-08-28 | 2026-08-28 | Inverters | ENPHASE | IQ8HC-72-M-DOM-US | 380 |  | 22 |  |  | 0.97 |  | Outside | Roof
NJADRE1560210540 | Administratively Determined Incentive Program | Sussex | 7461 | 18.7 | Residential | Behind the Meter | Yes | Fusion Solar Energy, LLC | Sussex Rural |  | Accepted | 2025-08-02 | 2025-08-28 | 2026-08-28 | Solar Panels | JINKO SOLAR | JKM425N-54HL4-B |  | 0.425 | 22 | 203.7 | 40 |  | Fixed | Roof
NJADRE1560210540 | Administratively Determined Incentive Program | Sussex | 7461 | 18.7 | Residential | Behind the Meter | Yes | Fusion Solar Energy, LLC | Sussex Rural |  | Accepted | 2025-08-02 | 2025-08-28 | 2026-08-28 | Inverters | ENPHASE | IQ8HC-72-M-DOM-US | 380 |  | 44 |  |  | 0.97 |  | Outside | Roof
NJADRE1560210540 | Administratively Determined Incentive Program | Sussex | 7461 | 18.7 | Residential | Behind the Meter | Yes | Fusion Solar Energy, LLC | Sussex Rural |  | Accepted | 2025-08-02 | 2025-08-28 | 2026-08-28 | Solar Panels | JINKO SOLAR | JKM425N-54HL4-B |  | 0.425 | 22 | 113.48 | 35 |  | Fixed | Roof
NJADRE1560211139 | Administratively Determined Incentive Program | Salem | 8079 | 6.64 | Residential | Behind the Meter | Yes | Fusion Solar Energy, LLC | AC Electric |  | Accepted | 2025-08-02 | 2025-08-28 | 2026-08-28 | Solar Panels | QCELLS | Q.PEAK DUO BLK ML-G10.C+ 415 |  | 0.415 | 8 | 17 | 38 |  | Fixed | Roof
NJADRE1560211139 | Administratively Determined Incentive Program | Salem | 8079 | 6.64 | Residential | Behind the Meter | Yes | Fusion Solar Energy, LLC | AC Electric |  | Accepted | 2025-08-02 | 2025-08-28 | 2026-08-28 | Inverters | ENPHASE | IQ8HC-72-M-DOM-US | 380 |  | 16 |  |  | 0.97 |  | Outside | Roof
NJADRE1560211139 | Administratively Determined Incentive Program | Salem | 8079 | 6.64 | Residential | Behind the Meter | Yes | Fusion Solar Energy, LLC | AC Electric |  | Accepted | 2025-08-02 | 2025-08-28 | 2026-08-28 | Solar Panels | QCELLS | Q.PEAK DUO BLK ML-G10.C+ 415 |  | 0.415 | 8 | 199 | 39 |  | Fixed | Roof
NJADRE1560211296 | Administratively Determined Incentive Program | Newton | 7860 | 14.94 | Residential | Behind the Meter | Yes | Fusion Solar Energy, LLC | JCP&L |  | Accepted | 2025-08-02 | 2025-08-28 | 2026-08-28 | Inverters | ENPHASE | IQ8HC-72-M-DOM-US | 380 |  | 36 |  |  | 0.97 |  | Outside | Roof
NJADRE1560211296 | Administratively Determined Incentive Program | Newton | 7860 | 14.94 | Residential | Behind the Meter | Yes | Fusion Solar Energy, LLC | JCP&L |  | Accepted | 2025-08-02 | 2025-08-28 | 2026-08-28 | Solar Panels | QCELLS | Q.PEAK DUO BLK ML-G10.C+ 415 |  | 0.415 | 14 | 97 | 23 |  | Fixed | Roof
NJADRE1560211296 | Administratively Determined Incentive Program | Newton | 7860 | 14.94 | Residential | Behind the Meter | Yes | Fusion Solar Energy, LLC | JCP&L |  | Accepted | 2025-08-02 | 2025-08-28 | 2026-08-28 | Solar Panels | QCELLS | Q.PEAK DUO BLK ML-G10.C+ 415 |  | 0.415 | 22 | 281 | 26 |  | Fixed | Roof
NJADRE1560211301 | Administratively Determined Incentive Program | Camden | 8105 | 5.81 | Residential | Behind the Meter | Yes | Fusion Solar Energy, LLC | PSE&G |  | Accepted | 2025-08-02 | 2025-08-28 | 2026-08-28 | Solar Panels | QCELLS | Q.PEAK DUO BLK ML-G10.C+ 415 |  | 0.415 | 14 | 350.02 | 5 |  | Fixed | Roof
NJADRE1560211301 | Administratively Determined Incentive Program | Camden | 8105 | 5.81 | Residential | Behind the Meter | Yes | Fusion Solar Energy, LLC | PSE&G |  | Accepted | 2025-08-02 | 2025-08-28 | 2026-08-28 | Inverters | ENPHASE | IQ8HC-72-M-DOM-US | 380 |  | 14 |  |  | 0.97 |  | Outside | Roof
NJADRE1560211305 | Administratively Determined Incentive Program | Bridgeton | 8302 | 14.35 | Residential | Behind the Meter | Yes | Trinity Solar, LLC | AC Electric |  | Accepted | 2025-08-02 | 2025-08-28 | 2026-08-28 | Solar Panels | HANWHA | (Q.PEAK DUO BLK ML-G10+ 410) |  | 0.41 | 8 | 106 | 28 |  | Fixed | Roof
NJADRE1560211305 | Administratively Determined Incentive Program | Bridgeton | 8302 | 14.35 | Residential | Behind the Meter | Yes | Trinity Solar, LLC | AC Electric |  | Accepted | 2025-08-02 | 2025-08-28 | 2026-08-28 | Solar Panels | HANWHA | (Q.PEAK DUO BLK ML-G10+ 410) |  | 0.41 | 9 | 286 | 15 |  | Fixed | Roof
NJADRE1560211305 | Administratively Determined Incentive Program | Bridgeton | 8302 | 14.35 | Residential | Behind the Meter | Yes | Trinity Solar, LLC | AC Electric |  | Accepted | 2025-08-02 | 2025-08-28 | 2026-08-28 | Solar Panels | HANWHA | (Q.PEAK DUO BLK ML-G10+ 410) |  | 0.41 | 7 | 196 | 28 |  | Fixed | Roof
NJADRE1560211305 | Administratively Determined Incentive Program | Bridgeton | 8302 | 14.35 | Residential | Behind the Meter | Yes | Trinity Solar, LLC | AC Electric |  | Accepted | 2025-08-02 | 2025-08-28 | 2026-08-28 | Solar Panels | HANWHA | (Q.PEAK DUO BLK ML-G10+ 410) |  | 0.41 | 8 | 286 | 28 |  | Fixed | Roof
NJADRE1560211305 | Administratively Determined Incentive Program | Bridgeton | 8302 | 14.35 | Residential | Behind the Meter | Yes | Trinity Solar, LLC | AC Electric |  | Accepted | 2025-08-02 | 2025-08-28 | 2026-08-28 | Solar Panels | HANWHA | (Q.PEAK DUO BLK ML-G10+ 410) |  | 0.41 | 3 | 16 | 28 |  | Fixed | Roof
NJADRE1560211305 | Administratively Determined Incentive Program | Bridgeton | 8302 | 14.35 | Residential | Behind the Meter | Yes | Trinity Solar, LLC | AC Electric |  | Accepted | 2025-08-02 | 2025-08-28 | 2026-08-28 | Inverters | Solar Edge | SE11400H-US | 11400 |  | 1 |  |  | 0.97 |  | Outdoor
NJADRE1560211315 | Administratively Determined Incentive Program | TEANECK | 7666 | 3.69 | Residential | Behind the Meter | Yes | Trinity Solar, LLC | PSE&G |  | Accepted | 2025-08-02 | 2025-08-28 | 2026-08-28 | Inverters | Solar Edge | USE3800H-USMNBL75 | 3800 |  | 1 |  |  | 0.97 |  | Outdoor
NJADRE1560211315 | Administratively Determined Incentive Program | TEANECK | 7666 | 3.69 | Residential | Behind the Meter | Yes | Trinity Solar, LLC | PSE&G |  | Accepted | 2025-08-02 | 2025-08-28 | 2026-08-28 | Solar Panels | HANWHA | Q.PEAK DUO BLK ML-G10.C+ 410 |  | 0.41 | 7 | 172 | 20 |  | Fixed | Roof
NJADRE1560211315 | Administratively Determined Incentive Program | TEANECK | 7666 | 3.69 | Residential | Behind the Meter | Yes | Trinity Solar, LLC | PSE&G |  | Accepted | 2025-08-02 | 2025-08-28 | 2026-08-28 | Solar Panels | HANWHA | Q.PEAK DUO BLK ML-G10.C+ 410 |  | 0.41 | 2 | 352 | 16 |  | Fixed | Roof
NJADRE1560211419 | Administratively Determined Incentive Program | Westampton | 8060 | 3.69 | Residential | Behind the Meter | Yes | Trinity Solar, LLC | PSE&G |  | Accepted | 2025-08-02 | 2025-08-28 | 2026-08-28 | Inverters | Solar Edge | USE3800H-USMNBL75 | 3800 |  | 1 |  |  | 0.97 |  | Outdoor
NJADRE1560211419 | Administratively Determined Incentive Program | Westampton | 8060 | 3.69 | Residential | Behind the Meter | Yes | Trinity Solar, LLC | PSE&G |  | Accepted | 2025-08-02 | 2025-08-28 | 2026-08-28 | Solar Panels | HANWHA 410 (Q.PEAK DUO BLK ML-G10.C+ 410) | (Q.PEAK DUO BLK ML-G10.C+ 410) |  | 0.41 | 9 | 194 | 30 |  | Fixed | Roof
NJADRE1560211572 | Administratively Determined Incentive Program | Bridgewater | 8807 | 6.97 | Residential | Behind the Meter | No | Trinity Solar, LLC | JCP&L |  | Accepted | 2025-08-02 | 2025-08-28 | 2026-08-28 | Inverters | Solar Edge | USE5700H-USMNBL75 | 5760 |  | 1 |  |  | 0.97 |  | Outdoor
NJADRE1560211572 | Administratively Determined Incentive Program | Bridgewater | 8807 | 6.97 | Residential | Behind the Meter | No | Trinity Solar, LLC | JCP&L |  | Accepted | 2025-08-02 | 2025-08-28 | 2026-08-28 | Solar Panels | HANWHA | (Q.PEAK DUO BLK ML-G10.C+ 410) |  | 0.41 | 17 | 180 | 34 |  | Fixed | Roof
NJADRE1560212176 | Administratively Determined Incentive Program | LAWNSIDE | 8045 | 11.31 | Residential | Behind the Meter | Yes | MACK Solar and Roofing | PSE&G |  | Accepted | 2025-08-11 | 2025-09-08 | 2026-09-08 | Solar Panels | Jinko | JKM440M-6TL4 |  | 0.435 | 20 | 271 | 26 |  | Fixed | Roof
NJADRE1560212176 | Administratively Determined Incentive Program | LAWNSIDE | 8045 | 11.31 | Residential | Behind the Meter | Yes | MACK Solar and Roofing | PSE&G |  | Accepted | 2025-08-11 | 2025-09-08 | 2026-09-08 | Solar Panels | Jinko | JKM440M-6TL4 |  | 0.435 | 6 | 271 | 32 |  | Fixed | Roof
NJADRE1560212176 | Administratively Determined Incentive Program | LAWNSIDE | 8045 | 11.31 | Residential | Behind the Meter | Yes | MACK Solar and Roofing | PSE&G |  | Accepted | 2025-08-11 | 2025-09-08 | 2026-09-08 | Inverters | SolarEdge | Home Hub 11.4KW Inverter | 11400 |  | 1 |  |  | 0.98 |  | Outside
NJADRE1560212176 | Administratively Determined Incentive Program | LAWNSIDE | 8045 | 11.31 | Residential | Behind the Meter | Yes | MACK Solar and Roofing | PSE&G |  | Accepted | 2025-08-11 | 2025-09-08 | 2026-09-08 | Meters | Solar Edge | Home Hub 11.4KW Inverter |  |  | 1 |  |  |  | Yes | Outdoor
NJADRE1560212934 | Administratively Determined Incentive Program | EAST BRUNSWICK | 8816 | 10.875 | Residential | Behind the Meter | No | Maier Solar dba Solar Me | PSE&G |  | Accepted | 2025-08-03 | 2025-08-29 | 2026-08-29 | Solar Panels | QCELL - HANWHA | QTRON- BLK-MG2+435 |  | 0.435 | 13 | 145 | 40 |  | Fixed | Roof
NJADRE1560212934 | Administratively Determined Incentive Program | EAST BRUNSWICK | 8816 | 10.875 | Residential | Behind the Meter | No | Maier Solar dba Solar Me | PSE&G |  | Accepted | 2025-08-03 | 2025-08-29 | 2026-08-29 | Solar Panels | QCELL - HANWHA | QTRON- BLK-MG2+435 |  | 0.435 | 12 | 145 | 25 |  | Fixed | Roof
NJADRE1560212934 | Administratively Determined Incentive Program | EAST BRUNSWICK | 8816 | 10.875 | Residential | Behind the Meter | No | Maier Solar dba Solar Me | PSE&G |  | Accepted | 2025-08-03 | 2025-08-29 | 2026-08-29 | Inverters | ENPHASE | IQ8AC-72-M-US | 349 |  | 25 |  |  | 0.97 |  | Outdoor | ON RACKING
NJADRE1560213353 | Administratively Determined Incentive Program | Pennsville Township | 8070 | 9.57 | Residential | Behind the Meter | Yes | RCL Enterprises, Inc | AC Electric |  | Accepted | 2025-08-04 | 2025-09-08 | 2026-09-08 | Solar Panels | QTRON | BLKMG2+ |  | 0.435 | 12 | 103 | 20 |  | Fixed | Roof
NJADRE1560213353 | Administratively Determined Incentive Program | Pennsville Township | 8070 | 9.57 | Residential | Behind the Meter | Yes | RCL Enterprises, Inc | AC Electric |  | Accepted | 2025-08-04 | 2025-09-08 | 2026-09-08 | Solar Panels | QTRON | BLKMG2+ |  | 0.435 | 10 | 283 | 20 |  | Fixed | Roof
NJADRE1560213353 | Administratively Determined Incentive Program | Pennsville Township | 8070 | 9.57 | Residential | Behind the Meter | Yes | RCL Enterprises, Inc | AC Electric |  | Accepted | 2025-08-04 | 2025-09-08 | 2026-09-08 | Inverters | Enphase | IQ8HC | 380 |  | 22 |  |  | 0.97 |  | Outside
NJADRE1560213360 | Administratively Determined Incentive Program | CAPE MAY | 8204 | 9.57 | Residential | Behind the Meter | Yes | RCL Enterprises, Inc. | AC Electric |  | Accepted | 2025-08-04 | 2025-08-28 | 2026-08-28 | Inverters | Enphase | IQ8HC | 380 |  | 22 |  |  | 0.97 |  | Outside
NJADRE1560213360 | Administratively Determined Incentive Program | CAPE MAY | 8204 | 9.57 | Residential | Behind the Meter | Yes | RCL Enterprises, Inc. | AC Electric |  | Accepted | 2025-08-04 | 2025-08-28 | 2026-08-28 | Solar Panels | QTRON | BLKMG2+ |  | 0.435 | 8 | 53 | 22 |  | Fixed | Roof
NJADRE1560213360 | Administratively Determined Incentive Program | CAPE MAY | 8204 | 9.57 | Residential | Behind the Meter | Yes | RCL Enterprises, Inc. | AC Electric |  | Accepted | 2025-08-04 | 2025-08-28 | 2026-08-28 | Solar Panels | QTRON | BLKMG2+ |  | 0.435 | 14 | 233 | 22 |  | Fixed | Roof
NJADRE1560213362 | Administratively Determined Incentive Program | ALLOWAY TOWNSHIP | 8001 | 14.355 | Residential | Behind the Meter | Yes | RCL Enterprises, Inc. | AC Electric |  | Accepted | 2025-08-04 | 2025-09-05 | 2026-09-05 | Solar Panels | QTRON | BLKMG2+ |  | 0.435 | 9 | 344 | 22 |  | Fixed | Roof
NJADRE1560213362 | Administratively Determined Incentive Program | ALLOWAY TOWNSHIP | 8001 | 14.355 | Residential | Behind the Meter | Yes | RCL Enterprises, Inc. | AC Electric |  | Accepted | 2025-08-04 | 2025-09-05 | 2026-09-05 | Inverters | Enphase | IQ8HC | 380 |  | 33 |  |  | 0.97 |  | Outside
NJADRE1560213362 | Administratively Determined Incentive Program | ALLOWAY TOWNSHIP | 8001 | 14.355 | Residential | Behind the Meter | Yes | RCL Enterprises, Inc. | AC Electric |  | Accepted | 2025-08-04 | 2025-09-05 | 2026-09-05 | Solar Panels | QTRON | BLKMG2+ |  | 0.435 | 24 | 164 | 22 |  | Fixed | Roof
NJADRE1560213365 | Administratively Determined Incentive Program | WOODBRIDGE TWP | 8830 | 4.51 | Residential | Behind the Meter | Yes | Sunrun Installation Services, Inc. | PSE&G |  | Accepted | 2025-08-04 | 2025-08-28 | 2026-08-28 | Inverters | SolarEdge Technologies | SE3800H-USMN | 3800 |  | 1 |  |  | 0.99 |  | Outdoor
NJADRE1560213365 | Administratively Determined Incentive Program | WOODBRIDGE TWP | 8830 | 4.51 | Residential | Behind the Meter | Yes | Sunrun Installation Services, Inc. | PSE&G |  | Accepted | 2025-08-04 | 2025-08-28 | 2026-08-28 | Solar Panels | Elin Energy (Sirius PV) | ELNSM54M-HC-410 |  | 0.41 | 11 | 179 | 40 |  | Fixed | Roof
NJADRE1560213370 | Administratively Determined Incentive Program | SICKLERVILLE | 8081 | 6.56 | Residential | Behind the Meter | Yes | Sunrun Installation Services,Inc. | AC Electric |  | Accepted | 2025-08-04 | 2025-08-28 | 2026-08-28 | Solar Panels | Elin Energy (Sirius PV) | ELNSM54M-HC-410 |  | 0.41 | 16 | 187 | 27 |  | Fixed | Roof
NJADRE1560213370 | Administratively Determined Incentive Program | SICKLERVILLE | 8081 | 6.56 | Residential | Behind the Meter | Yes | Sunrun Installation Services,Inc. | AC Electric |  | Accepted | 2025-08-04 | 2025-08-28 | 2026-08-28 | Inverters | SolarEdge Technologies | SE5700H-USMN | 5760 |  | 1 |  |  | 0.99 |  | Outdoor
NJADRE1560213374 | Administratively Determined Incentive Program | East Brunswick Twp | 8816 | 3.24 | Residential | Behind the Meter | Yes | Sunrun Installation Services, Inc. | PSE&G |  | Accepted | 2025-08-04 | 2025-08-28 | 2026-08-28 | Inverters | SolarEdge Technologies | SE3800H-USMN | 3800 |  | 1 |  |  | 0.99 |  | Outdoor
NJADRE1560213374 | Administratively Determined Incentive Program | East Brunswick Twp | 8816 | 3.24 | Residential | Behind the Meter | Yes | Sunrun Installation Services, Inc. | PSE&G |  | Accepted | 2025-08-04 | 2025-08-28 | 2026-08-28 | Solar Panels | JA Solar | JAM54S31-405/MR |  | 0.405 | 8 | 116 | 20 |  | Fixed | Roof
NJADRE1560213383 | Administratively Determined Incentive Program | Piscataway Twp | 8854 | 5.74 | Residential | Behind the Meter | Yes | Sunrun Installation Services, Inc. | PSE&G |  | Accepted | 2025-08-04 | 2025-08-28 | 2026-08-28 | Inverters | SolarEdge Technologies | SE5700H-USMN | 5760 |  | 1 |  |  | 0.99 |  | Outdoor
NJADRE1560213383 | Administratively Determined Incentive Program | Piscataway Twp | 8854 | 5.74 | Residential | Behind the Meter | Yes | Sunrun Installation Services, Inc. | PSE&G |  | Accepted | 2025-08-04 | 2025-08-28 | 2026-08-28 | Solar Panels | Elin Energy (Sirius PV) | ELNSM54M-HC-410 |  | 0.41 | 14 | 84 | 23 |  | Fixed | Roof
NJADRE1560213385 | Administratively Determined Incentive Program | Toms River | 8755 | 17.63 | Residential | Behind the Meter | Yes | Trinity Solar, LLC | JCP&L |  | Accepted | 2025-08-04 | 2025-08-28 | 2026-08-28 | Inverters | Solar Edge | USE7600H-US | 7600 |  | 1 |  |  | 0.76 |  | Outside
NJADRE1560213385 | Administratively Determined Incentive Program | Toms River | 8755 | 17.63 | Residential | Behind the Meter | Yes | Trinity Solar, LLC | JCP&L |  | Accepted | 2025-08-04 | 2025-08-28 | 2026-08-28 | Solar Panels | Hanwha | Q.PEAK DUO BLK ML-G10.C+ 410 |  | 0.41 | 16 | 62 | 33 |  | Fixed | Roof
NJADRE1560213385 | Administratively Determined Incentive Program | Toms River | 8755 | 17.63 | Residential | Behind the Meter | Yes | Trinity Solar, LLC | JCP&L |  | Accepted | 2025-08-04 | 2025-08-28 | 2026-08-28 | Solar Panels | Hanwha | Q.PEAK DUO BLK ML-G10.C+ 410 |  | 0.41 | 11 | 152 | 40 |  | Fixed | Roof
NJADRE1560213385 | Administratively Determined Incentive Program | Toms River | 8755 | 17.63 | Residential | Behind the Meter | Yes | Trinity Solar, LLC | JCP&L |  | Accepted | 2025-08-04 | 2025-08-28 | 2026-08-28 | Inverters | Solar Edge | USE5700H-US | 5760 |  | 1 |  |  | 0.97 |  | Outside
NJADRE1560213385 | Administratively Determined Incentive Program | Toms River | 8755 | 17.63 | Residential | Behind the Meter | Yes | Trinity Solar, LLC | JCP&L |  | Accepted | 2025-08-04 | 2025-08-28 | 2026-08-28 | Solar Panels | Hanwha | Q.PEAK DUO BLK ML-G10.C+ 410 |  | 0.41 | 4 | 242 | 33 |  | Fixed | Roof
NJADRE1560213385 | Administratively Determined Incentive Program | Toms River | 8755 | 17.63 | Residential | Behind the Meter | Yes | Trinity Solar, LLC | JCP&L |  | Accepted | 2025-08-04 | 2025-08-28 | 2026-08-28 | Solar Panels | Hanwha | Q.PEAK DUO BLK ML-G10.C+ 410 |  | 0.41 | 12 | 242 | 33 |  | Fixed | Roof
NJADRE1560213393 | Administratively Determined Incentive Program | Fairlawn | 7410 | 19.78 | Residential | Behind the Meter | No | Infinity Solar Systems, LLC | PSE&G |  | Accepted | 2025-08-04 | 2025-08-28 | 2026-08-28 | Inverters | Enphase | IQ8MC-72-M-US | 320 |  | 46 |  |  | 0.97 |  | Outdoor
NJADRE1560213393 | Administratively Determined Incentive Program | Fairlawn | 7410 | 19.78 | Residential | Behind the Meter | No | Infinity Solar Systems, LLC | PSE&G |  | Accepted | 2025-08-04 | 2025-08-28 | 2026-08-28 | Solar Panels | SEG SOLAR | SEG-430-BTD-BG |  | 0.43 | 46 | 251 | 1 |  | Fixed | Roof
NJADRE1560213394 | Administratively Determined Incentive Program | KEANSBURG | 7734 | 3.28 | Residential | Behind the Meter | Yes | Sunrun Installation Services, Inc. | JCP&L |  | Accepted | 2025-08-04 | 2025-08-28 | 2026-08-28 | Solar Panels | HANWHA Q-CELLS | Q.PEAK DUO BLK ML-G10.C+ 410 |  | 0.41 | 4 | 39 | 23 |  | Fixed | Roof
NJADRE1560213394 | Administratively Determined Incentive Program | KEANSBURG | 7734 | 3.28 | Residential | Behind the Meter | Yes | Sunrun Installation Services, Inc. | JCP&L |  | Accepted | 2025-08-04 | 2025-08-28 | 2026-08-28 | Electric Storage Battery | Tesla | POWERWALL 3 1707000-XX-Y |  |  | 1 |  |  |  | Lithium Ion |  | OUTSIDE
NJADRE1560213394 | Administratively Determined Incentive Program | KEANSBURG | 7734 | 3.28 | Residential | Behind the Meter | Yes | Sunrun Installation Services, Inc. | JCP&L |  | Accepted | 2025-08-04 | 2025-08-28 | 2026-08-28 | Inverters | Tesla | POWERWALL 3 1707000-XX-Y | 11500 |  | 1 |  |  | 0.97 |  | Outdoor
NJADRE1560213394 | Administratively Determined Incentive Program | KEANSBURG | 7734 | 3.28 | Residential | Behind the Meter | Yes | Sunrun Installation Services, Inc. | JCP&L |  | Accepted | 2025-08-04 | 2025-08-28 | 2026-08-28 | Solar Panels | HANWHA Q-CELLS | Q.PEAK DUO BLK ML-G10.C+ 410 |  | 0.41 | 4 | 219 | 23 |  | Fixed | Roof
NJADRE1560213398 | Administratively Determined Incentive Program | NORTH PLAINFIELD BORO | 7063 | 6.97 | Residential | Behind the Meter | Yes | Sunrun Installation Services, Inc. | PSE&G |  | Accepted | 2025-08-04 | 2025-08-28 | 2026-08-28 | Electric Storage Battery | TESLA | Powerwall 3 1707000-xx-y |  |  | 1 |  |  |  | Lithium Ion |  | Outside
NJADRE1560213398 | Administratively Determined Incentive Program | NORTH PLAINFIELD BORO | 7063 | 6.97 | Residential | Behind the Meter | Yes | Sunrun Installation Services, Inc. | PSE&G |  | Accepted | 2025-08-04 | 2025-08-28 | 2026-08-28 | Solar Panels | Elin Energy (Sirius PV) | ELNSM54M-HC-410 |  | 0.41 | 17 | 316 | 26 |  | Fixed | Roof
NJADRE1560213398 | Administratively Determined Incentive Program | NORTH PLAINFIELD BORO | 7063 | 6.97 | Residential | Behind the Meter | Yes | Sunrun Installation Services, Inc. | PSE&G |  | Accepted | 2025-08-04 | 2025-08-28 | 2026-08-28 | Inverters | TESLA | Powerwall 3 1707000-xx-y | 11500 |  | 1 |  |  | 0.97 |  | Outdoor
NJADRE1560213411 | Administratively Determined Incentive Program | PARAMUS | 7652 | 7.38 | Residential | Behind the Meter | Yes | Pro Custom Solar dba Momentum Solar | PSE&G |  | Accepted | 2025-08-04 | 2025-08-28 | 2026-08-28 | Inverters | ENPHASE | IQ8HC-72-M-DOM-US | 380 |  | 18 |  |  | 0.97 |  | Outdoor
NJADRE1560213411 | Administratively Determined Incentive Program | PARAMUS | 7652 | 7.38 | Residential | Behind the Meter | Yes | Pro Custom Solar dba Momentum Solar | PSE&G |  | Accepted | 2025-08-04 | 2025-08-28 | 2026-08-28 | Solar Panels | HANWHA | Q.PEAK DUO BLK ML-G10+410 |  | 0.41 | 18 | 20 | 25 |  | Fixed | Roof
NJADRE1560213415 | Administratively Determined Incentive Program | Merchantville | 8109 | 4.92 | Residential | Behind the Meter | Yes | Sunrun Installation Services, Inc. | PSE&G |  | Accepted | 2025-08-04 | 2025-08-28 | 2026-08-28 | Solar Panels | HANWHA Q-CELLS | Q.PEAK DUO BLK ML-G10+ 410 |  | 0.41 | 12 | 276 | 22 |  | Fixed | Roof
NJADRE1560213415 | Administratively Determined Incentive Program | Merchantville | 8109 | 4.92 | Residential | Behind the Meter | Yes | Sunrun Installation Services, Inc. | PSE&G |  | Accepted | 2025-08-04 | 2025-08-28 | 2026-08-28 | Inverters | SOLAREDGE TECHNOLOGIES | SE3800H-USMN | 3800 |  | 1 |  |  | 0.99 |  | Outdoor
NJADRE1560213418 | Administratively Determined Incentive Program | Brigantaine | 8203 | 7.225 | Residential | Behind the Meter | Yes | Whitman Construction, LLC | AC Electric |  | Accepted | 2025-08-04 | 2025-08-28 | 2026-08-28 | Solar Panels | JINKO SOLAR | JKM425N-54HL4-B |  | 0.425 | 17 | 330 | 18 |  | Fixed | Roof
NJADRE1560213418 | Administratively Determined Incentive Program | Brigantaine | 8203 | 7.225 | Residential | Behind the Meter | Yes | Whitman Construction, LLC | AC Electric |  | Accepted | 2025-08-04 | 2025-08-28 | 2026-08-28 | Inverters | ENPHASE | IQ8PLUS-72-2-US | 290 |  | 17 |  |  | 0.975 |  | Outdoor
NJADRE1560213421 | Administratively Determined Incentive Program | Rahway | 7065 | 4.95 | Residential | Behind the Meter | Yes | Power Energy Solutions, LLC | PSE&G |  | Accepted | 2025-08-04 | 2025-08-29 | 2026-08-29 | Solar Panels | Trina Solar | TSM-450NEG9RC.27 |  | 0.45 | 5 | 132 | 22 |  | Fixed | Roof
NJADRE1560213421 | Administratively Determined Incentive Program | Rahway | 7065 | 4.95 | Residential | Behind the Meter | Yes | Power Energy Solutions, LLC | PSE&G |  | Accepted | 2025-08-04 | 2025-08-29 | 2026-08-29 | Solar Panels | Trina Solar | TSM-450NEG9RC.27 |  | 0.45 | 6 | 222 | 22 |  | Fixed | Roof
NJADRE1560213421 | Administratively Determined Incentive Program | Rahway | 7065 | 4.95 | Residential | Behind the Meter | Yes | Power Energy Solutions, LLC | PSE&G |  | Accepted | 2025-08-04 | 2025-08-29 | 2026-08-29 | Inverters | Enphase | IQ8MC-72-M-US | 4 |  | 11 |  |  | 0.97 |  | Outdoor
NJADRE1560213422 | Administratively Determined Incentive Program | LYNDHURST TWP | 7071 | 4.92 | Residential | Behind the Meter | Yes | Sunrun Installation Services, Inc. | PSE&G |  | Accepted | 2025-08-04 | 2025-08-28 | 2026-08-28 | Solar Panels | ELIN ENERGY (SIRIUS PV) | ELNSM54M-HC-410 |  | 0.41 | 6 | 216 | 8 |  | Fixed | Roof
NJADRE1560213422 | Administratively Determined Incentive Program | LYNDHURST TWP | 7071 | 4.92 | Residential | Behind the Meter | Yes | Sunrun Installation Services, Inc. | PSE&G |  | Accepted | 2025-08-04 | 2025-08-28 | 2026-08-28 | Inverters | SOLAREDGE TECHNOLOGIES | SE3800H-USMN | 3800 |  | 1 |  |  | 0.99 |  | Outside
NJADRE1560213422 | Administratively Determined Incentive Program | LYNDHURST TWP | 7071 | 4.92 | Residential | Behind the Meter | Yes | Sunrun Installation Services, Inc. | PSE&G |  | Accepted | 2025-08-04 | 2025-08-28 | 2026-08-28 | Solar Panels | ELIN ENERGY (SIRIUS PV) | ELNSM54M-HC-410 |  | 0.41 | 2 | 306 | 33 |  | Fixed | Roof
NJADRE1560213422 | Administratively Determined Incentive Program | LYNDHURST TWP | 7071 | 4.92 | Residential | Behind the Meter | Yes | Sunrun Installation Services, Inc. | PSE&G |  | Accepted | 2025-08-04 | 2025-08-28 | 2026-08-28 | Solar Panels | ELIN ENERGY (SIRIUS PV) | ELNSM54M-HC-410 |  | 0.41 | 4 | 126 | 33 |  | Fixed | Roof
NJADRE1560213424 | Administratively Determined Incentive Program | Haskell | 7420 | 6.97 | Residential | Behind the Meter | Yes | Pro Custom Solar dba Momentum Solar | JCP&L |  | Accepted | 2025-08-04 | 2025-08-28 | 2026-08-28 | Solar Panels | HANWHA | HANWHA Q.PEAK DUO BLK ML-G10+410 |  | 0.41 | 11 | 271 | 42 |  | Fixed | Roof
NJADRE1560213424 | Administratively Determined Incentive Program | Haskell | 7420 | 6.97 | Residential | Behind the Meter | Yes | Pro Custom Solar dba Momentum Solar | JCP&L |  | Accepted | 2025-08-04 | 2025-08-28 | 2026-08-28 | Solar Panels | HANWHA | HANWHA Q.PEAK DUO BLK ML-G10+410 |  | 0.41 | 2 | 6 | 30 |  | Fixed | Roof
NJADRE1560213424 | Administratively Determined Incentive Program | Haskell | 7420 | 6.97 | Residential | Behind the Meter | Yes | Pro Custom Solar dba Momentum Solar | JCP&L |  | Accepted | 2025-08-04 | 2025-08-28 | 2026-08-28 | Solar Panels | HANWHA | HANWHA Q.PEAK DUO BLK ML-G10+410 |  | 0.41 | 4 | 186 | 11 |  | Fixed | Roof
NJADRE1560213424 | Administratively Determined Incentive Program | Haskell | 7420 | 6.97 | Residential | Behind the Meter | Yes | Pro Custom Solar dba Momentum Solar | JCP&L |  | Accepted | 2025-08-04 | 2025-08-28 | 2026-08-28 | Inverters | ENPHASE | IQ8HC-72-M-DOM-US | 380 |  | 17 |  |  | 0.97 |  | Outdoor
NJADRE1560213425 | Administratively Determined Incentive Program | FAIR LAWN BORO | 7410 | 7.29 | Residential | Behind the Meter | Yes | Sunrun Installation Services, Inc. | PSE&G |  | Accepted | 2025-08-04 | 2025-08-29 | 2026-08-29 | Inverters | SOLAREDGE TECHNOLOGIES | SE5700H-USMN | 5760 |  | 1 |  |  | 0.99 |  | Outdoor
NJADRE1560213425 | Administratively Determined Incentive Program | FAIR LAWN BORO | 7410 | 7.29 | Residential | Behind the Meter | Yes | Sunrun Installation Services, Inc. | PSE&G |  | Accepted | 2025-08-04 | 2025-08-29 | 2026-08-29 | Solar Panels | JA SOLAR | JAM54S31-405/MR |  | 0.405 | 16 | 341 | 9 |  | Fixed | Roof
NJADRE1560213425 | Administratively Determined Incentive Program | FAIR LAWN BORO | 7410 | 7.29 | Residential | Behind the Meter | Yes | Sunrun Installation Services, Inc. | PSE&G |  | Accepted | 2025-08-04 | 2025-08-29 | 2026-08-29 | Solar Panels | JA SOLAR | JAM54S31-405/MR |  | 0.405 | 2 | 161 | 8 |  | Fixed | Roof
NJADRE1560213435 | Administratively Determined Incentive Program | SALEM | 8079 | 12.71 | Residential | Behind the Meter | Yes | Trinity Solar, LLC | AC Electric |  | Accepted | 2025-08-04 | 2025-08-28 | 2026-08-28 | Inverters | Solar Edge | USE10000H-US | 10000 |  | 1 |  |  | 0.97 |  | Outside
NJADRE1560213435 | Administratively Determined Incentive Program | SALEM | 8079 | 12.71 | Residential | Behind the Meter | Yes | Trinity Solar, LLC | AC Electric |  | Accepted | 2025-08-04 | 2025-08-28 | 2026-08-28 | Solar Panels | Hanwha | Q.PEAK DUO BLK ML-G10.C+ 410 |  | 0.41 | 31 | 159 | 30 |  | Fixed | Roof
NJADRE1560213437 | Administratively Determined Incentive Program | Lakewood | 8701 | 14.105 | Residential | Behind the Meter | Yes | Powerlutions, LLC | JCP&L |  | Accepted | 2025-08-04 | 2025-08-28 | 2026-08-28 | Inverters | Enphase | IQ8MC-72-M-US | 320 |  | 31 |  |  | 0.98 |  | Outdoor
NJADRE1560213437 | Administratively Determined Incentive Program | Lakewood | 8701 | 14.105 | Residential | Behind the Meter | Yes | Powerlutions, LLC | JCP&L |  | Accepted | 2025-08-04 | 2025-08-28 | 2026-08-28 | Solar Panels | CANADIAN | CS6.1-54TM-455H |  | 0.455 | 19 | 187 | 30 |  | Fixed | Roof
NJADRE1560213437 | Administratively Determined Incentive Program | Lakewood | 8701 | 14.105 | Residential | Behind the Meter | Yes | Powerlutions, LLC | JCP&L |  | Accepted | 2025-08-04 | 2025-08-28 | 2026-08-28 | Solar Panels | CANADIAN | CS6.1-54TM-455H |  | 0.455 | 12 | 7 | 30 |  | Fixed | Roof
NJADRE1560213440 | Administratively Determined Incentive Program | SICKLERVILLE | 8081 | 14.58 | Residential | Behind the Meter | Yes | Solar Energy World | AC Electric |  | Accepted | 2025-08-04 | 2025-08-28 | 2026-08-28 | Solar Panels | LONGi | LR5-54HPB-405M |  | 0.405 | 10 | 248 | 26 |  | Fixed | Roof
NJADRE1560213440 | Administratively Determined Incentive Program | SICKLERVILLE | 8081 | 14.58 | Residential | Behind the Meter | Yes | Solar Energy World | AC Electric |  | Accepted | 2025-08-04 | 2025-08-28 | 2026-08-28 | Solar Panels | LONGi | LR5-54HPB-405M |  | 0.405 | 8 | 338 | 21 |  | Fixed | Roof
NJADRE1560213440 | Administratively Determined Incentive Program | SICKLERVILLE | 8081 | 14.58 | Residential | Behind the Meter | Yes | Solar Energy World | AC Electric |  | Accepted | 2025-08-04 | 2025-08-28 | 2026-08-28 | Inverters | LONGi | LR5-54HPB-405M | 384 |  | 36 |  |  | 0.97 |  | Outside
NJADRE1560213440 | Administratively Determined Incentive Program | SICKLERVILLE | 8081 | 14.58 | Residential | Behind the Meter | Yes | Solar Energy World | AC Electric |  | Accepted | 2025-08-04 | 2025-08-28 | 2026-08-28 | Solar Panels | LONGi | LR5-54HPB-405M |  | 0.405 | 8 | 158 | 20 |  | Fixed | Roof
NJADRE1560213440 | Administratively Determined Incentive Program | SICKLERVILLE | 8081 | 14.58 | Residential | Behind the Meter | Yes | Solar Energy World | AC Electric |  | Accepted | 2025-08-04 | 2025-08-28 | 2026-08-28 | Solar Panels | Enphase | LR5-54HPB-405M |  | 0.405 | 10 | 68 | 26 |  | Fixed | Roof
NJADRE1560213448 | Administratively Determined Incentive Program | Demarest | 7627 | 15.05 | Residential | Behind the Meter | No | Green Power Energy, LLC | Orange Rockland Electric |  | Accepted | 2025-08-04 | 2025-08-28 | 2026-08-28 | Solar Panels | SEG Solar | SEG-430-BTD-BG |  | 0.43 | 6 | 238 | 34 |  | Fixed | Roof
NJADRE1560213448 | Administratively Determined Incentive Program | Demarest | 7627 | 15.05 | Residential | Behind the Meter | No | Green Power Energy, LLC | Orange Rockland Electric |  | Accepted | 2025-08-04 | 2025-08-28 | 2026-08-28 | Inverters | Enphase | IQ8MC-72-M-US [240V] | 320 |  | 35 |  |  | 0.98 |  | Outside
NJADRE1560213448 | Administratively Determined Incentive Program | Demarest | 7627 | 15.05 | Residential | Behind the Meter | No | Green Power Energy, LLC | Orange Rockland Electric |  | Accepted | 2025-08-04 | 2025-08-28 | 2026-08-28 | Solar Panels | SEG Solar | SEG-430-BTD-BG |  | 0.43 | 5 | 148 | 34 |  | Fixed | Roof
NJADRE1560213448 | Administratively Determined Incentive Program | Demarest | 7627 | 15.05 | Residential | Behind the Meter | No | Green Power Energy, LLC | Orange Rockland Electric |  | Accepted | 2025-08-04 | 2025-08-28 | 2026-08-28 | Solar Panels | SEG Solar | SEG-430-BTD-BG |  | 0.43 | 6 | 58 | 34 |  | Fixed | Roof
NJADRE1560213448 | Administratively Determined Incentive Program | Demarest | 7627 | 15.05 | Residential | Behind the Meter | No | Green Power Energy, LLC | Orange Rockland Electric |  | Accepted | 2025-08-04 | 2025-08-28 | 2026-08-28 | Solar Panels | SEG Solar | SEG-430-BTD-BG |  | 0.43 | 1 | 238 | 41 |  | Fixed | Roof
NJADRE1560213448 | Administratively Determined Incentive Program | Demarest | 7627 | 15.05 | Residential | Behind the Meter | No | Green Power Energy, LLC | Orange Rockland Electric |  | Accepted | 2025-08-04 | 2025-08-28 | 2026-08-28 | Solar Panels | SEG Solar | SEG-430-BTD-BG |  | 0.43 | 5 | 328 | 14 |  | Fixed | Roof
NJADRE1560213448 | Administratively Determined Incentive Program | Demarest | 7627 | 15.05 | Residential | Behind the Meter | No | Green Power Energy, LLC | Orange Rockland Electric |  | Accepted | 2025-08-04 | 2025-08-28 | 2026-08-28 | Solar Panels | SEG Solar | SEG-430-BTD-BG |  | 0.43 | 7 | 148 | 34 |  | Fixed | Roof
NJADRE1560213448 | Administratively Determined Incentive Program | Demarest | 7627 | 15.05 | Residential | Behind the Meter | No | Green Power Energy, LLC | Orange Rockland Electric |  | Accepted | 2025-08-04 | 2025-08-28 | 2026-08-28 | Solar Panels | SEG Solar | SEG-430-BTD-BG |  | 0.43 | 5 | 238 | 34 |  | Single Axis | Roof
NJADRE1560213452 | Administratively Determined Incentive Program | EDISON TWP | 8817 | 5.74 | Residential | Behind the Meter | Yes | Sunrun Installation Services, Inc. | PSE&G |  | Accepted | 2025-08-04 | 2025-08-28 | 2026-08-28 | Solar Panels | ELIN ENERGY (SIRIUS PV) | ELNSM54M-HC-410 |  | 0.41 | 8 | 48 | 23 |  | Fixed | Roof
NJADRE1560213452 | Administratively Determined Incentive Program | EDISON TWP | 8817 | 5.74 | Residential | Behind the Meter | Yes | Sunrun Installation Services, Inc. | PSE&G |  | Accepted | 2025-08-04 | 2025-08-28 | 2026-08-28 | Inverters | SOLAREDGE TECHNOLOGIES | SE5700H-USMN | 5760 |  | 1 |  |  | 0.99 |  | Indoor
NJADRE1560213452 | Administratively Determined Incentive Program | EDISON TWP | 8817 | 5.74 | Residential | Behind the Meter | Yes | Sunrun Installation Services, Inc. | PSE&G |  | Accepted | 2025-08-04 | 2025-08-28 | 2026-08-28 | Solar Panels | ELIN ENERGY (SIRIUS PV) | ELNSM54M-HC-410 |  | 0.41 | 6 | 228 | 23 |  | Fixed | Roof
NJADRE1560213453 | Administratively Determined Incentive Program | Bridgeton | 8302 | 5.525 | Residential | Behind the Meter | Yes | Whitman Construction, LLC | AC Electric |  | Accepted | 2025-08-04 | 2025-08-28 | 2026-08-28 | Solar Panels | JINKO SOLAR | JKM425N-54HL4-B |  | 0.425 | 13 | 264 | 35 |  | Fixed | Roof
NJADRE1560213453 | Administratively Determined Incentive Program | Bridgeton | 8302 | 5.525 | Residential | Behind the Meter | Yes | Whitman Construction, LLC | AC Electric |  | Accepted | 2025-08-04 | 2025-08-28 | 2026-08-28 | Inverters | ENPHASE | IQ8PLUS-72-2-US | 290 |  | 13 |  |  | 0.975 |  | Outdoor
NJADRE1560213475 | Administratively Determined Incentive Program | WEST DEPTFORD | 8096 | 14.6 | Residential | Behind the Meter | No | SunnyMac, LLC | PSE&G |  | Accepted | 2025-08-04 | 2025-08-28 | 2026-08-28 | Inverters | SolarEdge Technologies Inc. | SE10000H-US000BEI4 (Inverter w/CAT5e) | 10000 |  | 1 |  |  | 0.99 |  | Outside
NJADRE1560213475 | Administratively Determined Incentive Program | WEST DEPTFORD | 8096 | 14.6 | Residential | Behind the Meter | No | SunnyMac, LLC | PSE&G |  | Accepted | 2025-08-04 | 2025-08-28 | 2026-08-28 | Solar Panels | Hanwha Q Cells | Q.PEAK DUO BLK-G10+365 |  | 0.365 | 9 | 50 | 32 |  | Fixed | Roof
NJADRE1560213475 | Administratively Determined Incentive Program | WEST DEPTFORD | 8096 | 14.6 | Residential | Behind the Meter | No | SunnyMac, LLC | PSE&G |  | Accepted | 2025-08-04 | 2025-08-28 | 2026-08-28 | Solar Panels | Hanwha Q Cells | Q.PEAK DUO BLK-G10+365 |  | 0.365 | 10 | 140 | 32 |  | Fixed | Roof
NJADRE1560213475 | Administratively Determined Incentive Program | WEST DEPTFORD | 8096 | 14.6 | Residential | Behind the Meter | No | SunnyMac, LLC | PSE&G |  | Accepted | 2025-08-04 | 2025-08-28 | 2026-08-28 | Solar Panels | Hanwha Q Cells | Q.PEAK DUO BLK-G10+365 |  | 0.365 | 11 | 230 | 32 |  | Fixed | Roof
NJADRE1560213475 | Administratively Determined Incentive Program | WEST DEPTFORD | 8096 | 14.6 | Residential | Behind the Meter | No | SunnyMac, LLC | PSE&G |  | Accepted | 2025-08-04 | 2025-08-28 | 2026-08-28 | Solar Panels | Hanwha Q Cells | Q.PEAK DUO BLK-G10+365 |  | 0.365 | 10 | 140 | 32 |  | Fixed | Roof
NJADRE1560213475 | Administratively Determined Incentive Program | WEST DEPTFORD | 8096 | 14.6 | Residential | Behind the Meter | No | SunnyMac, LLC | PSE&G |  | Accepted | 2025-08-04 | 2025-08-28 | 2026-08-28 | Meters | SolarEdge Technologies Inc. | SE10000H-US000BEI4 (Inverter w/CAT5e) |  |  | 1 |  |  |  | Yes | Outdoor
NJADRE1560213485 | Administratively Determined Incentive Program | HILLSBOROUGH | 8844 | 14.76 | Residential | Behind the Meter | Yes | Trinity Solar, LLC | PSE&G |  | Accepted | 2025-08-05 | 2025-08-29 | 2026-08-29 | Solar Panels | Hanwha | Q.PEAK DUO BLK ML-G10.C+ 410 |  | 0.41 | 6 | 258 | 40 |  | Fixed | Roof
NJADRE1560213485 | Administratively Determined Incentive Program | HILLSBOROUGH | 8844 | 14.76 | Residential | Behind the Meter | Yes | Trinity Solar, LLC | PSE&G |  | Accepted | 2025-08-05 | 2025-08-29 | 2026-08-29 | Inverters | Solar Edge | USE11400H-US | 11400 |  | 1 |  |  | 0.97 |  | Outside
NJADRE1560213485 | Administratively Determined Incentive Program | HILLSBOROUGH | 8844 | 14.76 | Residential | Behind the Meter | Yes | Trinity Solar, LLC | PSE&G |  | Accepted | 2025-08-05 | 2025-08-29 | 2026-08-29 | Solar Panels | Hanwha | Q.PEAK DUO BLK ML-G10.C+ 410 |  | 0.41 | 17 | 348 | 34 |  | Fixed | Roof
NJADRE1560213485 | Administratively Determined Incentive Program | HILLSBOROUGH | 8844 | 14.76 | Residential | Behind the Meter | Yes | Trinity Solar, LLC | PSE&G |  | Accepted | 2025-08-05 | 2025-08-29 | 2026-08-29 | Solar Panels | Hanwha | Q.PEAK DUO BLK ML-G10.C+ 410 |  | 0.41 | 3 | 78 | 40 |  | Fixed | Roof
NJADRE1560213485 | Administratively Determined Incentive Program | HILLSBOROUGH | 8844 | 14.76 | Residential | Behind the Meter | Yes | Trinity Solar, LLC | PSE&G |  | Accepted | 2025-08-05 | 2025-08-29 | 2026-08-29 | Solar Panels | Hanwha | Q.PEAK DUO BLK ML-G10.C+ 410 |  | 0.41 | 4 | 78 | 43 |  | Fixed | Roof
NJADRE1560213485 | Administratively Determined Incentive Program | HILLSBOROUGH | 8844 | 14.76 | Residential | Behind the Meter | Yes | Trinity Solar, LLC | PSE&G |  | Accepted | 2025-08-05 | 2025-08-29 | 2026-08-29 | Solar Panels | Hanwha | Q.PEAK DUO BLK ML-G10.C+ 410 |  | 0.41 | 6 | 258 | 40 |  | Fixed | Roof
NJADRE1560213495 | Administratively Determined Incentive Program | Burlington Twp | 8016 | 5.74 | Residential | Behind the Meter | Yes | Sunrun Installation Services, Inc. | PSE&G |  | Accepted | 2025-08-04 | 2025-08-28 | 2026-08-28 | Solar Panels | ELIN ENERGY (SIRIUS PV) | ELNSM54M-HC-410 |  | 0.41 | 3 | 316 | 23 |  | Fixed | Roof
NJADRE1560213495 | Administratively Determined Incentive Program | Burlington Twp | 8016 | 5.74 | Residential | Behind the Meter | Yes | Sunrun Installation Services, Inc. | PSE&G |  | Accepted | 2025-08-04 | 2025-08-28 | 2026-08-28 | Inverters | SOLAREDGE TECHNOLOGIES | SE5700H-USMN | 5760 |  | 1 |  |  | 0.99 |  | Outside
NJADRE1560213495 | Administratively Determined Incentive Program | Burlington Twp | 8016 | 5.74 | Residential | Behind the Meter | Yes | Sunrun Installation Services, Inc. | PSE&G |  | Accepted | 2025-08-04 | 2025-08-28 | 2026-08-28 | Solar Panels | ELIN ENERGY (SIRIUS PV) | ELNSM54M-HC-410 |  | 0.41 | 11 | 136 | 23 |  | Fixed | Roof
NJADRE1560213501 | Administratively Determined Incentive Program | LAKEWOOD | 8701 | 13.65 | Residential | Behind the Meter | Yes | Kamtech Solar Solutions | JCP&L |  | Accepted | 2025-08-04 | 2025-08-28 | 2026-08-28 | Inverters | ENPHASE | IQ 8AC-72-M-US | 349 |  | 30 |  |  | 0.973 |  | Outdoor | ROOFTOP
NJADRE1560213501 | Administratively Determined Incentive Program | LAKEWOOD | 8701 | 13.65 | Residential | Behind the Meter | Yes | Kamtech Solar Solutions | JCP&L |  | Accepted | 2025-08-04 | 2025-08-28 | 2026-08-28 | Solar Panels | CANADIAN SOLAR | CS6. 1-54TM-455H |  | 0.455 | 30 | 97 | 28 |  | Fixed | Roof
NJADRE1560213509 | Administratively Determined Incentive Program | TOMS RIVER | 8757 | 5.81 | Residential | Behind the Meter | Yes | Big Wave Roofing and Solar, LLC | JCP&L |  | Accepted | 2025-08-04 | 2025-08-28 | 2026-08-28 | Solar Panels | QCELLS | Q.PEAK DUO BLK ML-G10.C+ 415W |  | 0.415 | 14 | 177 | 23 |  | Fixed | Roof
NJADRE1560213509 | Administratively Determined Incentive Program | TOMS RIVER | 8757 | 5.81 | Residential | Behind the Meter | Yes | Big Wave Roofing and Solar, LLC | JCP&L |  | Accepted | 2025-08-04 | 2025-08-28 | 2026-08-28 | Inverters | Enphase | IQ8HC-72-M-DOM-US | 380 |  | 14 |  |  | 0.97 |  | Outside
NJADRE1560213513 | Administratively Determined Incentive Program | PRINCETON JUNCTION | 8550 | 5.74 | Residential | Behind the Meter | No | Tesla Energy Operations, Inc. | PSE&G |  | Accepted | 2025-08-04 | 2025-08-29 | 2026-08-29 | Solar Panels | Hanwha | Q Cells Q.PEAK DUO BLK ML-G10+/TS 410 |  | 0.41 | 10 | 161 | 23 |  | Fixed | Roof
NJADRE1560213513 | Administratively Determined Incentive Program | PRINCETON JUNCTION | 8550 | 5.74 | Residential | Behind the Meter | No | Tesla Energy Operations, Inc. | PSE&G |  | Accepted | 2025-08-04 | 2025-08-29 | 2026-08-29 | Solar Panels | Hanwha | Q Cells Q.PEAK DUO BLK ML-G10+/TS 410 |  | 0.41 | 4 | 161 | 23 |  | Fixed | Roof
NJADRE1560213513 | Administratively Determined Incentive Program | PRINCETON JUNCTION | 8550 | 5.74 | Residential | Behind the Meter | No | Tesla Energy Operations, Inc. | PSE&G |  | Accepted | 2025-08-04 | 2025-08-29 | 2026-08-29 | Inverters | Tesla | 1538000-XX-Y | 5000 |  | 1 |  |  | 0.98 |  | Outdoor
NJADRE1560213515 | Administratively Determined Incentive Program | PROSPECT PARK BORO | 7508 | 9.72 | Residential | Behind the Meter | Yes | Sunrun Installation Services, Inc. | PSE&G |  | Accepted | 2025-08-04 | 2025-08-29 | 2026-08-29 | Solar Panels | JA Solar | JAM54S31-405/MR |  | 0.405 | 11 | 337 | 40 |  | Fixed | Roof
NJADRE1560213515 | Administratively Determined Incentive Program | PROSPECT PARK BORO | 7508 | 9.72 | Residential | Behind the Meter | Yes | Sunrun Installation Services, Inc. | PSE&G |  | Accepted | 2025-08-04 | 2025-08-29 | 2026-08-29 | Inverters | SolarEdge Technologies | SE7600H-USMN | 7600 |  | 1 |  |  | 0.99 |  | Outdoor
NJADRE1560213515 | Administratively Determined Incentive Program | PROSPECT PARK BORO | 7508 | 9.72 | Residential | Behind the Meter | Yes | Sunrun Installation Services, Inc. | PSE&G |  | Accepted | 2025-08-04 | 2025-08-29 | 2026-08-29 | Solar Panels | JA Solar | JAM54S31-405/MR |  | 0.405 | 13 | 157 | 40 |  | Fixed | Roof
NJADRE1560213517 | Administratively Determined Incentive Program | CLEMENTON | 8021 | 8.1 | Residential | Behind the Meter | Yes | Solar Energy World | AC Electric |  | Accepted | 2025-08-04 | 2025-08-29 | 2026-08-29 | Solar Panels | LONGi | LR5-54HPB-405M |  | 0.405 | 12 | 229 | 24 |  | Fixed | Roof
NJADRE1560213517 | Administratively Determined Incentive Program | CLEMENTON | 8021 | 8.1 | Residential | Behind the Meter | Yes | Solar Energy World | AC Electric |  | Accepted | 2025-08-04 | 2025-08-29 | 2026-08-29 | Solar Panels | LONGi | LR5-54HPB-405M |  | 0.405 | 8 | 49 | 24 |  | Fixed | Roof
NJADRE1560213517 | Administratively Determined Incentive Program | CLEMENTON | 8021 | 8.1 | Residential | Behind the Meter | Yes | Solar Energy World | AC Electric |  | Accepted | 2025-08-04 | 2025-08-29 | 2026-08-29 | Inverters | Enphase | IQ8HC-72-M-DOM-US | 384 |  | 20 |  |  | 0.97 |  | Outside
NJADRE1560213518 | Administratively Determined Incentive Program | EAST GREENWICH TOWNSHIP | 8020 | 13.485 | Residential | Behind the Meter | Yes | Brilliant Installations, Inc. | AC Electric |  | Accepted | 2025-08-04 | 2025-08-29 | 2026-08-29 | Solar Panels | HANWHA QCELLS | Q.TRON BLK M-G2.H+ 435 |  | 0.435 | 12 | 157 | 26 |  | Fixed | Roof
NJADRE1560213518 | Administratively Determined Incentive Program | EAST GREENWICH TOWNSHIP | 8020 | 13.485 | Residential | Behind the Meter | Yes | Brilliant Installations, Inc. | AC Electric |  | Accepted | 2025-08-04 | 2025-08-29 | 2026-08-29 | Solar Panels | HANWHA QCELLS | Q.TRON BLK M-G2.H+ 435 |  | 0.435 | 16 | 337 | 26 |  | Fixed | Roof
NJADRE1560213518 | Administratively Determined Incentive Program | EAST GREENWICH TOWNSHIP | 8020 | 13.485 | Residential | Behind the Meter | Yes | Brilliant Installations, Inc. | AC Electric |  | Accepted | 2025-08-04 | 2025-08-29 | 2026-08-29 | Inverters | SOLAREDGE | USE10000H-USMNBL75 | 10000 |  | 1 |  |  | 0.97 |  | Outdoor
NJADRE1560213518 | Administratively Determined Incentive Program | EAST GREENWICH TOWNSHIP | 8020 | 13.485 | Residential | Behind the Meter | Yes | Brilliant Installations, Inc. | AC Electric |  | Accepted | 2025-08-04 | 2025-08-29 | 2026-08-29 | Solar Panels | HANWHA QCELLS | Q.TRON BLK M-G2.H+ 435 |  | 0.435 | 3 | 157 | 21 |  | Fixed | Roof
NJADRE1560213520 | Administratively Determined Incentive Program | SOUTH ORANGE TWP | 7079 | 6.64 | Residential | Behind the Meter | No | Green Power Energy, LLC | PSE&G |  | Accepted | 2025-08-04 | 2025-08-29 | 2026-08-29 | Solar Panels | Qcells | Q.PEAK DUO BLK ML-G10+ 415 |  | 0.415 | 5 | 304 | 16 |  | Fixed | Roof
NJADRE1560213520 | Administratively Determined Incentive Program | SOUTH ORANGE TWP | 7079 | 6.64 | Residential | Behind the Meter | No | Green Power Energy, LLC | PSE&G |  | Accepted | 2025-08-04 | 2025-08-29 | 2026-08-29 | Solar Panels | Qcells | Q.PEAK DUO BLK ML-G10+ 415 |  | 0.415 | 2 | 214 | 18 |  | Fixed | Roof
NJADRE1560213520 | Administratively Determined Incentive Program | SOUTH ORANGE TWP | 7079 | 6.64 | Residential | Behind the Meter | No | Green Power Energy, LLC | PSE&G |  | Accepted | 2025-08-04 | 2025-08-29 | 2026-08-29 | Solar Panels | Qcells | Q.PEAK DUO BLK ML-G10+ 415 |  | 0.415 | 2 | 124 | 14 |  | Fixed | Roof
NJADRE1560213520 | Administratively Determined Incentive Program | SOUTH ORANGE TWP | 7079 | 6.64 | Residential | Behind the Meter | No | Green Power Energy, LLC | PSE&G |  | Accepted | 2025-08-04 | 2025-08-29 | 2026-08-29 | Inverters | Enphase | IQ8MC-72-M-US [240V] | 320 |  | 16 |  |  | 0.98 |  | Outside
NJADRE1560213520 | Administratively Determined Incentive Program | SOUTH ORANGE TWP | 7079 | 6.64 | Residential | Behind the Meter | No | Green Power Energy, LLC | PSE&G |  | Accepted | 2025-08-04 | 2025-08-29 | 2026-08-29 | Solar Panels | Qcells | Q.PEAK DUO BLK ML-G10+ 415 |  | 0.415 | 2 | 214 | 14 |  | Fixed | Roof
NJADRE1560213520 | Administratively Determined Incentive Program | SOUTH ORANGE TWP | 7079 | 6.64 | Residential | Behind the Meter | No | Green Power Energy, LLC | PSE&G |  | Accepted | 2025-08-04 | 2025-08-29 | 2026-08-29 | Solar Panels | Qcells | Q.PEAK DUO BLK ML-G10+ 415 |  | 0.415 | 5 | 304 | 14 |  | Fixed | Roof
NJADRE1560213539 | Administratively Determined Incentive Program | Keyport | 7735 | 6.09 | Residential | Behind the Meter | Yes | GenSun Roofing, LLC | JCP&L |  | Accepted | 2025-08-04 | 2025-08-29 | 2026-08-29 | Solar Panels | HANWHA Q CELLS | Q.TRON BLK M-G2+ |  | 0.435 | 4 | 237 | 9 |  | Fixed | Roof
NJADRE1560213539 | Administratively Determined Incentive Program | Keyport | 7735 | 6.09 | Residential | Behind the Meter | Yes | GenSun Roofing, LLC | JCP&L |  | Accepted | 2025-08-04 | 2025-08-29 | 2026-08-29 | Meters | Enphase | IQ8HC-72-M-DOM-US |  |  | 14 |  |  |  | Yes | Outdoor
NJADRE1560213539 | Administratively Determined Incentive Program | Keyport | 7735 | 6.09 | Residential | Behind the Meter | Yes | GenSun Roofing, LLC | JCP&L |  | Accepted | 2025-08-04 | 2025-08-29 | 2026-08-29 | Inverters | Enphase | IQ8HC-72-M-DOM-US | 5320 |  | 14 |  |  | 0.9 |  | Outdoor
NJADRE1560213539 | Administratively Determined Incentive Program | Keyport | 7735 | 6.09 | Residential | Behind the Meter | Yes | GenSun Roofing, LLC | JCP&L |  | Accepted | 2025-08-04 | 2025-08-29 | 2026-08-29 | Solar Panels | HANWHA Q CELLS | Q.TRON BLK M-G2+ |  | 0.435 | 10 | 237 | 23 |  | Fixed | Roof
NJADRE1560213542 | Administratively Determined Incentive Program | Edgewater | 7020 | 8.36 | Residential | Behind the Meter | No | Green House Solar | PSE&G |  | Accepted | 2025-08-11 | 2025-09-08 | 2026-09-08 | Inverters | Enphase | IQ8Plus | 290 |  | 19 |  |  | 0.97 |  | Other | Panel
NJADRE1560213542 | Administratively Determined Incentive Program | Edgewater | 7020 | 8.36 | Residential | Behind the Meter | No | Green House Solar | PSE&G |  | Accepted | 2025-08-11 | 2025-09-08 | 2026-09-08 | Solar Panels | Silfab | Silf 440 QD |  | 0.44 | 19 | 186 | 30 |  | Fixed | Roof
NJADRE1560213550 | Administratively Determined Incentive Program | WHARTON | 7885 | 9.84 | Residential | Behind the Meter | Yes | Trinity Solar, LLC | JCP&L |  | Accepted | 2025-08-04 | 2025-08-29 | 2026-08-29 | Solar Panels | Hanwha | Q.PEAK DUO BLK ML-G10.C+ 410 |  | 0.41 | 9 | 105 | 39 |  | Fixed | Roof
NJADRE1560213550 | Administratively Determined Incentive Program | WHARTON | 7885 | 9.84 | Residential | Behind the Meter | Yes | Trinity Solar, LLC | JCP&L |  | Accepted | 2025-08-04 | 2025-08-29 | 2026-08-29 | Inverters | Solar Edge | USE7600H-US | 7600 |  | 1 |  |  | 0.97 |  | Outside
NJADRE1560213550 | Administratively Determined Incentive Program | WHARTON | 7885 | 9.84 | Residential | Behind the Meter | Yes | Trinity Solar, LLC | JCP&L |  | Accepted | 2025-08-04 | 2025-08-29 | 2026-08-29 | Solar Panels | HANWHA | Q.PEAK DUO BLK ML-G10.C+ 410 |  | 0.41 | 5 | 195 | 8 |  | Fixed | Roof
NJADRE1560213550 | Administratively Determined Incentive Program | WHARTON | 7885 | 9.84 | Residential | Behind the Meter | Yes | Trinity Solar, LLC | JCP&L |  | Accepted | 2025-08-04 | 2025-08-29 | 2026-08-29 | Solar Panels | Hanwha | Q.PEAK DUO BLK ML-G10.C+ 410 |  | 0.41 | 10 | 285 | 39 |  | Fixed | Roof
NJADRE1560213562 | Administratively Determined Incentive Program | SICKLERVILLE | 8081 | 6.525 | Residential | Behind the Meter | Yes | Integrity Solar & Home Solutions, LLC | AC Electric |  | Accepted | 2025-08-04 | 2025-08-29 | 2026-08-29 | Inverters | ENPHASE | IQ8HC | 380 |  | 15 |  |  | 0.98 |  | Other | UNDER EACH PANEL
NJADRE1560213562 | Administratively Determined Incentive Program | SICKLERVILLE | 8081 | 6.525 | Residential | Behind the Meter | Yes | Integrity Solar & Home Solutions, LLC | AC Electric |  | Accepted | 2025-08-04 | 2025-08-29 | 2026-08-29 | Solar Panels | Q CELLS | Q.TRON BLK M-G2H+ 435 |  | 0.435 | 15 | 197 | 27 |  | Fixed | Roof
NJADRE1560213576 | Administratively Determined Incentive Program | LONG BRANCH | 7740 | 5.22 | Residential | Behind the Meter | Yes | Integrity Solar & Home Solutions, LLC | JCP&L |  | Accepted | 2025-08-04 | 2025-08-29 | 2026-08-29 | Solar Panels | Q CELLS | Q.TRON BLK M-G2H+ 435 |  | 0.435 | 4 | 63 | 39 |  | Fixed | Roof
NJADRE1560213576 | Administratively Determined Incentive Program | LONG BRANCH | 7740 | 5.22 | Residential | Behind the Meter | Yes | Integrity Solar & Home Solutions, LLC | JCP&L |  | Accepted | 2025-08-04 | 2025-08-29 | 2026-08-29 | Solar Panels | Q CELLS | Q.TRON BLK M-G2H+ 435 |  | 0.435 | 8 | 243 | 39 |  | Fixed | Roof
NJADRE1560213576 | Administratively Determined Incentive Program | LONG BRANCH | 7740 | 5.22 | Residential | Behind the Meter | Yes | Integrity Solar & Home Solutions, LLC | JCP&L |  | Accepted | 2025-08-04 | 2025-08-29 | 2026-08-29 | Inverters | ENPHASE | IQ8HC | 380 |  | 12 |  |  | 0.98 |  | Other | UNDER EACH PANEL
NJADRE1560213607 | Administratively Determined Incentive Program | HILLSIDE | 7205 | 3.2 | Residential | Behind the Meter | Yes | Freedom Forever New Jersey, LLC | PSE&G |  | Accepted | 2025-08-04 | 2025-08-29 | 2026-08-29 | Solar Panels | PHILADELPHIA SOLAR | PS-M108(HCBF)-400W |  | 0.4 | 6 | 128 | 32 |  | Fixed | Roof
NJADRE1560213607 | Administratively Determined Incentive Program | HILLSIDE | 7205 | 3.2 | Residential | Behind the Meter | Yes | Freedom Forever New Jersey, LLC | PSE&G |  | Accepted | 2025-08-04 | 2025-08-29 | 2026-08-29 | Solar Panels | PHILADELPHIA SOLAR | PS-M108(HCBF)-400W |  | 0.4 | 2 | 308 | 32 |  | Fixed | Roof
NJADRE1560213607 | Administratively Determined Incentive Program | HILLSIDE | 7205 | 3.2 | Residential | Behind the Meter | Yes | Freedom Forever New Jersey, LLC | PSE&G |  | Accepted | 2025-08-04 | 2025-08-29 | 2026-08-29 | Inverters | Solar Edge | SE3800H-USRGM [SI1 | 3800 |  | 1 |  |  | 0.99 |  | Outside
NJADRE1560213609 | Administratively Determined Incentive Program | LIVINGSTON | 7039 | 11.48 | Residential | Behind the Meter | Yes | Pro Custom Solar dba Momentum Solar | PSE&G |  | Accepted | 2025-08-04 | 2025-09-03 | 2026-09-03 | Solar Panels | HANWHA | HANWHA Q.PEAK DUO BLK ML-G10+410 |  | 0.41 | 9 | 20 | 27 |  | Fixed | Roof
NJADRE1560213609 | Administratively Determined Incentive Program | LIVINGSTON | 7039 | 11.48 | Residential | Behind the Meter | Yes | Pro Custom Solar dba Momentum Solar | PSE&G |  | Accepted | 2025-08-04 | 2025-09-03 | 2026-09-03 | Inverters | ENPHASE | IQ8HC-72-M-DOM-US | 380 |  | 28 |  |  | 0.97 |  | Outdoor
NJADRE1560213609 | Administratively Determined Incentive Program | LIVINGSTON | 7039 | 11.48 | Residential | Behind the Meter | Yes | Pro Custom Solar dba Momentum Solar | PSE&G |  | Accepted | 2025-08-04 | 2025-09-03 | 2026-09-03 | Solar Panels | HANWHA | HANWHA Q.PEAK DUO BLK ML-G10+410 |  | 0.41 | 19 | 200 | 27 |  | Fixed | Roof
NJADRE1560213612 | Administratively Determined Incentive Program | LAKEWOOD | 8701 | 17.745 | Residential | Behind the Meter | Yes | Kamtech Solar Solutions | JCP&L |  | Accepted | 2025-08-04 | 2025-08-29 | 2026-08-29 | Inverters | ENPHASE | IQ 8AC-72-M-US | 349 |  | 39 |  |  | 0.973 |  | Outdoor | ROOFTOP
NJADRE1560213612 | Administratively Determined Incentive Program | LAKEWOOD | 8701 | 17.745 | Residential | Behind the Meter | Yes | Kamtech Solar Solutions | JCP&L |  | Accepted | 2025-08-04 | 2025-08-29 | 2026-08-29 | Solar Panels | CANADIAN SOLAR | CS6. 1-54TM-455H |  | 0.455 | 3 | 134 | 15 |  | Fixed | Roof
NJADRE1560213612 | Administratively Determined Incentive Program | LAKEWOOD | 8701 | 17.745 | Residential | Behind the Meter | Yes | Kamtech Solar Solutions | JCP&L |  | Accepted | 2025-08-04 | 2025-08-29 | 2026-08-29 | Solar Panels | CANADIAN SOLAR | CS6. 1-54TM-455H |  | 0.455 | 9 | 134 | 40 |  | Fixed | Roof
NJADRE1560213612 | Administratively Determined Incentive Program | LAKEWOOD | 8701 | 17.745 | Residential | Behind the Meter | Yes | Kamtech Solar Solutions | JCP&L |  | Accepted | 2025-08-04 | 2025-08-29 | 2026-08-29 | Solar Panels | CANADIAN SOLAR | CS6. 1-54TM-455H |  | 0.455 | 3 | 314 | 15 |  | Fixed | Roof
NJADRE1560213612 | Administratively Determined Incentive Program | LAKEWOOD | 8701 | 17.745 | Residential | Behind the Meter | Yes | Kamtech Solar Solutions | JCP&L |  | Accepted | 2025-08-04 | 2025-08-29 | 2026-08-29 | Solar Panels | CANADIAN SOLAR | CS6. 1-54TM-455H |  | 0.455 | 8 | 44 | 30 |  | Fixed | Roof
NJADRE1560213612 | Administratively Determined Incentive Program | LAKEWOOD | 8701 | 17.745 | Residential | Behind the Meter | Yes | Kamtech Solar Solutions | JCP&L |  | Accepted | 2025-08-04 | 2025-08-29 | 2026-08-29 | Solar Panels | CANADIAN SOLAR | CS6. 1-54TM-455H |  | 0.455 | 7 | 314 | 40 |  | Fixed | Roof
NJADRE1560213612 | Administratively Determined Incentive Program | LAKEWOOD | 8701 | 17.745 | Residential | Behind the Meter | Yes | Kamtech Solar Solutions | JCP&L |  | Accepted | 2025-08-04 | 2025-08-29 | 2026-08-29 | Solar Panels | CANADIAN SOLAR | CS6. 1-54TM-455H |  | 0.455 | 9 | 224 | 30 |  | Fixed | Roof
NJADRE1560213616 | Administratively Determined Incentive Program | EGG HARBOR TWP | 8234 | 2.05 | Residential | Behind the Meter | Yes | Pro Custom Solar dba Momentum Solar | AC Electric |  | Accepted | 2025-08-04 | 2025-08-29 | 2026-08-29 | Inverters | ENPHASE | IQ8HC-72-M-DOM-US | 380 |  | 5 |  |  | 0.97 |  | Outdoor
NJADRE1560213616 | Administratively Determined Incentive Program | EGG HARBOR TWP | 8234 | 2.05 | Residential | Behind the Meter | Yes | Pro Custom Solar dba Momentum Solar | AC Electric |  | Accepted | 2025-08-04 | 2025-08-29 | 2026-08-29 | Solar Panels | HANWHA | q.peak duo blk-g10+410 |  | 0.41 | 2 | 338 | 27 |  | Fixed | Roof
NJADRE1560213616 | Administratively Determined Incentive Program | EGG HARBOR TWP | 8234 | 2.05 | Residential | Behind the Meter | Yes | Pro Custom Solar dba Momentum Solar | AC Electric |  | Accepted | 2025-08-04 | 2025-08-29 | 2026-08-29 | Solar Panels | HANWHA | q.peak duo blk-g10+410 |  | 0.41 | 3 | 338 | 27 |  | Fixed | Roof
NJADRE1560213617 | Administratively Determined Incentive Program | FAR HILLS | 7931 | 10.56 | Residential | Behind the Meter | Yes | Power Energy Solutions, LLC | JCP&L |  | Accepted | 2025-08-04 | 2025-09-03 | 2026-09-03 | Solar Panels | Silfab Solar | SIL-400 HC+ |  | 0.44 | 12 | 269 | 7 |  | Fixed | Roof
NJADRE1560213617 | Administratively Determined Incentive Program | FAR HILLS | 7931 | 10.56 | Residential | Behind the Meter | Yes | Power Energy Solutions, LLC | JCP&L |  | Accepted | 2025-08-04 | 2025-09-03 | 2026-09-03 | Inverters | Enphase | IQ8MC-72-M-US | 8 |  | 24 |  |  | 0.97 |  | Outdoor
NJADRE1560213617 | Administratively Determined Incentive Program | FAR HILLS | 7931 | 10.56 | Residential | Behind the Meter | Yes | Power Energy Solutions, LLC | JCP&L |  | Accepted | 2025-08-04 | 2025-09-03 | 2026-09-03 | Solar Panels | Silfab Solar | SIL-400 HC+ |  | 0.44 | 12 | 269 | 32 |  | Fixed | Roof
NJADRE1560213623 | Administratively Determined Incentive Program | PENNSAUKEN | 8109 | 15.725 | Residential | Behind the Meter | Yes | Whitman Construction, LLC | PSE&G |  | Accepted | 2025-08-04 | 2025-08-29 | 2026-08-29 | Solar Panels | JINKO SOLAR | JKM425N-54HL4-B |  | 0.425 | 10 | 302 | 23 |  | Fixed | Roof
NJADRE1560213623 | Administratively Determined Incentive Program | PENNSAUKEN | 8109 | 15.725 | Residential | Behind the Meter | Yes | Whitman Construction, LLC | PSE&G |  | Accepted | 2025-08-04 | 2025-08-29 | 2026-08-29 | Solar Panels | JINKO SOLAR | JKM425N-54HL4-B |  | 0.425 | 11 | 122 | 23 |  | Fixed | Roof
NJADRE1560213623 | Administratively Determined Incentive Program | PENNSAUKEN | 8109 | 15.725 | Residential | Behind the Meter | Yes | Whitman Construction, LLC | PSE&G |  | Accepted | 2025-08-04 | 2025-08-29 | 2026-08-29 | Inverters | ENPHASE | IQ8PLUS-72-M-US | 290 |  | 37 |  |  | 0.975 |  | Outdoor
NJADRE1560213623 | Administratively Determined Incentive Program | PENNSAUKEN | 8109 | 15.725 | Residential | Behind the Meter | Yes | Whitman Construction, LLC | PSE&G |  | Accepted | 2025-08-04 | 2025-08-29 | 2026-08-29 | Solar Panels | JINKO SOLAR | JKM425N-54HL4-B |  | 0.425 | 8 | 302 | 9 |  | Fixed | Roof
NJADRE1560213623 | Administratively Determined Incentive Program | PENNSAUKEN | 8109 | 15.725 | Residential | Behind the Meter | Yes | Whitman Construction, LLC | PSE&G |  | Accepted | 2025-08-04 | 2025-08-29 | 2026-08-29 | Solar Panels | JINKO SOLAR | JKM425N-54HL4-B |  | 0.425 | 8 | 32 | 5 |  | Fixed | Roof
NJADRE1560213632 | Administratively Determined Incentive Program | EAST ORANGE | 7018 | 8.505 | Residential | Behind the Meter | No | Power Home Remodeling Group | PSE&G |  | Accepted | 2025-08-04 | 2025-09-03 | 2026-09-03 | Meters | SolarEdge | Revenue Grade Data Ansi C12.20 |  |  | 1 |  |  |  | Yes | Outdoor
NJADRE1560213632 | Administratively Determined Incentive Program | EAST ORANGE | 7018 | 8.505 | Residential | Behind the Meter | No | Power Home Remodeling Group | PSE&G |  | Accepted | 2025-08-04 | 2025-09-03 | 2026-09-03 | Inverters | SolarEdge | SE5700H-US | 5760 |  | 1 |  |  | 0.99 |  | Outside
NJADRE1560213632 | Administratively Determined Incentive Program | EAST ORANGE | 7018 | 8.505 | Residential | Behind the Meter | No | Power Home Remodeling Group | PSE&G |  | Accepted | 2025-08-04 | 2025-09-03 | 2026-09-03 | Solar Panels | JA Solar | JAM54S31 405/MR |  | 0.405 | 21 | 204 | 22 |  | Fixed | Roof
NJADRE1560213635 | Administratively Determined Incentive Program | Fair Lawn | 7410 | 13.53 | Residential | Behind the Meter | Yes | Sunrun Installation Services, Inc. | PSE&G |  | Accepted | 2025-08-04 | 2025-08-29 | 2026-08-29 | Solar Panels | Elin Energy (Sirius PV) | ELNSM54M-HC-410 |  | 0.41 | 11 | 221 | 33 |  | Fixed | Roof
NJADRE1560213635 | Administratively Determined Incentive Program | Fair Lawn | 7410 | 13.53 | Residential | Behind the Meter | Yes | Sunrun Installation Services, Inc. | PSE&G |  | Accepted | 2025-08-04 | 2025-08-29 | 2026-08-29 | Solar Panels | Elin Energy (Sirius PV) | ELNSM54M-HC-410 |  | 0.41 | 6 | 311 | 26 |  | Fixed | Roof
NJADRE1560213635 | Administratively Determined Incentive Program | Fair Lawn | 7410 | 13.53 | Residential | Behind the Meter | Yes | Sunrun Installation Services, Inc. | PSE&G |  | Accepted | 2025-08-04 | 2025-08-29 | 2026-08-29 | Solar Panels | Elin Energy (Sirius PV) | ELNSM54M-HC-410 |  | 0.41 | 5 | 131 | 33 |  | Fixed | Roof
NJADRE1560213635 | Administratively Determined Incentive Program | Fair Lawn | 7410 | 13.53 | Residential | Behind the Meter | Yes | Sunrun Installation Services, Inc. | PSE&G |  | Accepted | 2025-08-04 | 2025-08-29 | 2026-08-29 | Inverters | SolarEdge Technologies | SE10000H-USMN | 10000 |  | 1 |  |  | 0.99 |  | Outdoor
NJADRE1560213635 | Administratively Determined Incentive Program | Fair Lawn | 7410 | 13.53 | Residential | Behind the Meter | Yes | Sunrun Installation Services, Inc. | PSE&G |  | Accepted | 2025-08-04 | 2025-08-29 | 2026-08-29 | Solar Panels | Elin Energy (Sirius PV) | ELNSM54M-HC-410 |  | 0.41 | 4 | 311 | 33 |  | Fixed | Roof
NJADRE1560213635 | Administratively Determined Incentive Program | Fair Lawn | 7410 | 13.53 | Residential | Behind the Meter | Yes | Sunrun Installation Services, Inc. | PSE&G |  | Accepted | 2025-08-04 | 2025-08-29 | 2026-08-29 | Solar Panels | Elin Energy (Sirius PV) | ELNSM54M-HC-410 |  | 0.41 | 7 | 41 | 33 |  | Fixed | Roof
NJADRE1560213640 | Administratively Determined Incentive Program | Plainsboro Twp | 8536 | 7.38 | Residential | Behind the Meter | No | Tesla Energy Operations, Inc. | PSE&G |  | Accepted | 2025-08-04 | 2025-08-29 | 2026-08-29 | Solar Panels | Hanwha | Q.PEAK DUO BLK ML-G10+/TS 410 |  | 0.41 | 2 | 196 | 23 |  | Fixed | Roof
NJADRE1560213640 | Administratively Determined Incentive Program | Plainsboro Twp | 8536 | 7.38 | Residential | Behind the Meter | No | Tesla Energy Operations, Inc. | PSE&G |  | Accepted | 2025-08-04 | 2025-08-29 | 2026-08-29 | Inverters | Tesla | 1538000-XX-Y | 5700 |  | 1 |  |  | 0.98 |  | Outdoor
NJADRE1560213640 | Administratively Determined Incentive Program | Plainsboro Twp | 8536 | 7.38 | Residential | Behind the Meter | No | Tesla Energy Operations, Inc. | PSE&G |  | Accepted | 2025-08-04 | 2025-08-29 | 2026-08-29 | Solar Panels | Hanwha | Q.PEAK DUO BLK ML-G10+/TS 410 |  | 0.41 | 7 | 16 | 23 |  | Fixed | Roof
NJADRE1560213640 | Administratively Determined Incentive Program | Plainsboro Twp | 8536 | 7.38 | Residential | Behind the Meter | No | Tesla Energy Operations, Inc. | PSE&G |  | Accepted | 2025-08-04 | 2025-08-29 | 2026-08-29 | Solar Panels | Hanwha | Q.PEAK DUO BLK ML-G10+/TS 410 |  | 0.41 | 9 | 196 | 23 |  | Fixed | Roof
NJADRE1560213651 | Administratively Determined Incentive Program | Bridgeton | 8302 | 11.205 | Residential | Behind the Meter | Yes | RCL Enterprises, Inc. | AC Electric |  | Accepted | 2025-08-04 | 2025-08-29 | 2026-08-29 | Inverters | Enphase | IQ8HC-72-M-DOM-US | 380 |  | 27 |  |  | 0.97 |  | Outside
NJADRE1560213651 | Administratively Determined Incentive Program | Bridgeton | 8302 | 11.205 | Residential | Behind the Meter | Yes | RCL Enterprises, Inc. | AC Electric |  | Accepted | 2025-08-04 | 2025-08-29 | 2026-08-29 | Solar Panels | Q.PEAK | DUOBLKMLG10 |  | 0.415 | 18 | 129 | 24 |  | Fixed | Roof
NJADRE1560213651 | Administratively Determined Incentive Program | Bridgeton | 8302 | 11.205 | Residential | Behind the Meter | Yes | RCL Enterprises, Inc. | AC Electric |  | Accepted | 2025-08-04 | 2025-08-29 | 2026-08-29 | Solar Panels | Q.PEAK | DUOBLKMLG10 |  | 0.415 | 9 | 219 | 24 |  | Fixed | Roof
NJADRE1560213957 | Administratively Determined Incentive Program | Mount Arlington | 7856 | 8.4 | Residential | Behind the Meter | No | Powur, PBC | JCP&L |  | Accepted | 2025-08-04 | 2025-09-04 | 2026-09-04 | Solar Panels | Rec Solar | REC400AA PURE BLACK |  | 0.4 | 2 | 114 | 22 |  | Fixed | Roof
NJADRE1560213957 | Administratively Determined Incentive Program | Mount Arlington | 7856 | 8.4 | Residential | Behind the Meter | No | Powur, PBC | JCP&L |  | Accepted | 2025-08-04 | 2025-09-04 | 2026-09-04 | Solar Panels | Rec Solar | REC400AA PURE BLACK |  | 0.4 | 6 | 24 | 22 |  | Fixed | Roof
NJADRE1560213957 | Administratively Determined Incentive Program | Mount Arlington | 7856 | 8.4 | Residential | Behind the Meter | No | Powur, PBC | JCP&L |  | Accepted | 2025-08-04 | 2025-09-04 | 2026-09-04 | Solar Panels | Rec Solar | REC400AA PURE BLACK |  | 0.4 | 3 | 24 | 22 |  | Fixed | Roof
NJADRE1560213957 | Administratively Determined Incentive Program | Mount Arlington | 7856 | 8.4 | Residential | Behind the Meter | No | Powur, PBC | JCP&L |  | Accepted | 2025-08-04 | 2025-09-04 | 2026-09-04 | Solar Panels | Rec Solar | REC400AA PURE BLACK |  | 0.4 | 3 | 204 | 22 |  | Fixed | Roof
NJADRE1560213957 | Administratively Determined Incentive Program | Mount Arlington | 7856 | 8.4 | Residential | Behind the Meter | No | Powur, PBC | JCP&L |  | Accepted | 2025-08-04 | 2025-09-04 | 2026-09-04 | Inverters | Enphase | IQ8PLUS-72-2-US | 290 |  | 21 |  |  | 0.97 |  | Outside
NJADRE1560213957 | Administratively Determined Incentive Program | Mount Arlington | 7856 | 8.4 | Residential | Behind the Meter | No | Powur, PBC | JCP&L |  | Accepted | 2025-08-04 | 2025-09-04 | 2026-09-04 | Meters | Enphase | X-IQ-AM1-240-4 |  |  | 1 |  |  |  | Yes | Outdoor
NJADRE1560213957 | Administratively Determined Incentive Program | Mount Arlington | 7856 | 8.4 | Residential | Behind the Meter | No | Powur, PBC | JCP&L |  | Accepted | 2025-08-04 | 2025-09-04 | 2026-09-04 | Solar Panels | Rec Solar | REC400AA PURE BLACK |  | 0.4 | 6 | 204 | 22 |  | Fixed | Roof
NJADRE1560213957 | Administratively Determined Incentive Program | Mount Arlington | 7856 | 8.4 | Residential | Behind the Meter | No | Powur, PBC | JCP&L |  | Accepted | 2025-08-04 | 2025-09-04 | 2026-09-04 | Solar Panels | Rec Solar | REC400AA PURE BLACK |  | 0.4 | 1 | 294 | 22 |  | Fixed | Roof
NJADRE1560214052 | Administratively Determined Incentive Program | CRANFORD | 7016 | 6.48 | Residential | Behind the Meter | No | Power Home Remodeling Group | PSE&G |  | Accepted | 2025-08-04 | 2025-09-04 | 2026-09-04 | Solar Panels | JA Solar | JAM54S31 405/MR |  | 0.405 | 8 | 136 | 23 |  | Fixed | Roof
NJADRE1560214052 | Administratively Determined Incentive Program | CRANFORD | 7016 | 6.48 | Residential | Behind the Meter | No | Power Home Remodeling Group | PSE&G |  | Accepted | 2025-08-04 | 2025-09-04 | 2026-09-04 | Solar Panels | JA Solar | JAM54S31 405/MR |  | 0.405 | 8 | 136 | 23 |  | Fixed | Roof
NJADRE1560214052 | Administratively Determined Incentive Program | CRANFORD | 7016 | 6.48 | Residential | Behind the Meter | No | Power Home Remodeling Group | PSE&G |  | Accepted | 2025-08-04 | 2025-09-04 | 2026-09-04 | Inverters | SolarEdge | SE5700H-US | 5760 |  | 1 |  |  | 0.99 |  | Outside
NJADRE1560214052 | Administratively Determined Incentive Program | CRANFORD | 7016 | 6.48 | Residential | Behind the Meter | No | Power Home Remodeling Group | PSE&G |  | Accepted | 2025-08-04 | 2025-09-04 | 2026-09-04 | Meters | SolarEdge | Revenue Grade Data Ansi C12.20 |  |  | 1 |  |  |  | Yes | Outdoor
NJADRE1560214177 | Administratively Determined Incentive Program | MCKEE CITY | 8234 | 5.525 | Residential | Behind the Meter | Yes | Whitman Construction, LLC | AC Electric |  | Accepted | 2025-08-04 | 2025-08-29 | 2026-08-29 | Solar Panels | JINKO SOLAR | JKM425N-54HL4-B |  | 0.425 | 2 | 205 | 16 |  | Fixed | Roof
NJADRE1560214177 | Administratively Determined Incentive Program | MCKEE CITY | 8234 | 5.525 | Residential | Behind the Meter | Yes | Whitman Construction, LLC | AC Electric |  | Accepted | 2025-08-04 | 2025-08-29 | 2026-08-29 | Solar Panels | JINKO SOLAR | JKM425N-54HL4-B |  | 0.425 | 11 | 205 | 16 |  | Fixed | Roof
NJADRE1560214177 | Administratively Determined Incentive Program | MCKEE CITY | 8234 | 5.525 | Residential | Behind the Meter | Yes | Whitman Construction, LLC | AC Electric |  | Accepted | 2025-08-04 | 2025-08-29 | 2026-08-29 | Inverters | ENPHASE | IQ8PLUS-72-M-US | 290 |  | 13 |  |  | 0.975 |  | Outdoor
NJADRE1560214182 | Administratively Determined Incentive Program | TOMS RIVER | 8753 | 23.66 | Residential | Behind the Meter | Yes | Kamtech Solar Solutions | JCP&L |  | Accepted | 2025-08-04 | 2025-08-29 | 2026-08-29 | Solar Panels | CANADIAN SOLAR | CS6. 1-54TM-455H |  | 0.455 | 2 | 197 | 35 |  | Fixed | Roof
NJADRE1560214182 | Administratively Determined Incentive Program | TOMS RIVER | 8753 | 23.66 | Residential | Behind the Meter | Yes | Kamtech Solar Solutions | JCP&L |  | Accepted | 2025-08-04 | 2025-08-29 | 2026-08-29 | Inverters | ENPHASE | IQ 8AC-72-M-US | 349 |  | 52 |  |  | 0.973 |  | Outdoor | ROOFTOP
NJADRE1560214182 | Administratively Determined Incentive Program | TOMS RIVER | 8753 | 23.66 | Residential | Behind the Meter | Yes | Kamtech Solar Solutions | JCP&L |  | Accepted | 2025-08-04 | 2025-08-29 | 2026-08-29 | Solar Panels | CANADIAN SOLAR | CS6. 1-54TM-455H |  | 0.455 | 7 | 287 | 35 |  | Fixed | Roof
NJADRE1560214182 | Administratively Determined Incentive Program | TOMS RIVER | 8753 | 23.66 | Residential | Behind the Meter | Yes | Kamtech Solar Solutions | JCP&L |  | Accepted | 2025-08-04 | 2025-08-29 | 2026-08-29 | Solar Panels | CANADIAN SOLAR | CS6. 1-54TM-455H |  | 0.455 | 8 | 197 | 35 |  | Fixed | Roof
NJADRE1560214182 | Administratively Determined Incentive Program | TOMS RIVER | 8753 | 23.66 | Residential | Behind the Meter | Yes | Kamtech Solar Solutions | JCP&L |  | Accepted | 2025-08-04 | 2025-08-29 | 2026-08-29 | Solar Panels | CANADIAN SOLAR | CS6. 1-54TM-455H |  | 0.455 | 11 | 107 | 35 |  | Fixed | Roof
NJADRE1560214182 | Administratively Determined Incentive Program | TOMS RIVER | 8753 | 23.66 | Residential | Behind the Meter | Yes | Kamtech Solar Solutions | JCP&L |  | Accepted | 2025-08-04 | 2025-08-29 | 2026-08-29 | Solar Panels | CANADIAN SOLAR | CS6. 1-54TM-455H |  | 0.455 | 12 | 107 | 35 |  | Fixed | Roof
NJADRE1560214182 | Administratively Determined Incentive Program | TOMS RIVER | 8753 | 23.66 | Residential | Behind the Meter | Yes | Kamtech Solar Solutions | JCP&L |  | Accepted | 2025-08-04 | 2025-08-29 | 2026-08-29 | Solar Panels | CANADIAN SOLAR | CS6. 1-54TM-455H |  | 0.455 | 12 | 197 | 35 |  | Fixed | Roof
NJADRE1560214189 | Administratively Determined Incentive Program | WOOLWICH TOWNSHIP | 8085 | 7.395 | Residential | Behind the Meter | Yes | Velocity Energy & Home Solutions, Inc. | AC Electric |  | Accepted | 2025-08-04 | 2025-09-03 | 2026-09-03 | Solar Panels | QCELLS | QTRON BLK M-G2.H+ 435w |  | 0.435 | 17 | 261 | 31 |  | Fixed | Roof
NJADRE1560214189 | Administratively Determined Incentive Program | WOOLWICH TOWNSHIP | 8085 | 7.395 | Residential | Behind the Meter | Yes | Velocity Energy & Home Solutions, Inc. | AC Electric |  | Accepted | 2025-08-04 | 2025-09-03 | 2026-09-03 | Inverters | enphase | iq8hc | 380 |  | 17 |  |  | 0.99 |  | Outside | behind panels
NJADRE1560214201 | Administratively Determined Incentive Program | Winslow Twp | 8081 | 13.92 | Residential | Behind the Meter | Yes | Velocity Energy & Home Solutions, Inc. | AC Electric |  | Accepted | 2025-08-04 | 2025-09-03 | 2026-09-03 | Inverters | enphase | iq8hc | 380 |  | 32 |  |  | 0.99 |  | Outside | behind panels
NJADRE1560214201 | Administratively Determined Incentive Program | Winslow Twp | 8081 | 13.92 | Residential | Behind the Meter | Yes | Velocity Energy & Home Solutions, Inc. | AC Electric |  | Accepted | 2025-08-04 | 2025-09-03 | 2026-09-03 | Solar Panels | qtron | 435w |  | 0.435 | 6 | 153 | 32 |  | Fixed | Roof
NJADRE1560214201 | Administratively Determined Incentive Program | Winslow Twp | 8081 | 13.92 | Residential | Behind the Meter | Yes | Velocity Energy & Home Solutions, Inc. | AC Electric |  | Accepted | 2025-08-04 | 2025-09-03 | 2026-09-03 | Solar Panels | qtron | 435w |  | 0.435 | 21 | 333 | 32 |  | Fixed | Roof
NJADRE1560214201 | Administratively Determined Incentive Program | Winslow Twp | 8081 | 13.92 | Residential | Behind the Meter | Yes | Velocity Energy & Home Solutions, Inc. | AC Electric |  | Accepted | 2025-08-04 | 2025-09-03 | 2026-09-03 | Solar Panels | qtron | 435w |  | 0.435 | 5 | 153 | 32 |  | Fixed | Roof
NJADRE1560214211 | Administratively Determined Incentive Program | Franklin Twp | 8360 | 14.79 | Residential | Behind the Meter | Yes | Velocity Energy & Home Solutions, Inc. | AC Electric |  | Accepted | 2025-08-04 | 2025-09-03 | 2026-09-03 | Inverters | enphase | iq8hc | 380 |  | 34 |  |  | 0.99 |  | Outside | behind panels
NJADRE1560214211 | Administratively Determined Incentive Program | Franklin Twp | 8360 | 14.79 | Residential | Behind the Meter | Yes | Velocity Energy & Home Solutions, Inc. | AC Electric |  | Accepted | 2025-08-04 | 2025-09-03 | 2026-09-03 | Solar Panels | qtron | 435w |  | 0.435 | 17 | 276 | 26 |  | Fixed | Roof
NJADRE1560214211 | Administratively Determined Incentive Program | Franklin Twp | 8360 | 14.79 | Residential | Behind the Meter | Yes | Velocity Energy & Home Solutions, Inc. | AC Electric |  | Accepted | 2025-08-04 | 2025-09-03 | 2026-09-03 | Solar Panels | qtron | 435w |  | 0.435 | 17 | 96 | 26 |  | Fixed | Roof
NJADRE1560214397 | Administratively Determined Incentive Program | Eastampton Twp | 8060 | 5.655 | Residential | Behind the Meter | Yes | Velocity Energy & Home Solutions, Inc. | PSE&G |  | Accepted | 2025-08-04 | 2025-09-03 | 2026-09-03 | Inverters | enphase | iq8hc | 380 |  | 13 |  |  | 0.99 |  | Outside | behind panels
NJADRE1560214397 | Administratively Determined Incentive Program | Eastampton Twp | 8060 | 5.655 | Residential | Behind the Meter | Yes | Velocity Energy & Home Solutions, Inc. | PSE&G |  | Accepted | 2025-08-04 | 2025-09-03 | 2026-09-03 | Solar Panels | qtron | 435w |  | 0.435 | 13 | 187 | 30 |  | Fixed | Roof
NJADRE1560214421 | Administratively Determined Incentive Program | Franklinville | 8094 | 3.69 | Residential | Behind the Meter | Yes | Sunrun Installation Services, Inc. | AC Electric |  | Accepted | 2025-08-04 | 2025-08-29 | 2026-08-29 | Solar Panels | Hanwha Q-Cells | Q.PEAK DUO BLK ML-G10+ 410 |  | 0.41 | 9 | 91 | 18 |  | Fixed | Roof
NJADRE1560214421 | Administratively Determined Incentive Program | Franklinville | 8094 | 3.69 | Residential | Behind the Meter | Yes | Sunrun Installation Services, Inc. | AC Electric |  | Accepted | 2025-08-04 | 2025-08-29 | 2026-08-29 | Inverters | SolarEdge Technologies | SE3800H-USMN | 3800 |  | 1 |  |  | 0.99 |  | Outdoor | Next to meter
NJADRE1560214421 | Administratively Determined Incentive Program | Franklinville | 8094 | 3.69 | Residential | Behind the Meter | Yes | Sunrun Installation Services, Inc. | AC Electric |  | Accepted | 2025-08-04 | 2025-08-29 | 2026-08-29 | Electric Storage Battery | TESLA | Powerwall 3 1707000-xx-y |  |  | 1 |  |  |  | Lithium Ion |  | OUTSIDE
NJADRE1560214441 | Administratively Determined Incentive Program | Clayton | 8312 | 4.25 | Residential | Behind the Meter | Yes | Power Energy Solutions, LLC | AC Electric |  | Accepted | 2025-08-04 | 2025-09-03 | 2026-09-03 | Inverters | SolarEdge | SE3800H-US | 4 |  | 1 |  |  | 0.97 |  | Outdoor
NJADRE1560214441 | Administratively Determined Incentive Program | Clayton | 8312 | 4.25 | Residential | Behind the Meter | Yes | Power Energy Solutions, LLC | AC Electric |  | Accepted | 2025-08-04 | 2025-09-03 | 2026-09-03 | Solar Panels | Trina Solar | TSM-425NE09RC.05 |  | 0.425 | 10 | 252 | 41 |  | Fixed | Roof
NJADRE1560214451 | Administratively Determined Incentive Program | Lakewood | 8701 | 14.96 | Residential | Behind the Meter | No | Green Revolution Solar | JCP&L |  | Accepted | 2025-08-04 | 2025-08-29 | 2026-08-29 | Solar Panels | Axitec | AC440TGB/108BB |  | 0.44 | 34 | 96 | 35 |  | Fixed | Roof
NJADRE1560214451 | Administratively Determined Incentive Program | Lakewood | 8701 | 14.96 | Residential | Behind the Meter | No | Green Revolution Solar | JCP&L |  | Accepted | 2025-08-04 | 2025-08-29 | 2026-08-29 | Inverters | Tigo | TSI11.4K-US | 11400 |  | 1 |  |  | 0.95 |  | Outside
NJADRE1560214458 | Administratively Determined Incentive Program | MILLTOWN | 8850 | 19.575 | Residential | Behind the Meter | Yes | Brilliant Installations, Inc. | PSE&G |  | Accepted | 2025-08-05 | 2025-09-02 | 2026-09-02 | Solar Panels | HANWHA QCELLS | Q.TRON BLK M-G2.H+ 435 |  | 0.435 | 25 | 80 | 21 |  | Fixed | Roof
NJADRE1560214458 | Administratively Determined Incentive Program | MILLTOWN | 8850 | 19.575 | Residential | Behind the Meter | Yes | Brilliant Installations, Inc. | PSE&G |  | Accepted | 2025-08-05 | 2025-09-02 | 2026-09-02 | Solar Panels | HANWHA QCELLS | Q.TRON BLK M-G2.H+ 435 |  | 0.435 | 20 | 260 | 21 |  | Fixed | Roof
NJADRE1560214458 | Administratively Determined Incentive Program | MILLTOWN | 8850 | 19.575 | Residential | Behind the Meter | Yes | Brilliant Installations, Inc. | PSE&G |  | Accepted | 2025-08-05 | 2025-09-02 | 2026-09-02 | Inverters | SOLAREDGE | USE7600H-USMNBL75 | 7600 |  | 1 |  |  | 0.97 |  | Outdoor
NJADRE1560214473 | Administratively Determined Incentive Program | Piscataway | 8854 | 11.07 | Residential | Behind the Meter | Yes | Whitman Construction, LLC | PSE&G |  | Accepted | 2025-08-04 | 2025-08-29 | 2026-08-29 | Inverters | ENPHASE | IQ8PLUS-72-M-US | 290 |  | 27 |  |  | 0.975 |  | Outdoor
NJADRE1560214473 | Administratively Determined Incentive Program | Piscataway | 8854 | 11.07 | Residential | Behind the Meter | Yes | Whitman Construction, LLC | PSE&G |  | Accepted | 2025-08-04 | 2025-08-29 | 2026-08-29 | Solar Panels | Trina Solar | TSM-410NE09RC.05 |  | 0.41 | 9 | 166 | 34 |  | Fixed | Roof
NJADRE1560214473 | Administratively Determined Incentive Program | Piscataway | 8854 | 11.07 | Residential | Behind the Meter | Yes | Whitman Construction, LLC | PSE&G |  | Accepted | 2025-08-04 | 2025-08-29 | 2026-08-29 | Solar Panels | Trina Solar | TSM-410NE09RC.05 |  | 0.41 | 18 | 166 | 34 |  | Fixed | Roof
NJADRE1560214476 | Administratively Determined Incentive Program | Columbus | 8022 | 3.825 | Residential | Behind the Meter | Yes | Solar Mite Solutions, LLC | PSE&G |  | Accepted | 2025-08-04 | 2025-08-29 | 2026-08-29 | Solar Panels | Jinko | JKM425N |  | 0.425 | 9 | 153 | 25 |  | Fixed | Roof
NJADRE1560214476 | Administratively Determined Incentive Program | Columbus | 8022 | 3.825 | Residential | Behind the Meter | Yes | Solar Mite Solutions, LLC | PSE&G |  | Accepted | 2025-08-04 | 2025-08-29 | 2026-08-29 | Inverters | Enphase | IQ8PLUS-72-M-US | 290 |  | 9 |  |  | 0.98 |  | Outside
NJADRE1560214477 | Administratively Determined Incentive Program | Cape May | 8204 | 4.1 | Residential | Behind the Meter | Yes | Trinity Solar, LLC | AC Electric |  | Accepted | 2025-08-04 | 2025-08-29 | 2026-08-29 | Solar Panels | Hanwha | Q.PEAK DUO BLK ML-G10.C+ 410 |  | 0.41 | 2 | 79 | 12 |  | Fixed | Roof
NJADRE1560214477 | Administratively Determined Incentive Program | Cape May | 8204 | 4.1 | Residential | Behind the Meter | Yes | Trinity Solar, LLC | AC Electric |  | Accepted | 2025-08-04 | 2025-08-29 | 2026-08-29 | Solar Panels | Hanwha | Q.PEAK DUO BLK ML-G10.C+ 410 |  | 0.41 | 8 | 169 | 27 |  | Fixed | Roof
NJADRE1560214477 | Administratively Determined Incentive Program | Cape May | 8204 | 4.1 | Residential | Behind the Meter | Yes | Trinity Solar, LLC | AC Electric |  | Accepted | 2025-08-04 | 2025-08-29 | 2026-08-29 | Inverters | Solar Edge | USE3800H-US | 3800 |  | 1 |  |  | 0.97 |  | Outside
NJADRE1560214484 | Administratively Determined Incentive Program | Toms River | 8757 | 7.38 | Residential | Behind the Meter | Yes | Pro Custom Solar dba Momentum Solar | JCP&L |  | Accepted | 2025-08-04 | 2025-09-04 | 2026-09-04 | Inverters | Enphase | IQ8HC-72-M-DOM-US | 380 |  | 18 |  |  | 0.97 |  | Outdoor
NJADRE1560214484 | Administratively Determined Incentive Program | Toms River | 8757 | 7.38 | Residential | Behind the Meter | Yes | Pro Custom Solar dba Momentum Solar | JCP&L |  | Accepted | 2025-08-04 | 2025-09-04 | 2026-09-04 | Solar Panels | Hanwha | Q. Peak duo blk ML-G10 +410 |  | 0.41 | 14 | 139 | 17 |  | Fixed | Roof
NJADRE1560214484 | Administratively Determined Incentive Program | Toms River | 8757 | 7.38 | Residential | Behind the Meter | Yes | Pro Custom Solar dba Momentum Solar | JCP&L |  | Accepted | 2025-08-04 | 2025-09-04 | 2026-09-04 | Solar Panels | Hanwha | Q. Peak duo blk ML-G10 +410 |  | 0.41 | 4 | 49 | 17 |  | Fixed | Roof
NJADRE1560214523 | Administratively Determined Incentive Program | RINGWOOD | 7456 | 7.47 | Residential | Behind the Meter | Yes | Big Wave Roofing and Solar, LLC | JCP&L |  | Accepted | 2025-08-04 | 2025-08-29 | 2026-08-29 | Inverters | Enphase | ENPHASE IQ8HC-72-M-DOM-US | 380 |  | 18 |  |  | 0.98 |  | Outdoor
NJADRE1560214523 | Administratively Determined Incentive Program | RINGWOOD | 7456 | 7.47 | Residential | Behind the Meter | Yes | Big Wave Roofing and Solar, LLC | JCP&L |  | Accepted | 2025-08-04 | 2025-08-29 | 2026-08-29 | Solar Panels | Q cells | Q.PEAK DUO BLK ML-G10.C+415w |  | 0.415 | 11 | 277 | 25 |  | Fixed | Roof
NJADRE1560214523 | Administratively Determined Incentive Program | RINGWOOD | 7456 | 7.47 | Residential | Behind the Meter | Yes | Big Wave Roofing and Solar, LLC | JCP&L |  | Accepted | 2025-08-04 | 2025-08-29 | 2026-08-29 | Solar Panels | Q cells | Q.PEAK DUO BLK ML-G10.C+415w |  | 0.415 | 7 | 187 | 25 |  | Fixed | Roof
NJADRE1560214526 | Administratively Determined Incentive Program | Evesham | 8053 | 11.745 | Residential | Behind the Meter | Yes | Skyline Solar, LLC | PSE&G |  | Accepted | 2025-08-04 | 2025-09-23 | 2026-09-23 | Inverters | Solaredge | USE100000H-USMNBL75 | 10000 |  | 1 |  |  | 0.976 |  | Outside
NJADRE1560214526 | Administratively Determined Incentive Program | Evesham | 8053 | 11.745 | Residential | Behind the Meter | Yes | Skyline Solar, LLC | PSE&G |  | Accepted | 2025-08-04 | 2025-09-23 | 2026-09-23 | Solar Panels | Hanwha | Q. Tron BLK M-G2.H+ |  | 0.435 | 15 | 222 | 30 |  | Fixed | Roof
NJADRE1560214526 | Administratively Determined Incentive Program | Evesham | 8053 | 11.745 | Residential | Behind the Meter | Yes | Skyline Solar, LLC | PSE&G |  | Accepted | 2025-08-04 | 2025-09-23 | 2026-09-23 | Solar Panels | Hanwha | Q. Tron BLK M-G2.H+ |  | 0.435 | 12 | 132 | 42 |  | Fixed | Roof
NJADRE1560214528 | Administratively Determined Incentive Program | NORTH PLAINFIELD BORO | 7063 | 11.07 | Residential | Behind the Meter | Yes | Sunrun Installation Services, Inc. | PSE&G |  | Accepted | 2025-08-04 | 2025-08-29 | 2026-08-29 | Electric Storage Battery | TESLA | Powerwall 3 1707000-xx-y |  |  | 1 |  |  |  | Lithium Ion |  | OUTSIDE
NJADRE1560214528 | Administratively Determined Incentive Program | NORTH PLAINFIELD BORO | 7063 | 11.07 | Residential | Behind the Meter | Yes | Sunrun Installation Services, Inc. | PSE&G |  | Accepted | 2025-08-04 | 2025-08-29 | 2026-08-29 | Solar Panels | Hanwha Q-Cells | Q.PEAK DUO BLK ML-G10.C+ 410 (MD06G100A-017) |  | 0.41 | 10 | 144 | 23 |  | Fixed | Roof
NJADRE1560214528 | Administratively Determined Incentive Program | NORTH PLAINFIELD BORO | 7063 | 11.07 | Residential | Behind the Meter | Yes | Sunrun Installation Services, Inc. | PSE&G |  | Accepted | 2025-08-04 | 2025-08-29 | 2026-08-29 | Solar Panels | Hanwha Q-Cells | Q.PEAK DUO BLK ML-G10.C+ 410 (MD06G100A-017) |  | 0.41 | 10 | 324 | 23 |  | Fixed | Roof
NJADRE1560214528 | Administratively Determined Incentive Program | NORTH PLAINFIELD BORO | 7063 | 11.07 | Residential | Behind the Meter | Yes | Sunrun Installation Services, Inc. | PSE&G |  | Accepted | 2025-08-04 | 2025-08-29 | 2026-08-29 | Solar Panels | Hanwha Q-Cells | Q.PEAK DUO BLK ML-G10.C+ 410 (MD06G100A-017) |  | 0.41 | 4 | 323 | 19 |  | Fixed | Roof
NJADRE1560214528 | Administratively Determined Incentive Program | NORTH PLAINFIELD BORO | 7063 | 11.07 | Residential | Behind the Meter | Yes | Sunrun Installation Services, Inc. | PSE&G |  | Accepted | 2025-08-04 | 2025-08-29 | 2026-08-29 | Inverters | TESLA | Powerwall 3 1707000-xx-y | 11500 |  | 1 |  |  | 0.97 |  | Outdoor | Next to meter
NJADRE1560214528 | Administratively Determined Incentive Program | NORTH PLAINFIELD BORO | 7063 | 11.07 | Residential | Behind the Meter | Yes | Sunrun Installation Services, Inc. | PSE&G |  | Accepted | 2025-08-04 | 2025-08-29 | 2026-08-29 | Solar Panels | Hanwha Q-Cells | Q.PEAK DUO BLK ML-G10.C+ 410 (MD06G100A-017) |  | 0.41 | 3 | 144 | 18 |  | Fixed | Roof
NJADRE1560214530 | Administratively Determined Incentive Program | BRIDGETON | 8302 | 16.575 | Residential | Behind the Meter | Yes | Whitman Construction, LLC | AC Electric |  | Accepted | 2025-08-04 | 2025-08-29 | 2026-08-29 | Solar Panels | JINKO SOLAR | JKM425N-54HL4-B |  | 0.425 | 13 | 226 | 45 |  | Fixed | Roof
NJADRE1560214530 | Administratively Determined Incentive Program | BRIDGETON | 8302 | 16.575 | Residential | Behind the Meter | Yes | Whitman Construction, LLC | AC Electric |  | Accepted | 2025-08-04 | 2025-08-29 | 2026-08-29 | Solar Panels | JINKO SOLAR | JKM425N-54HL4-B |  | 0.425 | 3 | 136 | 45 |  | Fixed | Roof
NJADRE1560214530 | Administratively Determined Incentive Program | BRIDGETON | 8302 | 16.575 | Residential | Behind the Meter | Yes | Whitman Construction, LLC | AC Electric |  | Accepted | 2025-08-04 | 2025-08-29 | 2026-08-29 | Solar Panels | JINKO SOLAR | JKM425N-54HL4-B |  | 0.425 | 2 | 46 | 45 |  | Fixed | Roof
NJADRE1560214530 | Administratively Determined Incentive Program | BRIDGETON | 8302 | 16.575 | Residential | Behind the Meter | Yes | Whitman Construction, LLC | AC Electric |  | Accepted | 2025-08-04 | 2025-08-29 | 2026-08-29 | Solar Panels | JINKO SOLAR | JKM425N-54HL4-B |  | 0.425 | 4 | 226 | 0 |  | Fixed | Roof
NJADRE1560214530 | Administratively Determined Incentive Program | BRIDGETON | 8302 | 16.575 | Residential | Behind the Meter | Yes | Whitman Construction, LLC | AC Electric |  | Accepted | 2025-08-04 | 2025-08-29 | 2026-08-29 | Solar Panels | JINKO SOLAR | JKM425N-54HL4-B |  | 0.425 | 6 | 136 | 45 |  | Fixed | Roof
NJADRE1560214530 | Administratively Determined Incentive Program | BRIDGETON | 8302 | 16.575 | Residential | Behind the Meter | Yes | Whitman Construction, LLC | AC Electric |  | Accepted | 2025-08-04 | 2025-08-29 | 2026-08-29 | Inverters | ENPHASE | IQ8PLUS-72-2-US | 290 |  | 39 |  |  | 0.975 |  | Outdoor
NJADRE1560214530 | Administratively Determined Incentive Program | BRIDGETON | 8302 | 16.575 | Residential | Behind the Meter | Yes | Whitman Construction, LLC | AC Electric |  | Accepted | 2025-08-04 | 2025-08-29 | 2026-08-29 | Solar Panels | JINKO SOLAR | JKM425N-54HL4-B |  | 0.425 | 3 | 226 | 45 |  | Fixed | Roof
NJADRE1560214530 | Administratively Determined Incentive Program | BRIDGETON | 8302 | 16.575 | Residential | Behind the Meter | Yes | Whitman Construction, LLC | AC Electric |  | Accepted | 2025-08-04 | 2025-08-29 | 2026-08-29 | Solar Panels | JINKO SOLAR | JKM425N-54HL4-B |  | 0.425 | 8 | 46 | 22 |  | Fixed | Roof
NJADRE1560214537 | Administratively Determined Incentive Program | WASHINGTON | 7882 | 7.83 | Residential | Behind the Meter | Yes | Maier Solar Engineering dba Solar Me | JCP&L |  | Accepted | 2025-08-04 | 2025-09-03 | 2026-09-03 | Solar Panels | HYUNDAI | HIN-T435NF |  | 0.435 | 18 | 240 | 18 |  | Fixed | Roof
NJADRE1560214537 | Administratively Determined Incentive Program | WASHINGTON | 7882 | 7.83 | Residential | Behind the Meter | Yes | Maier Solar Engineering dba Solar Me | JCP&L |  | Accepted | 2025-08-04 | 2025-09-03 | 2026-09-03 | Inverters | SolarEdge | SE7600H-US | 7600 |  | 1 |  |  | 0.99 |  | Outdoor | NEAR METER
NJADRE1560214539 | Administratively Determined Incentive Program | WARREN | 7059 | 11.89 | Residential | Behind the Meter | Yes | Pro Custom Solar dba Momentum Solar | PSE&G |  | Accepted | 2025-08-04 | 2025-09-03 | 2026-09-03 | Inverters | ENPHASE | IQ8HC-72-M-DOM-US | 380 |  | 29 |  |  | 0.97 |  | Outdoor
NJADRE1560214539 | Administratively Determined Incentive Program | WARREN | 7059 | 11.89 | Residential | Behind the Meter | Yes | Pro Custom Solar dba Momentum Solar | PSE&G |  | Accepted | 2025-08-04 | 2025-09-03 | 2026-09-03 | Solar Panels | HANWHA | q.peak duo blk-g10+410 |  | 0.41 | 13 | 110 | 19 |  | Fixed | Roof
NJADRE1560214539 | Administratively Determined Incentive Program | WARREN | 7059 | 11.89 | Residential | Behind the Meter | Yes | Pro Custom Solar dba Momentum Solar | PSE&G |  | Accepted | 2025-08-04 | 2025-09-03 | 2026-09-03 | Solar Panels | HANWHA | q.peak duo blk-g10+410 |  | 0.41 | 10 | 290 | 19 |  | Fixed | Roof
NJADRE1560214539 | Administratively Determined Incentive Program | WARREN | 7059 | 11.89 | Residential | Behind the Meter | Yes | Pro Custom Solar dba Momentum Solar | PSE&G |  | Accepted | 2025-08-04 | 2025-09-03 | 2026-09-03 | Solar Panels | hanwha | q.peak duo blk-g10+410 |  | 0.41 | 6 | 110 | 22 |  | Fixed | Roof
NJADRE1560214540 | Administratively Determined Incentive Program | SPRINGFIELD | 7081 | 13.28 | Residential | Behind the Meter | Yes | Fusion Solar Energy, LLC | JCP&L |  | Accepted | 2025-08-04 | 2025-08-29 | 2026-08-29 | Solar Panels | Q CELLS | Q.PEAK DUO BLK ML-G10.C+ |  | 0.415 | 5 | 132.64 | 21 |  | Fixed | Roof
NJADRE1560214540 | Administratively Determined Incentive Program | SPRINGFIELD | 7081 | 13.28 | Residential | Behind the Meter | Yes | Fusion Solar Energy, LLC | JCP&L |  | Accepted | 2025-08-04 | 2025-08-29 | 2026-08-29 | Solar Panels | Q CELLS | Q.PEAK DUO BLK ML-G10.C+ |  | 0.415 | 19 | 130.35 | 32 |  | Fixed | Roof
NJADRE1560214540 | Administratively Determined Incentive Program | SPRINGFIELD | 7081 | 13.28 | Residential | Behind the Meter | Yes | Fusion Solar Energy, LLC | JCP&L |  | Accepted | 2025-08-04 | 2025-08-29 | 2026-08-29 | Inverters | ENPHASE | IQ8HC-72-M-DOM-US | 380 |  | 32 |  |  | 0.97 |  | Outside | Roof
NJADRE1560214540 | Administratively Determined Incentive Program | SPRINGFIELD | 7081 | 13.28 | Residential | Behind the Meter | Yes | Fusion Solar Energy, LLC | JCP&L |  | Accepted | 2025-08-04 | 2025-08-29 | 2026-08-29 | Solar Panels | Q CELLS | Q.PEAK DUO BLK ML-G10.C+ |  | 0.415 | 6 | 42.64 | 20 |  | Fixed | Roof
NJADRE1560214540 | Administratively Determined Incentive Program | SPRINGFIELD | 7081 | 13.28 | Residential | Behind the Meter | Yes | Fusion Solar Energy, LLC | JCP&L |  | Accepted | 2025-08-04 | 2025-08-29 | 2026-08-29 | Solar Panels | Q CELLS | Q.PEAK DUO BLK ML-G10.C+ |  | 0.415 | 2 | 130.35 | 32 |  | Fixed | Roof
NJADRE1560214541 | Administratively Determined Incentive Program | BRIDGETON | 8302 | 5.655 | Residential | Behind the Meter | Yes | SunnyMac, LLC | AC Electric |  | Accepted | 2025-08-04 | 2025-08-29 | 2026-08-29 | Inverters | SOLAREDGE HOME HUB | SE3800H-US | 3800 |  | 1 |  |  | 0.99 |  | Outdoor | next to meter
NJADRE1560214541 | Administratively Determined Incentive Program | BRIDGETON | 8302 | 5.655 | Residential | Behind the Meter | Yes | SunnyMac, LLC | AC Electric |  | Accepted | 2025-08-04 | 2025-08-29 | 2026-08-29 | Solar Panels | HANWHA | Q.TRON BLK M-G2+ |  | 0.435 | 4 | 174 | 10 |  | Fixed | Roof
NJADRE1560214541 | Administratively Determined Incentive Program | BRIDGETON | 8302 | 5.655 | Residential | Behind the Meter | Yes | SunnyMac, LLC | AC Electric |  | Accepted | 2025-08-04 | 2025-08-29 | 2026-08-29 | Solar Panels | HANWHA | Q.TRON BLK M-G2+ |  | 0.435 | 3 | 264 | 13 |  | Fixed | Roof
NJADRE1560214541 | Administratively Determined Incentive Program | BRIDGETON | 8302 | 5.655 | Residential | Behind the Meter | Yes | SunnyMac, LLC | AC Electric |  | Accepted | 2025-08-04 | 2025-08-29 | 2026-08-29 | Solar Panels | HANWHA | Q.TRON BLK M-G2+ |  | 0.435 | 3 | 354 | 10 |  | Fixed | Roof
NJADRE1560214541 | Administratively Determined Incentive Program | BRIDGETON | 8302 | 5.655 | Residential | Behind the Meter | Yes | SunnyMac, LLC | AC Electric |  | Accepted | 2025-08-04 | 2025-08-29 | 2026-08-29 | Solar Panels | HANWHA | Q.TRON BLK M-G2+ |  | 0.435 | 3 | 264 | 13 |  | Fixed | Roof
NJADRE1560214553 | Administratively Determined Incentive Program | DEPTFORD | 8096 | 12.18 | Residential | Behind the Meter | Yes | SunnyMac, LLC | PSE&G |  | Accepted | 2025-08-04 | 2025-08-29 | 2026-08-29 | Solar Panels | HANWHA | Q.TRON BLK M-G2.H+ |  | 0.435 | 24 | 144 | 26 |  | Fixed | Roof
NJADRE1560214553 | Administratively Determined Incentive Program | DEPTFORD | 8096 | 12.18 | Residential | Behind the Meter | Yes | SunnyMac, LLC | PSE&G |  | Accepted | 2025-08-04 | 2025-08-29 | 2026-08-29 | Solar Panels | HANWHA | Q.TRON BLK M-G2.H+ |  | 0.435 | 4 | 144 | 26 |  | Fixed | Roof
NJADRE1560214553 | Administratively Determined Incentive Program | DEPTFORD | 8096 | 12.18 | Residential | Behind the Meter | Yes | SunnyMac, LLC | PSE&G |  | Accepted | 2025-08-04 | 2025-08-29 | 2026-08-29 | Inverters | SOLAREDGE ENERGY HUB | SE10000H-US | 10000 |  | 1 |  |  | 0.99 |  | Outdoor | next to meter
NJADRE1560214559 | Administratively Determined Incentive Program | WOODBURY | 8096 | 12.18 | Residential | Behind the Meter | No | Solar Energy World | PSE&G |  | Accepted | 2025-08-04 | 2025-08-29 | 2026-08-29 | Inverters | Enphase | IQ8MC-72-M-US | 320 |  | 28 |  |  | 0.97 |  | Outside
NJADRE1560214559 | Administratively Determined Incentive Program | WOODBURY | 8096 | 12.18 | Residential | Behind the Meter | No | Solar Energy World | PSE&G |  | Accepted | 2025-08-04 | 2025-08-29 | 2026-08-29 | Solar Panels | HANWHA | Q.TRON BLKM-G2+ 435W |  | 0.435 | 16 | 249 | 39 |  | Fixed | Roof
NJADRE1560214559 | Administratively Determined Incentive Program | WOODBURY | 8096 | 12.18 | Residential | Behind the Meter | No | Solar Energy World | PSE&G |  | Accepted | 2025-08-04 | 2025-08-29 | 2026-08-29 | Solar Panels | HANWHA | Q.TRON BLKM-G2+ 435W |  | 0.435 | 12 | 70 | 37 |  | Fixed | Roof
NJADRE1560214565 | Administratively Determined Incentive Program | LAKEWOOD | 8701 | 12.76 | Residential | Behind the Meter | No | Green Revoluton Solar | JCP&L |  | Accepted | 2025-08-04 | 2025-08-29 | 2026-08-29 | Solar Panels | Axitec | AC440TGB/108BB |  | 0.44 | 5 | 138 | 30 |  | Fixed | Roof
NJADRE1560214565 | Administratively Determined Incentive Program | LAKEWOOD | 8701 | 12.76 | Residential | Behind the Meter | No | Green Revoluton Solar | JCP&L |  | Accepted | 2025-08-04 | 2025-08-29 | 2026-08-29 | Inverters | Tigo | TSI11.4K-US | 11400 |  | 1 |  |  | 0.95 |  | Indoor
NJADRE1560214565 | Administratively Determined Incentive Program | LAKEWOOD | 8701 | 12.76 | Residential | Behind the Meter | No | Green Revoluton Solar | JCP&L |  | Accepted | 2025-08-04 | 2025-08-29 | 2026-08-29 | Solar Panels | Axitec | AC440TGB/108BB |  | 0.44 | 24 | 228 | 30 |  | Fixed | Roof
NJADRE1560214575 | Administratively Determined Incentive Program | BLOOMFIELD | 7003 | 4.565 | Residential | Behind the Meter | Yes | Big Wave Roofing and Solar, LLC | PSE&G |  | Accepted | 2025-08-04 | 2025-08-29 | 2026-08-29 | Inverters | Enphase | ENPHASE IQ8HC-72-M-DOM-US | 380 |  | 11 |  |  | 0.98 |  | Outdoor
NJADRE1560214575 | Administratively Determined Incentive Program | BLOOMFIELD | 7003 | 4.565 | Residential | Behind the Meter | Yes | Big Wave Roofing and Solar, LLC | PSE&G |  | Accepted | 2025-08-04 | 2025-08-29 | 2026-08-29 | Solar Panels | Q cells | QCELLS Q.PEAK DUO BLK ML-G10.C+415w |  | 0.415 | 5 | 112 | 30 |  | Fixed | Roof
NJADRE1560214575 | Administratively Determined Incentive Program | BLOOMFIELD | 7003 | 4.565 | Residential | Behind the Meter | Yes | Big Wave Roofing and Solar, LLC | PSE&G |  | Accepted | 2025-08-04 | 2025-08-29 | 2026-08-29 | Solar Panels | Q cells | QCELLS Q.PEAK DUO BLK ML-G10.C+415w |  | 0.415 | 6 | 292 | 30 |  | Fixed | Roof
NJADRE1560214576 | Administratively Determined Incentive Program | Little Egg Harbor Twp | 8087 | 6.15 | Residential | Behind the Meter | Yes | Trinity Solar, LLC | AC Electric |  | Accepted | 2025-08-04 | 2025-08-29 | 2026-08-29 | Solar Panels | Hanwha | Q.PEAK DUO BLK ML-G10.C+ 410 |  | 0.41 | 3 | 200 | 21 |  | Fixed | Roof
NJADRE1560214576 | Administratively Determined Incentive Program | Little Egg Harbor Twp | 8087 | 6.15 | Residential | Behind the Meter | Yes | Trinity Solar, LLC | AC Electric |  | Accepted | 2025-08-04 | 2025-08-29 | 2026-08-29 | Solar Panels | Hanwha | Q.PEAK DUO BLK ML-G10.C+ 410 |  | 0.41 | 12 | 110 | 13 |  | Fixed | Roof
NJADRE1560214576 | Administratively Determined Incentive Program | Little Egg Harbor Twp | 8087 | 6.15 | Residential | Behind the Meter | Yes | Trinity Solar, LLC | AC Electric |  | Accepted | 2025-08-04 | 2025-08-29 | 2026-08-29 | Inverters | Solar Edge | USE5700H-US | 5760 |  | 1 |  |  | 0.97 |  | Outside
NJADRE1560214578 | Administratively Determined Incentive Program | HILLSDALE BORO | 7642 | 21.675 | Residential | Behind the Meter | No | Solar Mite Solutions, LLC | PSE&G |  | Accepted | 2025-08-04 | 2025-08-29 | 2026-08-29 | Solar Panels | Jinko | JKM425N |  | 0.425 | 12 | 350 | 20 |  | Fixed | Roof
NJADRE1560214578 | Administratively Determined Incentive Program | HILLSDALE BORO | 7642 | 21.675 | Residential | Behind the Meter | No | Solar Mite Solutions, LLC | PSE&G |  | Accepted | 2025-08-04 | 2025-08-29 | 2026-08-29 | Solar Panels | Jinko | JKM425N |  | 0.425 | 29 | 170 | 20 |  | Fixed | Roof
NJADRE1560214578 | Administratively Determined Incentive Program | HILLSDALE BORO | 7642 | 21.675 | Residential | Behind the Meter | No | Solar Mite Solutions, LLC | PSE&G |  | Accepted | 2025-08-04 | 2025-08-29 | 2026-08-29 | Solar Panels | Jinko | JKM425N |  | 0.425 | 10 | 170 | 20 |  | Fixed | Roof
NJADRE1560214578 | Administratively Determined Incentive Program | HILLSDALE BORO | 7642 | 21.675 | Residential | Behind the Meter | No | Solar Mite Solutions, LLC | PSE&G |  | Accepted | 2025-08-04 | 2025-08-29 | 2026-08-29 | Inverters | Enphase | IQ8PLUS-72-M-US | 290 |  | 51 |  |  | 0.98 |  | Outside
NJADRE1560214582 | Administratively Determined Incentive Program | MAYS LANDING | 8330 | 3.69 | Residential | Behind the Meter | Yes | Pro Custom Solar dba Momentum Solar | AC Electric |  | Accepted | 2025-08-04 | 2025-08-29 | 2026-08-29 | Inverters | ENPHASE | IQ8HC-72-M-DOM-US | 380 |  | 9 |  |  | 0.97 |  | Outdoor
NJADRE1560214582 | Administratively Determined Incentive Program | MAYS LANDING | 8330 | 3.69 | Residential | Behind the Meter | Yes | Pro Custom Solar dba Momentum Solar | AC Electric |  | Accepted | 2025-08-04 | 2025-08-29 | 2026-08-29 | Solar Panels | Hanwha | q.peak duo blk-g10+410 |  | 0.41 | 9 | 175 | 21 |  | Fixed | Roof
NJADRE1560214593 | Administratively Determined Incentive Program | Blackwood | 8012 | 10.005 | Residential | Behind the Meter | Yes | Integrity Solar & Home Solutions, LLC | AC Electric |  | Accepted | 2025-08-04 | 2025-08-29 | 2026-08-29 | Solar Panels | Q CELLS | Q.TRON BLK M-G2H+ 435 |  | 0.435 | 3 | 68 | 18 |  | Fixed | Roof
NJADRE1560214593 | Administratively Determined Incentive Program | Blackwood | 8012 | 10.005 | Residential | Behind the Meter | Yes | Integrity Solar & Home Solutions, LLC | AC Electric |  | Accepted | 2025-08-04 | 2025-08-29 | 2026-08-29 | Solar Panels | Q CELLS | Q.TRON BLK M-G2H+ 435 |  | 0.435 | 2 | 158 | 18 |  | Fixed | Roof
NJADRE1560214593 | Administratively Determined Incentive Program | Blackwood | 8012 | 10.005 | Residential | Behind the Meter | Yes | Integrity Solar & Home Solutions, LLC | AC Electric |  | Accepted | 2025-08-04 | 2025-08-29 | 2026-08-29 | Solar Panels | Q CELLS | Q.TRON BLK M-G2H+ 435 |  | 0.435 | 3 | 248 | 18 |  | Fixed | Roof
NJADRE1560214593 | Administratively Determined Incentive Program | Blackwood | 8012 | 10.005 | Residential | Behind the Meter | Yes | Integrity Solar & Home Solutions, LLC | AC Electric |  | Accepted | 2025-08-04 | 2025-08-29 | 2026-08-29 | Solar Panels | Q CELLS | Q.TRON BLK M-G2H+ 435 |  | 0.435 | 3 | 68 | 18 |  | Fixed | Roof
NJADRE1560214593 | Administratively Determined Incentive Program | Blackwood | 8012 | 10.005 | Residential | Behind the Meter | Yes | Integrity Solar & Home Solutions, LLC | AC Electric |  | Accepted | 2025-08-04 | 2025-08-29 | 2026-08-29 | Solar Panels | Q CELLS | Q.TRON BLK M-G2H+ 435 |  | 0.435 | 6 | 68 | 18 |  | Fixed | Roof
NJADRE1560214593 | Administratively Determined Incentive Program | Blackwood | 8012 | 10.005 | Residential | Behind the Meter | Yes | Integrity Solar & Home Solutions, LLC | AC Electric |  | Accepted | 2025-08-04 | 2025-08-29 | 2026-08-29 | Solar Panels | Q CELLS | Q.TRON BLK M-G2H+ 435 |  | 0.435 | 3 | 248 | 18 |  | Fixed | Roof
NJADRE1560214593 | Administratively Determined Incentive Program | Blackwood | 8012 | 10.005 | Residential | Behind the Meter | Yes | Integrity Solar & Home Solutions, LLC | AC Electric |  | Accepted | 2025-08-04 | 2025-08-29 | 2026-08-29 | Inverters | ENPHASE | IQ8HC | 380 |  | 23 |  |  | 0.98 |  | Other | UNDER EACH PANEL
NJADRE1560214593 | Administratively Determined Incentive Program | Blackwood | 8012 | 10.005 | Residential | Behind the Meter | Yes | Integrity Solar & Home Solutions, LLC | AC Electric |  | Accepted | 2025-08-04 | 2025-08-29 | 2026-08-29 | Solar Panels | Q CELLS | Q.TRON BLK M-G2H+ 435 |  | 0.435 | 3 | 158 | 18 |  | Fixed | Roof
NJADRE1560215406 | Administratively Determined Incentive Program | FORKED RIVER | 8731 | 11.475 | Residential | Behind the Meter | Yes | Whitman Construction, LLC | JCP&L |  | Accepted | 2025-08-04 | 2025-08-29 | 2026-08-29 | Inverters | enphase | IQ8PLUS-72-M-US | 290 |  | 27 |  |  | 0.975 |  | Outdoor
NJADRE1560215406 | Administratively Determined Incentive Program | FORKED RIVER | 8731 | 11.475 | Residential | Behind the Meter | Yes | Whitman Construction, LLC | JCP&L |  | Accepted | 2025-08-04 | 2025-08-29 | 2026-08-29 | Solar Panels | JINKO SOLAR | JKM425N-54HL4-B |  | 0.425 | 22 | 105 | 14 |  | Fixed | Roof
NJADRE1560215406 | Administratively Determined Incentive Program | FORKED RIVER | 8731 | 11.475 | Residential | Behind the Meter | Yes | Whitman Construction, LLC | JCP&L |  | Accepted | 2025-08-04 | 2025-08-29 | 2026-08-29 | Solar Panels | JINKO SOLAR | JKM425N-54HL4-B |  | 0.425 | 5 | 285 | 23 |  | Fixed | Roof
NJADRE1560215413 | Administratively Determined Incentive Program | MAYS LANDING | 8330 | 7.83 | Residential | Behind the Meter | Yes | Integrity Solar & Home Solutions, LLC | AC Electric |  | Accepted | 2025-08-04 | 2025-08-29 | 2026-08-29 | Solar Panels | Q CELLS | Q.TRON BLK M-G2H+ 435 |  | 0.435 | 18 | 91 | 40 |  | Fixed | Roof
NJADRE1560215413 | Administratively Determined Incentive Program | MAYS LANDING | 8330 | 7.83 | Residential | Behind the Meter | Yes | Integrity Solar & Home Solutions, LLC | AC Electric |  | Accepted | 2025-08-04 | 2025-08-29 | 2026-08-29 | Inverters | ENPHASE | IQ8HC | 380 |  | 18 |  |  | 0.98 |  | Other | UNDER EACH PANEL
NJADRE1560215445 | Administratively Determined Incentive Program | Verona | 7044 | 12.3 | Residential | Behind the Meter | Yes | Trinity Solar, LLC | PSE&G |  | Accepted | 2025-08-04 | 2025-09-03 | 2026-09-03 | Solar Panels | Hanwha | Q.PEAK DUO BLK ML-G10.C+ 410 |  | 0.41 | 12 | 107 | 10 |  | Fixed | Roof
NJADRE1560215445 | Administratively Determined Incentive Program | Verona | 7044 | 12.3 | Residential | Behind the Meter | Yes | Trinity Solar, LLC | PSE&G |  | Accepted | 2025-08-04 | 2025-09-03 | 2026-09-03 | Inverters | Solar Edge | USE10000H-US | 10000 |  | 1 |  |  | 0.97 |  | Outside
NJADRE1560215445 | Administratively Determined Incentive Program | Verona | 7044 | 12.3 | Residential | Behind the Meter | Yes | Trinity Solar, LLC | PSE&G |  | Accepted | 2025-08-04 | 2025-09-03 | 2026-09-03 | Solar Panels | Hanwha | Q.PEAK DUO BLK ML-G10.C+ 410 |  | 0.41 | 18 | 287 | 40 |  | Fixed | Roof
NJADRE1560215690 | Administratively Determined Incentive Program | HACKENSACK | 7601 | 5.655 | Residential | Behind the Meter | Yes | SunnyMac, LLC | PSE&G |  | Accepted | 2025-08-04 | 2025-08-29 | 2026-08-29 | Solar Panels | HANWHA | Q.TRON BLK M-G2.H+ |  | 0.435 | 9 | 218 | 13 |  | Fixed | Roof
NJADRE1560215690 | Administratively Determined Incentive Program | HACKENSACK | 7601 | 5.655 | Residential | Behind the Meter | Yes | SunnyMac, LLC | PSE&G |  | Accepted | 2025-08-04 | 2025-08-29 | 2026-08-29 | Solar Panels | HANWHA | Q.TRON BLK M-G2.H+ |  | 0.435 | 4 | 38 | 13 |  | Fixed | Roof
NJADRE1560215690 | Administratively Determined Incentive Program | HACKENSACK | 7601 | 5.655 | Residential | Behind the Meter | Yes | SunnyMac, LLC | PSE&G |  | Accepted | 2025-08-04 | 2025-08-29 | 2026-08-29 | Inverters | SOLAREDGE HOME HUB | SE3800H-US | 3800 |  | 1 |  |  | 0.99 |  | Outdoor | next to meter
NJADRE1560216081 | Administratively Determined Incentive Program | Dumont | 7628 | 4.455 | Residential | Behind the Meter | Yes | Bright Ops, Inc. | PSE&G |  | Accepted | 2025-08-04 | 2025-09-24 | 2026-09-24 | Solar Panels | Hanwha Q-Cells | Q.PEAK DUO BLK ML-G10+ 405 |  | 0.405 | 4 | 207 | 30 |  | Fixed | Roof
NJADRE1560216081 | Administratively Determined Incentive Program | Dumont | 7628 | 4.455 | Residential | Behind the Meter | Yes | Bright Ops, Inc. | PSE&G |  | Accepted | 2025-08-04 | 2025-09-24 | 2026-09-24 | Solar Panels | Hanwha Q-Cells | Q.PEAK DUO BLK ML-G10+ 405 |  | 0.405 | 3 | 116 | 34 |  | Fixed | Roof
NJADRE1560216081 | Administratively Determined Incentive Program | Dumont | 7628 | 4.455 | Residential | Behind the Meter | Yes | Bright Ops, Inc. | PSE&G |  | Accepted | 2025-08-04 | 2025-09-24 | 2026-09-24 | Solar Panels | Hanwha Q-Cells | Q.PEAK DUO BLK ML-G10+ 405 |  | 0.405 | 1 | 26 | 27 |  | Fixed | Roof
NJADRE1560216081 | Administratively Determined Incentive Program | Dumont | 7628 | 4.455 | Residential | Behind the Meter | Yes | Bright Ops, Inc. | PSE&G |  | Accepted | 2025-08-04 | 2025-09-24 | 2026-09-24 | Solar Panels | Hanwha Q-Cells | Q.PEAK DUO BLK ML-G10+ 405 |  | 0.405 | 3 | 295 | 27 |  | Fixed | Roof
NJADRE1560216081 | Administratively Determined Incentive Program | Dumont | 7628 | 4.455 | Residential | Behind the Meter | Yes | Bright Ops, Inc. | PSE&G |  | Accepted | 2025-08-04 | 2025-09-24 | 2026-09-24 | Inverters | SolarEdge Technologies | SE3800H - USMN | 3800 |  | 1 |  |  | 0.98 |  | Outdoor | Outside
NJADRE1560216082 | Administratively Determined Incentive Program | Woolwich Twp | 8085 | 10.875 | Residential | Behind the Meter | Yes | Velocity Energy and Home Solutions, Inc. | AC Electric |  | Accepted | 2025-08-04 | 2025-09-03 | 2026-09-03 | Inverters | enphase | iq8hc | 380 |  | 25 |  |  | 0.99 |  | Other | behind panels
NJADRE1560216082 | Administratively Determined Incentive Program | Woolwich Twp | 8085 | 10.875 | Residential | Behind the Meter | Yes | Velocity Energy and Home Solutions, Inc. | AC Electric |  | Accepted | 2025-08-04 | 2025-09-03 | 2026-09-03 | Solar Panels | qtron | qtron430 |  | 0.435 | 21 | 215 | 25 |  | Fixed | Roof
NJADRE1560216082 | Administratively Determined Incentive Program | Woolwich Twp | 8085 | 10.875 | Residential | Behind the Meter | Yes | Velocity Energy and Home Solutions, Inc. | AC Electric |  | Accepted | 2025-08-04 | 2025-09-03 | 2026-09-03 | Solar Panels | qtron | qtron430 |  | 0.435 | 4 | 215 | 25 |  | Fixed | Roof
NJADRE1560216092 | Administratively Determined Incentive Program | Belleville | 7109 | 4.95 | Residential | Behind the Meter | Yes | Power Energy Solutions, LLC | PSE&G |  | Accepted | 2025-08-04 | 2025-09-03 | 2026-09-03 | Solar Panels | Trina Solar | TSM-450NEG9RC.27 |  | 0.45 | 2 | 198 | 33 |  | Fixed | Roof
NJADRE1560216092 | Administratively Determined Incentive Program | Belleville | 7109 | 4.95 | Residential | Behind the Meter | Yes | Power Energy Solutions, LLC | PSE&G |  | Accepted | 2025-08-04 | 2025-09-03 | 2026-09-03 | Solar Panels | Trina Solar | TSM-450NEG9RC.27 |  | 0.45 | 9 | 18 | 2 |  | Fixed | Roof
NJADRE1560216092 | Administratively Determined Incentive Program | Belleville | 7109 | 4.95 | Residential | Behind the Meter | Yes | Power Energy Solutions, LLC | PSE&G |  | Accepted | 2025-08-04 | 2025-09-03 | 2026-09-03 | Inverters | Enphase | IQ8MC-72-M-US | 4 |  | 11 |  |  | 0.97 |  | Outdoor
NJADRE1560216099 | Administratively Determined Incentive Program | FRENCHTOWN | 8825 | 11.07 | Residential | Behind the Meter | No | SEA BRIGHT SOLAR, LLC | JCP&L |  | Accepted | 2025-08-04 | 2025-09-03 | 2026-09-03 | Solar Panels | Mission Solar | HiS-S410YH(BK) |  | 0.41 | 27 | 84 | 30 |  | Fixed | Roof
NJADRE1560216099 | Administratively Determined Incentive Program | FRENCHTOWN | 8825 | 11.07 | Residential | Behind the Meter | No | SEA BRIGHT SOLAR, LLC | JCP&L |  | Accepted | 2025-08-04 | 2025-09-03 | 2026-09-03 | Inverters | Enphase | IQ8A-72-M-US | 349 |  | 27 |  |  | 0.97 |  | Outdoor
NJADRE1560216101 | Administratively Determined Incentive Program | UNION TWP UNI | 7083 | 5.265 | Residential | Behind the Meter | Yes | Sunrun Installation Services, Inc. | PSE&G |  | Accepted | 2025-08-04 | 2025-09-02 | 2026-09-02 | Solar Panels | JA Solar | JAM54S31-405/MR |  | 0.405 | 13 | 140 | 18 |  | Fixed | Roof
NJADRE1560216101 | Administratively Determined Incentive Program | UNION TWP UNI | 7083 | 5.265 | Residential | Behind the Meter | Yes | Sunrun Installation Services, Inc. | PSE&G |  | Accepted | 2025-08-04 | 2025-09-02 | 2026-09-02 | Inverters | SolarEdge Technologies | SE3800H-USMN | 3800 |  | 1 |  |  | 0.99 |  | Outdoor
NJADRE1560216105 | Administratively Determined Incentive Program | RIVER EDGE | 7661 | 8.6 | Residential | Behind the Meter | No | Infinity Solar Systems, LLC | PSE&G |  | Accepted | 2025-08-04 | 2025-08-29 | 2026-08-29 | Inverters | Enphase | IQ8MC-72-M-US | 320 |  | 20 |  |  | 0.97 |  | Outdoor
NJADRE1560216105 | Administratively Determined Incentive Program | RIVER EDGE | 7661 | 8.6 | Residential | Behind the Meter | No | Infinity Solar Systems, LLC | PSE&G |  | Accepted | 2025-08-04 | 2025-08-29 | 2026-08-29 | Solar Panels | SEG SOLAR | SEG-430-BTD-BG |  | 0.43 | 5 | 19 | 31 |  | Fixed | Roof
NJADRE1560216105 | Administratively Determined Incentive Program | RIVER EDGE | 7661 | 8.6 | Residential | Behind the Meter | No | Infinity Solar Systems, LLC | PSE&G |  | Accepted | 2025-08-04 | 2025-08-29 | 2026-08-29 | Solar Panels | SEG SOLAR | SEG-430-BTD-BG |  | 0.43 | 15 | 199 | 31 |  | Fixed | Roof
NJADRE1560216125 | Administratively Determined Incentive Program | JACKSON | 8527 | 7.79 | Residential | Behind the Meter | Yes | Pro Custom Solar dba Momentum Solar | JCP&L |  | Accepted | 2025-08-04 | 2025-09-03 | 2026-09-03 | Inverters | Enphase | IQ8HC-72-M-DOM-US | 380 |  | 19 |  |  | 0.97 |  | Outdoor
NJADRE1560216125 | Administratively Determined Incentive Program | JACKSON | 8527 | 7.79 | Residential | Behind the Meter | Yes | Pro Custom Solar dba Momentum Solar | JCP&L |  | Accepted | 2025-08-04 | 2025-09-03 | 2026-09-03 | Solar Panels | Hanwha | Q. Peak duo blk ML-G10 +410 |  | 0.41 | 10 | 246 | 18 |  | Fixed | Roof
NJADRE1560216125 | Administratively Determined Incentive Program | JACKSON | 8527 | 7.79 | Residential | Behind the Meter | Yes | Pro Custom Solar dba Momentum Solar | JCP&L |  | Accepted | 2025-08-04 | 2025-09-03 | 2026-09-03 | Solar Panels | Hanwha | Q. Peak duo blk ML-G10 +410 |  | 0.41 | 9 | 66 | 18 |  | Fixed | Roof
NJADRE1560216149 | Administratively Determined Incentive Program | MONROE TOWNSHIP | 8831 | 10.32 | Residential | Behind the Meter | No | Infinity Solar Systems, LLC | JCP&L |  | Accepted | 2025-08-04 | 2025-09-02 | 2026-09-02 | Solar Panels | SEG SOLAR | SEG-430-BTD-BG |  | 0.43 | 24 | 210 | 26 |  | Fixed | Roof
NJADRE1560216149 | Administratively Determined Incentive Program | MONROE TOWNSHIP | 8831 | 10.32 | Residential | Behind the Meter | No | Infinity Solar Systems, LLC | JCP&L |  | Accepted | 2025-08-04 | 2025-09-02 | 2026-09-02 | Inverters | Enphase | IQ8MC-72-M-US | 320 |  | 24 |  |  | 0.97 |  | Outdoor
NJADRE1560216160 | Administratively Determined Incentive Program | BELLEVILLE | 7109 | 4.95 | Residential | Behind the Meter | Yes | Power Energy Solutions, LLC | PSE&G |  | Accepted | 2025-08-04 | 2025-09-03 | 2026-09-03 | Solar Panels | Trina Solar | TSM-450NEG9RC.27 |  | 0.45 | 3 | 198 | 33 |  | Fixed | Roof
NJADRE1560216160 | Administratively Determined Incentive Program | BELLEVILLE | 7109 | 4.95 | Residential | Behind the Meter | Yes | Power Energy Solutions, LLC | PSE&G |  | Accepted | 2025-08-04 | 2025-09-03 | 2026-09-03 | Inverters | Enphase | IQ8MC-72-M-US | 4 |  | 11 |  |  | 0.97 |  | Outdoor
NJADRE1560216160 | Administratively Determined Incentive Program | BELLEVILLE | 7109 | 4.95 | Residential | Behind the Meter | Yes | Power Energy Solutions, LLC | PSE&G |  | Accepted | 2025-08-04 | 2025-09-03 | 2026-09-03 | Solar Panels | Trina Solar | TSM-450NEG9RC.27 |  | 0.45 | 8 | 18 | 2 |  | Fixed | Roof
NJADRE1560216162 | Administratively Determined Incentive Program | CHESTER | 7930 | 8.6 | Residential | Behind the Meter | No | Green Power Energy, LLC | JCP&L |  | Accepted | 2025-08-04 | 2025-08-29 | 2026-08-29 | Inverters | Enphase | IQ8MC-72-M-US [240V] | 320 |  | 20 |  |  | 0.98 |  | Outside
NJADRE1560216162 | Administratively Determined Incentive Program | CHESTER | 7930 | 8.6 | Residential | Behind the Meter | No | Green Power Energy, LLC | JCP&L |  | Accepted | 2025-08-04 | 2025-08-29 | 2026-08-29 | Solar Panels | SEG Solar | SEG-430-BTD-BG |  | 0.43 | 10 | 230 | 23 |  | Fixed | Roof
NJADRE1560216162 | Administratively Determined Incentive Program | CHESTER | 7930 | 8.6 | Residential | Behind the Meter | No | Green Power Energy, LLC | JCP&L |  | Accepted | 2025-08-04 | 2025-08-29 | 2026-08-29 | Solar Panels | SEG Solar | SEG-430-BTD-BG |  | 0.43 | 10 | 139 | 23 |  | Fixed | Roof
NJADRE1560216168 | Administratively Determined Incentive Program | NORTH BERGEN | 7047 | 8.61 | Residential | Behind the Meter | No | Pro Custom Solar dba Momentum Solar | PSE&G |  | Accepted | 2025-08-04 | 2025-08-29 | 2026-08-29 | Inverters | ENPHASE | IQ8PLUS-72-2-US | 320 |  | 21 |  |  | 0.97 |  | Outdoor
NJADRE1560216168 | Administratively Determined Incentive Program | NORTH BERGEN | 7047 | 8.61 | Residential | Behind the Meter | No | Pro Custom Solar dba Momentum Solar | PSE&G |  | Accepted | 2025-08-04 | 2025-08-29 | 2026-08-29 | Solar Panels | Hanwha | q.peak duo blk-g10+410 |  | 0.41 | 21 | 207 | 3 |  | Fixed | Roof
NJADRE1560216174 | Administratively Determined Incentive Program | NEWARK CITY | 7104 | 7.79 | Residential | Behind the Meter | Yes | Bright Ops, Inc. | PSE&G |  | Accepted | 2025-08-04 | 2025-09-03 | 2026-09-03 | Solar Panels | Hanwha Q-Cells | Q.PEAK DUO BLK ML-G10+ 410 |  | 0.41 | 10 | 292 | 23 |  | Fixed | Roof
NJADRE1560216174 | Administratively Determined Incentive Program | NEWARK CITY | 7104 | 7.79 | Residential | Behind the Meter | Yes | Bright Ops, Inc. | PSE&G |  | Accepted | 2025-08-04 | 2025-09-03 | 2026-09-03 | Inverters | SolarEdge Technologies | SE5700H - USMN | 5700 |  | 1 |  |  | 0.98 |  | Outdoor | Outside
NJADRE1560216174 | Administratively Determined Incentive Program | NEWARK CITY | 7104 | 7.79 | Residential | Behind the Meter | Yes | Bright Ops, Inc. | PSE&G |  | Accepted | 2025-08-04 | 2025-09-03 | 2026-09-03 | Solar Panels | Hanwha Q-Cells | Q.PEAK DUO BLK ML-G10+ 410 |  | 0.41 | 7 | 202 | 23 |  | Fixed | Roof
NJADRE1560216174 | Administratively Determined Incentive Program | NEWARK CITY | 7104 | 7.79 | Residential | Behind the Meter | Yes | Bright Ops, Inc. | PSE&G |  | Accepted | 2025-08-04 | 2025-09-03 | 2026-09-03 | Solar Panels | Hanwha Q-Cells | Q.PEAK DUO BLK ML-G10+ 410 |  | 0.41 | 2 | 24 | 18 |  | Fixed | Roof
NJADRE1560216383 | Administratively Determined Incentive Program | Teaneck | 7666 | 5.22 | Residential | Behind the Meter | Yes | SunnyMac, LLC | PSE&G |  | Accepted | 2025-08-04 | 2025-08-29 | 2026-08-29 | Solar Panels | HANWHA | Q.TRON BLK M-G2.H+ |  | 0.435 | 12 | 202 | 33 |  | Fixed | Roof
NJADRE1560216383 | Administratively Determined Incentive Program | Teaneck | 7666 | 5.22 | Residential | Behind the Meter | Yes | SunnyMac, LLC | PSE&G |  | Accepted | 2025-08-04 | 2025-08-29 | 2026-08-29 | Inverters | SOLAREDGE ENERGY HUB | SE5700H-US | 5760 |  | 1 |  |  | 0.99 |  | Outdoor | next to meter
NJADRE1560216442 | Administratively Determined Incentive Program | Villas | 8251 | 9.84 | Residential | Behind the Meter | Yes | Sea Bright Solar, LLC | AC Electric |  | Accepted | 2025-08-04 | 2025-09-03 | 2026-09-03 | Solar Panels | Mission Solar Energy | MSE410HT0B |  | 0.41 | 24 | 125 | 18 |  | Fixed | Roof
NJADRE1560216442 | Administratively Determined Incentive Program | Villas | 8251 | 9.84 | Residential | Behind the Meter | Yes | Sea Bright Solar, LLC | AC Electric |  | Accepted | 2025-08-04 | 2025-09-03 | 2026-09-03 | Inverters | SolarEdge | SE7600H-US | 7600 |  | 1 |  |  | 0.97 |  | Outdoor
NJADRE1560216447 | Administratively Determined Incentive Program | Lawrence Twp | 8648 | 12.71 | Residential | Behind the Meter | Yes | Sunrun Installation Services, Inc. | PSE&G |  | Accepted | 2025-08-04 | 2025-08-29 | 2026-08-29 | Solar Panels | Elin Energy (Sirius PV) | ELNSM54M-HC-410 |  | 0.41 | 31 | 223 | 36 |  | Fixed | Roof
NJADRE1560216447 | Administratively Determined Incentive Program | Lawrence Twp | 8648 | 12.71 | Residential | Behind the Meter | Yes | Sunrun Installation Services, Inc. | PSE&G |  | Accepted | 2025-08-04 | 2025-08-29 | 2026-08-29 | Inverters | SolarEdge Technologies | SE10000H-USMN | 10000 |  | 1 |  |  | 0.99 |  | Outdoor | Next to meter
NJADRE1560232799 | Administratively Determined Incentive Program | Palisades Park | 7650 | 4.785 | Residential | Behind the Meter | No | Venture Home Solar, LLC | PSE&G |  | Accepted | 2025-08-04 | 2025-09-11 | 2026-09-11 | Inverters | Tesla Solar | 1538000-xx-y | 330 |  | 1 |  |  | 0.9697 |  | Outside
NJADRE1560232799 | Administratively Determined Incentive Program | Palisades Park | 7650 | 4.785 | Residential | Behind the Meter | No | Venture Home Solar, LLC | PSE&G |  | Accepted | 2025-08-04 | 2025-09-11 | 2026-09-11 | Solar Panels | Hanwha | Q.TRON BLK M-G2.H+ 435 |  | 0.435 | 11 | 217 | 18 |  | Fixed | Roof
NJADRE1560239975 | Administratively Determined Incentive Program | Roselle Park | 7204 | 7.38 | Residential | Behind the Meter | Yes | Whitman Construction, LLC | PSE&G |  | Accepted | 2025-08-05 | 2025-08-29 | 2026-08-29 | Inverters | Enphase | IQ8PLUS-72-M-US | 290 |  | 18 |  |  | 0.975 |  | Outdoor
NJADRE1560239975 | Administratively Determined Incentive Program | Roselle Park | 7204 | 7.38 | Residential | Behind the Meter | Yes | Whitman Construction, LLC | PSE&G |  | Accepted | 2025-08-05 | 2025-08-29 | 2026-08-29 | Solar Panels | Trina Solar | TSM-410NE09RC.05 |  | 0.41 | 3 | 319 | 30 |  | Fixed | Roof
NJADRE1560239975 | Administratively Determined Incentive Program | Roselle Park | 7204 | 7.38 | Residential | Behind the Meter | Yes | Whitman Construction, LLC | PSE&G |  | Accepted | 2025-08-05 | 2025-08-29 | 2026-08-29 | Solar Panels | Trina Solar | TSM-410NE09RC.05 |  | 0.41 | 15 | 139 | 30 |  | Fixed | Roof
NJADRE1560239987 | Administratively Determined Incentive Program | Belmar | 7719 | 12.75 | Residential | Behind the Meter | No | Whitman Construction, LLC | JCP&L |  | Accepted | 2025-08-05 | 2025-08-29 | 2026-08-29 | Solar Panels | TRINA SOLAR | TSM-425NE09RC.05 |  | 0.425 | 20 | 196 | 31 |  | Fixed | Roof
NJADRE1560239987 | Administratively Determined Incentive Program | Belmar | 7719 | 12.75 | Residential | Behind the Meter | No | Whitman Construction, LLC | JCP&L |  | Accepted | 2025-08-05 | 2025-08-29 | 2026-08-29 | Solar Panels | Trina Solar | TSM-425NE09RC.05 |  | 0.425 | 10 | 16 | 31 |  | Fixed | Roof
NJADRE1560239987 | Administratively Determined Incentive Program | Belmar | 7719 | 12.75 | Residential | Behind the Meter | No | Whitman Construction, LLC | JCP&L |  | Accepted | 2025-08-05 | 2025-08-29 | 2026-08-29 | Inverters | ENPHASE | IQ8PLUS-72-M-US | 290 |  | 30 |  |  | 0.975 |  | Outdoor
NJADRE1560239990 | Administratively Determined Incentive Program | Bridgeton | 8302 | 9.84 | Residential | Behind the Meter | No | RCL Enterprises, Inc. | AC Electric |  | Accepted | 2025-08-05 | 2025-08-29 | 2026-08-29 | Solar Panels | Mission Solar | MSE410 PERC |  | 0.41 | 24 | 258 | 18 |  | Fixed | Roof
NJADRE1560239990 | Administratively Determined Incentive Program | Bridgeton | 8302 | 9.84 | Residential | Behind the Meter | No | RCL Enterprises, Inc. | AC Electric |  | Accepted | 2025-08-05 | 2025-08-29 | 2026-08-29 | Inverters | Enphase | IQ8plus | 290 |  | 24 |  |  | 0.97 |  | Outside
NJADRE1560239995 | Administratively Determined Incentive Program | Salem | 8079 | 24.795 | Residential | Behind the Meter | Yes | RCL Enterprises, Inc. | AC Electric |  | Accepted | 2025-08-05 | 2025-09-02 | 2026-09-02 | Solar Panels | QTRON | BLKMG2+ |  | 0.435 | 34 | 155 | 20 |  | Fixed | Roof
NJADRE1560239995 | Administratively Determined Incentive Program | Salem | 8079 | 24.795 | Residential | Behind the Meter | Yes | RCL Enterprises, Inc. | AC Electric |  | Accepted | 2025-08-05 | 2025-09-02 | 2026-09-02 | Solar Panels | QTRON | BLKMG2+ |  | 0.435 | 7 | 65 | 20 |  | Fixed | Roof
NJADRE1560239995 | Administratively Determined Incentive Program | Salem | 8079 | 24.795 | Residential | Behind the Meter | Yes | RCL Enterprises, Inc. | AC Electric |  | Accepted | 2025-08-05 | 2025-09-02 | 2026-09-02 | Inverters | Enphase | IQ8HC | 380 |  | 57 |  |  | 0.97 |  | Outside
NJADRE1560239995 | Administratively Determined Incentive Program | Salem | 8079 | 24.795 | Residential | Behind the Meter | Yes | RCL Enterprises, Inc. | AC Electric |  | Accepted | 2025-08-05 | 2025-09-02 | 2026-09-02 | Solar Panels | QTRON | BLKMG2+ |  | 0.435 | 16 | 245 | 20 |  | Fixed | Roof
NJADRE1560240015 | Administratively Determined Incentive Program | Far Hills | 7931 | 2.2 | Residential | Behind the Meter | Yes | Power Energy Solutions, LLC | JCP&L |  | Accepted | 2025-08-05 | 2025-09-03 | 2026-09-03 | Solar Panels | Silfab Solar | SIL-440 HC+ |  | 0.44 | 5 | 269 | 32 |  | Fixed | Roof
NJADRE1560240015 | Administratively Determined Incentive Program | Far Hills | 7931 | 2.2 | Residential | Behind the Meter | Yes | Power Energy Solutions, LLC | JCP&L |  | Accepted | 2025-08-05 | 2025-09-03 | 2026-09-03 | Inverters | Enphase | IQ8MC-72-M-US | 2 |  | 5 |  |  | 0.97 |  | Outdoor
NJADRE1560240030 | Administratively Determined Incentive Program | Lakewood | 8701 | 4.51 | Residential | Behind the Meter | Yes | Trinity Solar, LLC | JCP&L |  | Accepted | 2025-08-05 | 2025-09-02 | 2026-09-02 | Inverters | Solar Edge | USE3800H-US | 3800 |  | 1 |  |  | 0.97 |  | Outside
NJADRE1560240030 | Administratively Determined Incentive Program | Lakewood | 8701 | 4.51 | Residential | Behind the Meter | Yes | Trinity Solar, LLC | JCP&L |  | Accepted | 2025-08-05 | 2025-09-02 | 2026-09-02 | Solar Panels | Hanwha | Q.PEAK DUO BLK ML-G10.C+ 410 |  | 0.41 | 11 | 173 | 30 |  | Fixed | Roof
NJADRE1560240042 | Administratively Determined Incentive Program | WASHINGTON TOWNSHIP | 8080 | 10.44 | Residential | Behind the Meter | Yes | EMT Renewables, LLC | AC Electric |  | Accepted | 2025-08-05 | 2025-09-03 | 2026-09-03 | Solar Panels | Q CELLS | Q TRON-BLK-M-G2.H+ |  | 0.435 | 24 | 186 | 20 |  | Fixed | Roof
NJADRE1560240042 | Administratively Determined Incentive Program | WASHINGTON TOWNSHIP | 8080 | 10.44 | Residential | Behind the Meter | Yes | EMT Renewables, LLC | AC Electric |  | Accepted | 2025-08-05 | 2025-09-03 | 2026-09-03 | Inverters | Enphase | IQ8HC | 380 |  | 24 |  |  | 0.98 |  | Other | UNDER EACH PANEL
NJADRE1560240045 | Administratively Determined Incentive Program | MORRIS PLAINS | 7950 | 7.395 | Residential | Behind the Meter | Yes | EMT Renewables, LLC | JCP&L |  | Accepted | 2025-08-05 | 2025-09-03 | 2026-09-03 | Inverters | Enphase | IQ8HC | 380 |  | 17 |  |  | 0.98 |  | Other | UNDER EACH PANEL
NJADRE1560240045 | Administratively Determined Incentive Program | MORRIS PLAINS | 7950 | 7.395 | Residential | Behind the Meter | Yes | EMT Renewables, LLC | JCP&L |  | Accepted | 2025-08-05 | 2025-09-03 | 2026-09-03 | Solar Panels | Q CELLS | Q TRON-BLK-M-G2.H+ |  | 0.435 | 17 | 183 | 37 |  | Fixed | Roof
NJADRE1560240046 | Administratively Determined Incentive Program | East Orange | 7018 | 4.1 | Residential | Behind the Meter | Yes | Sunrun Installation Services, Inc. | PSE&G |  | Accepted | 2025-08-05 | 2025-09-02 | 2026-09-02 | Inverters | SolarEdge Technologies | SE3800H-USMN | 3800 |  | 1 |  |  | 0.99 |  | Outdoor
NJADRE1560240046 | Administratively Determined Incentive Program | East Orange | 7018 | 4.1 | Residential | Behind the Meter | Yes | Sunrun Installation Services, Inc. | PSE&G |  | Accepted | 2025-08-05 | 2025-09-02 | 2026-09-02 | Solar Panels | Elin Energy (Sirius PV) | ELNSM54M-HC-410 |  | 0.41 | 10 | 204 | 23 |  | Fixed | Roof
NJADRE1560240047 | Administratively Determined Incentive Program | HACKENSACK | 7601 | 6.64 | Residential | Behind the Meter | Yes | Big Wave Roofing and Solar, LLC | PSE&G |  | Accepted | 2025-08-05 | 2025-09-02 | 2026-09-02 | Solar Panels | QCELLS | Q.PEAK DUO BLK ML-G10.C+ 415W |  | 0.415 | 7 | 163 | 34 |  | Fixed | Roof
NJADRE1560240047 | Administratively Determined Incentive Program | HACKENSACK | 7601 | 6.64 | Residential | Behind the Meter | Yes | Big Wave Roofing and Solar, LLC | PSE&G |  | Accepted | 2025-08-05 | 2025-09-02 | 2026-09-02 | Solar Panels | QCELLS | Q.PEAK DUO BLK ML-G10.C+ 415W |  | 0.415 | 9 | 253 | 34 |  | Fixed | Roof
NJADRE1560240047 | Administratively Determined Incentive Program | HACKENSACK | 7601 | 6.64 | Residential | Behind the Meter | Yes | Big Wave Roofing and Solar, LLC | PSE&G |  | Accepted | 2025-08-05 | 2025-09-02 | 2026-09-02 | Inverters | Enphase | IQ8HC-72-M-DOM-US | 380 |  | 16 |  |  | 0.97 |  | Outside
NJADRE1560240054 | Administratively Determined Incentive Program | PISCATAWAY | 8854 | 10.66 | Residential | Behind the Meter | Yes | Pro Custom Solar dba Momentum Solar | PSE&G |  | Accepted | 2025-08-05 | 2025-09-03 | 2026-09-03 | Solar Panels | HANWHA | Q.PEAK DUO BLK ML-G10+410 |  | 0.41 | 7 | 323 | 34 |  | Fixed | Roof
NJADRE1560240054 | Administratively Determined Incentive Program | PISCATAWAY | 8854 | 10.66 | Residential | Behind the Meter | Yes | Pro Custom Solar dba Momentum Solar | PSE&G |  | Accepted | 2025-08-05 | 2025-09-03 | 2026-09-03 | Solar Panels | HANWHA | Q.PEAK DUO BLK ML-G10+410 |  | 0.41 | 9 | 53 | 34 |  | Fixed | Roof
NJADRE1560240054 | Administratively Determined Incentive Program | PISCATAWAY | 8854 | 10.66 | Residential | Behind the Meter | Yes | Pro Custom Solar dba Momentum Solar | PSE&G |  | Accepted | 2025-08-05 | 2025-09-03 | 2026-09-03 | Inverters | ENPHASE | IQ8HC-72-M-DOM-US | 380 |  | 26 |  |  | 0.97 |  | Outdoor
NJADRE1560240054 | Administratively Determined Incentive Program | PISCATAWAY | 8854 | 10.66 | Residential | Behind the Meter | Yes | Pro Custom Solar dba Momentum Solar | PSE&G |  | Accepted | 2025-08-05 | 2025-09-03 | 2026-09-03 | Solar Panels | HANWHA | Q.PEAK DUO BLK ML-G10+410 |  | 0.41 | 10 | 233 | 34 |  | Fixed | Roof
NJADRE1560240055 | Administratively Determined Incentive Program | Morristown | 7960 | 9.02 | Residential | Behind the Meter | Yes | Trinity Solar, LLC | JCP&L |  | Accepted | 2025-08-05 | 2025-09-02 | 2026-09-02 | Solar Panels | Hanwha | Q.PEAK DUO BLK ML-G10.C+ 410 |  | 0.41 | 6 | 148 | 34 |  | Fixed | Roof
NJADRE1560240055 | Administratively Determined Incentive Program | Morristown | 7960 | 9.02 | Residential | Behind the Meter | Yes | Trinity Solar, LLC | JCP&L |  | Accepted | 2025-08-05 | 2025-09-02 | 2026-09-02 | Solar Panels | Hanwha | Q.PEAK DUO BLK ML-G10.C+ 410 |  | 0.41 | 16 | 148 | 34 |  | Fixed | Roof
NJADRE1560240055 | Administratively Determined Incentive Program | Morristown | 7960 | 9.02 | Residential | Behind the Meter | Yes | Trinity Solar, LLC | JCP&L |  | Accepted | 2025-08-05 | 2025-09-02 | 2026-09-02 | Inverters | Solar Edge | USE7600H-US | 7600 |  | 1 |  |  | 0.97 |  | Outside
NJADRE1560240057 | Administratively Determined Incentive Program | Lower Township | 8204 | 14.79 | Residential | Behind the Meter | Yes | EMT Renewables, LLC | AC Electric |  | Accepted | 2025-08-05 | 2025-09-03 | 2026-09-03 | Inverters | IQ8HC | IQ8+ | 290 |  | 34 |  |  | 0.98 |  | Other | UNDER EACH PANEL
NJADRE1560240057 | Administratively Determined Incentive Program | Lower Township | 8204 | 14.79 | Residential | Behind the Meter | Yes | EMT Renewables, LLC | AC Electric |  | Accepted | 2025-08-05 | 2025-09-03 | 2026-09-03 | Solar Panels | Q CELLS | Q TRON |  | 0.435 | 26 | 228 | 20 |  | Fixed | Roof
NJADRE1560240057 | Administratively Determined Incentive Program | Lower Township | 8204 | 14.79 | Residential | Behind the Meter | Yes | EMT Renewables, LLC | AC Electric |  | Accepted | 2025-08-05 | 2025-09-03 | 2026-09-03 | Solar Panels | Q CELLS | Q TRON |  | 0.435 | 8 | 48 | 20 |  | Fixed | Roof
NJADRE1560240064 | Administratively Determined Incentive Program | FRANKLIN | 8873 | 15.77 | Residential | Behind the Meter | Yes | Big Wave Roofing and Solar, LLC | PSE&G |  | Accepted | 2025-08-05 | 2025-09-02 | 2026-09-02 | Solar Panels | Q cells | QCELLS Q.PEAK DUO BLK ML-G10.C+415w |  | 0.415 | 3 | 129 | 20 |  | Fixed | Roof
NJADRE1560240064 | Administratively Determined Incentive Program | FRANKLIN | 8873 | 15.77 | Residential | Behind the Meter | Yes | Big Wave Roofing and Solar, LLC | PSE&G |  | Accepted | 2025-08-05 | 2025-09-02 | 2026-09-02 | Solar Panels | Q cells | QCELLS Q.PEAK DUO BLK ML-G10.C+415w |  | 0.415 | 3 | 219 | 22 |  | Fixed | Roof
NJADRE1560240064 | Administratively Determined Incentive Program | FRANKLIN | 8873 | 15.77 | Residential | Behind the Meter | Yes | Big Wave Roofing and Solar, LLC | PSE&G |  | Accepted | 2025-08-05 | 2025-09-02 | 2026-09-02 | Solar Panels | Q cells | Q.PEAK DUO BLK ML-G10.C+415w |  | 0.415 | 3 | 39 | 20 |  | Fixed | Roof
NJADRE1560240064 | Administratively Determined Incentive Program | FRANKLIN | 8873 | 15.77 | Residential | Behind the Meter | Yes | Big Wave Roofing and Solar, LLC | PSE&G |  | Accepted | 2025-08-05 | 2025-09-02 | 2026-09-02 | Solar Panels | Q cells | Q.PEAK DUO BLK ML-G10.C+415w |  | 0.415 | 11 | 309 | 20 |  | Fixed | Roof
NJADRE1560240064 | Administratively Determined Incentive Program | FRANKLIN | 8873 | 15.77 | Residential | Behind the Meter | Yes | Big Wave Roofing and Solar, LLC | PSE&G |  | Accepted | 2025-08-05 | 2025-09-02 | 2026-09-02 | Solar Panels | Q cells | Q.PEAK DUO BLK ML-G10.C+415w |  | 0.415 | 3 | 309 | 20 |  | Fixed | Roof
NJADRE1560240064 | Administratively Determined Incentive Program | FRANKLIN | 8873 | 15.77 | Residential | Behind the Meter | Yes | Big Wave Roofing and Solar, LLC | PSE&G |  | Accepted | 2025-08-05 | 2025-09-02 | 2026-09-02 | Solar Panels | Q cells | Q.PEAK DUO BLK ML-G10.C+415w |  | 0.415 | 15 | 129 | 20 |  | Fixed | Roof
NJADRE1560240064 | Administratively Determined Incentive Program | FRANKLIN | 8873 | 15.77 | Residential | Behind the Meter | Yes | Big Wave Roofing and Solar, LLC | PSE&G |  | Accepted | 2025-08-05 | 2025-09-02 | 2026-09-02 | Inverters | Enphase | IQ8HC-72-M-DOM-US | 380 |  | 38 |  |  | 0.98 |  | Outdoor
NJADRE1560240069 | Administratively Determined Incentive Program | Toms River | 8757 | 3.48 | Residential | Behind the Meter | Yes | EMT Renewables, LLC | JCP&L |  | Accepted | 2025-08-05 | 2025-09-03 | 2026-09-03 | Inverters | IQ8HC | IQ8+ | 290 |  | 8 |  |  | 0.98 |  | Other | UNDER EACH PANEL
NJADRE1560240069 | Administratively Determined Incentive Program | Toms River | 8757 | 3.48 | Residential | Behind the Meter | Yes | EMT Renewables, LLC | JCP&L |  | Accepted | 2025-08-05 | 2025-09-03 | 2026-09-03 | Solar Panels | Q CELLS | Q TRON |  | 0.435 | 8 | 23 | 20 |  | Fixed | Roof
NJADRE1560240075 | Administratively Determined Incentive Program | TINTON FALLS | 7753 | 11.31 | Residential | Behind the Meter | Yes | SunnyMac, LLC | JCP&L |  | Accepted | 2025-08-05 | 2025-09-02 | 2026-09-02 | Inverters | SOLAREDGE HOME HUB | SE7600H-US | 7600 |  | 1 |  |  | 0.99 |  | Outdoor | next to meter
NJADRE1560240075 | Administratively Determined Incentive Program | TINTON FALLS | 7753 | 11.31 | Residential | Behind the Meter | Yes | SunnyMac, LLC | JCP&L |  | Accepted | 2025-08-05 | 2025-09-02 | 2026-09-02 | Solar Panels | HANWHA | Q.TRON BLK M-G2.H+ |  | 0.435 | 18 | 118 | 22 |  | Fixed | Roof
NJADRE1560240075 | Administratively Determined Incentive Program | TINTON FALLS | 7753 | 11.31 | Residential | Behind the Meter | Yes | SunnyMac, LLC | JCP&L |  | Accepted | 2025-08-05 | 2025-09-02 | 2026-09-02 | Solar Panels | HANWHA | Q.TRON BLK M-G2.H+ |  | 0.435 | 8 | 118 | 11 |  | Fixed | Roof
NJADRE1560240080 | Administratively Determined Incentive Program | Perth Amboy | 8861 | 6.48 | Residential | Behind the Meter | Yes | Sunrun Installation Services, Inc. | PSE&G |  | Accepted | 2025-08-05 | 2025-09-02 | 2026-09-02 | Solar Panels | JA Solar | JAM54S31-405/MR |  | 0.405 | 8 | 111 | 24 |  | Fixed | Roof
NJADRE1560240080 | Administratively Determined Incentive Program | Perth Amboy | 8861 | 6.48 | Residential | Behind the Meter | Yes | Sunrun Installation Services, Inc. | PSE&G |  | Accepted | 2025-08-05 | 2025-09-02 | 2026-09-02 | Inverters | SolarEdge Technologies | SE5700H-USMN | 5760 |  | 1 |  |  | 0.99 |  | Outdoor | Next to meter
NJADRE1560240080 | Administratively Determined Incentive Program | Perth Amboy | 8861 | 6.48 | Residential | Behind the Meter | Yes | Sunrun Installation Services, Inc. | PSE&G |  | Accepted | 2025-08-05 | 2025-09-02 | 2026-09-02 | Solar Panels | JA Solar | JAM54S31-405/MR |  | 0.405 | 8 | 291 | 21 |  | Fixed | Roof
NJADRE1560240082 | Administratively Determined Incentive Program | Sicklerville | 8081 | 11.745 | Residential | Behind the Meter | Yes | Integrity Solar & Home Solutions, LLC | AC Electric |  | Accepted | 2025-08-05 | 2025-09-02 | 2026-09-02 | Inverters | ENPHASE | IQ8HC | 380 |  | 27 |  |  | 0.98 |  | Other | UNDER EACH PANEL
NJADRE1560240082 | Administratively Determined Incentive Program | Sicklerville | 8081 | 11.745 | Residential | Behind the Meter | Yes | Integrity Solar & Home Solutions, LLC | AC Electric |  | Accepted | 2025-08-05 | 2025-09-02 | 2026-09-02 | Solar Panels | Q CELLS | Q.TRON BLK M-G2H+ 435 |  | 0.435 | 4 | 205 | 35 |  | Fixed | Roof
NJADRE1560240082 | Administratively Determined Incentive Program | Sicklerville | 8081 | 11.745 | Residential | Behind the Meter | Yes | Integrity Solar & Home Solutions, LLC | AC Electric |  | Accepted | 2025-08-05 | 2025-09-02 | 2026-09-02 | Solar Panels | Q CELLS | Q.TRON BLK M-G2H+ 435 |  | 0.435 | 9 | 205 | 34 |  | Fixed | Roof
NJADRE1560240082 | Administratively Determined Incentive Program | Sicklerville | 8081 | 11.745 | Residential | Behind the Meter | Yes | Integrity Solar & Home Solutions, LLC | AC Electric |  | Accepted | 2025-08-05 | 2025-09-02 | 2026-09-02 | Solar Panels | Q CELLS | Q.TRON BLK M-G2H+ 435 |  | 0.435 | 14 | 25 | 34 |  | Fixed | Roof
NJADRE1560240084 | Administratively Determined Incentive Program | Ocean Township | 7712 | 19.27 | Residential | Behind the Meter | Yes | Trinity Solar, LLC | JCP&L |  | Accepted | 2025-08-05 | 2025-09-02 | 2026-09-02 | Solar Panels | Hanwha | Q.PEAK DUO BLK ML-G10.C+ 410 |  | 0.41 | 16 | 239 | 21 |  | Fixed | Roof
NJADRE1560240084 | Administratively Determined Incentive Program | Ocean Township | 7712 | 19.27 | Residential | Behind the Meter | Yes | Trinity Solar, LLC | JCP&L |  | Accepted | 2025-08-05 | 2025-09-02 | 2026-09-02 | Inverters | Solar Edge | USE3800H-US | 3800 |  | 1 |  |  | 0.97 |  | Outside
NJADRE1560240084 | Administratively Determined Incentive Program | Ocean Township | 7712 | 19.27 | Residential | Behind the Meter | Yes | Trinity Solar, LLC | JCP&L |  | Accepted | 2025-08-05 | 2025-09-02 | 2026-09-02 | Inverters | Solar Edge | USE11400H-US | 11400 |  | 1 |  |  | 0.97 |  | Outside
NJADRE1560240084 | Administratively Determined Incentive Program | Ocean Township | 7712 | 19.27 | Residential | Behind the Meter | Yes | Trinity Solar, LLC | JCP&L |  | Accepted | 2025-08-05 | 2025-09-02 | 2026-09-02 | Solar Panels | Hanwha | Q.PEAK DUO BLK ML-G10.C+ 410 |  | 0.41 | 31 | 239 | 32 |  | Fixed | Roof
NJADRE1560240087 | Administratively Determined Incentive Program | JACKSON | 8527 | 13.94 | Residential | Behind the Meter | Yes | Reliable Power and Solar | JCP&L |  | Accepted | 2025-08-05 | 2025-09-02 | 2026-09-02 | Solar Panels | mission | MSE140HTOB410 |  | 0.41 | 9 | 53 | 20 |  | Fixed | Roof
NJADRE1560240087 | Administratively Determined Incentive Program | JACKSON | 8527 | 13.94 | Residential | Behind the Meter | Yes | Reliable Power and Solar | JCP&L |  | Accepted | 2025-08-05 | 2025-09-02 | 2026-09-02 | Solar Panels | mission | MSE140HTOB410 |  | 0.41 | 25 | 233 | 20 |  | Fixed | Roof
NJADRE1560240087 | Administratively Determined Incentive Program | JACKSON | 8527 | 13.94 | Residential | Behind the Meter | Yes | Reliable Power and Solar | JCP&L |  | Accepted | 2025-08-05 | 2025-09-02 | 2026-09-02 | Inverters | Enphase | IQ8 plus | 290 |  | 34 |  |  | 0.97 |  | Outdoor
NJADRE1560240090 | Administratively Determined Incentive Program | SOUTH PLAINFIELD | 7080 | 7.83 | Residential | Behind the Meter | Yes | GenSun Roofing and Solar, LLC | PSE&G |  | Accepted | 2025-08-05 | 2025-09-15 | 2026-09-15 | Inverters | Enphase | IQ8HC-72-M-DOM-US | 380 |  | 18 |  |  | 0.9 |  | Outdoor
NJADRE1560240090 | Administratively Determined Incentive Program | SOUTH PLAINFIELD | 7080 | 7.83 | Residential | Behind the Meter | Yes | GenSun Roofing and Solar, LLC | PSE&G |  | Accepted | 2025-08-05 | 2025-09-15 | 2026-09-15 | Meters | Enphase | IQ8HC-72-M-DOM-US |  |  | 18 |  |  |  | Yes | Outdoor
NJADRE1560240090 | Administratively Determined Incentive Program | SOUTH PLAINFIELD | 7080 | 7.83 | Residential | Behind the Meter | Yes | GenSun Roofing and Solar, LLC | PSE&G |  | Accepted | 2025-08-05 | 2025-09-15 | 2026-09-15 | Solar Panels | HANWHA Q CELLS | Q.TRON BLK M-G2+ |  | 0.435 | 9 | 81 | 23 |  | Fixed | Roof
NJADRE1560240090 | Administratively Determined Incentive Program | SOUTH PLAINFIELD | 7080 | 7.83 | Residential | Behind the Meter | Yes | GenSun Roofing and Solar, LLC | PSE&G |  | Accepted | 2025-08-05 | 2025-09-15 | 2026-09-15 | Solar Panels | HANWHA Q CELLS | Q.TRON BLK M-G2+ |  | 0.435 | 9 | 261 | 23 |  | Fixed | Roof
NJADRE1560240094 | Administratively Determined Incentive Program | DUMONT | 7628 | 8.265 | Residential | Behind the Meter | Yes | EMT Renewables, LLC | PSE&G |  | Accepted | 2025-08-05 | 2025-09-03 | 2026-09-03 | Inverters | IQ8HC | IQ8+ | 290 |  | 19 |  |  | 0.98 |  | Other | UNDER EACH PANEL
NJADRE1560240094 | Administratively Determined Incentive Program | DUMONT | 7628 | 8.265 | Residential | Behind the Meter | Yes | EMT Renewables, LLC | PSE&G |  | Accepted | 2025-08-05 | 2025-09-03 | 2026-09-03 | Solar Panels | Q CELLS | Q TRON |  | 0.435 | 6 | 273 | 15 |  | Fixed | Roof
NJADRE1560240094 | Administratively Determined Incentive Program | DUMONT | 7628 | 8.265 | Residential | Behind the Meter | Yes | EMT Renewables, LLC | PSE&G |  | Accepted | 2025-08-05 | 2025-09-03 | 2026-09-03 | Solar Panels | Q CELLS | Q TRON |  | 0.435 | 13 | 93 | 38 |  | Fixed | Roof
NJADRE1560240103 | Administratively Determined Incentive Program | UNION BEACH | 7735 | 23.4 | Residential | Behind the Meter | Yes | Power Energy Solutions, LLC | JCP&L |  | Accepted | 2025-08-05 | 2025-09-04 | 2026-09-04 | Inverters | Enphase | IQ8MC-72-M-US | 330 |  | 52 |  |  | 0.97 |  | Outdoor
NJADRE1560240103 | Administratively Determined Incentive Program | UNION BEACH | 7735 | 23.4 | Residential | Behind the Meter | Yes | Power Energy Solutions, LLC | JCP&L |  | Accepted | 2025-08-05 | 2025-09-04 | 2026-09-04 | Solar Panels | Trina Solar | TSM-450NEG9RC.27 |  | 0.45 | 36 | 87 | 7 |  | Fixed | Roof
NJADRE1560240103 | Administratively Determined Incentive Program | UNION BEACH | 7735 | 23.4 | Residential | Behind the Meter | Yes | Power Energy Solutions, LLC | JCP&L |  | Accepted | 2025-08-05 | 2025-09-04 | 2026-09-04 | Solar Panels | Trina Solar | TSM-450NEG9RC.27 |  | 0.45 | 16 | 267 | 41 |  | Fixed | Roof
NJADRE1560240107 | Administratively Determined Incentive Program | WOODBURY | 8096 | 7.83 | Residential | Behind the Meter | Yes | EMT Renewables, LLC | PSE&G |  | Accepted | 2025-08-05 | 2025-09-09 | 2026-09-09 | Inverters | Enphase | IQ8HC | 380 |  | 18 |  |  | 0.98 |  | Other | UNDER EACH PANEL
NJADRE1560240107 | Administratively Determined Incentive Program | WOODBURY | 8096 | 7.83 | Residential | Behind the Meter | Yes | EMT Renewables, LLC | PSE&G |  | Accepted | 2025-08-05 | 2025-09-09 | 2026-09-09 | Solar Panels | Q CELLS | Q TRON |  | 0.435 | 18 | 299 | 22 |  | Fixed | Roof
NJADRE1560240115 | Administratively Determined Incentive Program | Millville | 8332 | 3.48 | Residential | Behind the Meter | Yes | EMT Renewables, LLC | AC Electric |  | Accepted | 2025-08-05 | 2025-09-04 | 2026-09-04 | Inverters | IQ8HC | IQ8+ | 290 |  | 8 |  |  | 0.98 |  | Other | UNDER EACH PANEL
NJADRE1560240115 | Administratively Determined Incentive Program | Millville | 8332 | 3.48 | Residential | Behind the Meter | Yes | EMT Renewables, LLC | AC Electric |  | Accepted | 2025-08-05 | 2025-09-04 | 2026-09-04 | Solar Panels | Q CELLS | Q TRON |  | 0.435 | 8 | 89 | 36 |  | Fixed | Roof
NJADRE1560240119 | Administratively Determined Incentive Program | Randolph | 7869 | 5.22 | Residential | Behind the Meter | Yes | Skyline Solar, LLC | JCP&L |  | Accepted | 2025-08-05 | 2025-09-02 | 2026-09-02 | Solar Panels | Q. Tron BLK M-G2.H+ | Hanwha |  | 0.435 | 3 | 293 | 27 |  | Fixed | Roof
NJADRE1560240119 | Administratively Determined Incentive Program | Randolph | 7869 | 5.22 | Residential | Behind the Meter | Yes | Skyline Solar, LLC | JCP&L |  | Accepted | 2025-08-05 | 2025-09-02 | 2026-09-02 | Inverters | Enphase | IQ8HC-72-M-DOM-US | 380 |  | 12 |  |  | 0.976 |  | Outside
NJADRE1560240119 | Administratively Determined Incentive Program | Randolph | 7869 | 5.22 | Residential | Behind the Meter | Yes | Skyline Solar, LLC | JCP&L |  | Accepted | 2025-08-05 | 2025-09-02 | 2026-09-02 | Solar Panels | Q. Tron BLK M-G2.H+ | Hanwha |  | 0.435 | 9 | 203 | 27 |  | Fixed | Roof
NJADRE1560240121 | Administratively Determined Incentive Program | East Brunswick | 8816 | 12.15 | Residential | Behind the Meter | Yes | Solar Energy World | JCP&L |  | Accepted | 2025-08-05 | 2025-09-02 | 2026-09-02 | Solar Panels | LONGi | LR5-54HPB-405M |  | 0.405 | 8 | 246 | 18 |  | Fixed | Roof
NJADRE1560240121 | Administratively Determined Incentive Program | East Brunswick | 8816 | 12.15 | Residential | Behind the Meter | Yes | Solar Energy World | JCP&L |  | Accepted | 2025-08-05 | 2025-09-02 | 2026-09-02 | Solar Panels | LONGi | LR5-54HPB-405M |  | 0.405 | 8 | 246 | 18 |  | Fixed | Roof
NJADRE1560240121 | Administratively Determined Incentive Program | East Brunswick | 8816 | 12.15 | Residential | Behind the Meter | Yes | Solar Energy World | JCP&L |  | Accepted | 2025-08-05 | 2025-09-02 | 2026-09-02 | Solar Panels | LONGi | LR5-54HPB-405M |  | 0.405 | 9 | 66 | 27 |  | Fixed | Roof
NJADRE1560240121 | Administratively Determined Incentive Program | East Brunswick | 8816 | 12.15 | Residential | Behind the Meter | Yes | Solar Energy World | JCP&L |  | Accepted | 2025-08-05 | 2025-09-02 | 2026-09-02 | Inverters | Enphase | IQ8HC-72-M-DOM-US | 384 |  | 30 |  |  | 0.97 |  | Outside
NJADRE1560240121 | Administratively Determined Incentive Program | East Brunswick | 8816 | 12.15 | Residential | Behind the Meter | Yes | Solar Energy World | JCP&L |  | Accepted | 2025-08-05 | 2025-09-02 | 2026-09-02 | Solar Panels | LONGi | LR5-54HPB-405M |  | 0.405 | 5 | 66 | 27 |  | Fixed | Roof
NJADRE1560240128 | Administratively Determined Incentive Program | South Plainfield | 7080 | 8.265 | Residential | Behind the Meter | Yes | EMT Renewables, LLC | PSE&G |  | Accepted | 2025-08-05 | 2025-09-03 | 2026-09-03 | Inverters | IQ8HC | IQ8+ | 290 |  | 19 |  |  | 0.98 |  | Other | UNDER EACH PANEL
NJADRE1560240128 | Administratively Determined Incentive Program | South Plainfield | 7080 | 8.265 | Residential | Behind the Meter | Yes | EMT Renewables, LLC | PSE&G |  | Accepted | 2025-08-05 | 2025-09-03 | 2026-09-03 | Solar Panels | Q CELLS | Q TRON |  | 0.435 | 15 | 248 | 23 |  | Fixed | Roof
NJADRE1560240128 | Administratively Determined Incentive Program | South Plainfield | 7080 | 8.265 | Residential | Behind the Meter | Yes | EMT Renewables, LLC | PSE&G |  | Accepted | 2025-08-05 | 2025-09-03 | 2026-09-03 | Solar Panels | Q CELLS | Q TRON |  | 0.435 | 4 | 248 | 22 |  | Fixed | Roof
NJADRE1560240130 | Administratively Determined Incentive Program | Burlington | 8016 | 13.94 | Residential | Behind the Meter | Yes | Trinity Solar, LLC | PSE&G |  | Accepted | 2025-08-05 | 2025-09-02 | 2026-09-02 | Solar Panels | Hanwha | Q.PEAK DUO BLK ML-G10.C+ 410 |  | 0.41 | 29 | 153 | 33 |  | Fixed | Roof
NJADRE1560240130 | Administratively Determined Incentive Program | Burlington | 8016 | 13.94 | Residential | Behind the Meter | Yes | Trinity Solar, LLC | PSE&G |  | Accepted | 2025-08-05 | 2025-09-02 | 2026-09-02 | Solar Panels | Hanwha | Q.PEAK DUO BLK ML-G10.C+ 410 |  | 0.41 | 2 | 243 | 45 |  | Fixed | Roof
NJADRE1560240130 | Administratively Determined Incentive Program | Burlington | 8016 | 13.94 | Residential | Behind the Meter | Yes | Trinity Solar, LLC | PSE&G |  | Accepted | 2025-08-05 | 2025-09-02 | 2026-09-02 | Solar Panels | Hanwha | Q.PEAK DUO BLK ML-G10.C+ 410 |  | 0.41 | 3 | 243 | 45 |  | Fixed | Roof
NJADRE1560240130 | Administratively Determined Incentive Program | Burlington | 8016 | 13.94 | Residential | Behind the Meter | Yes | Trinity Solar, LLC | PSE&G |  | Accepted | 2025-08-05 | 2025-09-02 | 2026-09-02 | Inverters | Solar Edge | USE11400H-US | 11400 |  | 1 |  |  | 0.97 |  | Outside
NJADRE1560240131 | Administratively Determined Incentive Program | POMPTON PLAINS | 7444 | 13.12 | Residential | Behind the Meter | No | Powur, PBC | JCP&L |  | Accepted | 2025-08-05 | 2025-09-02 | 2026-09-02 | Solar Panels | Hanwha Q-Cells | Q.PEAK DUO BLK ML-G10+ |  | 0.41 | 11 | 259 | 45 |  | Fixed | Roof
NJADRE1560240131 | Administratively Determined Incentive Program | POMPTON PLAINS | 7444 | 13.12 | Residential | Behind the Meter | No | Powur, PBC | JCP&L |  | Accepted | 2025-08-05 | 2025-09-02 | 2026-09-02 | Solar Panels | Hanwha Q-Cells | Q.PEAK DUO BLK ML-G10+ |  | 0.41 | 4 | 169 | 18 |  | Fixed | Roof
NJADRE1560240131 | Administratively Determined Incentive Program | POMPTON PLAINS | 7444 | 13.12 | Residential | Behind the Meter | No | Powur, PBC | JCP&L |  | Accepted | 2025-08-05 | 2025-09-02 | 2026-09-02 | Solar Panels | Hanwha Q-Cells | Q.PEAK DUO BLK ML-G10+ |  | 0.41 | 7 | 349 | 18 |  | Fixed | Roof
NJADRE1560240131 | Administratively Determined Incentive Program | POMPTON PLAINS | 7444 | 13.12 | Residential | Behind the Meter | No | Powur, PBC | JCP&L |  | Accepted | 2025-08-05 | 2025-09-02 | 2026-09-02 | Solar Panels | Hanwha Q-Cells | Q.PEAK DUO BLK ML-G10+ |  | 0.41 | 2 | 349 | 18 |  | Fixed | Roof
NJADRE1560240131 | Administratively Determined Incentive Program | POMPTON PLAINS | 7444 | 13.12 | Residential | Behind the Meter | No | Powur, PBC | JCP&L |  | Accepted | 2025-08-05 | 2025-09-02 | 2026-09-02 | Inverters | Enphase | IQ8PLUS-72-2-US | 290 |  | 32 |  |  | 0.97 |  | Outside
NJADRE1560240131 | Administratively Determined Incentive Program | POMPTON PLAINS | 7444 | 13.12 | Residential | Behind the Meter | No | Powur, PBC | JCP&L |  | Accepted | 2025-08-05 | 2025-09-02 | 2026-09-02 | Solar Panels | Hanwha Q-Cells | Q.PEAK DUO BLK ML-G10+ |  | 0.41 | 4 | 349 | 18 |  | Fixed | Roof
NJADRE1560240131 | Administratively Determined Incentive Program | POMPTON PLAINS | 7444 | 13.12 | Residential | Behind the Meter | No | Powur, PBC | JCP&L |  | Accepted | 2025-08-05 | 2025-09-02 | 2026-09-02 | Solar Panels | Hanwha Q-Cells | Q.PEAK DUO BLK ML-G10+ |  | 0.41 | 4 | 169 | 18 |  | Fixed | Roof
NJADRE1560240133 | Administratively Determined Incentive Program | BURLINGTON TWP | 8016 | 4.1 | Residential | Behind the Meter | Yes | Sunrun Installation Services, Inc. | PSE&G |  | Accepted | 2025-08-05 | 2025-09-02 | 2026-09-02 | Inverters | Growatt New Energy Technology Co Ltd | MIN 3800TL-XH-US | 3800 |  | 1 |  |  | 0.98 |  | Outdoor
NJADRE1560240133 | Administratively Determined Incentive Program | BURLINGTON TWP | 8016 | 4.1 | Residential | Behind the Meter | Yes | Sunrun Installation Services, Inc. | PSE&G |  | Accepted | 2025-08-05 | 2025-09-02 | 2026-09-02 | Solar Panels | Elin Energy (Sirius PV) | ELNSM54M-HC-410 |  | 0.41 | 10 | 357 | 23 |  | Fixed | Roof
NJADRE1560240137 | Administratively Determined Incentive Program | Northfield | 8225 | 11.745 | Residential | Behind the Meter | Yes | EMT Renewables, LLC | AC Electric |  | Accepted | 2025-08-05 | 2025-09-03 | 2026-09-03 | Solar Panels | Q CELLS | Q TRON |  | 0.435 | 17 | 207 | 23 |  | Fixed | Roof
NJADRE1560240137 | Administratively Determined Incentive Program | Northfield | 8225 | 11.745 | Residential | Behind the Meter | Yes | EMT Renewables, LLC | AC Electric |  | Accepted | 2025-08-05 | 2025-09-03 | 2026-09-03 | Solar Panels | Q CELLS | Q TRON |  | 0.435 | 4 | 117 | 18 |  | Fixed | Roof
NJADRE1560240137 | Administratively Determined Incentive Program | Northfield | 8225 | 11.745 | Residential | Behind the Meter | Yes | EMT Renewables, LLC | AC Electric |  | Accepted | 2025-08-05 | 2025-09-03 | 2026-09-03 | Solar Panels | Q CELLS | Q TRON |  | 0.435 | 6 | 297 | 17 |  | Fixed | Roof
NJADRE1560240137 | Administratively Determined Incentive Program | Northfield | 8225 | 11.745 | Residential | Behind the Meter | Yes | EMT Renewables, LLC | AC Electric |  | Accepted | 2025-08-05 | 2025-09-03 | 2026-09-03 | Inverters | IQ8HC | IQ8+ | 290 |  | 27 |  |  | 0.98 |  | Other | UNDER EACH PANEL
NJADRE1560240142 | Administratively Determined Incentive Program | JACKSON TOWNSHIP | 8527 | 13.65 | Residential | Behind the Meter | Yes | Kamtech Solar Solutions | JCP&L |  | Accepted | 2025-08-05 | 2025-09-03 | 2026-09-03 | Inverters | ENPHASE | IQ 8AC-72-M-US | 349 |  | 30 |  |  | 0.973 |  | Outdoor | ROOFTOP
NJADRE1560240142 | Administratively Determined Incentive Program | JACKSON TOWNSHIP | 8527 | 13.65 | Residential | Behind the Meter | Yes | Kamtech Solar Solutions | JCP&L |  | Accepted | 2025-08-05 | 2025-09-03 | 2026-09-03 | Solar Panels | CANADIAN SOLAR | CS6. 1-54TM-455H |  | 0.455 | 30 | 207 | 38 |  | Fixed | Roof
NJADRE1560240150 | Administratively Determined Incentive Program | Northfield | 8225 | 3.045 | Residential | Behind the Meter | Yes | EMT Renewables, LLC | AC Electric |  | Accepted | 2025-08-05 | 2025-09-03 | 2026-09-03 | Inverters | IQ8HC | IQ8+ | 290 |  | 7 |  |  | 0.98 |  | Other | UNDER EACH PANEL
NJADRE1560240150 | Administratively Determined Incentive Program | Northfield | 8225 | 3.045 | Residential | Behind the Meter | Yes | EMT Renewables, LLC | AC Electric |  | Accepted | 2025-08-05 | 2025-09-03 | 2026-09-03 | Solar Panels | Q CELLS | Q TRON |  | 0.435 | 7 | 223 | 31 |  | Fixed | Roof
NJADRE1560240152 | Administratively Determined Incentive Program | Edison Twp | 8837 | 13.12 | Residential | Behind the Meter | Yes | Sunrun Installation Services, Inc. | PSE&G |  | Accepted | 2025-08-05 | 2025-09-02 | 2026-09-02 | Inverters | SolarEdge Technologies | SE10000H-USMN | 10000 |  | 1 |  |  | 0.99 |  | Outdoor
NJADRE1560240152 | Administratively Determined Incentive Program | Edison Twp | 8837 | 13.12 | Residential | Behind the Meter | Yes | Sunrun Installation Services, Inc. | PSE&G |  | Accepted | 2025-08-05 | 2025-09-02 | 2026-09-02 | Solar Panels | Elin Energy (Sirius PV) | ELNSM54M-HC-410 |  | 0.41 | 5 | 118 | 18 |  | Fixed | Roof
NJADRE1560240152 | Administratively Determined Incentive Program | Edison Twp | 8837 | 13.12 | Residential | Behind the Meter | Yes | Sunrun Installation Services, Inc. | PSE&G |  | Accepted | 2025-08-05 | 2025-09-02 | 2026-09-02 | Solar Panels | Elin Energy (Sirius PV) | ELNSM54M-HC-410 |  | 0.41 | 8 | 298 | 18 |  | Fixed | Roof
NJADRE1560240152 | Administratively Determined Incentive Program | Edison Twp | 8837 | 13.12 | Residential | Behind the Meter | Yes | Sunrun Installation Services, Inc. | PSE&G |  | Accepted | 2025-08-05 | 2025-09-02 | 2026-09-02 | Solar Panels | Elin Energy (Sirius PV) | ELNSM54M-HC-410 |  | 0.41 | 19 | 118 | 18 |  | Fixed | Roof
NJADRE1560240170 | Administratively Determined Incentive Program | DEPTFORD | 8096 | 8.1 | Residential | Behind the Meter | No | Solar Energy World | PSE&G |  | Accepted | 2025-08-05 | 2025-09-02 | 2026-09-02 | Solar Panels | LONGi | LR5-54HPB-405M |  | 0.405 | 10 | 144 | 11 |  | Fixed | Roof
NJADRE1560240170 | Administratively Determined Incentive Program | DEPTFORD | 8096 | 8.1 | Residential | Behind the Meter | No | Solar Energy World | PSE&G |  | Accepted | 2025-08-05 | 2025-09-02 | 2026-09-02 | Inverters | Enphase | IQ8+-72-M-US | 290 |  | 20 |  |  | 0.97 |  | Outside
NJADRE1560240170 | Administratively Determined Incentive Program | DEPTFORD | 8096 | 8.1 | Residential | Behind the Meter | No | Solar Energy World | PSE&G |  | Accepted | 2025-08-05 | 2025-09-02 | 2026-09-02 | Solar Panels | LONGi | LR5-54HPB-405M |  | 0.405 | 7 | 144 | 16 |  | Fixed | Roof
NJADRE1560240170 | Administratively Determined Incentive Program | DEPTFORD | 8096 | 8.1 | Residential | Behind the Meter | No | Solar Energy World | PSE&G |  | Accepted | 2025-08-05 | 2025-09-02 | 2026-09-02 | Solar Panels | LONGi | LR5-54HPB-405M |  | 0.405 | 3 | 143 | 26 |  | Fixed | Roof
NJADRE1560240172 | Administratively Determined Incentive Program | SOMERSET | 8873 | 8.7 | Residential | Behind the Meter | No | Sunwise Energy, LLC | PSE&G |  | Accepted | 2025-08-12 | 2025-09-08 | 2026-09-08 | Inverters | ENPHASE ENERGY | IQ8HC-72-M-DOM-US | 380 |  | 20 |  |  | 0.973 |  | Outside
NJADRE1560240172 | Administratively Determined Incentive Program | SOMERSET | 8873 | 8.7 | Residential | Behind the Meter | No | Sunwise Energy, LLC | PSE&G |  | Accepted | 2025-08-12 | 2025-09-08 | 2026-09-08 | Solar Panels | Q CELLS | Q TRON BLK M-G2+SERIES |  | 0.435 | 20 | 231 | 35 |  | Fixed | Roof
NJADRE1560240176 | Administratively Determined Incentive Program | Hammonton | 8037 | 18.45 | Residential | Behind the Meter | Yes | Trinity Solar, LLC | AC Electric |  | Accepted | 2025-08-05 | 2025-09-02 | 2026-09-02 | Solar Panels | Hanwha | Q.PEAK DUO BLK ML-G10+ 410 |  | 0.41 | 45 | 222 | 30 |  | Fixed | Ground
NJADRE1560240176 | Administratively Determined Incentive Program | Hammonton | 8037 | 18.45 | Residential | Behind the Meter | Yes | Trinity Solar, LLC | AC Electric |  | Accepted | 2025-08-05 | 2025-09-02 | 2026-09-02 | Inverters | Solar Edge | USE7600H-US | 7600 |  | 2 |  |  | 0.97 |  | Outside
NJADRE1560240181 | Administratively Determined Incentive Program | BRIDGETON | 8302 | 6.8 | Residential | Behind the Meter | Yes | Whitman Construction, LLC | AC Electric |  | Accepted | 2025-08-05 | 2025-09-02 | 2026-09-02 | Inverters | ENPHASE | IQ8PLUS-72-M-US | 290 |  | 16 |  |  | 0.975 |  | Outdoor
NJADRE1560240181 | Administratively Determined Incentive Program | BRIDGETON | 8302 | 6.8 | Residential | Behind the Meter | Yes | Whitman Construction, LLC | AC Electric |  | Accepted | 2025-08-05 | 2025-09-02 | 2026-09-02 | Solar Panels | JINKO SOLAR | JKM425N-54HL4-B |  | 0.425 | 9 | 87 | 26 |  | Fixed | Roof
NJADRE1560240181 | Administratively Determined Incentive Program | BRIDGETON | 8302 | 6.8 | Residential | Behind the Meter | Yes | Whitman Construction, LLC | AC Electric |  | Accepted | 2025-08-05 | 2025-09-02 | 2026-09-02 | Solar Panels | Jinko Solar | JKM425N-54HL4-B |  | 0.425 | 7 | 87 | 15 |  | Fixed | Roof
NJADRE1560240185 | Administratively Determined Incentive Program | BRIDGETON | 8302 | 7.83 | Residential | Behind the Meter | Yes | EMT Renewables, LLC | AC Electric |  | Accepted | 2025-08-05 | 2025-09-02 | 2026-09-02 | Solar Panels | Q CELLS | Q TRON |  | 0.435 | 18 | 245 | 24 |  | Fixed | Roof
NJADRE1560240185 | Administratively Determined Incentive Program | BRIDGETON | 8302 | 7.83 | Residential | Behind the Meter | Yes | EMT Renewables, LLC | AC Electric |  | Accepted | 2025-08-05 | 2025-09-02 | 2026-09-02 | Inverters | IQ8HC | IQ8+ | 290 |  | 18 |  |  | 0.98 |  | Other | UNDER EACH PANEL
NJADRE1560240190 | Administratively Determined Incentive Program | ATCO | 8004 | 10.005 | Residential | Behind the Meter | Yes | Integrity Solar & Home Solutions, LLC | AC Electric |  | Accepted | 2025-08-05 | 2025-09-02 | 2026-09-02 | Solar Panels | Q CELLS | Q.TRON BLK M-G2H+ 435 |  | 0.435 | 7 | 299 | 20 |  | Fixed | Roof
NJADRE1560240190 | Administratively Determined Incentive Program | ATCO | 8004 | 10.005 | Residential | Behind the Meter | Yes | Integrity Solar & Home Solutions, LLC | AC Electric |  | Accepted | 2025-08-05 | 2025-09-02 | 2026-09-02 | Inverters | ENPHASE | IQ8HC | 380 |  | 23 |  |  | 0.98 |  | Other | UNDER EACH PANEL
NJADRE1560240190 | Administratively Determined Incentive Program | ATCO | 8004 | 10.005 | Residential | Behind the Meter | Yes | Integrity Solar & Home Solutions, LLC | AC Electric |  | Accepted | 2025-08-05 | 2025-09-02 | 2026-09-02 | Solar Panels | Q CELLS | Q.TRON BLK M-G2H+ 435 |  | 0.435 | 16 | 119 | 20 |  | Fixed | Roof
NJADRE1560240194 | Administratively Determined Incentive Program | Brick | 8724 | 7.29 | Residential | Behind the Meter | No | Power Home Remodeling Group | JCP&L |  | Accepted | 2025-08-05 | 2025-09-02 | 2026-09-02 | Inverters | SolarEdge | SE5700H-US | 5760 |  | 1 |  |  | 0.99 |  | Outside
NJADRE1560240194 | Administratively Determined Incentive Program | Brick | 8724 | 7.29 | Residential | Behind the Meter | No | Power Home Remodeling Group | JCP&L |  | Accepted | 2025-08-05 | 2025-09-02 | 2026-09-02 | Meters | SolarEdge | Revenue Grade Data Ansi C12.20 |  |  | 1 |  |  |  | Yes | Outdoor
NJADRE1560240194 | Administratively Determined Incentive Program | Brick | 8724 | 7.29 | Residential | Behind the Meter | No | Power Home Remodeling Group | JCP&L |  | Accepted | 2025-08-05 | 2025-09-02 | 2026-09-02 | Solar Panels | JA Solar | JAM54S31 405/MR |  | 0.405 | 8 | 113 | 23 |  | Fixed | Roof
NJADRE1560240194 | Administratively Determined Incentive Program | Brick | 8724 | 7.29 | Residential | Behind the Meter | No | Power Home Remodeling Group | JCP&L |  | Accepted | 2025-08-05 | 2025-09-02 | 2026-09-02 | Solar Panels | JA Solar | JAM54S31 405/MR |  | 0.405 | 10 | 113 | 23 |  | Fixed | Roof
NJADRE1560240195 | Administratively Determined Incentive Program | Burlington Township | 8016 | 5.1 | Residential | Behind the Meter | Yes | Solar Mite Solutions, LLC | PSE&G |  | Accepted | 2025-08-05 | 2025-09-02 | 2026-09-02 | Inverters | Enphase | IQ8PLUS-72-M-US | 290 |  | 12 |  |  | 0.98 |  | Outside
NJADRE1560240195 | Administratively Determined Incentive Program | Burlington Township | 8016 | 5.1 | Residential | Behind the Meter | Yes | Solar Mite Solutions, LLC | PSE&G |  | Accepted | 2025-08-05 | 2025-09-02 | 2026-09-02 | Solar Panels | Jinko | JKM425N |  | 0.425 | 12 | 246 | 35 |  | Fixed | Roof
NJADRE1560240207 | Administratively Determined Incentive Program | MAPLE SHADE | 8052 | 6.96 | Residential | Behind the Meter | No | Skyline Solar, LLC | PSE&G |  | Accepted | 2025-08-05 | 2025-09-03 | 2026-09-03 | Solar Panels | Hanwha | Q. Tron BLK M-G2.H+ |  | 0.435 | 16 | 172 | 33 |  | Fixed | Roof
NJADRE1560240207 | Administratively Determined Incentive Program | MAPLE SHADE | 8052 | 6.96 | Residential | Behind the Meter | No | Skyline Solar, LLC | PSE&G |  | Accepted | 2025-08-05 | 2025-09-03 | 2026-09-03 | Inverters | Enphase | IQ8HC-72-M-DOM-US | 380 |  | 16 |  |  | 0.976 |  | Outside
NJADRE1560240210 | Administratively Determined Incentive Program | Mount Holly | 8060 | 10.875 | Residential | Behind the Meter | Yes | EMT Renewables, LLC | PSE&G |  | Accepted | 2025-08-05 | 2025-09-04 | 2026-09-04 | Solar Panels | Q CELLS | Q TRON |  | 0.435 | 9 | 303 | 20 |  | Fixed | Roof
NJADRE1560240210 | Administratively Determined Incentive Program | Mount Holly | 8060 | 10.875 | Residential | Behind the Meter | Yes | EMT Renewables, LLC | PSE&G |  | Accepted | 2025-08-05 | 2025-09-04 | 2026-09-04 | Solar Panels | Q CELLS | Q TRON |  | 0.435 | 16 | 123 | 20 |  | Fixed | Roof
NJADRE1560240210 | Administratively Determined Incentive Program | Mount Holly | 8060 | 10.875 | Residential | Behind the Meter | Yes | EMT Renewables, LLC | PSE&G |  | Accepted | 2025-08-05 | 2025-09-04 | 2026-09-04 | Inverters | IQ8HC | IQ8+ | 290 |  | 25 |  |  | 0.98 |  | Other | UNDER EACH PANEL
NJADRE1560240216 | Administratively Determined Incentive Program | South Plainfield | 7080 | 8.61 | Residential | Behind the Meter | Yes | Sunrun Installation Services, Inc. | PSE&G |  | Accepted | 2025-08-05 | 2025-09-02 | 2026-09-02 | Solar Panels | Elin Energy (Sirius PV) | ELNSM54M-HC-410 |  | 0.41 | 12 | 68 | 18 |  | Fixed | Roof
NJADRE1560240216 | Administratively Determined Incentive Program | South Plainfield | 7080 | 8.61 | Residential | Behind the Meter | Yes | Sunrun Installation Services, Inc. | PSE&G |  | Accepted | 2025-08-05 | 2025-09-02 | 2026-09-02 | Inverters | SolarEdge Technologies | SE5700H-USMN | 5760 |  | 1 |  |  | 0.99 |  | Outdoor
NJADRE1560240216 | Administratively Determined Incentive Program | South Plainfield | 7080 | 8.61 | Residential | Behind the Meter | Yes | Sunrun Installation Services, Inc. | PSE&G |  | Accepted | 2025-08-05 | 2025-09-02 | 2026-09-02 | Solar Panels | Elin Energy (Sirius PV) | ELNSM54M-HC-410 |  | 0.41 | 9 | 248 | 18 |  | Fixed | Roof
NJADRE1560240220 | Administratively Determined Incentive Program | TOMS RIVER | 8753 | 9.545 | Residential | Behind the Meter | Yes | SunPurity, LLC | JCP&L |  | Accepted | 2025-08-06 | 2025-09-04 | 2026-09-04 | Solar Panels | Hanwha Q cells | Q.PEAK DUO BLK-ML-G10+ 415W |  | 0.415 | 3 | 272 | 17 |  | Fixed | Roof
NJADRE1560240220 | Administratively Determined Incentive Program | TOMS RIVER | 8753 | 9.545 | Residential | Behind the Meter | Yes | SunPurity, LLC | JCP&L |  | Accepted | 2025-08-06 | 2025-09-04 | 2026-09-04 | Solar Panels | Hanwha Q cells | Q.PEAK DUO BLK-ML-G10+ 415W |  | 0.415 | 2 | 182 | 17 |  | Fixed | Roof
NJADRE1560240220 | Administratively Determined Incentive Program | TOMS RIVER | 8753 | 9.545 | Residential | Behind the Meter | Yes | SunPurity, LLC | JCP&L |  | Accepted | 2025-08-06 | 2025-09-04 | 2026-09-04 | Solar Panels | Hanwha Q cells | Q.PEAK DUO BLK-ML-G10+ 415W |  | 0.415 | 9 | 182 | 17 |  | Fixed | Roof
NJADRE1560240220 | Administratively Determined Incentive Program | TOMS RIVER | 8753 | 9.545 | Residential | Behind the Meter | Yes | SunPurity, LLC | JCP&L |  | Accepted | 2025-08-06 | 2025-09-04 | 2026-09-04 | Solar Panels | Hanwha Q cells | Q.PEAK DUO BLK-ML-G10+ 415W |  | 0.415 | 6 | 2 | 17 |  | Fixed | Roof
NJADRE1560240220 | Administratively Determined Incentive Program | TOMS RIVER | 8753 | 9.545 | Residential | Behind the Meter | Yes | SunPurity, LLC | JCP&L |  | Accepted | 2025-08-06 | 2025-09-04 | 2026-09-04 | Inverters | SolarEdge | SE7600H-US | 7600 |  | 1 |  |  | 0.99 |  | Outdoor
NJADRE1560240220 | Administratively Determined Incentive Program | TOMS RIVER | 8753 | 9.545 | Residential | Behind the Meter | Yes | SunPurity, LLC | JCP&L |  | Accepted | 2025-08-06 | 2025-09-04 | 2026-09-04 | Solar Panels | Hanwha Q cells | Q.PEAK DUO BLK-ML-G10+ 415W |  | 0.415 | 3 | 92 | 17 |  | Fixed | Roof
NJADRE1560240223 | Administratively Determined Incentive Program | Linden | 7036 | 9.43 | Residential | Behind the Meter | No | Pro Custom Solar dba Momentum Solar | PSE&G |  | Accepted | 2025-08-05 | 2025-09-02 | 2026-09-02 | Solar Panels | HANWHA | q.peak duo blk-g10+410 |  | 0.41 | 2 | 129 | 26 |  | Fixed | Roof
NJADRE1560240223 | Administratively Determined Incentive Program | Linden | 7036 | 9.43 | Residential | Behind the Meter | No | Pro Custom Solar dba Momentum Solar | PSE&G |  | Accepted | 2025-08-05 | 2025-09-02 | 2026-09-02 | Inverters | ENPHASE | IQ8PLUS-72-2-US | 320 |  | 23 |  |  | 0.97 |  | Outdoor
NJADRE1560240223 | Administratively Determined Incentive Program | Linden | 7036 | 9.43 | Residential | Behind the Meter | No | Pro Custom Solar dba Momentum Solar | PSE&G |  | Accepted | 2025-08-05 | 2025-09-02 | 2026-09-02 | Solar Panels | HANWHA | q.peak duo blk-g10+410 |  | 0.41 | 5 | 309 | 18 |  | Fixed | Roof
NJADRE1560240223 | Administratively Determined Incentive Program | Linden | 7036 | 9.43 | Residential | Behind the Meter | No | Pro Custom Solar dba Momentum Solar | PSE&G |  | Accepted | 2025-08-05 | 2025-09-02 | 2026-09-02 | Solar Panels | HANWHA | q.peak duo blk-g10+410 |  | 0.41 | 12 | 129 | 18 |  | Fixed | Roof
NJADRE1560240223 | Administratively Determined Incentive Program | Linden | 7036 | 9.43 | Residential | Behind the Meter | No | Pro Custom Solar dba Momentum Solar | PSE&G |  | Accepted | 2025-08-05 | 2025-09-02 | 2026-09-02 | Solar Panels | HANWHA | q.peak duo blk-g10+410 |  | 0.41 | 4 | 129 | 20 |  | Fixed | Roof
NJADRE1560240226 | Administratively Determined Incentive Program | Swedesboro | 8085 | 10.005 | Residential | Behind the Meter | Yes | EMT Renewables, LLC | AC Electric |  | Accepted | 2025-08-05 | 2025-09-03 | 2026-09-03 | Solar Panels | Q CELLS | Q TRON |  | 0.435 | 19 | 243 | 25 |  | Fixed | Roof
NJADRE1560240226 | Administratively Determined Incentive Program | Swedesboro | 8085 | 10.005 | Residential | Behind the Meter | Yes | EMT Renewables, LLC | AC Electric |  | Accepted | 2025-08-05 | 2025-09-03 | 2026-09-03 | Solar Panels | Q CELLS | Q TRON |  | 0.435 | 4 | 63 | 25 |  | Fixed | Roof
NJADRE1560240226 | Administratively Determined Incentive Program | Swedesboro | 8085 | 10.005 | Residential | Behind the Meter | Yes | EMT Renewables, LLC | AC Electric |  | Accepted | 2025-08-05 | 2025-09-03 | 2026-09-03 | Inverters | IQ8HC | IQ8+ | 290 |  | 23 |  |  | 0.98 |  | Other | UNDER EACH PANEL
NJADRE1560240235 | Administratively Determined Incentive Program | MAYS LANDING | 8330 | 12.45 | Residential | Behind the Meter | Yes | Big Wave Roofing and Solar, LLC | AC Electric |  | Accepted | 2025-08-05 | 2025-09-02 | 2026-09-02 | Solar Panels | QCELLS | Q.PEAK DUO BLK ML-G10.C+ 415W |  | 0.415 | 2 | 168 | 23 |  | Fixed | Roof
NJADRE1560240235 | Administratively Determined Incentive Program | MAYS LANDING | 8330 | 12.45 | Residential | Behind the Meter | Yes | Big Wave Roofing and Solar, LLC | AC Electric |  | Accepted | 2025-08-05 | 2025-09-02 | 2026-09-02 | Inverters | Enphase | IQ8HC-72-M-DOM-US | 380 |  | 30 |  |  | 0.97 |  | Outside
NJADRE1560240235 | Administratively Determined Incentive Program | MAYS LANDING | 8330 | 12.45 | Residential | Behind the Meter | Yes | Big Wave Roofing and Solar, LLC | AC Electric |  | Accepted | 2025-08-05 | 2025-09-02 | 2026-09-02 | Solar Panels | QCELLS | Q.PEAK DUO BLK ML-G10.C+ 415W |  | 0.415 | 28 | 78 | 38 |  | Fixed | Roof
NJADRE1560240242 | Administratively Determined Incentive Program | HAMMONTON | 8037 | 16.965 | Residential | Behind the Meter | Yes | EMT Renewables, LLC | AC Electric |  | Accepted | 2025-08-05 | 2025-09-03 | 2026-09-03 | Solar Panels | Q CELLS | Q TRON-BLK-M-G2.H+ |  | 0.435 | 8 | 232 | 30 |  | Fixed | Roof
NJADRE1560240242 | Administratively Determined Incentive Program | HAMMONTON | 8037 | 16.965 | Residential | Behind the Meter | Yes | EMT Renewables, LLC | AC Electric |  | Accepted | 2025-08-05 | 2025-09-03 | 2026-09-03 | Solar Panels | Q CELLS | Q TRON-BLK-M-G2.H+ |  | 0.435 | 20 | 52 | 30 |  | Fixed | Roof
NJADRE1560240242 | Administratively Determined Incentive Program | HAMMONTON | 8037 | 16.965 | Residential | Behind the Meter | Yes | EMT Renewables, LLC | AC Electric |  | Accepted | 2025-08-05 | 2025-09-03 | 2026-09-03 | Inverters | Enphase | IQ8HC | 380 |  | 39 |  |  | 0.98 |  | Other | UNDER EACH PANEL
NJADRE1560240242 | Administratively Determined Incentive Program | HAMMONTON | 8037 | 16.965 | Residential | Behind the Meter | Yes | EMT Renewables, LLC | AC Electric |  | Accepted | 2025-08-05 | 2025-09-03 | 2026-09-03 | Solar Panels | Q CELLS | Q TRON-BLK-M-G2.H+ |  | 0.435 | 6 | 232 | 30 |  | Fixed | Roof
NJADRE1560240242 | Administratively Determined Incentive Program | HAMMONTON | 8037 | 16.965 | Residential | Behind the Meter | Yes | EMT Renewables, LLC | AC Electric |  | Accepted | 2025-08-05 | 2025-09-03 | 2026-09-03 | Solar Panels | Q CELLS | Q TRON-BLK-M-G2.H+ |  | 0.435 | 1 | 52 | 30 |  | Fixed | Roof
NJADRE1560240242 | Administratively Determined Incentive Program | HAMMONTON | 8037 | 16.965 | Residential | Behind the Meter | Yes | EMT Renewables, LLC | AC Electric |  | Accepted | 2025-08-05 | 2025-09-03 | 2026-09-03 | Solar Panels | Q CELLS | Q TRON-BLK-M-G2.H+ |  | 0.435 | 4 | 52 | 30 |  | Fixed | Roof
NJADRE1560240243 | Administratively Determined Incentive Program | WEYMOUTH | 8317 | 22.55 | Residential | Behind the Meter | Yes | RCL Enterprises, Inc. | AC Electric |  | Accepted | 2025-08-05 | 2025-09-05 | 2026-09-05 | Inverters | Enphase | IQ8plus | 290 |  | 55 |  |  | 0.97 |  | Outside
NJADRE1560240243 | Administratively Determined Incentive Program | WEYMOUTH | 8317 | 22.55 | Residential | Behind the Meter | Yes | RCL Enterprises, Inc. | AC Electric |  | Accepted | 2025-08-05 | 2025-09-05 | 2026-09-05 | Solar Panels | Mission Solar | MSE410 PERC |  | 0.41 | 55 | 180 | 25 |  | Fixed | Ground
NJADRE1560240250 | Administratively Determined Incentive Program | PENNSVILLE | 8070 | 16.575 | Residential | Behind the Meter | Yes | Whitman Construction, LLC | AC Electric |  | Accepted | 2025-08-05 | 2025-09-02 | 2026-09-02 | Solar Panels | JINKO SOLAR | JKM425N-54HL4-B |  | 0.425 | 19 | 218 | 30 |  | Fixed | Roof
NJADRE1560240250 | Administratively Determined Incentive Program | PENNSVILLE | 8070 | 16.575 | Residential | Behind the Meter | Yes | Whitman Construction, LLC | AC Electric |  | Accepted | 2025-08-05 | 2025-09-02 | 2026-09-02 | Solar Panels | JINKO SOLAR | JKM425N-54HL4-B |  | 0.425 | 16 | 218 | 14 |  | Fixed | Roof
NJADRE1560240250 | Administratively Determined Incentive Program | PENNSVILLE | 8070 | 16.575 | Residential | Behind the Meter | Yes | Whitman Construction, LLC | AC Electric |  | Accepted | 2025-08-05 | 2025-09-02 | 2026-09-02 | Solar Panels | JINKO SOLAR | JKM425N-54HL4-B |  | 0.425 | 4 | 38 | 30 |  | Fixed | Roof
NJADRE1560240250 | Administratively Determined Incentive Program | PENNSVILLE | 8070 | 16.575 | Residential | Behind the Meter | Yes | Whitman Construction, LLC | AC Electric |  | Accepted | 2025-08-05 | 2025-09-02 | 2026-09-02 | Inverters | ENPHASE | IQ8PLUS-72-M-US | 290 |  | 39 |  |  | 0.975 |  | Outdoor
NJADRE1560240253 | Administratively Determined Incentive Program | MONTCLAIR | 7042 | 6.88 | Residential | Behind the Meter | No | Infinity Solar Systems, LLC | PSE&G |  | Accepted | 2025-08-05 | 2025-09-10 | 2026-09-10 | Inverters | Enphase | IQ8MC-72-M-US | 320 |  | 16 |  |  | 0.97 |  | Outdoor
NJADRE1560240253 | Administratively Determined Incentive Program | MONTCLAIR | 7042 | 6.88 | Residential | Behind the Meter | No | Infinity Solar Systems, LLC | PSE&G |  | Accepted | 2025-08-05 | 2025-09-10 | 2026-09-10 | Solar Panels | SEG Solar | SEG-430-BTD-BG |  | 0.43 | 10 | 197 | 37 |  | Fixed | Roof
NJADRE1560240253 | Administratively Determined Incentive Program | MONTCLAIR | 7042 | 6.88 | Residential | Behind the Meter | No | Infinity Solar Systems, LLC | PSE&G |  | Accepted | 2025-08-05 | 2025-09-10 | 2026-09-10 | Solar Panels | SEG Solar | SEG-430-BTD-BG |  | 0.43 | 6 | 197 | 26 |  | Fixed | Roof
NJADRE1560240258 | Administratively Determined Incentive Program | EGG HARBOR TOWNSHIP | 8234 | 7.395 | Residential | Behind the Meter | Yes | EMT Renewables, LLC | AC Electric |  | Accepted | 2025-08-05 | 2025-09-03 | 2026-09-03 | Solar Panels | Q CELLS | Q TRON |  | 0.435 | 6 | 204 | 33 |  | Fixed | Roof
NJADRE1560240258 | Administratively Determined Incentive Program | EGG HARBOR TOWNSHIP | 8234 | 7.395 | Residential | Behind the Meter | Yes | EMT Renewables, LLC | AC Electric |  | Accepted | 2025-08-05 | 2025-09-03 | 2026-09-03 | Solar Panels | Q CELLS | Q TRON |  | 0.435 | 2 | 294 | 45 |  | Fixed | Roof
NJADRE1560240258 | Administratively Determined Incentive Program | EGG HARBOR TOWNSHIP | 8234 | 7.395 | Residential | Behind the Meter | Yes | EMT Renewables, LLC | AC Electric |  | Accepted | 2025-08-05 | 2025-09-03 | 2026-09-03 | Solar Panels | Q CELLS | Q TRON |  | 0.435 | 6 | 204 | 34 |  | Fixed | Roof
NJADRE1560240258 | Administratively Determined Incentive Program | EGG HARBOR TOWNSHIP | 8234 | 7.395 | Residential | Behind the Meter | Yes | EMT Renewables, LLC | AC Electric |  | Accepted | 2025-08-05 | 2025-09-03 | 2026-09-03 | Solar Panels | Q CELLS | Q TRON |  | 0.435 | 3 | 114 | 45 |  | Fixed | Roof
NJADRE1560240258 | Administratively Determined Incentive Program | EGG HARBOR TOWNSHIP | 8234 | 7.395 | Residential | Behind the Meter | Yes | EMT Renewables, LLC | AC Electric |  | Accepted | 2025-08-05 | 2025-09-03 | 2026-09-03 | Inverters | IQ8HC | IQ8+ | 290 |  | 17 |  |  | 0.98 |  | Other | UNDER EACH PANEL
NJADRE1560240278 | Administratively Determined Incentive Program | South Brunswick Twp | 8512 | 14.175 | Residential | Behind the Meter | Yes | Sunrun Installation Services, Inc. | PSE&G |  | Accepted | 2025-08-05 | 2025-09-02 | 2026-09-02 | Solar Panels | JA Solar | JAM54S31-405/MR |  | 0.405 | 11 | 134 | 34 |  | Fixed | Roof
NJADRE1560240278 | Administratively Determined Incentive Program | South Brunswick Twp | 8512 | 14.175 | Residential | Behind the Meter | Yes | Sunrun Installation Services, Inc. | PSE&G |  | Accepted | 2025-08-05 | 2025-09-02 | 2026-09-02 | Inverters | SolarEdge Technologies | SE10000H-USMN | 10000 |  | 1 |  |  | 0.99 |  | Outdoor
NJADRE1560240278 | Administratively Determined Incentive Program | South Brunswick Twp | 8512 | 14.175 | Residential | Behind the Meter | Yes | Sunrun Installation Services, Inc. | PSE&G |  | Accepted | 2025-08-05 | 2025-09-02 | 2026-09-02 | Solar Panels | JA Solar | JAM54S31-405/MR |  | 0.405 | 12 | 314 | 33 |  | Fixed | Roof
NJADRE1560240278 | Administratively Determined Incentive Program | South Brunswick Twp | 8512 | 14.175 | Residential | Behind the Meter | Yes | Sunrun Installation Services, Inc. | PSE&G |  | Accepted | 2025-08-05 | 2025-09-02 | 2026-09-02 | Solar Panels | JA Solar | JAM54S31-405/MR |  | 0.405 | 12 | 223 | 32 |  | Fixed | Roof
NJADRE1560240298 | Administratively Determined Incentive Program | Kearny | 7032 | 4.1 | Residential | Behind the Meter | Yes | Trinity Solar, LLC | PSE&G |  | Accepted | 2025-08-05 | 2025-09-02 | 2026-09-02 | Inverters | Solar Edge | USE3800H-US | 3800 |  | 1 |  |  | 0.97 |  | Outside
NJADRE1560240298 | Administratively Determined Incentive Program | Kearny | 7032 | 4.1 | Residential | Behind the Meter | Yes | Trinity Solar, LLC | PSE&G |  | Accepted | 2025-08-05 | 2025-09-02 | 2026-09-02 | Solar Panels | Hanwha | Q.PEAK DUO BLK ML-G10+ 410 |  | 0.41 | 5 | 207 | 26 |  | Fixed | Roof
NJADRE1560240298 | Administratively Determined Incentive Program | Kearny | 7032 | 4.1 | Residential | Behind the Meter | Yes | Trinity Solar, LLC | PSE&G |  | Accepted | 2025-08-05 | 2025-09-02 | 2026-09-02 | Solar Panels | Hanwha | Q.PEAK DUO BLK ML-G10+ 410 |  | 0.41 | 5 | 27 | 26 |  | Fixed | Roof
NJADRE1560240302 | Administratively Determined Incentive Program | EDISON TWP | 8820 | 3.28 | Residential | Behind the Meter | Yes | Sunrun Installation Services, Inc. | PSE&G |  | Accepted | 2025-08-05 | 2025-09-02 | 2026-09-02 | Inverters | SolarEdge Technologies | SE3800H-USMN | 3800 |  | 1 |  |  | 0.99 |  | Outdoor
NJADRE1560240302 | Administratively Determined Incentive Program | EDISON TWP | 8820 | 3.28 | Residential | Behind the Meter | Yes | Sunrun Installation Services, Inc. | PSE&G |  | Accepted | 2025-08-05 | 2025-09-02 | 2026-09-02 | Solar Panels | Elin Energy (Sirius PV) | ELNSM54M-HC-410 |  | 0.41 | 3 | 98 | 23 |  | Fixed | Roof
NJADRE1560240302 | Administratively Determined Incentive Program | EDISON TWP | 8820 | 3.28 | Residential | Behind the Meter | Yes | Sunrun Installation Services, Inc. | PSE&G |  | Accepted | 2025-08-05 | 2025-09-02 | 2026-09-02 | Solar Panels | Elin Energy (Sirius PV) | ELNSM54M-HC-410 |  | 0.41 | 5 | 188 | 23 |  | Fixed | Roof
NJADRE1560240318 | Administratively Determined Incentive Program | LAKEWOOD | 8701 | 10.005 | Residential | Behind the Meter | Yes | EMT Renewables, LLC | JCP&L |  | Accepted | 2025-08-05 | 2025-09-03 | 2026-09-03 | Solar Panels | Q CELLS | Q TRON |  | 0.435 | 12 | 208 | 30 |  | Fixed | Roof
NJADRE1560240318 | Administratively Determined Incentive Program | LAKEWOOD | 8701 | 10.005 | Residential | Behind the Meter | Yes | EMT Renewables, LLC | JCP&L |  | Accepted | 2025-08-05 | 2025-09-03 | 2026-09-03 | Solar Panels | Q CELLS | Q TRON |  | 0.435 | 11 | 28 | 30 |  | Fixed | Roof
NJADRE1560240318 | Administratively Determined Incentive Program | LAKEWOOD | 8701 | 10.005 | Residential | Behind the Meter | Yes | EMT Renewables, LLC | JCP&L |  | Accepted | 2025-08-05 | 2025-09-03 | 2026-09-03 | Inverters | IQ8HC | IQ8+ | 290 |  | 23 |  |  | 0.98 |  | Other | UNDER EACH PANEL
NJADRE1560240324 | Administratively Determined Incentive Program | ROSELLE | 7203 | 13.76 | Residential | Behind the Meter | No | Brilliant Installations, Inc. | PSE&G |  | Accepted | 2025-08-05 | 2025-09-02 | 2026-09-02 | Inverters | SOLAREDGE | USE10000H-USMNBL75 | 10000 |  | 1 |  |  | 0.97 |  | Outdoor
NJADRE1560240324 | Administratively Determined Incentive Program | ROSELLE | 7203 | 13.76 | Residential | Behind the Meter | No | Brilliant Installations, Inc. | PSE&G |  | Accepted | 2025-08-05 | 2025-09-02 | 2026-09-02 | Solar Panels | JINKO SOLAR | JKM430N-54HL4-B |  | 0.43 | 21 | 351 | 28 |  | Fixed | Roof
NJADRE1560240324 | Administratively Determined Incentive Program | ROSELLE | 7203 | 13.76 | Residential | Behind the Meter | No | Brilliant Installations, Inc. | PSE&G |  | Accepted | 2025-08-05 | 2025-09-02 | 2026-09-02 | Solar Panels | JINKO SOLAR | JKM430N-54HL4-B |  | 0.43 | 9 | 171 | 41 |  | Fixed | Roof
NJADRE1560240324 | Administratively Determined Incentive Program | ROSELLE | 7203 | 13.76 | Residential | Behind the Meter | No | Brilliant Installations, Inc. | PSE&G |  | Accepted | 2025-08-05 | 2025-09-02 | 2026-09-02 | Solar Panels | JINKO SOLAR | JKM430N-54HL4-B |  | 0.43 | 2 | 261 | 30 |  | Fixed | Roof
NJADRE1560240328 | Administratively Determined Incentive Program | OAK RIDGE | 7438 | 10 | Residential | Behind the Meter | No | United Solar, LLC | JCP&L |  | Accepted | 2025-08-05 | 2025-09-02 | 2026-09-02 | Solar Panels | AXITEC | AC 400MBT/108V |  | 0.4 | 5 | 225 | 18 |  | Fixed | Roof
NJADRE1560240328 | Administratively Determined Incentive Program | OAK RIDGE | 7438 | 10 | Residential | Behind the Meter | No | United Solar, LLC | JCP&L |  | Accepted | 2025-08-05 | 2025-09-02 | 2026-09-02 | Solar Panels | AXITEC | AC 400MBT/108V |  | 0.4 | 6 | 45 | 18 |  | Fixed | Roof
NJADRE1560240328 | Administratively Determined Incentive Program | OAK RIDGE | 7438 | 10 | Residential | Behind the Meter | No | United Solar, LLC | JCP&L |  | Accepted | 2025-08-05 | 2025-09-02 | 2026-09-02 | Solar Panels | AXITEC | AC 400MBT/108V |  | 0.4 | 6 | 135 | 40 |  | Fixed | Roof
NJADRE1560240328 | Administratively Determined Incentive Program | OAK RIDGE | 7438 | 10 | Residential | Behind the Meter | No | United Solar, LLC | JCP&L |  | Accepted | 2025-08-05 | 2025-09-02 | 2026-09-02 | Solar Panels | AXITEC | AC-400MBT/108V |  | 0.4 | 8 | 135 | 18 |  | Fixed | Roof
NJADRE1560240328 | Administratively Determined Incentive Program | OAK RIDGE | 7438 | 10 | Residential | Behind the Meter | No | United Solar, LLC | JCP&L |  | Accepted | 2025-08-05 | 2025-09-02 | 2026-09-02 | Inverters | SOL-ARK | 15K-2P-N | 15000 |  | 1 |  |  | 0.98 |  | Outside
NJADRE1560240329 | Administratively Determined Incentive Program | East Orange | 7017 | 6.97 | Residential | Behind the Meter | Yes | Sunrun Installation Services, Inc. | PSE&G |  | Accepted | 2025-08-05 | 2025-09-02 | 2026-09-02 | Inverters | Tesla | Powerwall 3 1707000-xx-y | 11500 |  | 1 |  |  | 0.97 |  | Outdoor
NJADRE1560240329 | Administratively Determined Incentive Program | East Orange | 7017 | 6.97 | Residential | Behind the Meter | Yes | Sunrun Installation Services, Inc. | PSE&G |  | Accepted | 2025-08-05 | 2025-09-02 | 2026-09-02 | Electric Storage Battery | Tesla | Powerwall 3 1707000-xx-y |  |  | 1 |  |  |  | Lithium Ion |  | OUTSIDE
NJADRE1560240329 | Administratively Determined Incentive Program | East Orange | 7017 | 6.97 | Residential | Behind the Meter | Yes | Sunrun Installation Services, Inc. | PSE&G |  | Accepted | 2025-08-05 | 2025-09-02 | 2026-09-02 | Solar Panels | Hanwha Q Cells | Q.PEAK DUO BLK ML-G10+ 410 |  | 0.41 | 8 | 260 | 34 |  | Fixed | Roof
NJADRE1560240329 | Administratively Determined Incentive Program | East Orange | 7017 | 6.97 | Residential | Behind the Meter | Yes | Sunrun Installation Services, Inc. | PSE&G |  | Accepted | 2025-08-05 | 2025-09-02 | 2026-09-02 | Solar Panels | Hanwha Q Cells | Q.PEAK DUO BLK ML-G10+ 410 |  | 0.41 | 9 | 81 | 28 |  | Fixed | Roof
NJADRE1560240331 | Administratively Determined Incentive Program | Union | 7083 | 4.73 | Residential | Behind the Meter | No | Infinity Solar Systems, LLC | PSE&G |  | Accepted | 2025-08-05 | 2025-09-03 | 2026-09-03 | Solar Panels | SEG Solar | SEG-430-BTD-BG |  | 0.43 | 7 | 110 | 37 |  | Fixed | Roof
NJADRE1560240331 | Administratively Determined Incentive Program | Union | 7083 | 4.73 | Residential | Behind the Meter | No | Infinity Solar Systems, LLC | PSE&G |  | Accepted | 2025-08-05 | 2025-09-03 | 2026-09-03 | Solar Panels | SEG Solar | SEG-430-BTD-BG |  | 0.43 | 4 | 290 | 27 |  | Fixed | Roof
NJADRE1560240331 | Administratively Determined Incentive Program | Union | 7083 | 4.73 | Residential | Behind the Meter | No | Infinity Solar Systems, LLC | PSE&G |  | Accepted | 2025-08-05 | 2025-09-03 | 2026-09-03 | Inverters | Enphase | IQ8MC-72-M-US | 320 |  | 11 |  |  | 0.97 |  | Outdoor
NJADRE1560240337 | Administratively Determined Incentive Program | Medford | 8055 | 24.795 | Residential | Behind the Meter | Yes | EMT Renewables, LLC | PSE&G |  | Accepted | 2025-08-05 | 2025-09-03 | 2026-09-03 | Inverters | IQ8HC | IQ8+ | 290 |  | 57 |  |  | 0.98 |  | Other | UNDER EACH PANEL
NJADRE1560240337 | Administratively Determined Incentive Program | Medford | 8055 | 24.795 | Residential | Behind the Meter | Yes | EMT Renewables, LLC | PSE&G |  | Accepted | 2025-08-05 | 2025-09-03 | 2026-09-03 | Solar Panels | Q CELLS | Q TRON |  | 0.435 | 18 | 120 | 29 |  | Fixed | Roof
NJADRE1560240337 | Administratively Determined Incentive Program | Medford | 8055 | 24.795 | Residential | Behind the Meter | Yes | EMT Renewables, LLC | PSE&G |  | Accepted | 2025-08-05 | 2025-09-03 | 2026-09-03 | Solar Panels | Q CELLS | Q TRON |  | 0.435 | 20 | 300 | 32 |  | Fixed | Roof
NJADRE1560240337 | Administratively Determined Incentive Program | Medford | 8055 | 24.795 | Residential | Behind the Meter | Yes | EMT Renewables, LLC | PSE&G |  | Accepted | 2025-08-05 | 2025-09-03 | 2026-09-03 | Solar Panels | Q CELLS | Q TRON |  | 0.435 | 7 | 121 | 32 |  | Fixed | Roof
NJADRE1560240337 | Administratively Determined Incentive Program | Medford | 8055 | 24.795 | Residential | Behind the Meter | Yes | EMT Renewables, LLC | PSE&G |  | Accepted | 2025-08-05 | 2025-09-03 | 2026-09-03 | Solar Panels | Q CELLS | Q TRON |  | 0.435 | 12 | 301 | 32 |  | Fixed | Roof
NJADRE1560240349 | Administratively Determined Incentive Program | Sicklerville | 8081 | 15.58 | Residential | Behind the Meter | Yes | Define Solar, LLC | AC Electric |  | Accepted | 2025-08-05 | 2025-09-03 | 2026-09-03 | Inverters | Enphase | IQ8PLUS-72-2-US | 290 |  | 13 |  |  | 0.976 |  | Outside | Under each pv panel
NJADRE1560240349 | Administratively Determined Incentive Program | Sicklerville | 8081 | 15.58 | Residential | Behind the Meter | Yes | Define Solar, LLC | AC Electric |  | Accepted | 2025-08-05 | 2025-09-03 | 2026-09-03 | Solar Panels | Znshine | ZXM7-SH108 410 |  | 0.41 | 4 | 157 | 31 |  | Fixed | Roof
NJADRE1560240349 | Administratively Determined Incentive Program | Sicklerville | 8081 | 15.58 | Residential | Behind the Meter | Yes | Define Solar, LLC | AC Electric |  | Accepted | 2025-08-05 | 2025-09-03 | 2026-09-03 | Inverters | Enphase | IQ8PLUS-72-2-US | 290 |  | 4 |  |  | 0.976 |  | Outside | Under each pv panel
NJADRE1560240349 | Administratively Determined Incentive Program | Sicklerville | 8081 | 15.58 | Residential | Behind the Meter | Yes | Define Solar, LLC | AC Electric |  | Accepted | 2025-08-05 | 2025-09-03 | 2026-09-03 | Inverters | Enphase | IQ8PLUS-72-2-US | 290 |  | 3 |  |  | 0.976 |  | Outside | Under each pv panel
NJADRE1560240349 | Administratively Determined Incentive Program | Sicklerville | 8081 | 15.58 | Residential | Behind the Meter | Yes | Define Solar, LLC | AC Electric |  | Accepted | 2025-08-05 | 2025-09-03 | 2026-09-03 | Solar Panels | Znshine | ZXM7-SH108 410 |  | 0.41 | 13 | 247 | 30 |  | Fixed | Roof
NJADRE1560240349 | Administratively Determined Incentive Program | Sicklerville | 8081 | 15.58 | Residential | Behind the Meter | Yes | Define Solar, LLC | AC Electric |  | Accepted | 2025-08-05 | 2025-09-03 | 2026-09-03 | Solar Panels | Znshine | ZXM7-SH108 410 |  | 0.41 | 5 | 247 | 30 |  | Fixed | Roof
NJADRE1560240349 | Administratively Determined Incentive Program | Sicklerville | 8081 | 15.58 | Residential | Behind the Meter | Yes | Define Solar, LLC | AC Electric |  | Accepted | 2025-08-05 | 2025-09-03 | 2026-09-03 | Inverters | Enphase | IQ8PLUS-72-2-US | 290 |  | 13 |  |  | 0.976 |  | Outside | Under each pv panel
NJADRE1560240349 | Administratively Determined Incentive Program | Sicklerville | 8081 | 15.58 | Residential | Behind the Meter | Yes | Define Solar, LLC | AC Electric |  | Accepted | 2025-08-05 | 2025-09-03 | 2026-09-03 | Solar Panels | Znshine | ZXM7-SH108 410 |  | 0.41 | 3 | 247 | 20 |  | Fixed | Roof
NJADRE1560240349 | Administratively Determined Incentive Program | Sicklerville | 8081 | 15.58 | Residential | Behind the Meter | Yes | Define Solar, LLC | AC Electric |  | Accepted | 2025-08-05 | 2025-09-03 | 2026-09-03 | Solar Panels | Znshine | ZXM7-SH108 410 |  | 0.41 | 13 | 247 | 30 |  | Fixed | Roof
NJADRE1560240349 | Administratively Determined Incentive Program | Sicklerville | 8081 | 15.58 | Residential | Behind the Meter | Yes | Define Solar, LLC | AC Electric |  | Accepted | 2025-08-05 | 2025-09-03 | 2026-09-03 | Inverters | Enphase | IQ8PLUS-72-2-US | 290 |  | 5 |  |  | 0.976 |  | Outside | Under each pv panel
NJADRE1560240354 | Administratively Determined Incentive Program | PISCATAWAY TWP | 8854 | 5.33 | Residential | Behind the Meter | Yes | Sunrun Installation Services, Inc. | PSE&G |  | Accepted | 2025-08-05 | 2025-09-02 | 2026-09-02 | Solar Panels | Elin Energy (Sirius PV) | ELNSM54M-HC-410 |  | 0.41 | 5 | 323 | 27 |  | Fixed | Roof
NJADRE1560240354 | Administratively Determined Incentive Program | PISCATAWAY TWP | 8854 | 5.33 | Residential | Behind the Meter | Yes | Sunrun Installation Services, Inc. | PSE&G |  | Accepted | 2025-08-05 | 2025-09-02 | 2026-09-02 | Solar Panels | Elin Energy (Sirius PV) | ELNSM54M-HC-410 |  | 0.41 | 3 | 235 | 27 |  | Fixed | Roof
NJADRE1560240354 | Administratively Determined Incentive Program | PISCATAWAY TWP | 8854 | 5.33 | Residential | Behind the Meter | Yes | Sunrun Installation Services, Inc. | PSE&G |  | Accepted | 2025-08-05 | 2025-09-02 | 2026-09-02 | Inverters | SolarEdge Technologies | SE3800H-USMN | 3800 |  | 1 |  |  | 0.99 |  | Outdoor
NJADRE1560240354 | Administratively Determined Incentive Program | PISCATAWAY TWP | 8854 | 5.33 | Residential | Behind the Meter | Yes | Sunrun Installation Services, Inc. | PSE&G |  | Accepted | 2025-08-05 | 2025-09-02 | 2026-09-02 | Solar Panels | Elin Energy (Sirius PV) | ELNSM54M-HC-410 |  | 0.41 | 5 | 323 | 27 |  | Fixed | Roof
NJADRE1560240359 | Administratively Determined Incentive Program | Lower Township | 8251 | 11.31 | Residential | Behind the Meter | Yes | EMT Renewables, LLC | AC Electric |  | Accepted | 2025-08-05 | 2025-09-03 | 2026-09-03 | Solar Panels | Q CELLS | Q TRON |  | 0.435 | 13 | 207 | 26 |  | Fixed | Roof
NJADRE1560240359 | Administratively Determined Incentive Program | Lower Township | 8251 | 11.31 | Residential | Behind the Meter | Yes | EMT Renewables, LLC | AC Electric |  | Accepted | 2025-08-05 | 2025-09-03 | 2026-09-03 | Solar Panels | Q CELLS | Q TRON |  | 0.435 | 2 | 117 | 27 |  | Fixed | Roof
NJADRE1560240359 | Administratively Determined Incentive Program | Lower Township | 8251 | 11.31 | Residential | Behind the Meter | Yes | EMT Renewables, LLC | AC Electric |  | Accepted | 2025-08-05 | 2025-09-03 | 2026-09-03 | Solar Panels | Q CELLS | Q TRON |  | 0.435 | 9 | 27 | 26 |  | Fixed | Roof
NJADRE1560240359 | Administratively Determined Incentive Program | Lower Township | 8251 | 11.31 | Residential | Behind the Meter | Yes | EMT Renewables, LLC | AC Electric |  | Accepted | 2025-08-05 | 2025-09-03 | 2026-09-03 | Solar Panels | Q CELLS | Q TRON |  | 0.435 | 2 | 297 | 27 |  | Fixed | Roof
NJADRE1560240359 | Administratively Determined Incentive Program | Lower Township | 8251 | 11.31 | Residential | Behind the Meter | Yes | EMT Renewables, LLC | AC Electric |  | Accepted | 2025-08-05 | 2025-09-03 | 2026-09-03 | Inverters | IQ8HC | IQ8+ | 290 |  | 26 |  |  | 0.98 |  | Other | UNDER EACH PANEL
NJADRE1560240373 | Administratively Determined Incentive Program | LITTLE EGG HARBOR TOWNSHIP | 8087 | 6.02 | Residential | Behind the Meter | No | EMT Renewables, LLC | AC Electric |  | Accepted | 2025-08-05 | 2025-09-10 | 2026-09-10 | Solar Panels | Q CELLS | Q TRON |  | 0.43 | 2 | 261 | 26 |  | Fixed | Roof
NJADRE1560240373 | Administratively Determined Incentive Program | LITTLE EGG HARBOR TOWNSHIP | 8087 | 6.02 | Residential | Behind the Meter | No | EMT Renewables, LLC | AC Electric |  | Accepted | 2025-08-05 | 2025-09-10 | 2026-09-10 | Solar Panels | Q CELLS | Q TRON |  | 0.43 | 12 | 81 | 27 |  | Fixed | Roof
NJADRE1560240373 | Administratively Determined Incentive Program | LITTLE EGG HARBOR TOWNSHIP | 8087 | 6.02 | Residential | Behind the Meter | No | EMT Renewables, LLC | AC Electric |  | Accepted | 2025-08-05 | 2025-09-10 | 2026-09-10 | Inverters | Q.MI.349B | IQ8+ | 290 |  | 14 |  |  | 0.98 |  | Other | UNDER EACH PANEL
NJADRE1560240392 | Administratively Determined Incentive Program | Ringoes | 8551 | 12.18 | Residential | Behind the Meter | No | Public Service Solar, LLC | JCP&L |  | Accepted | 2025-08-05 | 2025-09-02 | 2026-09-02 | Solar Panels | Panasonic | EVPV420HK2 |  | 0.42 | 29 | 142 | 31 |  | Fixed | Roof
NJADRE1560240392 | Administratively Determined Incentive Program | Ringoes | 8551 | 12.18 | Residential | Behind the Meter | No | Public Service Solar, LLC | JCP&L |  | Accepted | 2025-08-05 | 2025-09-02 | 2026-09-02 | Inverters | Enphase | iQ8HC-72-M-US | 380 |  | 29 |  |  | 0.96 |  | Outdoor | Under panels
NJADRE1560240396 | Administratively Determined Incentive Program | Swedesboro | 8085 | 17.22 | Residential | Behind the Meter | No | RCL Enterprises, Inc. | AC Electric |  | Accepted | 2025-08-05 | 2025-09-04 | 2026-09-04 | Solar Panels | Mission Solar | MSE410 PERC |  | 0.41 | 42 | 180 | 25 |  | Fixed | Ground
NJADRE1560240396 | Administratively Determined Incentive Program | Swedesboro | 8085 | 17.22 | Residential | Behind the Meter | No | RCL Enterprises, Inc. | AC Electric |  | Accepted | 2025-08-05 | 2025-09-04 | 2026-09-04 | Inverters | Enphase | IQ8plus | 290 |  | 42 |  |  | 0.97 |  | Outside
NJADRE1560240400 | Administratively Determined Incentive Program | DUNELLEN | 8812 | 8.5 | Residential | Behind the Meter | Yes | Maier Solar Engineering dba Solar Me | PSE&G |  | Accepted | 2025-08-05 | 2025-09-02 | 2026-09-02 | Solar Panels | Jinko | JKM425N-54HL |  | 0.425 | 10 | 140 | 37 |  | Fixed | Roof
NJADRE1560240400 | Administratively Determined Incentive Program | DUNELLEN | 8812 | 8.5 | Residential | Behind the Meter | Yes | Maier Solar Engineering dba Solar Me | PSE&G |  | Accepted | 2025-08-05 | 2025-09-02 | 2026-09-02 | Solar Panels | Jinko | JKM425N-54HL |  | 0.425 | 2 | 50 | 36 |  | Fixed | Roof
NJADRE1560240400 | Administratively Determined Incentive Program | DUNELLEN | 8812 | 8.5 | Residential | Behind the Meter | Yes | Maier Solar Engineering dba Solar Me | PSE&G |  | Accepted | 2025-08-05 | 2025-09-02 | 2026-09-02 | Solar Panels | Jinko | JKM425N-54HL |  | 0.425 | 3 | 50 | 37 |  | Fixed | Roof
NJADRE1560240400 | Administratively Determined Incentive Program | DUNELLEN | 8812 | 8.5 | Residential | Behind the Meter | Yes | Maier Solar Engineering dba Solar Me | PSE&G |  | Accepted | 2025-08-05 | 2025-09-02 | 2026-09-02 | Solar Panels | Jinko | JKM425N-54HL |  | 0.425 | 3 | 230 | 37 |  | Fixed | Roof
NJADRE1560240400 | Administratively Determined Incentive Program | DUNELLEN | 8812 | 8.5 | Residential | Behind the Meter | Yes | Maier Solar Engineering dba Solar Me | PSE&G |  | Accepted | 2025-08-05 | 2025-09-02 | 2026-09-02 | Inverters | SolarEdge | SE7600H-US | 7600 |  | 1 |  |  | 0.99 |  | Outdoor | NEAR METER
NJADRE1560240400 | Administratively Determined Incentive Program | DUNELLEN | 8812 | 8.5 | Residential | Behind the Meter | Yes | Maier Solar Engineering dba Solar Me | PSE&G |  | Accepted | 2025-08-05 | 2025-09-02 | 2026-09-02 | Solar Panels | Jinko | JKM425N-54HL |  | 0.425 | 2 | 230 | 37 |  | Fixed | Roof
NJADRE1560241312 | Administratively Determined Incentive Program | PARSIPPANY | 7054 | 8.2 | Residential | Behind the Meter | Yes | Pro Custom Solar dba Momentum Solar | JCP&L |  | Accepted | 2025-08-05 | 2025-09-03 | 2026-09-03 | Solar Panels | HANWHA | Q.PEAK DUO BLK ML-G10+410 |  | 0.41 | 6 | 1 | 23 |  | Fixed | Roof
NJADRE1560241312 | Administratively Determined Incentive Program | PARSIPPANY | 7054 | 8.2 | Residential | Behind the Meter | Yes | Pro Custom Solar dba Momentum Solar | JCP&L |  | Accepted | 2025-08-05 | 2025-09-03 | 2026-09-03 | Solar Panels | HANWHA | Q.PEAK DUO BLK ML-G10+410 |  | 0.41 | 7 | 181 | 23 |  | Fixed | Roof
NJADRE1560241312 | Administratively Determined Incentive Program | PARSIPPANY | 7054 | 8.2 | Residential | Behind the Meter | Yes | Pro Custom Solar dba Momentum Solar | JCP&L |  | Accepted | 2025-08-05 | 2025-09-03 | 2026-09-03 | Inverters | ENPHASE | IQ8HC-72-M-DOM-US | 380 |  | 20 |  |  | 0.97 |  | Outdoor
NJADRE1560241312 | Administratively Determined Incentive Program | PARSIPPANY | 7054 | 8.2 | Residential | Behind the Meter | Yes | Pro Custom Solar dba Momentum Solar | JCP&L |  | Accepted | 2025-08-05 | 2025-09-03 | 2026-09-03 | Solar Panels | HANWHA | Q.PEAK DUO BLK ML-G10+410 |  | 0.41 | 7 | 91 | 23 |  | Fixed | Roof
NJADRE1560241345 | Administratively Determined Incentive Program | MANAHAWKIN | 8050 | 15.3 | Residential | Behind the Meter | No | Whitman Construction, LLC | AC Electric |  | Accepted | 2025-08-05 | 2025-09-02 | 2026-09-02 | Solar Panels | JINKO SOLAR | JKM425N-54HL4-B |  | 0.425 | 6 | 128 | 37 |  | Fixed | Roof
NJADRE1560241345 | Administratively Determined Incentive Program | MANAHAWKIN | 8050 | 15.3 | Residential | Behind the Meter | No | Whitman Construction, LLC | AC Electric |  | Accepted | 2025-08-05 | 2025-09-02 | 2026-09-02 | Solar Panels | JINKO SOLAR | JKM425N-54HL4-B |  | 0.425 | 16 | 218 | 30 |  | Fixed | Roof
NJADRE1560241345 | Administratively Determined Incentive Program | MANAHAWKIN | 8050 | 15.3 | Residential | Behind the Meter | No | Whitman Construction, LLC | AC Electric |  | Accepted | 2025-08-05 | 2025-09-02 | 2026-09-02 | Inverters | ENPHASE | IQ8PLUS-72-2-US | 290 |  | 36 |  |  | 0.975 |  | Outdoor
NJADRE1560241345 | Administratively Determined Incentive Program | MANAHAWKIN | 8050 | 15.3 | Residential | Behind the Meter | No | Whitman Construction, LLC | AC Electric |  | Accepted | 2025-08-05 | 2025-09-02 | 2026-09-02 | Solar Panels | JINKO SOLAR | JKM425N-54HL4-B |  | 0.425 | 5 | 308 | 37 |  | Fixed | Roof
NJADRE1560241345 | Administratively Determined Incentive Program | MANAHAWKIN | 8050 | 15.3 | Residential | Behind the Meter | No | Whitman Construction, LLC | AC Electric |  | Accepted | 2025-08-05 | 2025-09-02 | 2026-09-02 | Solar Panels | JINKO SOLAR | JKM425N-54HL4-B |  | 0.425 | 9 | 128 | 37 |  | Fixed | Roof
NJADRE1560241679 | Administratively Determined Incentive Program | MIDLAND PARK | 7432 | 4.92 | Residential | Behind the Meter | No | Trinity Solar, LLC | PSE&G |  | Accepted | 2025-08-05 | 2025-09-03 | 2026-09-03 | Solar Panels | Hanwha | Q.PEAK DUO BLK ML-G10.C+ 410 |  | 0.41 | 12 | 313 | 21 |  | Fixed | Roof
NJADRE1560241679 | Administratively Determined Incentive Program | MIDLAND PARK | 7432 | 4.92 | Residential | Behind the Meter | No | Trinity Solar, LLC | PSE&G |  | Accepted | 2025-08-05 | 2025-09-03 | 2026-09-03 | Inverters | Solar Edge | USE3800H-US | 3800 |  | 1 |  |  | 0.97 |  | Outside
NJADRE1560241696 | Administratively Determined Incentive Program | OLD BRIDGE | 8857 | 8.2 | Residential | Behind the Meter | Yes | Pro Custom Solar dba Momentum Solar | JCP&L |  | Accepted | 2025-08-05 | 2025-09-03 | 2026-09-03 | Inverters | ENPHASE | IQ8HC-72-M-DOM-US | 380 |  | 20 |  |  | 0.97 |  | Outdoor
NJADRE1560241696 | Administratively Determined Incentive Program | OLD BRIDGE | 8857 | 8.2 | Residential | Behind the Meter | Yes | Pro Custom Solar dba Momentum Solar | JCP&L |  | Accepted | 2025-08-05 | 2025-09-03 | 2026-09-03 | Solar Panels | HANWHA | HANWHA Q.PEAK DUO BLK ML-G10+410 |  | 0.41 | 20 | 172 | 20 |  | Fixed | Roof
NJADRE1560241697 | Administratively Determined Incentive Program | VENTNOR CITY | 8406 | 8.265 | Residential | Behind the Meter | No | EMT Renewables, LLC | AC Electric |  | Accepted | 2025-08-05 | 2025-09-02 | 2026-09-02 | Inverters | ENPHASE | IQ8+ | 290 |  | 19 |  |  | 0.98 |  | Other | UNDER EACH PANEL
NJADRE1560241697 | Administratively Determined Incentive Program | VENTNOR CITY | 8406 | 8.265 | Residential | Behind the Meter | No | EMT Renewables, LLC | AC Electric |  | Accepted | 2025-08-05 | 2025-09-02 | 2026-09-02 | Solar Panels | Q CELLS | Q TRON |  | 0.435 | 19 | 143 | 32 |  | Fixed | Roof
NJADRE1560241718 | Administratively Determined Incentive Program | ROSELLE PARK | 7204 | 7.79 | Residential | Behind the Meter | Yes | Pro Custom Solar dba Momentum Solar | PSE&G |  | Accepted | 2025-08-05 | 2025-09-02 | 2026-09-02 | Solar Panels | HANWHA | HANWHA Q.PEAK DUO BLK ML-G10+410 |  | 0.41 | 5 | 80 | 24 |  | Fixed | Roof
NJADRE1560241718 | Administratively Determined Incentive Program | ROSELLE PARK | 7204 | 7.79 | Residential | Behind the Meter | Yes | Pro Custom Solar dba Momentum Solar | PSE&G |  | Accepted | 2025-08-05 | 2025-09-02 | 2026-09-02 | Solar Panels | HANWHA | HANWHA Q.PEAK DUO BLK ML-G10+410 |  | 0.41 | 5 | 260 | 24 |  | Fixed | Roof
NJADRE1560241718 | Administratively Determined Incentive Program | ROSELLE PARK | 7204 | 7.79 | Residential | Behind the Meter | Yes | Pro Custom Solar dba Momentum Solar | PSE&G |  | Accepted | 2025-08-05 | 2025-09-02 | 2026-09-02 | Inverters | ENPHASE | IQ8HC-72-M-DOM-US | 380 |  | 19 |  |  | 0.97 |  | Outdoor
NJADRE1560241718 | Administratively Determined Incentive Program | ROSELLE PARK | 7204 | 7.79 | Residential | Behind the Meter | Yes | Pro Custom Solar dba Momentum Solar | PSE&G |  | Accepted | 2025-08-05 | 2025-09-02 | 2026-09-02 | Solar Panels | HANWHA | HANWHA Q.PEAK DUO BLK ML-G10+410 |  | 0.41 | 9 | 350 | 37 |  | Fixed | Roof
NJADRE1560241897 | Administratively Determined Incentive Program | Cape May | 8204 | 15.48 | Residential | Behind the Meter | No | EMT Renewables, LLC | AC Electric |  | Accepted | 2025-08-05 | 2025-09-03 | 2026-09-03 | Inverters | QMI349B | IQ8+ | 290 |  | 36 |  |  | 0.98 |  | Other | UNDER EACH PANEL
NJADRE1560241897 | Administratively Determined Incentive Program | Cape May | 8204 | 15.48 | Residential | Behind the Meter | No | EMT Renewables, LLC | AC Electric |  | Accepted | 2025-08-05 | 2025-09-03 | 2026-09-03 | Solar Panels | Q CELLS | Q TRON |  | 0.43 | 8 | 230 | 29 |  | Fixed | Roof
NJADRE1560241897 | Administratively Determined Incentive Program | Cape May | 8204 | 15.48 | Residential | Behind the Meter | No | EMT Renewables, LLC | AC Electric |  | Accepted | 2025-08-05 | 2025-09-03 | 2026-09-03 | Solar Panels | Q CELLS | Q TRON |  | 0.43 | 28 | 229 | 14 |  | Fixed | Roof
NJADRE1560242000 | Administratively Determined Incentive Program | Maplewood | 7040 | 9.43 | Residential | Behind the Meter | Yes | Sunrun Installation Services, Inc. | PSE&G |  | Accepted | 2025-08-05 | 2025-09-02 | 2026-09-02 | Solar Panels | Hanwha Q Cells | Q.PEAK DUO BLK ML-G10+ 410 |  | 0.41 | 11 | 54 | 28 |  | Fixed | Roof
NJADRE1560242000 | Administratively Determined Incentive Program | Maplewood | 7040 | 9.43 | Residential | Behind the Meter | Yes | Sunrun Installation Services, Inc. | PSE&G |  | Accepted | 2025-08-05 | 2025-09-02 | 2026-09-02 | Electric Storage Battery | Tesla | Powerwall 3 1707000-xx-y |  |  | 1 |  |  |  | Lithium Ion |  | OUTSIDE
NJADRE1560242000 | Administratively Determined Incentive Program | Maplewood | 7040 | 9.43 | Residential | Behind the Meter | Yes | Sunrun Installation Services, Inc. | PSE&G |  | Accepted | 2025-08-05 | 2025-09-02 | 2026-09-02 | Inverters | Tesla | Powerwall 3 1707000-xx-y | 11500 |  | 1 |  |  | 0.97 |  | Outdoor
NJADRE1560242000 | Administratively Determined Incentive Program | Maplewood | 7040 | 9.43 | Residential | Behind the Meter | Yes | Sunrun Installation Services, Inc. | PSE&G |  | Accepted | 2025-08-05 | 2025-09-02 | 2026-09-02 | Solar Panels | Hanwha Q Cells | Q.PEAK DUO BLK ML-G10+ 410 |  | 0.41 | 12 | 234 | 28 |  | Fixed | Roof
NJADRE1560242594 | Administratively Determined Incentive Program | Spring Lake | 7762 | 6.56 | Residential | Behind the Meter | Yes | Trinity Solar, LLC | JCP&L |  | Accepted | 2025-08-05 | 2025-09-02 | 2026-09-02 | Inverters | Solar Edge | USE5700H-US | 5760 |  | 1 |  |  | 0.97 |  | Outside
NJADRE1560242594 | Administratively Determined Incentive Program | Spring Lake | 7762 | 6.56 | Residential | Behind the Meter | Yes | Trinity Solar, LLC | JCP&L |  | Accepted | 2025-08-05 | 2025-09-02 | 2026-09-02 | Solar Panels | Hanwha | Q.PEAK DUO BLK ML-G10+ 410 |  | 0.41 | 3 | 278 | 12 |  | Fixed | Roof
NJADRE1560242594 | Administratively Determined Incentive Program | Spring Lake | 7762 | 6.56 | Residential | Behind the Meter | Yes | Trinity Solar, LLC | JCP&L |  | Accepted | 2025-08-05 | 2025-09-02 | 2026-09-02 | Solar Panels | Hanwha | Q.PEAK DUO BLK ML-G10+ 410 |  | 0.41 | 13 | 98 | 12 |  | Fixed | Roof
NJADRE1560242824 | Administratively Determined Incentive Program | Manalapan | 7726 | 16.575 | Residential | Behind the Meter | Yes | Maier Solar Engineering dba Solar Me | JCP&L |  | Accepted | 2025-08-05 | 2025-09-03 | 2026-09-03 | Solar Panels | JINKO | JKM425N-54HL |  | 0.425 | 14 | 259 | 23 |  | Fixed | Roof
NJADRE1560242824 | Administratively Determined Incentive Program | Manalapan | 7726 | 16.575 | Residential | Behind the Meter | Yes | Maier Solar Engineering dba Solar Me | JCP&L |  | Accepted | 2025-08-05 | 2025-09-03 | 2026-09-03 | Solar Panels | JINKO | JKM425N-54HL |  | 0.425 | 8 | 79 | 23 |  | Fixed | Roof
NJADRE1560242824 | Administratively Determined Incentive Program | Manalapan | 7726 | 16.575 | Residential | Behind the Meter | Yes | Maier Solar Engineering dba Solar Me | JCP&L |  | Accepted | 2025-08-05 | 2025-09-03 | 2026-09-03 | Solar Panels | JINKO | JKM425N-54HL |  | 0.425 | 17 | 79 | 23 |  | Fixed | Roof
NJADRE1560242824 | Administratively Determined Incentive Program | Manalapan | 7726 | 16.575 | Residential | Behind the Meter | Yes | Maier Solar Engineering dba Solar Me | JCP&L |  | Accepted | 2025-08-05 | 2025-09-03 | 2026-09-03 | Inverters | ENPHASE | IQ8+ | 290 |  | 39 |  |  | 0.97 |  | Outdoor | ON RACKING
NJADRE1560243057 | Administratively Determined Incentive Program | Brick Twp | 8724 | 15.33 | Residential | Behind the Meter | No | EMT Renewables, LLC | JCP&L |  | Accepted | 2025-08-05 | 2025-09-03 | 2026-09-03 | Solar Panels | REC ALPHA | REC 365 |  | 0.365 | 12 | 213 | 37 |  | Fixed | Roof
NJADRE1560243057 | Administratively Determined Incentive Program | Brick Twp | 8724 | 15.33 | Residential | Behind the Meter | No | EMT Renewables, LLC | JCP&L |  | Accepted | 2025-08-05 | 2025-09-03 | 2026-09-03 | Solar Panels | REC ALPHA | REC 365 |  | 0.365 | 8 | 213 | 35 |  | Fixed | Roof
NJADRE1560243057 | Administratively Determined Incentive Program | Brick Twp | 8724 | 15.33 | Residential | Behind the Meter | No | EMT Renewables, LLC | JCP&L |  | Accepted | 2025-08-05 | 2025-09-03 | 2026-09-03 | Solar Panels | REC ALPHA | REC 365 |  | 0.365 | 2 | 303 | 43 |  | Fixed | Roof
NJADRE1560243057 | Administratively Determined Incentive Program | Brick Twp | 8724 | 15.33 | Residential | Behind the Meter | No | EMT Renewables, LLC | JCP&L |  | Accepted | 2025-08-05 | 2025-09-03 | 2026-09-03 | Solar Panels | REC ALPHA | REC 365 |  | 0.365 | 2 | 123 | 43 |  | Fixed | Roof
NJADRE1560243057 | Administratively Determined Incentive Program | Brick Twp | 8724 | 15.33 | Residential | Behind the Meter | No | EMT Renewables, LLC | JCP&L |  | Accepted | 2025-08-05 | 2025-09-03 | 2026-09-03 | Inverters | ENPHASE | IQ8+ | 290 |  | 42 |  |  | 0.98 |  | Other | UNDER EACH PANEL
NJADRE1560243057 | Administratively Determined Incentive Program | Brick Twp | 8724 | 15.33 | Residential | Behind the Meter | No | EMT Renewables, LLC | JCP&L |  | Accepted | 2025-08-05 | 2025-09-03 | 2026-09-03 | Solar Panels | REC ALPHA | REC 365 |  | 0.365 | 18 | 33 | 37 |  | Fixed | Roof
NJADRE1560243090 | Administratively Determined Incentive Program | WYCKOFF | 7481 | 14.79 | Residential | Behind the Meter | No | Sea Bright Solar, LLC | Orange Rockland Electric |  | Accepted | 2025-08-05 | 2025-09-02 | 2026-09-02 | Solar Panels | QCell | Q.TRON BLK M-G2+ 435 |  | 0.435 | 3 | 269 | 22 |  | Fixed | Roof
NJADRE1560243090 | Administratively Determined Incentive Program | WYCKOFF | 7481 | 14.79 | Residential | Behind the Meter | No | Sea Bright Solar, LLC | Orange Rockland Electric |  | Accepted | 2025-08-05 | 2025-09-02 | 2026-09-02 | Solar Panels | QCell | Q.TRON BLK M-G2+ 435 |  | 0.435 | 8 | 90 | 20 |  | Fixed | Roof
NJADRE1560243090 | Administratively Determined Incentive Program | WYCKOFF | 7481 | 14.79 | Residential | Behind the Meter | No | Sea Bright Solar, LLC | Orange Rockland Electric |  | Accepted | 2025-08-05 | 2025-09-02 | 2026-09-02 | Inverters | Enphase | IQ8A-72-2-US | 349 |  | 34 |  |  | 0.97 |  | Outdoor
NJADRE1560243090 | Administratively Determined Incentive Program | WYCKOFF | 7481 | 14.79 | Residential | Behind the Meter | No | Sea Bright Solar, LLC | Orange Rockland Electric |  | Accepted | 2025-08-05 | 2025-09-02 | 2026-09-02 | Solar Panels | QCell | Q.TRON BLK M-G2+ 435 |  | 0.435 | 16 | 270 | 20 |  | Fixed | Roof
NJADRE1560243090 | Administratively Determined Incentive Program | WYCKOFF | 7481 | 14.79 | Residential | Behind the Meter | No | Sea Bright Solar, LLC | Orange Rockland Electric |  | Accepted | 2025-08-05 | 2025-09-02 | 2026-09-02 | Solar Panels | QCell | Q.TRON BLK M-G2+ 435 |  | 0.435 | 7 | 269 | 22 |  | Fixed | Roof
NJADRE1560243104 | Administratively Determined Incentive Program | EAST BRUNSWICK | 8816 | 7.38 | Residential | Behind the Meter | No | Big Wave Roofing and Solar, LLC | PSE&G |  | Accepted | 2025-08-05 | 2025-09-02 | 2026-09-02 | Inverters | Enphase | IQ8PLUS-72-2-US | 290 |  | 18 |  |  | 0.98 |  | Outdoor
NJADRE1560243104 | Administratively Determined Incentive Program | EAST BRUNSWICK | 8816 | 7.38 | Residential | Behind the Meter | No | Big Wave Roofing and Solar, LLC | PSE&G |  | Accepted | 2025-08-05 | 2025-09-02 | 2026-09-02 | Solar Panels | MISSION SOLAR | MSE410HT0B |  | 0.41 | 3 | 162 | 42 |  | Fixed | Roof
NJADRE1560243104 | Administratively Determined Incentive Program | EAST BRUNSWICK | 8816 | 7.38 | Residential | Behind the Meter | No | Big Wave Roofing and Solar, LLC | PSE&G |  | Accepted | 2025-08-05 | 2025-09-02 | 2026-09-02 | Solar Panels | MISSION SOLAR | MSE410HT0B |  | 0.41 | 2 | 162 | 42 |  | Fixed | Roof
NJADRE1560243104 | Administratively Determined Incentive Program | EAST BRUNSWICK | 8816 | 7.38 | Residential | Behind the Meter | No | Big Wave Roofing and Solar, LLC | PSE&G |  | Accepted | 2025-08-05 | 2025-09-02 | 2026-09-02 | Solar Panels | MISSION SOLAR | MSE410HT0B |  | 0.41 | 7 | 252 | 42 |  | Fixed | Roof
NJADRE1560243104 | Administratively Determined Incentive Program | EAST BRUNSWICK | 8816 | 7.38 | Residential | Behind the Meter | No | Big Wave Roofing and Solar, LLC | PSE&G |  | Accepted | 2025-08-05 | 2025-09-02 | 2026-09-02 | Solar Panels | MISSION SOLAR | MSE410HT0B |  | 0.41 | 6 | 252 | 42 |  | Fixed | Roof
NJADRE1560243119 | Administratively Determined Incentive Program | Ridgefield Park | 7660 | 3.735 | Residential | Behind the Meter | Yes | Big Wave Roofing and Solar, LLC | PSE&G |  | Accepted | 2025-08-05 | 2025-09-02 | 2026-09-02 | Solar Panels | QCELLS | Q.PEAK DUO BLK ML-G10.C+ 415W |  | 0.415 | 2 | 9 | 40 |  | Fixed | Roof
NJADRE1560243119 | Administratively Determined Incentive Program | Ridgefield Park | 7660 | 3.735 | Residential | Behind the Meter | Yes | Big Wave Roofing and Solar, LLC | PSE&G |  | Accepted | 2025-08-05 | 2025-09-02 | 2026-09-02 | Solar Panels | QCELLS | Q.PEAK DUO BLK ML-G10.C+ 415W |  | 0.415 | 7 | 189 | 40 |  | Fixed | Roof
NJADRE1560243119 | Administratively Determined Incentive Program | Ridgefield Park | 7660 | 3.735 | Residential | Behind the Meter | Yes | Big Wave Roofing and Solar, LLC | PSE&G |  | Accepted | 2025-08-05 | 2025-09-02 | 2026-09-02 | Inverters | Enphase | IQ8HC-72-M-DOM-US | 380 |  | 9 |  |  | 0.97 |  | Outside
NJADRE1560243134 | Administratively Determined Incentive Program | Piscataway | 8854 | 15.99 | Residential | Behind the Meter | Yes | Pro Custom Solar dba Momentum Solar | PSE&G |  | Accepted | 2025-08-05 | 2025-09-03 | 2026-09-03 | Inverters | Enphase | IQ8HC-72-M-DOM-US | 380 |  | 39 |  |  | 0.97 |  | Outdoor
NJADRE1560243134 | Administratively Determined Incentive Program | Piscataway | 8854 | 15.99 | Residential | Behind the Meter | Yes | Pro Custom Solar dba Momentum Solar | PSE&G |  | Accepted | 2025-08-05 | 2025-09-03 | 2026-09-03 | Solar Panels | Hanwha | Q. Peak duo blk ML-G10 +410 |  | 0.41 | 17 | 244 | 35 |  | Fixed | Roof
NJADRE1560243134 | Administratively Determined Incentive Program | Piscataway | 8854 | 15.99 | Residential | Behind the Meter | Yes | Pro Custom Solar dba Momentum Solar | PSE&G |  | Accepted | 2025-08-05 | 2025-09-03 | 2026-09-03 | Solar Panels | Hanwha | Q. Peak duo blk ML-G10 +410 |  | 0.41 | 22 | 64 | 35 |  | Fixed | Roof
NJADRE1560243141 | Administratively Determined Incentive Program | Lakewood | 8701 | 13.65 | Residential | Behind the Meter | Yes | Kamtech Solar Solutions | JCP&L |  | Accepted | 2025-08-05 | 2025-09-02 | 2026-09-02 | Inverters | ENPHASE | IQ 8AC-72-M-US | 349 |  | 30 |  |  | 0.973 |  | Outdoor | ROOFTOP
NJADRE1560243141 | Administratively Determined Incentive Program | Lakewood | 8701 | 13.65 | Residential | Behind the Meter | Yes | Kamtech Solar Solutions | JCP&L |  | Accepted | 2025-08-05 | 2025-09-02 | 2026-09-02 | Solar Panels | CANADIAN SOLAR | CS6. 1-54TM-455H |  | 0.455 | 4 | 187 | 27 |  | Fixed | Roof
NJADRE1560243141 | Administratively Determined Incentive Program | Lakewood | 8701 | 13.65 | Residential | Behind the Meter | Yes | Kamtech Solar Solutions | JCP&L |  | Accepted | 2025-08-05 | 2025-09-02 | 2026-09-02 | Solar Panels | CANADIAN SOLAR | CS6. 1-54TM-455H |  | 0.455 | 6 | 7 | 30 |  | Fixed | Roof
NJADRE1560243141 | Administratively Determined Incentive Program | Lakewood | 8701 | 13.65 | Residential | Behind the Meter | Yes | Kamtech Solar Solutions | JCP&L |  | Accepted | 2025-08-05 | 2025-09-02 | 2026-09-02 | Solar Panels | CANADIAN SOLAR | CS6. 1-54TM-455H |  | 0.455 | 20 | 187 | 30 |  | Fixed | Roof
NJADRE1560243147 | Administratively Determined Incentive Program | Eatontown | 7724 | 11.745 | Residential | Behind the Meter | No | Sea Bright Solar, LLC | JCP&L |  | Accepted | 2025-08-05 | 2025-09-02 | 2026-09-02 | Inverters | Enphase | IQ8A-72-M-US | 349 |  | 27 |  |  | 0.97 |  | Outdoor
NJADRE1560243147 | Administratively Determined Incentive Program | Eatontown | 7724 | 11.745 | Residential | Behind the Meter | No | Sea Bright Solar, LLC | JCP&L |  | Accepted | 2025-08-05 | 2025-09-02 | 2026-09-02 | Solar Panels | QCell | Q.TRON BLK M-G2+ 435 |  | 0.435 | 27 | 165 | 34 |  | Fixed | Roof
NJADRE1560243188 | Administratively Determined Incentive Program | Westampton Township | 8073 | 12.3 | Residential | Behind the Meter | Yes | Trinity Solar, LLC | PSE&G |  | Accepted | 2025-08-05 | 2025-09-02 | 2026-09-02 | Solar Panels | Hanwha | Q.PEAK DUO BLK ML-G10.C+ 410 |  | 0.41 | 12 | 18 | 24 |  | Fixed | Roof
NJADRE1560243188 | Administratively Determined Incentive Program | Westampton Township | 8073 | 12.3 | Residential | Behind the Meter | Yes | Trinity Solar, LLC | PSE&G |  | Accepted | 2025-08-05 | 2025-09-02 | 2026-09-02 | Inverters | Solar Edge | USE10000H-US | 10000 |  | 1 |  |  | 0.97 |  | Outside
NJADRE1560243188 | Administratively Determined Incentive Program | Westampton Township | 8073 | 12.3 | Residential | Behind the Meter | Yes | Trinity Solar, LLC | PSE&G |  | Accepted | 2025-08-05 | 2025-09-02 | 2026-09-02 | Solar Panels | Hanwha | Q.PEAK DUO BLK ML-G10.C+ 410 |  | 0.41 | 18 | 198 | 24 |  | Fixed | Roof
NJADRE1560243241 | Administratively Determined Incentive Program | Toms River | 8755 | 23.205 | Residential | Behind the Meter | Yes | Kamtech Solar Solutions | JCP&L |  | Accepted | 2025-08-05 | 2025-09-02 | 2026-09-02 | Solar Panels | CANADIAN SOLAR | CS6. 1-54TM-455H |  | 0.455 | 14 | 312 | 40 |  | Fixed | Roof
NJADRE1560243241 | Administratively Determined Incentive Program | Toms River | 8755 | 23.205 | Residential | Behind the Meter | Yes | Kamtech Solar Solutions | JCP&L |  | Accepted | 2025-08-05 | 2025-09-02 | 2026-09-02 | Solar Panels | CANADIAN SOLAR | CS6. 1-54TM-455H |  | 0.455 | 6 | 42 | 40 |  | Fixed | Roof
NJADRE1560243241 | Administratively Determined Incentive Program | Toms River | 8755 | 23.205 | Residential | Behind the Meter | Yes | Kamtech Solar Solutions | JCP&L |  | Accepted | 2025-08-05 | 2025-09-02 | 2026-09-02 | Solar Panels | CANADIAN SOLAR | CS6. 1-54TM-455H |  | 0.455 | 3 | 132 | 20 |  | Fixed | Roof
NJADRE1560243241 | Administratively Determined Incentive Program | Toms River | 8755 | 23.205 | Residential | Behind the Meter | Yes | Kamtech Solar Solutions | JCP&L |  | Accepted | 2025-08-05 | 2025-09-02 | 2026-09-02 | Solar Panels | CANADIAN SOLAR | CS6. 1-54TM-455H |  | 0.455 | 9 | 222 | 30 |  | Fixed | Roof
NJADRE1560243241 | Administratively Determined Incentive Program | Toms River | 8755 | 23.205 | Residential | Behind the Meter | Yes | Kamtech Solar Solutions | JCP&L |  | Accepted | 2025-08-05 | 2025-09-02 | 2026-09-02 | Inverters | ENPHASE | IQ 8AC-72-M-US | 349 |  | 51 |  |  | 0.973 |  | Outdoor | ROOFTOP
NJADRE1560243241 | Administratively Determined Incentive Program | Toms River | 8755 | 23.205 | Residential | Behind the Meter | Yes | Kamtech Solar Solutions | JCP&L |  | Accepted | 2025-08-05 | 2025-09-02 | 2026-09-02 | Solar Panels | CANADIAN SOLAR | CS6. 1-54TM-455H |  | 0.455 | 6 | 42 | 30 |  | Fixed | Roof
NJADRE1560243241 | Administratively Determined Incentive Program | Toms River | 8755 | 23.205 | Residential | Behind the Meter | Yes | Kamtech Solar Solutions | JCP&L |  | Accepted | 2025-08-05 | 2025-09-02 | 2026-09-02 | Solar Panels | CANADIAN SOLAR | CS6. 1-54TM-455H |  | 0.455 | 11 | 132 | 40 |  | Fixed | Roof
NJADRE1560243241 | Administratively Determined Incentive Program | Toms River | 8755 | 23.205 | Residential | Behind the Meter | Yes | Kamtech Solar Solutions | JCP&L |  | Accepted | 2025-08-05 | 2025-09-02 | 2026-09-02 | Solar Panels | CANADIAN SOLAR | CS6. 1-54TM-455H |  | 0.455 | 2 | 222 | 40 |  | Fixed | Roof
NJADRE1560243242 | Administratively Determined Incentive Program | Toms River | 8755 | 23.655 | Residential | Behind the Meter | Yes | SunPurity, LLC | JCP&L |  | Accepted | 2025-08-06 | 2025-09-03 | 2026-09-03 | Inverters | SolarEdge | SE10000H-US | 20000 |  | 2 |  |  | 0.99 |  | Outdoor
NJADRE1560243242 | Administratively Determined Incentive Program | Toms River | 8755 | 23.655 | Residential | Behind the Meter | Yes | SunPurity, LLC | JCP&L |  | Accepted | 2025-08-06 | 2025-09-03 | 2026-09-03 | Solar Panels | Hanwha Q cells | Q.PEAK DUO BLK-ML-G10+ 415W |  | 0.415 | 6 | 126 | 14 |  | Fixed | Roof
NJADRE1560243242 | Administratively Determined Incentive Program | Toms River | 8755 | 23.655 | Residential | Behind the Meter | Yes | SunPurity, LLC | JCP&L |  | Accepted | 2025-08-06 | 2025-09-03 | 2026-09-03 | Solar Panels | Hanwha Q cells | Q.PEAK DUO BLK-ML-G10+ 415W |  | 0.415 | 21 | 36 | 14 |  | Fixed | Roof
NJADRE1560243242 | Administratively Determined Incentive Program | Toms River | 8755 | 23.655 | Residential | Behind the Meter | Yes | SunPurity, LLC | JCP&L |  | Accepted | 2025-08-06 | 2025-09-03 | 2026-09-03 | Solar Panels | Hanwha Q cells | Q.PEAK DUO BLK-ML-G10+ 415W |  | 0.415 | 12 | 216 | 7 |  | Fixed | Roof
NJADRE1560243242 | Administratively Determined Incentive Program | Toms River | 8755 | 23.655 | Residential | Behind the Meter | Yes | SunPurity, LLC | JCP&L |  | Accepted | 2025-08-06 | 2025-09-03 | 2026-09-03 | Solar Panels | Hanwha Q cells | Q.PEAK DUO BLK-ML-G10+ 415W |  | 0.415 | 13 | 216 | 14 |  | Fixed | Roof
NJADRE1560243242 | Administratively Determined Incentive Program | Toms River | 8755 | 23.655 | Residential | Behind the Meter | Yes | SunPurity, LLC | JCP&L |  | Accepted | 2025-08-06 | 2025-09-03 | 2026-09-03 | Solar Panels | Hanwha Q cells | Q.PEAK DUO BLK-ML-G10+ 415W |  | 0.415 | 3 | 216 | 9 |  | Fixed | Roof
NJADRE1560243242 | Administratively Determined Incentive Program | Toms River | 8755 | 23.655 | Residential | Behind the Meter | Yes | SunPurity, LLC | JCP&L |  | Accepted | 2025-08-06 | 2025-09-03 | 2026-09-03 | Solar Panels | Hanwha Q cells | Q.PEAK DUO BLK-ML-G10+ 415W |  | 0.415 | 2 | 216 | 18 |  | Fixed | Roof
NJADRE1560243246 | Administratively Determined Incentive Program | Old Bridge | 8857 | 11.18 | Residential | Behind the Meter | No | Green Power Energy, LLC | JCP&L |  | Accepted | 2025-08-05 | 2025-09-02 | 2026-09-02 | Inverters | Enphase | IQ8MC-72-M-US [240V] | 320 |  | 26 |  |  | 0.98 |  | Outside
NJADRE1560243246 | Administratively Determined Incentive Program | Old Bridge | 8857 | 11.18 | Residential | Behind the Meter | No | Green Power Energy, LLC | JCP&L |  | Accepted | 2025-08-05 | 2025-09-02 | 2026-09-02 | Solar Panels | SEG Solar | SEG-430-BTD-BG |  | 0.43 | 26 | 185 | 34 |  | Fixed | Roof
NJADRE1560243253 | Administratively Determined Incentive Program | Morganville | 7751 | 9.24 | Residential | Behind the Meter | No | PV4U | JCP&L |  | Accepted | 2025-08-05 | 2025-09-02 | 2026-09-02 | Solar Panels | Hanwha | Q.Tron BLK M-G2+ 420w |  | 0.42 | 11 | 165 | 40 |  | Fixed | Roof
NJADRE1560243253 | Administratively Determined Incentive Program | Morganville | 7751 | 9.24 | Residential | Behind the Meter | No | PV4U | JCP&L |  | Accepted | 2025-08-05 | 2025-09-02 | 2026-09-02 | Inverters | Enphase | IQ8Plus | 290 |  | 22 |  |  | 0.98 |  | Outdoor
NJADRE1560243253 | Administratively Determined Incentive Program | Morganville | 7751 | 9.24 | Residential | Behind the Meter | No | PV4U | JCP&L |  | Accepted | 2025-08-05 | 2025-09-02 | 2026-09-02 | Solar Panels | Hanwha | QCELLS Q.TRON BLK M-G2+ 420W |  | 0.42 | 11 | 75 | 40 |  | Fixed | Roof
NJADRE1560243257 | Administratively Determined Incentive Program | New Brunswick | 8901 | 4.51 | Residential | Behind the Meter | Yes | Pro Custom Solar dba Momentum Solar | PSE&G |  | Accepted | 2025-08-05 | 2025-09-03 | 2026-09-03 | Inverters | Enphase | IQ8HC-72-M-DOM-US | 380 |  | 11 |  |  | 0.97 |  | Outdoor
NJADRE1560243257 | Administratively Determined Incentive Program | New Brunswick | 8901 | 4.51 | Residential | Behind the Meter | Yes | Pro Custom Solar dba Momentum Solar | PSE&G |  | Accepted | 2025-08-05 | 2025-09-03 | 2026-09-03 | Solar Panels | Hanwha | Q. Peak duo blk ML-G10 +410 |  | 0.41 | 2 | 308 | 43 |  | Fixed | Roof
NJADRE1560243257 | Administratively Determined Incentive Program | New Brunswick | 8901 | 4.51 | Residential | Behind the Meter | Yes | Pro Custom Solar dba Momentum Solar | PSE&G |  | Accepted | 2025-08-05 | 2025-09-03 | 2026-09-03 | Solar Panels | Hanwha | Q. Peak duo blk ML-G10 +410 |  | 0.41 | 2 | 308 | 30 |  | Fixed | Roof
NJADRE1560243257 | Administratively Determined Incentive Program | New Brunswick | 8901 | 4.51 | Residential | Behind the Meter | Yes | Pro Custom Solar dba Momentum Solar | PSE&G |  | Accepted | 2025-08-05 | 2025-09-03 | 2026-09-03 | Solar Panels | Hanwha | Q. Peak duo blk ML-G10 +410 |  | 0.41 | 5 | 128 | 45 |  | Fixed | Roof
NJADRE1560243257 | Administratively Determined Incentive Program | New Brunswick | 8901 | 4.51 | Residential | Behind the Meter | Yes | Pro Custom Solar dba Momentum Solar | PSE&G |  | Accepted | 2025-08-05 | 2025-09-03 | 2026-09-03 | Solar Panels | Hanwha | Q. Peak duo blk ML-G10 +410 |  | 0.41 | 2 | 308 | 30 |  | Fixed | Roof
NJADRE1560243260 | Administratively Determined Incentive Program | Neptune City | 7753 | 6.15 | Residential | Behind the Meter | Yes | EMT Renewables, LLC | JCP&L |  | Accepted | 2025-08-05 | 2025-09-03 | 2026-09-03 | Solar Panels | MSE PERC | MSE-410 |  | 0.41 | 6 | 195 | 31 |  | Fixed | Roof
NJADRE1560243260 | Administratively Determined Incentive Program | Neptune City | 7753 | 6.15 | Residential | Behind the Meter | Yes | EMT Renewables, LLC | JCP&L |  | Accepted | 2025-08-05 | 2025-09-03 | 2026-09-03 | Solar Panels | MSE PERC | MSE-410 |  | 0.41 | 5 | 15 | 35 |  | Fixed | Roof
NJADRE1560243260 | Administratively Determined Incentive Program | Neptune City | 7753 | 6.15 | Residential | Behind the Meter | Yes | EMT Renewables, LLC | JCP&L |  | Accepted | 2025-08-05 | 2025-09-03 | 2026-09-03 | Solar Panels | MSE PERC | MSE-410 |  | 0.41 | 2 | 285 | 44 |  | Fixed | Roof
NJADRE1560243260 | Administratively Determined Incentive Program | Neptune City | 7753 | 6.15 | Residential | Behind the Meter | Yes | EMT Renewables, LLC | JCP&L |  | Accepted | 2025-08-05 | 2025-09-03 | 2026-09-03 | Inverters | ENPHASE | IQ8+ | 290 |  | 15 |  |  | 0.98 |  | Other | UNDER EACH PANEL
NJADRE1560243260 | Administratively Determined Incentive Program | Neptune City | 7753 | 6.15 | Residential | Behind the Meter | Yes | EMT Renewables, LLC | JCP&L |  | Accepted | 2025-08-05 | 2025-09-03 | 2026-09-03 | Solar Panels | MSE PERC | MSE-410 |  | 0.41 | 2 | 105 | 41 |  | Fixed | Roof
NJADRE1560243267 | Administratively Determined Incentive Program | Atlantic City | 8401 | 11.772 | Residential | Behind the Meter | No | SEA BRIGHT SOLAR, LLC | AC Electric |  | Accepted | 2025-08-05 | 2025-09-08 | 2026-09-08 | Solar Panels | SunPower | SPR-E20-327-WHT-AC |  | 0.327 | 36 | 243 | 27 |  | Fixed | Roof
NJADRE1560243267 | Administratively Determined Incentive Program | Atlantic City | 8401 | 11.772 | Residential | Behind the Meter | No | SEA BRIGHT SOLAR, LLC | AC Electric |  | Accepted | 2025-08-05 | 2025-09-08 | 2026-09-08 | Inverters | Enphase | IQ7XS-96-2-US | 320 |  | 36 |  |  | 0.97 |  | Outdoor
NJADRE1560243272 | Administratively Determined Incentive Program | Carlstadt | 7072 | 6.56 | Residential | Behind the Meter | Yes | Trinity Solar, LLC | PSE&G |  | Accepted | 2025-08-07 | 2025-09-05 | 2026-09-05 | Solar Panels | Hanwha | Q.PEAK DUO BLK ML-G10.C+ 410 |  | 0.41 | 4 | 308 | 23 |  | Fixed | Roof
NJADRE1560243272 | Administratively Determined Incentive Program | Carlstadt | 7072 | 6.56 | Residential | Behind the Meter | Yes | Trinity Solar, LLC | PSE&G |  | Accepted | 2025-08-07 | 2025-09-05 | 2026-09-05 | Inverters | Solar Edge | USE5700H-US | 5760 |  | 1 |  |  | 0.97 |  | Outside
NJADRE1560243272 | Administratively Determined Incentive Program | Carlstadt | 7072 | 6.56 | Residential | Behind the Meter | Yes | Trinity Solar, LLC | PSE&G |  | Accepted | 2025-08-07 | 2025-09-05 | 2026-09-05 | Solar Panels | Hanwha | Q.PEAK DUO BLK ML-G10.C+ 410 |  | 0.41 | 12 | 128 | 23 |  | Fixed | Roof
NJADRE1560243285 | Administratively Determined Incentive Program | UNION | 7083 | 4.92 | Residential | Behind the Meter | Yes | Pro Custom Solar dba Momentum Solar | PSE&G |  | Accepted | 2025-08-05 | 2025-09-04 | 2026-09-04 | Solar Panels | HANWHA | Q.PEAK DUO BLK ML-G10+410 |  | 0.41 | 4 | 29 | 36 |  | Fixed | Roof
NJADRE1560243285 | Administratively Determined Incentive Program | UNION | 7083 | 4.92 | Residential | Behind the Meter | Yes | Pro Custom Solar dba Momentum Solar | PSE&G |  | Accepted | 2025-08-05 | 2025-09-04 | 2026-09-04 | Inverters | ENPHASE | IQ8HC-72-M-DOM-US | 380 |  | 12 |  |  | 0.97 |  | Outdoor
NJADRE1560243285 | Administratively Determined Incentive Program | UNION | 7083 | 4.92 | Residential | Behind the Meter | Yes | Pro Custom Solar dba Momentum Solar | PSE&G |  | Accepted | 2025-08-05 | 2025-09-04 | 2026-09-04 | Solar Panels | HANWHA | Q.PEAK DUO BLK ML-G10+410 |  | 0.41 | 2 | 299 | 26 |  | Fixed | Roof
NJADRE1560243285 | Administratively Determined Incentive Program | UNION | 7083 | 4.92 | Residential | Behind the Meter | Yes | Pro Custom Solar dba Momentum Solar | PSE&G |  | Accepted | 2025-08-05 | 2025-09-04 | 2026-09-04 | Solar Panels | HANWHA | Q.PEAK DUO BLK ML-G10+410 |  | 0.41 | 2 | 119 | 26 |  | Fixed | Roof
NJADRE1560243285 | Administratively Determined Incentive Program | UNION | 7083 | 4.92 | Residential | Behind the Meter | Yes | Pro Custom Solar dba Momentum Solar | PSE&G |  | Accepted | 2025-08-05 | 2025-09-04 | 2026-09-04 | Solar Panels | HANWHA | Q.PEAK DUO BLK ML-G10+410 |  | 0.41 | 1 | 209 | 36 |  | Fixed | Roof
NJADRE1560243285 | Administratively Determined Incentive Program | UNION | 7083 | 4.92 | Residential | Behind the Meter | Yes | Pro Custom Solar dba Momentum Solar | PSE&G |  | Accepted | 2025-08-05 | 2025-09-04 | 2026-09-04 | Solar Panels | HANWHA | Q.PEAK DUO BLK ML-G10+410 |  | 0.41 | 3 | 209 | 36 |  | Fixed | Roof
NJADRE1560243298 | Administratively Determined Incentive Program | RED BANK | 7701 | 12.9 | Residential | Behind the Meter | No | Green Power Energy, LLC | JCP&L |  | Accepted | 2025-08-05 | 2025-09-02 | 2026-09-02 | Inverters | Enphase | IQ8MC-72-M-US [240V] | 320 |  | 30 |  |  | 0.98 |  | Outside
NJADRE1560243298 | Administratively Determined Incentive Program | RED BANK | 7701 | 12.9 | Residential | Behind the Meter | No | Green Power Energy, LLC | JCP&L |  | Accepted | 2025-08-05 | 2025-09-02 | 2026-09-02 | Solar Panels | SEG Solar | SEG-430-BTD-BG |  | 0.43 | 6 | 352 | 45 |  | Fixed | Roof
NJADRE1560243298 | Administratively Determined Incentive Program | RED BANK | 7701 | 12.9 | Residential | Behind the Meter | No | Green Power Energy, LLC | JCP&L |  | Accepted | 2025-08-05 | 2025-09-02 | 2026-09-02 | Solar Panels | SEG Solar | SEG-430-BTD-BG |  | 0.43 | 7 | 262 | 38 |  | Fixed | Roof
NJADRE1560243298 | Administratively Determined Incentive Program | RED BANK | 7701 | 12.9 | Residential | Behind the Meter | No | Green Power Energy, LLC | JCP&L |  | Accepted | 2025-08-05 | 2025-09-02 | 2026-09-02 | Solar Panels | SEG Solar | SEG-430-BTD-BG |  | 0.43 | 2 | 172 | 45 |  | Fixed | Roof
NJADRE1560243298 | Administratively Determined Incentive Program | RED BANK | 7701 | 12.9 | Residential | Behind the Meter | No | Green Power Energy, LLC | JCP&L |  | Accepted | 2025-08-05 | 2025-09-02 | 2026-09-02 | Solar Panels | SEG Solar | SEG-430-BTD-BG |  | 0.43 | 7 | 82 | 38 |  | Fixed | Roof
NJADRE1560243298 | Administratively Determined Incentive Program | RED BANK | 7701 | 12.9 | Residential | Behind the Meter | No | Green Power Energy, LLC | JCP&L |  | Accepted | 2025-08-05 | 2025-09-02 | 2026-09-02 | Solar Panels | SEG Solar | SEG-430-BTD-BG |  | 0.43 | 8 | 352 | 5 |  | Fixed | Roof
NJADRE1560243305 | Administratively Determined Incentive Program | MANTUA | 8051 | 8.1 | Residential | Behind the Meter | Yes | Sunrun Installation Services, Inc. | AC Electric |  | Accepted | 2025-08-05 | 2025-09-03 | 2026-09-03 | Solar Panels | JA SOLAR | JAM54S31-405/MR |  | 0.405 | 8 | 217 | 13 |  | Fixed | Roof
NJADRE1560243305 | Administratively Determined Incentive Program | MANTUA | 8051 | 8.1 | Residential | Behind the Meter | Yes | Sunrun Installation Services, Inc. | AC Electric |  | Accepted | 2025-08-05 | 2025-09-03 | 2026-09-03 | Inverters | SOLAREDGE TECHNOLOGIES | SE5700H-USMN | 5760 |  | 1 |  |  | 0.99 |  | Outdoor
NJADRE1560243305 | Administratively Determined Incentive Program | MANTUA | 8051 | 8.1 | Residential | Behind the Meter | Yes | Sunrun Installation Services, Inc. | AC Electric |  | Accepted | 2025-08-05 | 2025-09-03 | 2026-09-03 | Solar Panels | JA SOLAR | JAM54S31-405/MR |  | 0.405 | 12 | 37 | 13 |  | Fixed | Roof
NJADRE1560243332 | Administratively Determined Incentive Program | WEST ORANGE | 7052 | 11.07 | Residential | Behind the Meter | Yes | Pro Custom Solar dba Momentum Solar | PSE&G |  | Accepted | 2025-08-05 | 2025-09-03 | 2026-09-03 | Solar Panels | Hanwha | Q. Peak duo blk ML-G10 +410 |  | 0.41 | 11 | 124 | 21 |  | Fixed | Roof
NJADRE1560243332 | Administratively Determined Incentive Program | WEST ORANGE | 7052 | 11.07 | Residential | Behind the Meter | Yes | Pro Custom Solar dba Momentum Solar | PSE&G |  | Accepted | 2025-08-05 | 2025-09-03 | 2026-09-03 | Solar Panels | Hanwha | Q. Peak duo blk ML-G10 +410 |  | 0.41 | 13 | 304 | 21 |  | Fixed | Roof
NJADRE1560243332 | Administratively Determined Incentive Program | WEST ORANGE | 7052 | 11.07 | Residential | Behind the Meter | Yes | Pro Custom Solar dba Momentum Solar | PSE&G |  | Accepted | 2025-08-05 | 2025-09-03 | 2026-09-03 | Solar Panels | Hanwha | Q. Peak duo blk ML-G10 +410 |  | 0.41 | 3 | 34 | 21 |  | Fixed | Roof
NJADRE1560243332 | Administratively Determined Incentive Program | WEST ORANGE | 7052 | 11.07 | Residential | Behind the Meter | Yes | Pro Custom Solar dba Momentum Solar | PSE&G |  | Accepted | 2025-08-05 | 2025-09-03 | 2026-09-03 | Inverters | Enphase | IQ8HC-72-M-DOM-US | 380 |  | 27 |  |  | 0.97 |  | Outdoor
NJADRE1560243356 | Administratively Determined Incentive Program | Newark | 7112 | 7.11 | Residential | Behind the Meter | Yes | Bright Ops, Inc. | PSE&G |  | Accepted | 2025-08-05 | 2025-09-02 | 2026-09-02 | Solar Panels | Hanwha Q-Cells | Q.PEAK DUO BLK ML-G10.a+395 |  | 0.395 | 3 | 218 | 14 |  | Fixed | Roof
NJADRE1560243356 | Administratively Determined Incentive Program | Newark | 7112 | 7.11 | Residential | Behind the Meter | Yes | Bright Ops, Inc. | PSE&G |  | Accepted | 2025-08-05 | 2025-09-02 | 2026-09-02 | Inverters | SolarEdge Technologies | SE5000H-USRGM | 5000 |  | 1 |  |  | 0.98 |  | Outdoor | Outside
NJADRE1560243356 | Administratively Determined Incentive Program | Newark | 7112 | 7.11 | Residential | Behind the Meter | Yes | Bright Ops, Inc. | PSE&G |  | Accepted | 2025-08-05 | 2025-09-02 | 2026-09-02 | Solar Panels | Hanwha Q-Cells | Q.PEAK DUO BLK ML-G10.a+395 |  | 0.395 | 3 | 218 | 37 |  | Fixed | Roof
NJADRE1560243356 | Administratively Determined Incentive Program | Newark | 7112 | 7.11 | Residential | Behind the Meter | Yes | Bright Ops, Inc. | PSE&G |  | Accepted | 2025-08-05 | 2025-09-02 | 2026-09-02 | Solar Panels | Hanwha Q-Cells | Q.PEAK DUO BLK ML-G10.a+395 |  | 0.395 | 4 | 218 | 37 |  | Fixed | Roof
NJADRE1560243356 | Administratively Determined Incentive Program | Newark | 7112 | 7.11 | Residential | Behind the Meter | Yes | Bright Ops, Inc. | PSE&G |  | Accepted | 2025-08-05 | 2025-09-02 | 2026-09-02 | Solar Panels | Hanwha Q-Cells | Q.PEAK DUO BLK ML-G10.a+395 |  | 0.395 | 8 | 217 | 9 |  | Fixed | Roof
NJADRE1560244455 | Administratively Determined Incentive Program | Hightstown | 8520 | 5.67 | Residential | Behind the Meter | Yes | Sunrun Installation Services, Inc. | JCP&L |  | Accepted | 2025-08-05 | 2025-09-02 | 2026-09-02 | Solar Panels | JA SOLAR | JAM54S31-405/MR |  | 0.405 | 8 | 98 | 22 |  | Fixed | Roof
NJADRE1560244455 | Administratively Determined Incentive Program | Hightstown | 8520 | 5.67 | Residential | Behind the Meter | Yes | Sunrun Installation Services, Inc. | JCP&L |  | Accepted | 2025-08-05 | 2025-09-02 | 2026-09-02 | Inverters | SOLAREDGE TECHNOLOGIES | SE3800H-USMN | 3800 |  | 1 |  |  | 0.99 |  | Outside
NJADRE1560244455 | Administratively Determined Incentive Program | Hightstown | 8520 | 5.67 | Residential | Behind the Meter | Yes | Sunrun Installation Services, Inc. | JCP&L |  | Accepted | 2025-08-05 | 2025-09-02 | 2026-09-02 | Solar Panels | JA SOLAR | JAM54S31-405/MR |  | 0.405 | 6 | 278 | 23 |  | Fixed | Roof
NJADRE1560244540 | Administratively Determined Incentive Program | TOMS RIVER | 8755 | 4.1 | Residential | Behind the Meter | Yes | Trinity Solar, LLC | JCP&L |  | Accepted | 2025-08-05 | 2025-09-02 | 2026-09-02 | Solar Panels | Hanwha | Q.PEAK DUO BLK ML-G10.C+ 410 |  | 0.41 | 10 | 139 | 23 |  | Fixed | Roof
NJADRE1560244540 | Administratively Determined Incentive Program | TOMS RIVER | 8755 | 4.1 | Residential | Behind the Meter | Yes | Trinity Solar, LLC | JCP&L |  | Accepted | 2025-08-05 | 2025-09-02 | 2026-09-02 | Inverters | Solar Edge | USE3800H-US | 3800 |  | 1 |  |  | 0.97 |  | Outside
NJADRE1560244559 | Administratively Determined Incentive Program | ROCKAWAY | 7866 | 7.38 | Residential | Behind the Meter | Yes | Pro Custom Solar dba Momentum Solar | JCP&L |  | Accepted | 2025-08-05 | 2025-09-03 | 2026-09-03 | Solar Panels | Hanwha | Q. Peak duo blk ML-G10 +410 |  | 0.41 | 15 | 209 | 20 |  | Fixed | Roof
NJADRE1560244559 | Administratively Determined Incentive Program | ROCKAWAY | 7866 | 7.38 | Residential | Behind the Meter | Yes | Pro Custom Solar dba Momentum Solar | JCP&L |  | Accepted | 2025-08-05 | 2025-09-03 | 2026-09-03 | Solar Panels | Hanwha | Q. Peak duo blk ML-G10 +410 |  | 0.41 | 3 | 29 | 20 |  | Fixed | Roof
NJADRE1560244559 | Administratively Determined Incentive Program | ROCKAWAY | 7866 | 7.38 | Residential | Behind the Meter | Yes | Pro Custom Solar dba Momentum Solar | JCP&L |  | Accepted | 2025-08-05 | 2025-09-03 | 2026-09-03 | Inverters | Enphase | IQ8HC-72-M-DOM-US | 380 |  | 18 |  |  | 0.97 |  | Outdoor
NJADRE1560244582 | Administratively Determined Incentive Program | SOUTH PLAINFIELD BORO | 7080 | 3.28 | Residential | Behind the Meter | Yes | Sunrun Installation Services, Inc. | PSE&G |  | Accepted | 2025-08-05 | 2025-09-02 | 2026-09-02 | Inverters | SolarEdge Technologies | SE3800H-USMN | 3800 |  | 1 |  |  | 0.99 |  | Outdoor
NJADRE1560244582 | Administratively Determined Incentive Program | SOUTH PLAINFIELD BORO | 7080 | 3.28 | Residential | Behind the Meter | Yes | Sunrun Installation Services, Inc. | PSE&G |  | Accepted | 2025-08-05 | 2025-09-02 | 2026-09-02 | Solar Panels | Elin Energy (Sirius PV) | ELNSM54M-HC-410 |  | 0.41 | 8 | 133 | 37 |  | Fixed | Roof
NJADRE1560244583 | Administratively Determined Incentive Program | FAIR LAWN | 7410 | 6.45 | Residential | Behind the Meter | No | Infinity Solar Systems, LLC | PSE&G |  | Accepted | 2025-08-07 | 2025-09-08 | 2026-09-08 | Inverters | Enphase | IQ8MC-72-M-US | 320 |  | 15 |  |  | 0.97 |  | Outdoor
NJADRE1560244583 | Administratively Determined Incentive Program | FAIR LAWN | 7410 | 6.45 | Residential | Behind the Meter | No | Infinity Solar Systems, LLC | PSE&G |  | Accepted | 2025-08-07 | 2025-09-08 | 2026-09-08 | Solar Panels | SEG Solar | SEG-430-BTD-BG |  | 0.43 | 6 | 71 | 28 |  | Fixed | Roof
NJADRE1560244583 | Administratively Determined Incentive Program | FAIR LAWN | 7410 | 6.45 | Residential | Behind the Meter | No | Infinity Solar Systems, LLC | PSE&G |  | Accepted | 2025-08-07 | 2025-09-08 | 2026-09-08 | Solar Panels | SEG Solar | SEG-430-BTD-BG |  | 0.43 | 9 | 251 | 28 |  | Fixed | Roof
NJADRE1560244590 | Administratively Determined Incentive Program | Wayne Twp | 7470 | 8.61 | Residential | Behind the Meter | Yes | Sunrun Installation Services, Inc. | PSE&G |  | Accepted | 2025-08-05 | 2025-09-02 | 2026-09-02 | Solar Panels | Elin Energy (Sirius PV) | ELNSM54M-HC-410 |  | 0.41 | 6 | 217 | 27 |  | Fixed | Roof
NJADRE1560244590 | Administratively Determined Incentive Program | Wayne Twp | 7470 | 8.61 | Residential | Behind the Meter | Yes | Sunrun Installation Services, Inc. | PSE&G |  | Accepted | 2025-08-05 | 2025-09-02 | 2026-09-02 | Inverters | SolarEdge Technologies | SE5700H-USMN | 5760 |  | 1 |  |  | 0.99 |  | Outdoor | Next to meter
NJADRE1560244590 | Administratively Determined Incentive Program | Wayne Twp | 7470 | 8.61 | Residential | Behind the Meter | Yes | Sunrun Installation Services, Inc. | PSE&G |  | Accepted | 2025-08-05 | 2025-09-02 | 2026-09-02 | Solar Panels | Elin Energy (Sirius PV) | ELNSM54M-HC-410 |  | 0.41 | 15 | 127 | 27 |  | Fixed | Roof
NJADRE1560244592 | Administratively Determined Incentive Program | Old Bridge | 8857 | 8.61 | Residential | Behind the Meter | Yes | Sunrun Installation Services, Inc. | JCP&L |  | Accepted | 2025-08-05 | 2025-09-03 | 2026-09-03 | Inverters | SOLAREDGE TECHNOLOGIES | SE5700H-USMN | 5760 |  | 1 |  |  | 0.99 |  | Outdoor
NJADRE1560244592 | Administratively Determined Incentive Program | Old Bridge | 8857 | 8.61 | Residential | Behind the Meter | Yes | Sunrun Installation Services, Inc. | JCP&L |  | Accepted | 2025-08-05 | 2025-09-03 | 2026-09-03 | Solar Panels | ELIN ENERGY | ELNSM54M-HC-410 |  | 0.41 | 9 | 274 | 10 |  | Fixed | Roof
NJADRE1560244592 | Administratively Determined Incentive Program | Old Bridge | 8857 | 8.61 | Residential | Behind the Meter | Yes | Sunrun Installation Services, Inc. | JCP&L |  | Accepted | 2025-08-05 | 2025-09-03 | 2026-09-03 | Solar Panels | ELIN ENERGY | ELNSM54M-HC-410 |  | 0.41 | 6 | 94 | 13 |  | Fixed | Roof
NJADRE1560244592 | Administratively Determined Incentive Program | Old Bridge | 8857 | 8.61 | Residential | Behind the Meter | Yes | Sunrun Installation Services, Inc. | JCP&L |  | Accepted | 2025-08-05 | 2025-09-03 | 2026-09-03 | Solar Panels | ELIN ENERGY | ELNSM54M-HC-410 |  | 0.41 | 6 | 274 | 12 |  | Fixed | Roof
NJADRE1560244605 | Administratively Determined Incentive Program | Cherry Hill | 8034 | 13.485 | Residential | Behind the Meter | No | Solar Energy World | PSE&G |  | Accepted | 2025-08-05 | 2025-09-03 | 2026-09-03 | Solar Panels | HANWHA | Q.TRON BLKM-G2+ 435W |  | 0.435 | 8 | 92 | 27 |  | Fixed | Roof
NJADRE1560244605 | Administratively Determined Incentive Program | Cherry Hill | 8034 | 13.485 | Residential | Behind the Meter | No | Solar Energy World | PSE&G |  | Accepted | 2025-08-05 | 2025-09-03 | 2026-09-03 | Solar Panels | HANWHA | Q.TRON BLKM-G2+ 435W |  | 0.435 | 13 | 182 | 25 |  | Fixed | Roof
NJADRE1560244605 | Administratively Determined Incentive Program | Cherry Hill | 8034 | 13.485 | Residential | Behind the Meter | No | Solar Energy World | PSE&G |  | Accepted | 2025-08-05 | 2025-09-03 | 2026-09-03 | Solar Panels | HANWHA | Q.TRON BLKM-G2+ 435W |  | 0.435 | 10 | 2 | 25 |  | Fixed | Roof
NJADRE1560244605 | Administratively Determined Incentive Program | Cherry Hill | 8034 | 13.485 | Residential | Behind the Meter | No | Solar Energy World | PSE&G |  | Accepted | 2025-08-05 | 2025-09-03 | 2026-09-03 | Inverters | Enphase | IQ8MC-72-M-US | 320 |  | 31 |  |  | 0.97 |  | Outside
NJADRE1560244611 | Administratively Determined Incentive Program | Cape May Court House | 8210 | 14.35 | Residential | Behind the Meter | Yes | Sunrun Installation Services, Inc. | AC Electric |  | Accepted | 2025-08-05 | 2025-09-02 | 2026-09-02 | Inverters | SOLAREDGE TECHNOLOGIES | SE10000H-USSN | 10000 |  | 1 |  |  | 0.99 |  | Outdoor
NJADRE1560244611 | Administratively Determined Incentive Program | Cape May Court House | 8210 | 14.35 | Residential | Behind the Meter | Yes | Sunrun Installation Services, Inc. | AC Electric |  | Accepted | 2025-08-05 | 2025-09-02 | 2026-09-02 | Solar Panels | ELIN ENERGY (SIRIUS PV) | ELNSM54M-HC-410 |  | 0.41 | 14 | 190 | 18 |  | Fixed | Roof
NJADRE1560244611 | Administratively Determined Incentive Program | Cape May Court House | 8210 | 14.35 | Residential | Behind the Meter | Yes | Sunrun Installation Services, Inc. | AC Electric |  | Accepted | 2025-08-05 | 2025-09-02 | 2026-09-02 | Solar Panels | ELIN ENERGY (SIRIUS PV) | ELNSM54M-HC-410 |  | 0.41 | 6 | 190 | 23 |  | Fixed | Roof
NJADRE1560244611 | Administratively Determined Incentive Program | Cape May Court House | 8210 | 14.35 | Residential | Behind the Meter | Yes | Sunrun Installation Services, Inc. | AC Electric |  | Accepted | 2025-08-05 | 2025-09-02 | 2026-09-02 | Solar Panels | ELIN ENERGY (SIRIUS PV) | ELNSM54M-HC-410 |  | 0.41 | 5 | 10 | 23 |  | Fixed | Roof
NJADRE1560244611 | Administratively Determined Incentive Program | Cape May Court House | 8210 | 14.35 | Residential | Behind the Meter | Yes | Sunrun Installation Services, Inc. | AC Electric |  | Accepted | 2025-08-05 | 2025-09-02 | 2026-09-02 | Solar Panels | ELIN ENERGY (SIRIUS PV) | ELNSM54M-HC-410 |  | 0.41 | 10 | 10 | 18 |  | Fixed | Roof
NJADRE1560244619 | Administratively Determined Incentive Program | Manahawkin | 8050 | 12.9 | Residential | Behind the Meter | No | Solar Mite Solutions, LLC | AC Electric |  | Accepted | 2025-08-05 | 2025-09-03 | 2026-09-03 | Inverters | Enphase | IQ8PLUS-72-M-US | 290 |  | 30 |  |  | 0.98 |  | Outside
NJADRE1560244619 | Administratively Determined Incentive Program | Manahawkin | 8050 | 12.9 | Residential | Behind the Meter | No | Solar Mite Solutions, LLC | AC Electric |  | Accepted | 2025-08-05 | 2025-09-03 | 2026-09-03 | Solar Panels | Jinko | JKM430N-54HL4-B |  | 0.43 | 30 | 192 | 27 |  | Fixed | Roof
NJADRE1560244627 | Administratively Determined Incentive Program | Union Beach | 7735 | 11.07 | Residential | Behind the Meter | Yes | Pro Custom Solar dba Momentum Solar | JCP&L |  | Accepted | 2025-08-05 | 2025-09-03 | 2026-09-03 | Solar Panels | Hanwha | Q. Peak duo blk ML-G10 +410 |  | 0.41 | 13 | 291 | 30 |  | Fixed | Roof
NJADRE1560244627 | Administratively Determined Incentive Program | Union Beach | 7735 | 11.07 | Residential | Behind the Meter | Yes | Pro Custom Solar dba Momentum Solar | JCP&L |  | Accepted | 2025-08-05 | 2025-09-03 | 2026-09-03 | Inverters | Enphase | IQ8HC-72-M-DOM-US | 380 |  | 27 |  |  | 0.97 |  | Outdoor
NJADRE1560244627 | Administratively Determined Incentive Program | Union Beach | 7735 | 11.07 | Residential | Behind the Meter | Yes | Pro Custom Solar dba Momentum Solar | JCP&L |  | Accepted | 2025-08-05 | 2025-09-03 | 2026-09-03 | Solar Panels | Hanwha | Q. Peak duo blk ML-G10 +410 |  | 0.41 | 14 | 111 | 30 |  | Fixed | Roof
NJADRE1560244633 | Administratively Determined Incentive Program | Egg Harbor Twp | 8234 | 5.395 | Residential | Behind the Meter | Yes | SunPurity, LLC | AC Electric |  | Accepted | 2025-08-06 | 2025-09-03 | 2026-09-03 | Solar Panels | Hanwha Q cells | Q.PEAK DUO BLK-ML-G10+ 415W |  | 0.415 | 13 | 112 | 11 |  | Fixed | Roof
NJADRE1560244633 | Administratively Determined Incentive Program | Egg Harbor Twp | 8234 | 5.395 | Residential | Behind the Meter | Yes | SunPurity, LLC | AC Electric |  | Accepted | 2025-08-06 | 2025-09-03 | 2026-09-03 | Inverters | SolarEdge | SE3800H-US | 3800 |  | 1 |  |  | 0.99 |  | Outdoor
NJADRE1560244636 | Administratively Determined Incentive Program | East Orange | 7017 | 3.645 | Residential | Behind the Meter | Yes | Sunrun Installation Services, Inc. | PSE&G |  | Accepted | 2025-08-05 | 2025-09-03 | 2026-09-03 | Solar Panels | JA Solar | JAM54S31-405/MR |  | 0.405 | 9 | 213 | 31 |  | Fixed | Roof
NJADRE1560244636 | Administratively Determined Incentive Program | East Orange | 7017 | 3.645 | Residential | Behind the Meter | Yes | Sunrun Installation Services, Inc. | PSE&G |  | Accepted | 2025-08-05 | 2025-09-03 | 2026-09-03 | Inverters | SolarEdge Technologies | SE3800H-USMN | 3800 |  | 1 |  |  | 0.99 |  | Outdoor
NJADRE1560244639 | Administratively Determined Incentive Program | Tuckerton | 8087 | 6.97 | Residential | Behind the Meter | Yes | EMT Renewables, LLC | AC Electric |  | Accepted | 2025-08-05 | 2025-09-03 | 2026-09-03 | Inverters | ENPHASE | IQ8+ | 290 |  | 17 |  |  | 0.98 |  | Other | UNDER EACH PANEL
NJADRE1560244639 | Administratively Determined Incentive Program | Tuckerton | 8087 | 6.97 | Residential | Behind the Meter | Yes | EMT Renewables, LLC | AC Electric |  | Accepted | 2025-08-05 | 2025-09-03 | 2026-09-03 | Solar Panels | MSE PERC | MSE-410 |  | 0.41 | 3 | 218 | 10 |  | Fixed | Roof
NJADRE1560244639 | Administratively Determined Incentive Program | Tuckerton | 8087 | 6.97 | Residential | Behind the Meter | Yes | EMT Renewables, LLC | AC Electric |  | Accepted | 2025-08-05 | 2025-09-03 | 2026-09-03 | Solar Panels | MSE PERC | MSE-410 |  | 0.41 | 11 | 308 | 25 |  | Fixed | Roof
NJADRE1560244639 | Administratively Determined Incentive Program | Tuckerton | 8087 | 6.97 | Residential | Behind the Meter | Yes | EMT Renewables, LLC | AC Electric |  | Accepted | 2025-08-05 | 2025-09-03 | 2026-09-03 | Solar Panels | MSE PERC | MSE-410 |  | 0.41 | 3 | 128 | 25 |  | Fixed | Roof
NJADRE1560244644 | Administratively Determined Incentive Program | Monroe Twp | 8831 | 11 | Residential | Behind the Meter | No | PV4U, LLC | JCP&L |  | Accepted | 2025-08-11 | 2025-09-08 | 2026-09-08 | Solar Panels | LONGI SOLAR | LR5-54HTB-440M |  | 0.44 | 21 | 83 | 28 |  | Fixed | Roof
NJADRE1560244644 | Administratively Determined Incentive Program | Monroe Twp | 8831 | 11 | Residential | Behind the Meter | No | PV4U, LLC | JCP&L |  | Accepted | 2025-08-11 | 2025-09-08 | 2026-09-08 | Solar Panels | LONGI SOLAR | LR5-54HTB-440M |  | 0.44 | 4 | 263 | 28 |  | Fixed | Roof
NJADRE1560244644 | Administratively Determined Incentive Program | Monroe Twp | 8831 | 11 | Residential | Behind the Meter | No | PV4U, LLC | JCP&L |  | Accepted | 2025-08-11 | 2025-09-08 | 2026-09-08 | Inverters | Enphase | IQ8PLUS | 290 |  | 25 |  |  | 0.98 |  | Outdoor
NJADRE1560244674 | Administratively Determined Incentive Program | Dayton | 8810 | 10.56 | Residential | Behind the Meter | No | PV4U | PSE&G |  | Accepted | 2025-08-20 | 2025-09-12 | 2026-09-12 | Solar Panels | Axitec | AC-440MH |  | 0.44 | 2 | 248 | 30 |  | Fixed | Roof
NJADRE1560244674 | Administratively Determined Incentive Program | Dayton | 8810 | 10.56 | Residential | Behind the Meter | No | PV4U | PSE&G |  | Accepted | 2025-08-20 | 2025-09-12 | 2026-09-12 | Inverters | ENPHASE | IQ8PLUS | 290 |  | 24 |  |  | 0.98 |  | Outside
NJADRE1560244674 | Administratively Determined Incentive Program | Dayton | 8810 | 10.56 | Residential | Behind the Meter | No | PV4U | PSE&G |  | Accepted | 2025-08-20 | 2025-09-12 | 2026-09-12 | Solar Panels | axitec | 440 |  | 0.44 | 5 | 68 | 30 |  | Fixed | Roof
NJADRE1560244674 | Administratively Determined Incentive Program | Dayton | 8810 | 10.56 | Residential | Behind the Meter | No | PV4U | PSE&G |  | Accepted | 2025-08-20 | 2025-09-12 | 2026-09-12 | Solar Panels | Axitec | AC-440MH |  | 0.44 | 3 | 248 | 30 |  | Fixed | Roof
NJADRE1560244674 | Administratively Determined Incentive Program | Dayton | 8810 | 10.56 | Residential | Behind the Meter | No | PV4U | PSE&G |  | Accepted | 2025-08-20 | 2025-09-12 | 2026-09-12 | Solar Panels | Axitec | AC-440MH |  | 0.44 | 3 | 158 | 30 |  | Fixed | Roof
NJADRE1560244674 | Administratively Determined Incentive Program | Dayton | 8810 | 10.56 | Residential | Behind the Meter | No | PV4U | PSE&G |  | Accepted | 2025-08-20 | 2025-09-12 | 2026-09-12 | Solar Panels | Axitec | AC-440MH |  | 0.44 | 11 | 158 | 30 |  | Fixed | Roof
NJADRE1560244678 | Administratively Determined Incentive Program | Flemington | 8822 | 17.82 | Residential | Behind the Meter | No | Solar Energy World | JCP&L |  | Accepted | 2025-08-05 | 2025-09-03 | 2026-09-03 | Inverters | Enphase | IQ8+-72-M-US | 290 |  | 44 |  |  | 0.97 |  | Outside
NJADRE1560244678 | Administratively Determined Incentive Program | Flemington | 8822 | 17.82 | Residential | Behind the Meter | No | Solar Energy World | JCP&L |  | Accepted | 2025-08-05 | 2025-09-03 | 2026-09-03 | Solar Panels | LONGi | LR5-54HPB-405M |  | 0.405 | 44 | 180 | 31 |  | Fixed | Roof
NJADRE1560244691 | Administratively Determined Incentive Program | Rio Grande | 8242 | 38.07 | Commercial | Behind the Meter | No | USNOA | AC Electric |  | Accepted | 2025-08-05 | 2025-09-08 | 2026-09-08 | Meters | Focus | RXRe-SD | 3 |  | 1 |  |  |  | Yes | Outdoor
NJADRE1560244691 | Administratively Determined Incentive Program | Rio Grande | 8242 | 38.07 | Commercial | Behind the Meter | No | USNOA | AC Electric |  | Accepted | 2025-08-05 | 2025-09-08 | 2026-09-08 | Solar Panels | Jinko | JKM405M-72-HL-V |  | 0.405 | 94 | 305 | 7 |  | Fixed | Roof
NJADRE1560244691 | Administratively Determined Incentive Program | Rio Grande | 8242 | 38.07 | Commercial | Behind the Meter | No | USNOA | AC Electric |  | Accepted | 2025-08-05 | 2025-09-08 | 2026-09-08 | Inverters | SUNPOWER | SE10000H-US | 42 |  | 3 |  |  | 0.99 |  | Outside
NJADRE1560244692 | Administratively Determined Incentive Program | Sicklerville | 8081 | 4.92 | Residential | Behind the Meter | Yes | Sunrun Installation Services, Inc. | AC Electric |  | Accepted | 2025-08-05 | 2025-09-03 | 2026-09-03 | Inverters | SolarEdge Technologies | SE3800H-USMN | 3800 |  | 1 |  |  | 0.99 |  | Outdoor
NJADRE1560244692 | Administratively Determined Incentive Program | Sicklerville | 8081 | 4.92 | Residential | Behind the Meter | Yes | Sunrun Installation Services, Inc. | AC Electric |  | Accepted | 2025-08-05 | 2025-09-03 | 2026-09-03 | Solar Panels | Elin Energy (Sirius PV) | ELNSM54M-HC-410 |  | 0.41 | 12 | 175 | 22 |  | Fixed | Roof
NJADRE1560244709 | Administratively Determined Incentive Program | Princeton Twp | 8540 | 4.455 | Residential | Behind the Meter | Yes | Sunrun Installation Services, Inc. | PSE&G |  | Accepted | 2025-08-05 | 2025-09-03 | 2026-09-03 | Solar Panels | JA SOLAR | JAM54S31-405/MR |  | 0.405 | 11 | 235 | 30 |  | Fixed | Roof
NJADRE1560244709 | Administratively Determined Incentive Program | Princeton Twp | 8540 | 4.455 | Residential | Behind the Meter | Yes | Sunrun Installation Services, Inc. | PSE&G |  | Accepted | 2025-08-05 | 2025-09-03 | 2026-09-03 | Inverters | SOLAREDGE TECHNOLOGIES | SE3800H-USMN | 3800 |  | 1 |  |  | 0.99 |  | Outside
NJADRE1560244714 | Administratively Determined Incentive Program | Cedar Brook | 8018 | 11.07 | Residential | Behind the Meter | Yes | Sunrun Installation Services, Inc. | AC Electric |  | Accepted | 2025-08-05 | 2025-09-03 | 2026-09-03 | Solar Panels | ELIN ENERGY (SIRIUS PV) | ELNSM54M-HC-410 |  | 0.41 | 4 | 164 | 34 |  | Fixed | Roof
NJADRE1560244714 | Administratively Determined Incentive Program | Cedar Brook | 8018 | 11.07 | Residential | Behind the Meter | Yes | Sunrun Installation Services, Inc. | AC Electric |  | Accepted | 2025-08-05 | 2025-09-03 | 2026-09-03 | Solar Panels | ELIN ENERGY (SIRIUS PV) | ELNSM54M-HC-410 |  | 0.41 | 18 | 344 | 34 |  | Fixed | Roof
NJADRE1560244714 | Administratively Determined Incentive Program | Cedar Brook | 8018 | 11.07 | Residential | Behind the Meter | Yes | Sunrun Installation Services, Inc. | AC Electric |  | Accepted | 2025-08-05 | 2025-09-03 | 2026-09-03 | Solar Panels | ELIN ENERGY (SIRIUS PV) | ELNSM54M-HC-410 |  | 0.41 | 5 | 255 | 45 |  | Fixed | Roof
NJADRE1560244714 | Administratively Determined Incentive Program | Cedar Brook | 8018 | 11.07 | Residential | Behind the Meter | Yes | Sunrun Installation Services, Inc. | AC Electric |  | Accepted | 2025-08-05 | 2025-09-03 | 2026-09-03 | Inverters | SOLAREDGE TECHNOLOGIES | SE7600H-USSN | 7600 |  | 1 |  |  | 0.99 |  | Outside
NJADRE1560244729 | Administratively Determined Incentive Program | HAINESPORT TWP | 8036 | 9.84 | Residential | Behind the Meter | Yes | Sunrun Installation Services, Inc. | PSE&G |  | Accepted | 2025-08-05 | 2025-09-02 | 2026-09-02 | Inverters | Tesla | Powerwall 3 1707000-xx-y | 11500 |  | 1 |  |  | 0.97 |  | Outdoor
NJADRE1560244729 | Administratively Determined Incentive Program | HAINESPORT TWP | 8036 | 9.84 | Residential | Behind the Meter | Yes | Sunrun Installation Services, Inc. | PSE&G |  | Accepted | 2025-08-05 | 2025-09-02 | 2026-09-02 | Solar Panels | Hanwha Q Cells | Q.PEAK DUO BLK ML-G10+ 410 |  | 0.41 | 12 | 211 | 21 |  | Fixed | Roof
NJADRE1560244729 | Administratively Determined Incentive Program | HAINESPORT TWP | 8036 | 9.84 | Residential | Behind the Meter | Yes | Sunrun Installation Services, Inc. | PSE&G |  | Accepted | 2025-08-05 | 2025-09-02 | 2026-09-02 | Electric Storage Battery | Tesla | Powerwall 3 1707000-xx-y |  |  | 1 |  |  |  | Lithium Ion |  | OUTSIDE
NJADRE1560244729 | Administratively Determined Incentive Program | HAINESPORT TWP | 8036 | 9.84 | Residential | Behind the Meter | Yes | Sunrun Installation Services, Inc. | PSE&G |  | Accepted | 2025-08-05 | 2025-09-02 | 2026-09-02 | Solar Panels | Hanwha Q Cells | Q.PEAK DUO BLK ML-G10+ 410 |  | 0.41 | 12 | 211 | 21 |  | Fixed | Roof
NJADRE1560244740 | Administratively Determined Incentive Program | Howell | 7731 | 16.38 | Residential | Behind the Meter | Yes | Kamtech Solar Solutions | JCP&L |  | Accepted | 2025-08-05 | 2025-09-03 | 2026-09-03 | Solar Panels | CANADIAN SOLAR | CS6. 1-54TM-455H |  | 0.455 | 13 | 159 | 20 |  | Fixed | Roof
NJADRE1560244740 | Administratively Determined Incentive Program | Howell | 7731 | 16.38 | Residential | Behind the Meter | Yes | Kamtech Solar Solutions | JCP&L |  | Accepted | 2025-08-05 | 2025-09-03 | 2026-09-03 | Inverters | ENPHASE | IQ 8AC-72-M-US | 349 |  | 36 |  |  | 0.973 |  | Outdoor | ROOFTOP
NJADRE1560244740 | Administratively Determined Incentive Program | Howell | 7731 | 16.38 | Residential | Behind the Meter | Yes | Kamtech Solar Solutions | JCP&L |  | Accepted | 2025-08-05 | 2025-09-03 | 2026-09-03 | Solar Panels | CANADIAN SOLAR | CS6. 1-54TM-455H |  | 0.455 | 12 | 69 | 20 |  | Fixed | Roof
NJADRE1560244740 | Administratively Determined Incentive Program | Howell | 7731 | 16.38 | Residential | Behind the Meter | Yes | Kamtech Solar Solutions | JCP&L |  | Accepted | 2025-08-05 | 2025-09-03 | 2026-09-03 | Solar Panels | CANADIAN SOLAR | CS6. 1-54TM-455H |  | 0.455 | 11 | 249 | 20 |  | Fixed | Roof
NJADRE1560244751 | Administratively Determined Incentive Program | PISCATAWAY TWP | 8854 | 7.38 | Residential | Behind the Meter | Yes | Sunrun Installation Services, Inc. | PSE&G |  | Accepted | 2025-08-05 | 2025-09-02 | 2026-09-02 | Solar Panels | Hanwha Q Cells | Q.PEAK DUO BLK ML-G10+ 410 |  | 0.41 | 12 | 163 | 23 |  | Fixed | Roof
NJADRE1560244751 | Administratively Determined Incentive Program | PISCATAWAY TWP | 8854 | 7.38 | Residential | Behind the Meter | Yes | Sunrun Installation Services, Inc. | PSE&G |  | Accepted | 2025-08-05 | 2025-09-02 | 2026-09-02 | Solar Panels | Hanwha Q Cells | Q.PEAK DUO BLK ML-G10+ 410 |  | 0.41 | 6 | 163 | 23 |  | Fixed | Roof
NJADRE1560244751 | Administratively Determined Incentive Program | PISCATAWAY TWP | 8854 | 7.38 | Residential | Behind the Meter | Yes | Sunrun Installation Services, Inc. | PSE&G |  | Accepted | 2025-08-05 | 2025-09-02 | 2026-09-02 | Inverters | SolarEdge Technologies | SE5700H-USMN | 5760 |  | 1 |  |  | 0.99 |  | Outdoor
NJADRE1560244755 | Administratively Determined Incentive Program | Princeton Boro | 8542 | 9.02 | Residential | Behind the Meter | Yes | Sunrun Installation Services, Inc. | PSE&G |  | Accepted | 2025-08-05 | 2025-09-03 | 2026-09-03 | Solar Panels | Elin Energy (Sirius PV) | ELNSM54M-HC-410 |  | 0.41 | 6 | 344 | 30 |  | Fixed | Roof
NJADRE1560244755 | Administratively Determined Incentive Program | Princeton Boro | 8542 | 9.02 | Residential | Behind the Meter | Yes | Sunrun Installation Services, Inc. | PSE&G |  | Accepted | 2025-08-05 | 2025-09-03 | 2026-09-03 | Solar Panels | Elin Energy (Sirius PV) | ELNSM54M-HC-410 |  | 0.41 | 5 | 344 | 35 |  | Fixed | Roof
NJADRE1560244755 | Administratively Determined Incentive Program | Princeton Boro | 8542 | 9.02 | Residential | Behind the Meter | Yes | Sunrun Installation Services, Inc. | PSE&G |  | Accepted | 2025-08-05 | 2025-09-03 | 2026-09-03 | Solar Panels | Elin Energy (Sirius PV) | ELNSM54M-HC-410 |  | 0.41 | 11 | 164 | 35 |  | Fixed | Roof
NJADRE1560244755 | Administratively Determined Incentive Program | Princeton Boro | 8542 | 9.02 | Residential | Behind the Meter | Yes | Sunrun Installation Services, Inc. | PSE&G |  | Accepted | 2025-08-05 | 2025-09-03 | 2026-09-03 | Electric Storage Battery | TESLA | Powerwall 3 1707000-xx-y |  |  | 1 |  |  |  | Lithium Ion |  | OUTSIDE
NJADRE1560244755 | Administratively Determined Incentive Program | Princeton Boro | 8542 | 9.02 | Residential | Behind the Meter | Yes | Sunrun Installation Services, Inc. | PSE&G |  | Accepted | 2025-08-05 | 2025-09-03 | 2026-09-03 | Inverters | TESLA | Powerwall 3 1707000-xx-y | 11500 |  | 1 |  |  | 0.97 |  | Outdoor
NJADRE1560244766 | Administratively Determined Incentive Program | EGG HARBOR TOWNSHIP | 8234 | 939.15 | Commercial | Behind the Meter | Yes | Novitium Energy, LLC | AC Electric |  | Accepted | 2025-08-05 | 2025-09-03 | 2026-09-03 | Solar Panels | Zn Shine Solar | ZN SHINE ZXM6-NHLDD144 45 |  | 0.45 | 2087 | 202 | 5 |  | Fixed | Parking Lot
NJADRE1560244766 | Administratively Determined Incentive Program | EGG HARBOR TOWNSHIP | 8234 | 939.15 | Commercial | Behind the Meter | Yes | Novitium Energy, LLC | AC Electric |  | Accepted | 2025-08-05 | 2025-09-03 | 2026-09-03 | Inverters | Chint CPS | CPS SCA60KTL-DO/US-480 | 60000 |  | 8 |  |  | 0.98 |  | Outdoor
NJADRE1560244766 | Administratively Determined Incentive Program | EGG HARBOR TOWNSHIP | 8234 | 939.15 | Commercial | Behind the Meter | Yes | Novitium Energy, LLC | AC Electric |  | Accepted | 2025-08-05 | 2025-09-03 | 2026-09-03 | Inverters | CPS Chint | CPS SCA50KTL-DO/US-480 | 50000 |  | 5 |  |  | 0.98 |  | Outdoor
NJADRE1560244766 | Administratively Determined Incentive Program | EGG HARBOR TOWNSHIP | 8234 | 939.15 | Commercial | Behind the Meter | Yes | Novitium Energy, LLC | AC Electric |  | Accepted | 2025-08-05 | 2025-09-03 | 2026-09-03 | Inverters | Chint CPS | CPS SCA36KTL-DO/US-480 | 36000 |  | 1 |  |  | 0.98 |  | Outdoor
NJADRE1560244769 | Administratively Determined Incentive Program | Haddon Twp | 8108 | 4.2 | Residential | Behind the Meter | No | Public Service Solar, LLC | PSE&G |  | Accepted | 2025-08-05 | 2025-09-03 | 2026-09-03 | Solar Panels | Panasonic | EVPV420HK2 |  | 0.42 | 10 | 210 | 20 |  | Fixed | Roof
NJADRE1560244769 | Administratively Determined Incentive Program | Haddon Twp | 8108 | 4.2 | Residential | Behind the Meter | No | Public Service Solar, LLC | PSE&G |  | Accepted | 2025-08-05 | 2025-09-03 | 2026-09-03 | Inverters | Enphase | iQ8HC-72-M-US | 380 |  | 10 |  |  | 0.96 |  | Outdoor | Under panels
NJADRE1560244770 | Administratively Determined Incentive Program | Mantua | 8051 | 11.07 | Residential | Behind the Meter | Yes | Sunrun Installation Services, Inc. | AC Electric |  | Accepted | 2025-08-05 | 2025-09-03 | 2026-09-03 | Inverters | SOLAREDGE TECHNOLOGIES | SE7600H-USSN | 7600 |  | 1 |  |  | 0.99 |  | Outside
NJADRE1560244770 | Administratively Determined Incentive Program | Mantua | 8051 | 11.07 | Residential | Behind the Meter | Yes | Sunrun Installation Services, Inc. | AC Electric |  | Accepted | 2025-08-05 | 2025-09-03 | 2026-09-03 | Solar Panels | ELIN ENERGY (SIRIUS PV) | ELNSM54M-HC-410 |  | 0.41 | 10 | 72 | 30 |  | Fixed | Roof
NJADRE1560244770 | Administratively Determined Incentive Program | Mantua | 8051 | 11.07 | Residential | Behind the Meter | Yes | Sunrun Installation Services, Inc. | AC Electric |  | Accepted | 2025-08-05 | 2025-09-03 | 2026-09-03 | Solar Panels | ELIN ENERGY (SIRIUS PV) | ELNSM54M-HC-410 |  | 0.41 | 17 | 252 | 30 |  | Fixed | Roof
NJADRE1560245560 | Administratively Determined Incentive Program | Vineland | 8360 | 5.74 | Residential | Behind the Meter | Yes | Sunrun Installation Services, Inc. | Vineland Muni Electric |  | Accepted | 2025-08-05 | 2025-09-03 | 2026-09-03 | Solar Panels | ELIN ENERGY (SIRIUS PV) | ELNSM54M-HC-410 |  | 0.41 | 14 | 93 | 25 |  | Fixed | Roof
NJADRE1560245560 | Administratively Determined Incentive Program | Vineland | 8360 | 5.74 | Residential | Behind the Meter | Yes | Sunrun Installation Services, Inc. | Vineland Muni Electric |  | Accepted | 2025-08-05 | 2025-09-03 | 2026-09-03 | Inverters | SOLAREDGE TECHNOLOGIES | SE5700H-USMN | 5760 |  | 1 |  |  | 0.99 |  | Outside
NJADRE1560245916 | Administratively Determined Incentive Program | Sussex | 7461 | 31.98 | Residential | Behind the Meter | No | Alternative Energy Associates | Sussex Rural |  | Accepted | 2025-08-05 | 2025-09-04 | 2026-09-04 | Inverters | Enphase | IQ8AC | 349 |  | 78 |  |  | 0.973 |  | Outside | Behind Panel
NJADRE1560245916 | Administratively Determined Incentive Program | Sussex | 7461 | 31.98 | Residential | Behind the Meter | No | Alternative Energy Associates | Sussex Rural |  | Accepted | 2025-08-05 | 2025-09-04 | 2026-09-04 | Solar Panels | Mission Solar | MSE PERC 108HC |  | 0.41 | 78 | 180 | 25 |  | Fixed | Ground | Front yard
NJADRE1560245932 | Administratively Determined Incentive Program | WOODBURY | 8096 | 7.47 | Residential | Behind the Meter | Yes | Fusion Solar Energy, LLC | PSE&G |  | Accepted | 2025-08-05 | 2025-09-11 | 2026-09-11 | Solar Panels | QCELLS | Q.PEAK DUO BLK ML-G10.C+ 415 |  | 0.415 | 10 | 22 | 32 |  | Fixed | Roof
NJADRE1560245932 | Administratively Determined Incentive Program | WOODBURY | 8096 | 7.47 | Residential | Behind the Meter | Yes | Fusion Solar Energy, LLC | PSE&G |  | Accepted | 2025-08-05 | 2025-09-11 | 2026-09-11 | Solar Panels | QCELLS | Q.PEAK DUO BLK ML-G10.C+ 415 |  | 0.415 | 4 | 294 | 31 |  | Fixed | Roof
NJADRE1560245932 | Administratively Determined Incentive Program | WOODBURY | 8096 | 7.47 | Residential | Behind the Meter | Yes | Fusion Solar Energy, LLC | PSE&G |  | Accepted | 2025-08-05 | 2025-09-11 | 2026-09-11 | Solar Panels | QCELLS | Q.PEAK DUO BLK ML-G10.C+ 415 |  | 0.415 | 4 | 114 | 28 |  | Fixed | Roof
NJADRE1560245932 | Administratively Determined Incentive Program | WOODBURY | 8096 | 7.47 | Residential | Behind the Meter | Yes | Fusion Solar Energy, LLC | PSE&G |  | Accepted | 2025-08-05 | 2025-09-11 | 2026-09-11 | Inverters | ENPHASE | IQ8HC-72-M-DOM-US | 380 |  | 18 |  |  | 0.97 |  | Outside | Roof
NJADRE1560245974 | Administratively Determined Incentive Program | Hampton | 8827 | 10.35 | Residential | Behind the Meter | No | All Phase Installations and Electrical Services | JCP&L |  | Accepted | 2025-08-05 | 2025-09-05 | 2026-09-05 | Solar Panels | CANADIAN SOLAR | CS6.1-54TM-450H |  | 0.45 | 19 | 270 | 33 |  | Fixed | Roof
NJADRE1560245974 | Administratively Determined Incentive Program | Hampton | 8827 | 10.35 | Residential | Behind the Meter | No | All Phase Installations and Electrical Services | JCP&L |  | Accepted | 2025-08-05 | 2025-09-05 | 2026-09-05 | Inverters | SOL-ARK | SOL-ARK-15K-2P-N | 15000 |  | 1 |  |  | 0.97 |  | Outside
NJADRE1560245974 | Administratively Determined Incentive Program | Hampton | 8827 | 10.35 | Residential | Behind the Meter | No | All Phase Installations and Electrical Services | JCP&L |  | Accepted | 2025-08-05 | 2025-09-05 | 2026-09-05 | Electric Storage Battery | DEYE | RW-F10.2-B |  |  | 1 |  |  |  | Lithium Ion |  | Outside
NJADRE1560245974 | Administratively Determined Incentive Program | Hampton | 8827 | 10.35 | Residential | Behind the Meter | No | All Phase Installations and Electrical Services | JCP&L |  | Accepted | 2025-08-05 | 2025-09-05 | 2026-09-05 | Solar Panels | CANADIAN SOLAR | CS6.1-54TM-450H |  | 0.45 | 4 | 90 | 33 |  | Fixed | Roof
NJADRE1560245975 | Administratively Determined Incentive Program | Newark | 7107 | 9.13 | Residential | Behind the Meter | Yes | Fusion Solar Energy, LLC | PSE&G |  | Accepted | 2025-08-05 | 2025-08-12 | 2026-08-12 | Solar Panels | Q CELLS | Q.PEAK DUO BLK ML-G10+_017 |  | 0.415 | 5 | 20.94 | 22 |  | Fixed | Roof
NJADRE1560245975 | Administratively Determined Incentive Program | Newark | 7107 | 9.13 | Residential | Behind the Meter | Yes | Fusion Solar Energy, LLC | PSE&G |  | Accepted | 2025-08-05 | 2025-08-12 | 2026-08-12 | Solar Panels | Q CELLS | Q.PEAK DUO BLK ML-G10+_017 |  | 0.415 | 5 | 200.99 | 44 |  | Fixed | Roof
NJADRE1560245975 | Administratively Determined Incentive Program | Newark | 7107 | 9.13 | Residential | Behind the Meter | Yes | Fusion Solar Energy, LLC | PSE&G |  | Accepted | 2025-08-05 | 2025-08-12 | 2026-08-12 | Solar Panels | Q CELLS | Q.PEAK DUO BLK ML-G10+_017 |  | 0.415 | 12 | 201.08 | 22 |  | Fixed | Roof
NJADRE1560245975 | Administratively Determined Incentive Program | Newark | 7107 | 9.13 | Residential | Behind the Meter | Yes | Fusion Solar Energy, LLC | PSE&G |  | Accepted | 2025-08-05 | 2025-08-12 | 2026-08-12 | Inverters | ENPHASE | IQ8HC-72-M-DOM-US | 380 |  | 22 |  |  | 0.97 |  | Outside | Roof
NJADRE1560245976 | Administratively Determined Incentive Program | Branchburg | 8853 | 19.36 | Residential | Behind the Meter | No | Exact Solar | JCP&L |  | Accepted | 2025-08-07 | 2025-09-10 | 2026-09-10 | Solar Panels | VSUN | VSUN440N-108BMH |  | 0.44 | 7 | 167 | 41 |  | Fixed | Roof
NJADRE1560245976 | Administratively Determined Incentive Program | Branchburg | 8853 | 19.36 | Residential | Behind the Meter | No | Exact Solar | JCP&L |  | Accepted | 2025-08-07 | 2025-09-10 | 2026-09-10 | Inverters | Enphase | IQ8MC-72-M-US | 320 |  | 44 |  |  | 0.974 |  | Outdoor | Under the panels
NJADRE1560245976 | Administratively Determined Incentive Program | Branchburg | 8853 | 19.36 | Residential | Behind the Meter | No | Exact Solar | JCP&L |  | Accepted | 2025-08-07 | 2025-09-10 | 2026-09-10 | Solar Panels | VSUN | VSUN440N-108BMH |  | 0.44 | 37 | 166.7 | 39 |  | Fixed | Roof
NJADRE1560246031 | Administratively Determined Incentive Program | FRENCHTOWN | 8825 | 13.64 | Residential | Behind the Meter | No | Exact Solar | JCP&L |  | Accepted | 2025-08-07 | 2025-09-04 | 2026-09-04 | Solar Panels | VSUN | VSUN440N-108BMH |  | 0.44 | 12 | 149.7 | 33 |  | Fixed | Roof
NJADRE1560246031 | Administratively Determined Incentive Program | FRENCHTOWN | 8825 | 13.64 | Residential | Behind the Meter | No | Exact Solar | JCP&L |  | Accepted | 2025-08-07 | 2025-09-04 | 2026-09-04 | Solar Panels | VSUN | VSUN440N-108BMH |  | 0.44 | 5 | 240.8 | 18 |  | Fixed | Roof
NJADRE1560246031 | Administratively Determined Incentive Program | FRENCHTOWN | 8825 | 13.64 | Residential | Behind the Meter | No | Exact Solar | JCP&L |  | Accepted | 2025-08-07 | 2025-09-04 | 2026-09-04 | Solar Panels | VSUN | VSUN440N-108BMH |  | 0.44 | 14 | 149.9 | 33 |  | Fixed | Roof
NJADRE1560246031 | Administratively Determined Incentive Program | FRENCHTOWN | 8825 | 13.64 | Residential | Behind the Meter | No | Exact Solar | JCP&L |  | Accepted | 2025-08-07 | 2025-09-04 | 2026-09-04 | Inverters | Enphase | IQ8MC-72-M-US | 320 |  | 31 |  |  | 0.974 |  | Outdoor | Under the panels
NJADRE1560246043 | Administratively Determined Incentive Program | Ewing | 8628 | 11.88 | Residential | Behind the Meter | No | Exact Solar | PSE&G |  | Accepted | 2025-08-08 | 2025-09-06 | 2026-09-06 | Solar Panels | VSUN | VSUN440N-108BMH |  | 0.44 | 27 | 251.4 | 31 |  | Fixed | Roof
NJADRE1560246043 | Administratively Determined Incentive Program | Ewing | 8628 | 11.88 | Residential | Behind the Meter | No | Exact Solar | PSE&G |  | Accepted | 2025-08-08 | 2025-09-06 | 2026-09-06 | Inverters | Enphase | IQ8MC-72-M-US | 320 |  | 27 |  |  | 0.974 |  | Outdoor | Under the panels
NJADRE1560246076 | Administratively Determined Incentive Program | HILLSBOROUGH | 8844 | 20.24 | Residential | Behind the Meter | No | Exact Solar | PSE&G |  | Accepted | 2025-08-07 | 2025-09-04 | 2026-09-04 | Inverters | Enphase | IQ8MC-72-M-US | 320 |  | 46 |  |  | 0.974 |  | Outdoor | Under the panels
NJADRE1560246076 | Administratively Determined Incentive Program | HILLSBOROUGH | 8844 | 20.24 | Residential | Behind the Meter | No | Exact Solar | PSE&G |  | Accepted | 2025-08-07 | 2025-09-04 | 2026-09-04 | Solar Panels | VSUN | VSUN440N-108BMH |  | 0.44 | 16 | 156 | 40 |  | Fixed | Roof
NJADRE1560246076 | Administratively Determined Incentive Program | HILLSBOROUGH | 8844 | 20.24 | Residential | Behind the Meter | No | Exact Solar | PSE&G |  | Accepted | 2025-08-07 | 2025-09-04 | 2026-09-04 | Solar Panels | VSUN | VSUN440N-108BMH |  | 0.44 | 30 | 66.8 | 40 |  | Fixed | Roof
NJADRE1560248066 | Administratively Determined Incentive Program | Cream Ridge | 8514 | 6.6 | Residential | Behind the Meter | No | Over the Top Solar Solutions, LLC | JCP&L |  | Accepted | 2025-08-06 | 2025-09-02 | 2026-09-02 | Inverters | ENPHASE | IQ8A-72-2-US | 349 |  | 15 |  |  | 0.97 |  | Outside
NJADRE1560248066 | Administratively Determined Incentive Program | Cream Ridge | 8514 | 6.6 | Residential | Behind the Meter | No | Over the Top Solar Solutions, LLC | JCP&L |  | Accepted | 2025-08-06 | 2025-09-02 | 2026-09-02 | Solar Panels | SILFAB | SIL-440 QD |  | 0.44 | 15 | 118 | 20 |  | Fixed | Roof
NJADRE1560248088 | Administratively Determined Incentive Program | Dorothy | 8317 | 21.07 | Residential | Behind the Meter | Yes | Sun Up Zero Down, LLC | AC Electric |  | Accepted | 2025-08-06 | 2025-09-03 | 2026-09-03 | Meters | Enphase | TBD |  |  | 1 |  |  |  | Yes | Outdoor
NJADRE1560248088 | Administratively Determined Incentive Program | Dorothy | 8317 | 21.07 | Residential | Behind the Meter | Yes | Sun Up Zero Down, LLC | AC Electric |  | Accepted | 2025-08-06 | 2025-09-03 | 2026-09-03 | Inverters | Enphase | IQ8PLUS-72-2-US | 290 |  | 49 |  |  | 0.976 |  | Outdoor
NJADRE1560248088 | Administratively Determined Incentive Program | Dorothy | 8317 | 21.07 | Residential | Behind the Meter | Yes | Sun Up Zero Down, LLC | AC Electric |  | Accepted | 2025-08-06 | 2025-09-03 | 2026-09-03 | Solar Panels | SEG | SEG-430-BTD-BG |  | 0.43 | 49 | 146 | 27 |  | Fixed | Roof
NJADRE1560248109 | Administratively Determined Incentive Program | MILFORD | 8848 | 9.84 | Residential | Behind the Meter | Yes | Trinity Solar, LLC | JCP&L |  | Accepted | 2025-08-07 | 2025-09-04 | 2026-09-04 | Inverters | Solar Edge | SE10000H-US | 10000 |  | 1 |  |  | 0.97 |  | Outside
NJADRE1560248109 | Administratively Determined Incentive Program | MILFORD | 8848 | 9.84 | Residential | Behind the Meter | Yes | Trinity Solar, LLC | JCP&L |  | Accepted | 2025-08-07 | 2025-09-04 | 2026-09-04 | Solar Panels | Hanwha | Q.PEAK DUO BLK ML-G10+ 410 |  | 0.41 | 24 | 156 | 36 |  | Fixed | Roof
NJADRE1560248116 | Administratively Determined Incentive Program | Clementon | 8021 | 7.695 | Residential | Behind the Meter | Yes | Sunrun Installation Services, Inc. | AC Electric |  | Accepted | 2025-08-06 | 2025-09-03 | 2026-09-03 | Solar Panels | JA Solar | JAM54S31-405/MR |  | 0.405 | 9 | 204 | 18 |  | Fixed | Roof
NJADRE1560248116 | Administratively Determined Incentive Program | Clementon | 8021 | 7.695 | Residential | Behind the Meter | Yes | Sunrun Installation Services, Inc. | AC Electric |  | Accepted | 2025-08-06 | 2025-09-03 | 2026-09-03 | Solar Panels | JA Solar | JAM54S31-405/MR |  | 0.405 | 10 | 204 | 22 |  | Fixed | Roof
NJADRE1560248116 | Administratively Determined Incentive Program | Clementon | 8021 | 7.695 | Residential | Behind the Meter | Yes | Sunrun Installation Services, Inc. | AC Electric |  | Accepted | 2025-08-06 | 2025-09-03 | 2026-09-03 | Inverters | SolarEdge Technologies | SE5700H-USMN | 5760 |  | 1 |  |  | 0.99 |  | Outdoor
NJADRE1560248117 | Administratively Determined Incentive Program | Margate City | 8402 | 8.61 | Residential | Behind the Meter | Yes | Trinity Solar, LLC | AC Electric |  | Accepted | 2025-08-06 | 2025-09-03 | 2026-09-03 | Inverters | Solar Edge | USE7600H-US | 7600 |  | 1 |  |  | 0.97 |  | Outside
NJADRE1560248117 | Administratively Determined Incentive Program | Margate City | 8402 | 8.61 | Residential | Behind the Meter | Yes | Trinity Solar, LLC | AC Electric |  | Accepted | 2025-08-06 | 2025-09-03 | 2026-09-03 | Solar Panels | Hanwha | Q.PEAK DUO BLK ML-G10.C+ 410 |  | 0.41 | 8 | 144 | 30 |  | Fixed | Roof
NJADRE1560248117 | Administratively Determined Incentive Program | Margate City | 8402 | 8.61 | Residential | Behind the Meter | Yes | Trinity Solar, LLC | AC Electric |  | Accepted | 2025-08-06 | 2025-09-03 | 2026-09-03 | Solar Panels | Hanwha | Q.PEAK DUO BLK ML-G10.C+ 410 |  | 0.41 | 3 | 234 | 30 |  | Fixed | Roof
NJADRE1560248117 | Administratively Determined Incentive Program | Margate City | 8402 | 8.61 | Residential | Behind the Meter | Yes | Trinity Solar, LLC | AC Electric |  | Accepted | 2025-08-06 | 2025-09-03 | 2026-09-03 | Solar Panels | Hanwha | Q.PEAK DUO BLK ML-G10.C+ 410 |  | 0.41 | 10 | 234 | 33 |  | Fixed | Roof
NJADRE1560248141 | Administratively Determined Incentive Program | East Windsor | 8520 | 6.075 | Residential | Behind the Meter | Yes | Sunrun Installation Services, Inc. | JCP&L |  | Accepted | 2025-08-06 | 2025-09-03 | 2026-09-03 | Inverters | GROWATT NEW ENERGY TECHNOLOGY CO LTD | MIN 6000TL-XH-US | 6000 |  | 1 |  |  | 0.98 |  | Outdoor
NJADRE1560248141 | Administratively Determined Incentive Program | East Windsor | 8520 | 6.075 | Residential | Behind the Meter | Yes | Sunrun Installation Services, Inc. | JCP&L |  | Accepted | 2025-08-06 | 2025-09-03 | 2026-09-03 | Solar Panels | JA SOLAR | JAM54S31-405/MR |  | 0.405 | 15 | 277 | 23 |  | Fixed | Roof
NJADRE1560248142 | Administratively Determined Incentive Program | Galloway | 8205 | 6.56 | Residential | Behind the Meter | Yes | Trinity Solar, LLC | AC Electric |  | Accepted | 2025-08-06 | 2025-09-03 | 2026-09-03 | Inverters | TESLA 5.7kW (PV ONLY | TESLA 5.7kW (PV ONLY | 5700 |  | 1 |  |  | 0.97 |  | Outside
NJADRE1560248142 | Administratively Determined Incentive Program | Galloway | 8205 | 6.56 | Residential | Behind the Meter | Yes | Trinity Solar, LLC | AC Electric |  | Accepted | 2025-08-06 | 2025-09-03 | 2026-09-03 | Solar Panels | HANWHA 410 (Q.PEAK DUO BLK ML-G10+ 410) | HANWHA 410 (Q.PEAK DUO BLK ML-G10+ 410) |  | 0.41 | 16 | 222 | 26 |  | Fixed | Roof
NJADRE1560248147 | Administratively Determined Incentive Program | Perth Amboy | 8861 | 5.16 | Residential | Behind the Meter | Yes | Pro Custom Solar dba Momentum Solar | PSE&G |  | Accepted | 2025-08-06 | 2025-09-03 | 2026-09-03 | Solar Panels | HANWHA | HANWHA Q.TRON BLK M-G2+ 430 |  | 0.43 | 8 | 290 | 30 |  | Fixed | Roof
NJADRE1560248147 | Administratively Determined Incentive Program | Perth Amboy | 8861 | 5.16 | Residential | Behind the Meter | Yes | Pro Custom Solar dba Momentum Solar | PSE&G |  | Accepted | 2025-08-06 | 2025-09-03 | 2026-09-03 | Solar Panels | HANWHA | HANWHA Q.TRON BLK M-G2+ 430 |  | 0.43 | 2 | 200 | 32 |  | Fixed | Roof
NJADRE1560248147 | Administratively Determined Incentive Program | Perth Amboy | 8861 | 5.16 | Residential | Behind the Meter | Yes | Pro Custom Solar dba Momentum Solar | PSE&G |  | Accepted | 2025-08-06 | 2025-09-03 | 2026-09-03 | Inverters | ENPHASE | IQ8HC-72-M-DOM-US | 380 |  | 12 |  |  | 0.97 |  | Outdoor
NJADRE1560248147 | Administratively Determined Incentive Program | Perth Amboy | 8861 | 5.16 | Residential | Behind the Meter | Yes | Pro Custom Solar dba Momentum Solar | PSE&G |  | Accepted | 2025-08-06 | 2025-09-03 | 2026-09-03 | Solar Panels | HANWHA | HANWHA Q.TRON BLK M-G2+ 430 |  | 0.43 | 2 | 20 | 32 |  | Fixed | Roof
NJADRE1560248162 | Administratively Determined Incentive Program | Egg Harbor Twp | 8234 | 11.61 | Residential | Behind the Meter | Yes | Infinity Solar Systems, LLC | AC Electric |  | Accepted | 2025-08-06 | 2025-09-18 | 2026-09-18 | Solar Panels | SEG Solar | SEG-430-BTD-BG |  | 0.43 | 9 | 295 | 30 |  | Fixed | Roof
NJADRE1560248162 | Administratively Determined Incentive Program | Egg Harbor Twp | 8234 | 11.61 | Residential | Behind the Meter | Yes | Infinity Solar Systems, LLC | AC Electric |  | Accepted | 2025-08-06 | 2025-09-18 | 2026-09-18 | Inverters | Enphase | IQ8HC-72-M-DOM-US | 360 |  | 27 |  |  | 0.97 |  | Outdoor
NJADRE1560248162 | Administratively Determined Incentive Program | Egg Harbor Twp | 8234 | 11.61 | Residential | Behind the Meter | Yes | Infinity Solar Systems, LLC | AC Electric |  | Accepted | 2025-08-06 | 2025-09-18 | 2026-09-18 | Solar Panels | SEG Solar | SEG-430-BTD-BG |  | 0.43 | 18 | 115 | 30 |  | Fixed | Roof
NJADRE1560248176 | Administratively Determined Incentive Program | Wood Ridge Boro | 7075 | 10.32 | Residential | Behind the Meter | No | Green Power Energy, LLC | PSE&G |  | Accepted | 2025-08-06 | 2025-09-03 | 2026-09-03 | Solar Panels | SEG Solar | SEG-430-BTD-BG |  | 0.43 | 8 | 37 | 23 |  | Fixed | Roof
NJADRE1560248176 | Administratively Determined Incentive Program | Wood Ridge Boro | 7075 | 10.32 | Residential | Behind the Meter | No | Green Power Energy, LLC | PSE&G |  | Accepted | 2025-08-06 | 2025-09-03 | 2026-09-03 | Solar Panels | SEG Solar | SEG-430-BTD-BG |  | 0.43 | 8 | 127 | 25 |  | Fixed | Roof
NJADRE1560248176 | Administratively Determined Incentive Program | Wood Ridge Boro | 7075 | 10.32 | Residential | Behind the Meter | No | Green Power Energy, LLC | PSE&G |  | Accepted | 2025-08-06 | 2025-09-03 | 2026-09-03 | Solar Panels | SEG Solar | SEG-430-BTD-BG |  | 0.43 | 8 | 307 | 25 |  | Fixed | Roof
NJADRE1560248176 | Administratively Determined Incentive Program | Wood Ridge Boro | 7075 | 10.32 | Residential | Behind the Meter | No | Green Power Energy, LLC | PSE&G |  | Accepted | 2025-08-06 | 2025-09-03 | 2026-09-03 | Inverters | Enphase | IQ8MC-72-M-US [240V] | 320 |  | 24 |  |  | 0.98 |  | Outside
NJADRE1560248177 | Administratively Determined Incentive Program | Plainfield | 7062 | 4.1 | Residential | Behind the Meter | Yes | Big Wave Roofing and Solar, LLC | PSE&G |  | Accepted | 2025-08-06 | 2025-09-08 | 2026-09-08 | Solar Panels | MISSION SOLAR | MSE410HT0B |  | 0.41 | 3 | 125 | 42 |  | Fixed | Roof
NJADRE1560248177 | Administratively Determined Incentive Program | Plainfield | 7062 | 4.1 | Residential | Behind the Meter | Yes | Big Wave Roofing and Solar, LLC | PSE&G |  | Accepted | 2025-08-06 | 2025-09-08 | 2026-09-08 | Inverters | Enphase | IQ8HC-72-M-DOM-US | 380 |  | 10 |  |  | 0.98 |  | Outdoor
NJADRE1560248177 | Administratively Determined Incentive Program | Plainfield | 7062 | 4.1 | Residential | Behind the Meter | Yes | Big Wave Roofing and Solar, LLC | PSE&G |  | Accepted | 2025-08-06 | 2025-09-08 | 2026-09-08 | Solar Panels | Enphase | MSE410HT0B |  | 0.41 | 3 | 145 | 42 |  | Fixed | Roof
NJADRE1560248177 | Administratively Determined Incentive Program | Plainfield | 7062 | 4.1 | Residential | Behind the Meter | Yes | Big Wave Roofing and Solar, LLC | PSE&G |  | Accepted | 2025-08-06 | 2025-09-08 | 2026-09-08 | Solar Panels | MISSION SOLAR | MSE410HT0B |  | 0.41 | 4 | 305 | 46 |  | Fixed | Roof
NJADRE1560248182 | Administratively Determined Incentive Program | Dumont | 7628 | 5.74 | Residential | Behind the Meter | Yes | Pro Custom Solar dba Momentum Solar | PSE&G |  | Accepted | 2025-08-06 | 2025-09-03 | 2026-09-03 | Inverters | ENPHASE | IQ8HC-72-M-DOM-US | 380 |  | 14 |  |  | 0.97 |  | Outdoor
NJADRE1560248182 | Administratively Determined Incentive Program | Dumont | 7628 | 5.74 | Residential | Behind the Meter | Yes | Pro Custom Solar dba Momentum Solar | PSE&G |  | Accepted | 2025-08-06 | 2025-09-03 | 2026-09-03 | Solar Panels | HANWHA | HANWHA Q.PEAK DUO BLK ML-G10+410 |  | 0.41 | 6 | 176 | 27 |  | Fixed | Roof
NJADRE1560248182 | Administratively Determined Incentive Program | Dumont | 7628 | 5.74 | Residential | Behind the Meter | Yes | Pro Custom Solar dba Momentum Solar | PSE&G |  | Accepted | 2025-08-06 | 2025-09-03 | 2026-09-03 | Solar Panels | HANWHA | HANWHA Q.PEAK DUO BLK ML-G10+410 |  | 0.41 | 8 | 177 | 34 |  | Fixed | Roof
NJADRE1560248183 | Administratively Determined Incentive Program | Parsippany | 7054 | 10.32 | Residential | Behind the Meter | No | Powur, PBC | JCP&L |  | Accepted | 2025-08-06 | 2025-09-08 | 2026-09-08 | Inverters | Enphase | IQ8MC-72-M-US | 320 |  | 24 |  |  | 0.97 |  | Outside
NJADRE1560248183 | Administratively Determined Incentive Program | Parsippany | 7054 | 10.32 | Residential | Behind the Meter | No | Powur, PBC | JCP&L |  | Accepted | 2025-08-06 | 2025-09-08 | 2026-09-08 | Solar Panels | Jinko Solar | JKM430N-54HL4-B |  | 0.43 | 24 | 257 | 27 |  | Fixed | Roof
NJADRE1560248192 | Administratively Determined Incentive Program | Piscataway | 8854 | 12.75 | Residential | Behind the Meter | Yes | Maier Solar Engineering dba Solar Me | PSE&G |  | Accepted | 2025-08-06 | 2025-09-03 | 2026-09-03 | Solar Panels | JINKO | JKM425N-54HL4-B |  | 0.425 | 15 | 129 | 33 |  | Fixed | Roof
NJADRE1560248192 | Administratively Determined Incentive Program | Piscataway | 8854 | 12.75 | Residential | Behind the Meter | Yes | Maier Solar Engineering dba Solar Me | PSE&G |  | Accepted | 2025-08-06 | 2025-09-03 | 2026-09-03 | Inverters | SolarEdge | SE10000H-US | 10000 |  | 30 |  |  | 0.99 |  | Outdoor | NEAR METER
NJADRE1560248192 | Administratively Determined Incentive Program | Piscataway | 8854 | 12.75 | Residential | Behind the Meter | Yes | Maier Solar Engineering dba Solar Me | PSE&G |  | Accepted | 2025-08-06 | 2025-09-03 | 2026-09-03 | Solar Panels | JINKO | JKM425N-54HL |  | 0.425 | 15 | 309 | 33 |  | Fixed | Roof
NJADRE1560248200 | Administratively Determined Incentive Program | Pennsauken | 8110 | 6.48 | Residential | Behind the Meter | Yes | Sunrun Installation Services, Inc. | PSE&G |  | Accepted | 2025-08-06 | 2025-09-03 | 2026-09-03 | Inverters | SOLAREDGE TECHNOLOGIES | SE5700H-USMN | 5760 |  | 1 |  |  | 0.99 |  | Outside
NJADRE1560248200 | Administratively Determined Incentive Program | Pennsauken | 8110 | 6.48 | Residential | Behind the Meter | Yes | Sunrun Installation Services, Inc. | PSE&G |  | Accepted | 2025-08-06 | 2025-09-03 | 2026-09-03 | Solar Panels | JA SOLAR | JAM54S31-405/MR |  | 0.405 | 8 | 58 | 30 |  | Fixed | Roof
NJADRE1560248200 | Administratively Determined Incentive Program | Pennsauken | 8110 | 6.48 | Residential | Behind the Meter | Yes | Sunrun Installation Services, Inc. | PSE&G |  | Accepted | 2025-08-06 | 2025-09-03 | 2026-09-03 | Solar Panels | JA SOLAR | JAM54S31-405/MR |  | 0.405 | 8 | 238 | 30 |  | Fixed | Roof
NJADRE1560248205 | Administratively Determined Incentive Program | Medford | 8055 | 16.34 | Residential | Behind the Meter | No | Green Power Energy, LLC | AC Electric |  | Accepted | 2025-08-06 | 2025-09-03 | 2026-09-03 | Solar Panels | SEG Solar | SEG-430-BTD-BG |  | 0.43 | 34 | 179 | 35 |  | Fixed | Roof
NJADRE1560248205 | Administratively Determined Incentive Program | Medford | 8055 | 16.34 | Residential | Behind the Meter | No | Green Power Energy, LLC | AC Electric |  | Accepted | 2025-08-06 | 2025-09-03 | 2026-09-03 | Solar Panels | SEG Solar | SEG-430-BTD-BG |  | 0.43 | 4 | 179 | 30 |  | Fixed | Roof
NJADRE1560248205 | Administratively Determined Incentive Program | Medford | 8055 | 16.34 | Residential | Behind the Meter | No | Green Power Energy, LLC | AC Electric |  | Accepted | 2025-08-06 | 2025-09-03 | 2026-09-03 | Inverters | Enphase | IQ8MC-72-M-US [240V] | 320 |  | 38 |  |  | 0.98 |  | Outside
NJADRE1560248214 | Administratively Determined Incentive Program | Pennington | 8534 | 9.135 | Residential | Behind the Meter | No | Brilliant Installations, Inc. | PSE&G |  | Accepted | 2025-08-06 | 2025-09-03 | 2026-09-03 | Solar Panels | HANWHA QCELLS | Q.TRON BLK M-G2.H+435 |  | 0.435 | 21 | 246 | 16 |  | Fixed | Roof
NJADRE1560248214 | Administratively Determined Incentive Program | Pennington | 8534 | 9.135 | Residential | Behind the Meter | No | Brilliant Installations, Inc. | PSE&G |  | Accepted | 2025-08-06 | 2025-09-03 | 2026-09-03 | Inverters | SOLAREDGE | USE7600H-USMNBL75 | 7600 |  | 1 |  |  | 0.97 |  | Outdoor
NJADRE1560248272 | Administratively Determined Incentive Program | Salem | 8079 | 8.265 | Residential | Behind the Meter | Yes | SunnyMac, LLC | AC Electric |  | Accepted | 2025-08-06 | 2025-09-03 | 2026-09-03 | Solar Panels | HANWHA | Q.TRON BLK M-G2.H+ |  | 0.435 | 9 | 199 | 30 |  | Fixed | Roof
NJADRE1560248272 | Administratively Determined Incentive Program | Salem | 8079 | 8.265 | Residential | Behind the Meter | Yes | SunnyMac, LLC | AC Electric |  | Accepted | 2025-08-06 | 2025-09-03 | 2026-09-03 | Inverters | SOLAREDGE HOME HUB | SE5700H-US | 5760 |  | 1 |  |  | 0.99 |  | Outdoor | next to meter
NJADRE1560248272 | Administratively Determined Incentive Program | Salem | 8079 | 8.265 | Residential | Behind the Meter | Yes | SunnyMac, LLC | AC Electric |  | Accepted | 2025-08-06 | 2025-09-03 | 2026-09-03 | Solar Panels | HANWHA | Q.TRON BLK M-G2.H+ |  | 0.435 | 4 | 19 | 30 |  | Fixed | Roof
NJADRE1560248272 | Administratively Determined Incentive Program | Salem | 8079 | 8.265 | Residential | Behind the Meter | Yes | SunnyMac, LLC | AC Electric |  | Accepted | 2025-08-06 | 2025-09-03 | 2026-09-03 | Solar Panels | HANWHA | Q.TRON BLK M-G2.H+ |  | 0.435 | 6 | 109 | 30 |  | Fixed | Roof
NJADRE1560248275 | Administratively Determined Incentive Program | Emerson | 7630 | 9.46 | Residential | Behind the Meter | No | Green Power Energy, LLC | PSE&G |  | Accepted | 2025-08-06 | 2025-09-03 | 2026-09-03 | Solar Panels | SEG Solar | SEG-430-BTD-BG |  | 0.43 | 11 | 193 | 23 |  | Fixed | Roof
NJADRE1560248275 | Administratively Determined Incentive Program | Emerson | 7630 | 9.46 | Residential | Behind the Meter | No | Green Power Energy, LLC | PSE&G |  | Accepted | 2025-08-06 | 2025-09-03 | 2026-09-03 | Solar Panels | SEG Solar | SEG-430-BTD-BG |  | 0.43 | 11 | 193 | 23 |  | Fixed | Roof
NJADRE1560248275 | Administratively Determined Incentive Program | Emerson | 7630 | 9.46 | Residential | Behind the Meter | No | Green Power Energy, LLC | PSE&G |  | Accepted | 2025-08-06 | 2025-09-03 | 2026-09-03 | Inverters | Enphase | IQ8MC-72-M-US [240V] | 320 |  | 22 |  |  | 0.98 |  | Outside
NJADRE1560248279 | Administratively Determined Incentive Program | MANALAPAN | 7726 | 12.47 | Residential | Behind the Meter | No | Green House Solar | JCP&L |  | Accepted | 2025-08-21 | 2025-09-12 | 2026-09-12 | Solar Panels | SEG | 430 Yukin |  | 0.43 | 19 | 257 | 20 |  | Fixed | Roof
NJADRE1560248279 | Administratively Determined Incentive Program | MANALAPAN | 7726 | 12.47 | Residential | Behind the Meter | No | Green House Solar | JCP&L |  | Accepted | 2025-08-21 | 2025-09-12 | 2026-09-12 | Inverters | ENPHASE | IQ8Plus | 290 |  | 29 |  |  | 0.97 |  | Other | Panel
NJADRE1560248279 | Administratively Determined Incentive Program | MANALAPAN | 7726 | 12.47 | Residential | Behind the Meter | No | Green House Solar | JCP&L |  | Accepted | 2025-08-21 | 2025-09-12 | 2026-09-12 | Solar Panels | SEG | 430 Yukin |  | 0.43 | 10 | 77 | 20 |  | Fixed | Roof
NJADRE1560248287 | Administratively Determined Incentive Program | Sewell | 8080 | 11.89 | Residential | Behind the Meter | Yes | Trinity Solar, LLC | AC Electric |  | Accepted | 2025-08-06 | 2025-09-03 | 2026-09-03 | Solar Panels | HANWHA 410 (Q.PEAK DUO BLK ML-G10+ 410) | HANWHA 410 (Q.PEAK DUO BLK ML-G10+ 410) |  | 0.41 | 25 | 86 | 27 |  | Fixed | Roof
NJADRE1560248287 | Administratively Determined Incentive Program | Sewell | 8080 | 11.89 | Residential | Behind the Meter | Yes | Trinity Solar, LLC | AC Electric |  | Accepted | 2025-08-06 | 2025-09-03 | 2026-09-03 | Solar Panels | HANWHA 410 (Q.PEAK DUO BLK ML-G10+ 410) | HANWHA 410 (Q.PEAK DUO BLK ML-G10+ 410) |  | 0.41 | 4 | 176 | 38 |  | Fixed | Roof
NJADRE1560248287 | Administratively Determined Incentive Program | Sewell | 8080 | 11.89 | Residential | Behind the Meter | Yes | Trinity Solar, LLC | AC Electric |  | Accepted | 2025-08-06 | 2025-09-03 | 2026-09-03 | Inverters | SOLAREDGE | SE10000H-US | 10000 |  | 1 |  |  | 0.97 |  | Outside
NJADRE1560248292 | Administratively Determined Incentive Program | Sicklerville | 8081 | 12.71 | Residential | Behind the Meter | No | Define Solar, LLC | AC Electric |  | Accepted | 2025-08-06 | 2025-09-03 | 2026-09-03 | Solar Panels | Znshine | ZXM7-SH108 410 |  | 0.41 | 8 | 36 | 33 |  | Fixed | Roof
NJADRE1560248292 | Administratively Determined Incentive Program | Sicklerville | 8081 | 12.71 | Residential | Behind the Meter | No | Define Solar, LLC | AC Electric |  | Accepted | 2025-08-06 | 2025-09-03 | 2026-09-03 | Inverters | Enphase | IQ8PLUS-72-2-US | 290 |  | 10 |  |  | 0.976 |  | Outside | Under each pv panel
NJADRE1560248292 | Administratively Determined Incentive Program | Sicklerville | 8081 | 12.71 | Residential | Behind the Meter | No | Define Solar, LLC | AC Electric |  | Accepted | 2025-08-06 | 2025-09-03 | 2026-09-03 | Inverters | Enphase | IQ8PLUS-72-2-US | 290 |  | 13 |  |  | 0.976 |  | Outside | Under each pv panel
NJADRE1560248292 | Administratively Determined Incentive Program | Sicklerville | 8081 | 12.71 | Residential | Behind the Meter | No | Define Solar, LLC | AC Electric |  | Accepted | 2025-08-06 | 2025-09-03 | 2026-09-03 | Solar Panels | Znshine | ZXM7-SH108 410 |  | 0.41 | 13 | 216 | 33 |  | Fixed | Roof
NJADRE1560248292 | Administratively Determined Incentive Program | Sicklerville | 8081 | 12.71 | Residential | Behind the Meter | No | Define Solar, LLC | AC Electric |  | Accepted | 2025-08-06 | 2025-09-03 | 2026-09-03 | Solar Panels | Znshine | ZXM7-SH108 410 |  | 0.41 | 10 | 216 | 33 |  | Fixed | Roof
NJADRE1560248292 | Administratively Determined Incentive Program | Sicklerville | 8081 | 12.71 | Residential | Behind the Meter | No | Define Solar, LLC | AC Electric |  | Accepted | 2025-08-06 | 2025-09-03 | 2026-09-03 | Inverters | Enphase | IQ8PLUS-72-2-US | 290 |  | 8 |  |  | 0.976 |  | Outside | Under each pv panel
NJADRE1560248321 | Administratively Determined Incentive Program | Willingboro | 8046 | 7.79 | Residential | Behind the Meter | No | Define Solar, LLC | PSE&G |  | Accepted | 2025-08-06 | 2025-09-03 | 2026-09-03 | Inverters | Enphase | IQ8PLUS-72-2-US | 290 |  | 16 |  |  | 0.976 |  | Outside | Under each pv panel
NJADRE1560248321 | Administratively Determined Incentive Program | Willingboro | 8046 | 7.79 | Residential | Behind the Meter | No | Define Solar, LLC | PSE&G |  | Accepted | 2025-08-06 | 2025-09-03 | 2026-09-03 | Solar Panels | Znshine | ZXM7-SH108 410 |  | 0.41 | 16 | 247 | 42 |  | Fixed | Roof
NJADRE1560248321 | Administratively Determined Incentive Program | Willingboro | 8046 | 7.79 | Residential | Behind the Meter | No | Define Solar, LLC | PSE&G |  | Accepted | 2025-08-06 | 2025-09-03 | 2026-09-03 | Solar Panels | Znshine | ZXM7-SH108 410 |  | 0.41 | 3 | 247 | 42 |  | Fixed | Roof
NJADRE1560248321 | Administratively Determined Incentive Program | Willingboro | 8046 | 7.79 | Residential | Behind the Meter | No | Define Solar, LLC | PSE&G |  | Accepted | 2025-08-06 | 2025-09-03 | 2026-09-03 | Inverters | Enphase | IQ8PLUS-72-2-US | 290 |  | 3 |  |  | 0.976 |  | Outside | Under each pv panel
NJADRE1560248349 | Administratively Determined Incentive Program | Somerset | 8873 | 19.27 | Residential | Behind the Meter | No | Tesla Energy Operations, Inc. | PSE&G |  | Accepted | 2025-08-06 | 2025-09-03 | 2026-09-03 | Solar Panels | Hanwha | Q.PEAK DUO BLK ML-G10+/TS 410 |  | 0.41 | 23 | 216 | 32 |  | Fixed | Roof
NJADRE1560248349 | Administratively Determined Incentive Program | Somerset | 8873 | 19.27 | Residential | Behind the Meter | No | Tesla Energy Operations, Inc. | PSE&G |  | Accepted | 2025-08-06 | 2025-09-03 | 2026-09-03 | Solar Panels | Hanwha | Q.PEAK DUO BLK ML-G10+/TS 410 |  | 0.41 | 12 | 216 | 32 |  | Fixed | Roof
NJADRE1560248349 | Administratively Determined Incentive Program | Somerset | 8873 | 19.27 | Residential | Behind the Meter | No | Tesla Energy Operations, Inc. | PSE&G |  | Accepted | 2025-08-06 | 2025-09-03 | 2026-09-03 | Inverters | Tesla | 1707000-XX-Y 11.5 kW | 11500 |  | 2 |  |  | 0.98 |  | Outdoor
NJADRE1560248349 | Administratively Determined Incentive Program | Somerset | 8873 | 19.27 | Residential | Behind the Meter | No | Tesla Energy Operations, Inc. | PSE&G |  | Accepted | 2025-08-06 | 2025-09-03 | 2026-09-03 | Electric Storage Battery | Tesla | Powerwall 3 |  |  | 2 |  |  |  | Lithium Ion |  | OUTSIDE
NJADRE1560248349 | Administratively Determined Incentive Program | Somerset | 8873 | 19.27 | Residential | Behind the Meter | No | Tesla Energy Operations, Inc. | PSE&G |  | Accepted | 2025-08-06 | 2025-09-03 | 2026-09-03 | Solar Panels | Hanwha | Q.PEAK DUO BLK ML-G10+/TS 410 |  | 0.41 | 12 | 38 | 36 |  | Fixed | Roof
NJADRE1560248374 | Administratively Determined Incentive Program | Cherry Hill | 8003 | 6.48 | Residential | Behind the Meter | No | Solar Energy World | PSE&G |  | Accepted | 2025-08-06 | 2025-09-03 | 2026-09-03 | Solar Panels | LONGi | LR5-54HPB-405M |  | 0.405 | 16 | 162 | 18 |  | Fixed | Roof
NJADRE1560248374 | Administratively Determined Incentive Program | Cherry Hill | 8003 | 6.48 | Residential | Behind the Meter | No | Solar Energy World | PSE&G |  | Accepted | 2025-08-06 | 2025-09-03 | 2026-09-03 | Inverters | Enphase | IQ8+-72-M-US | 290 |  | 16 |  |  | 0.97 |  | Outside
NJADRE1560248384 | Administratively Determined Incentive Program | Jamesburg | 8831 | 12.9 | Residential | Behind the Meter | No | Green Power Energy, LLC | JCP&L |  | Accepted | 2025-08-06 | 2025-09-03 | 2026-09-03 | Solar Panels | SEG Solar | SEG-430-BTD-BG |  | 0.43 | 5 | 108 | 40 |  | Fixed | Roof
NJADRE1560248384 | Administratively Determined Incentive Program | Jamesburg | 8831 | 12.9 | Residential | Behind the Meter | No | Green Power Energy, LLC | JCP&L |  | Accepted | 2025-08-06 | 2025-09-03 | 2026-09-03 | Inverters | Enphase | IQ8MC-72-M-US [240V] | 320 |  | 30 |  |  | 0.98 |  | Outside
NJADRE1560248384 | Administratively Determined Incentive Program | Jamesburg | 8831 | 12.9 | Residential | Behind the Meter | No | Green Power Energy, LLC | JCP&L |  | Accepted | 2025-08-06 | 2025-09-03 | 2026-09-03 | Solar Panels | SEG Solar | SEG-430-BTD-BG |  | 0.43 | 4 | 108 | 40 |  | Fixed | Roof
NJADRE1560248384 | Administratively Determined Incentive Program | Jamesburg | 8831 | 12.9 | Residential | Behind the Meter | No | Green Power Energy, LLC | JCP&L |  | Accepted | 2025-08-06 | 2025-09-03 | 2026-09-03 | Solar Panels | SEG Solar | SEG-430-BTD-BG |  | 0.43 | 21 | 198 | 30 |  | Fixed | Roof
NJADRE1560248407 | Administratively Determined Incentive Program | Keansburg | 7734 | 12.035 | Residential | Behind the Meter | Yes | Maier Solar Engineering dba Solar Me | JCP&L |  | Accepted | 2025-08-06 | 2025-09-03 | 2026-09-03 | Solar Panels | QCELL - HANWHA | Q.PEAK DUO BLK ML-G10+415W |  | 0.415 | 9 | 256 | 18 |  | Fixed | Roof
NJADRE1560248407 | Administratively Determined Incentive Program | Keansburg | 7734 | 12.035 | Residential | Behind the Meter | Yes | Maier Solar Engineering dba Solar Me | JCP&L |  | Accepted | 2025-08-06 | 2025-09-03 | 2026-09-03 | Solar Panels | QCELL - HANWHA | Q.PEAK DUO BLK ML-G10+415W |  | 0.415 | 9 | 76 | 18 |  | Fixed | Roof
NJADRE1560248407 | Administratively Determined Incentive Program | Keansburg | 7734 | 12.035 | Residential | Behind the Meter | Yes | Maier Solar Engineering dba Solar Me | JCP&L |  | Accepted | 2025-08-06 | 2025-09-03 | 2026-09-03 | Solar Panels | QCELL - HANWHA | Q.PEAK DUO BLK ML-G10+415W |  | 0.415 | 6 | 76 | 20 |  | Fixed | Roof
NJADRE1560248407 | Administratively Determined Incentive Program | Keansburg | 7734 | 12.035 | Residential | Behind the Meter | Yes | Maier Solar Engineering dba Solar Me | JCP&L |  | Accepted | 2025-08-06 | 2025-09-03 | 2026-09-03 | Inverters | ENPHASE | IQ8+ | 290 |  | 29 |  |  | 0.97 |  | Outdoor | ON RACKING
NJADRE1560248407 | Administratively Determined Incentive Program | Keansburg | 7734 | 12.035 | Residential | Behind the Meter | Yes | Maier Solar Engineering dba Solar Me | JCP&L |  | Accepted | 2025-08-06 | 2025-09-03 | 2026-09-03 | Solar Panels | QCELL - HANWHA | Q.PEAK DUO BLK ML-G10+415W |  | 0.415 | 5 | 256 | 20 |  | Fixed | Roof
NJADRE1560248418 | Administratively Determined Incentive Program | Passaic | 7055 | 10.25 | Residential | Behind the Meter | Yes | Trinity Solar, LLC | PSE&G |  | Accepted | 2025-08-06 | 2025-09-03 | 2026-09-03 | Inverters | Solar Edge | USE7600H-USMNBL75 | 7600 |  | 1 |  |  | 0.97 |  | Outdoor
NJADRE1560248418 | Administratively Determined Incentive Program | Passaic | 7055 | 10.25 | Residential | Behind the Meter | Yes | Trinity Solar, LLC | PSE&G |  | Accepted | 2025-08-06 | 2025-09-03 | 2026-09-03 | Solar Panels | HANWHA | (Q.PEAK DUO BLK ML-G10.C+ 410) |  | 0.41 | 25 | 127 | 45 |  | Fixed | Roof
NJADRE1560248447 | Administratively Determined Incentive Program | West Orange Township | 7052 | 16.4 | Residential | Behind the Meter | No | Sunrun Installation Services, Inc. | PSE&G |  | Accepted | 2025-08-06 | 2025-09-04 | 2026-09-04 | Solar Panels | Elin Energy (Sirius PV) | ELNSM54M-HC-410 |  | 0.41 | 8 | 208 | 23 |  | Fixed | Roof
NJADRE1560248447 | Administratively Determined Incentive Program | West Orange Township | 7052 | 16.4 | Residential | Behind the Meter | No | Sunrun Installation Services, Inc. | PSE&G |  | Accepted | 2025-08-06 | 2025-09-04 | 2026-09-04 | Solar Panels | Elin Energy (Sirius PV) | ELNSM54M-HC-410 |  | 0.41 | 5 | 116 | 23 |  | Fixed | Roof
NJADRE1560248447 | Administratively Determined Incentive Program | West Orange Township | 7052 | 16.4 | Residential | Behind the Meter | No | Sunrun Installation Services, Inc. | PSE&G |  | Accepted | 2025-08-06 | 2025-09-04 | 2026-09-04 | Solar Panels | Elin Energy (Sirius PV) | ELNSM54M-HC-410 |  | 0.41 | 11 | 296 | 23 |  | Fixed | Roof
NJADRE1560248447 | Administratively Determined Incentive Program | West Orange Township | 7052 | 16.4 | Residential | Behind the Meter | No | Sunrun Installation Services, Inc. | PSE&G |  | Accepted | 2025-08-06 | 2025-09-04 | 2026-09-04 | Solar Panels | Elin Energy (Sirius PV) | ELNSM54M-HC-410 |  | 0.41 | 2 | 296 | 23 |  | Fixed | Roof
NJADRE1560248447 | Administratively Determined Incentive Program | West Orange Township | 7052 | 16.4 | Residential | Behind the Meter | No | Sunrun Installation Services, Inc. | PSE&G |  | Accepted | 2025-08-06 | 2025-09-04 | 2026-09-04 | Solar Panels | Elin Energy (Sirius PV) | ELNSM54M-HC-410 |  | 0.41 | 6 | 26 | 27 |  | Fixed | Roof
NJADRE1560248447 | Administratively Determined Incentive Program | West Orange Township | 7052 | 16.4 | Residential | Behind the Meter | No | Sunrun Installation Services, Inc. | PSE&G |  | Accepted | 2025-08-06 | 2025-09-04 | 2026-09-04 | Inverters | SolarEdge Technologies | SE5700H-USMN | 5760 |  | 2 |  |  | 0.99 |  | Outdoor
NJADRE1560248447 | Administratively Determined Incentive Program | West Orange Township | 7052 | 16.4 | Residential | Behind the Meter | No | Sunrun Installation Services, Inc. | PSE&G |  | Accepted | 2025-08-06 | 2025-09-04 | 2026-09-04 | Solar Panels | Elin Energy (Sirius PV) | ELNSM54M-HC-410 |  | 0.41 | 8 | 206 | 23 |  | Fixed | Roof
NJADRE1560248457 | Administratively Determined Incentive Program | Elmwood Park | 7407 | 12.71 | Residential | Behind the Meter | No | Tesla Energy Operations, Inc. | PSE&G |  | Accepted | 2025-08-06 | 2025-09-03 | 2026-09-03 | Solar Panels | Hanwha | Q.PEAK DUO BLK ML-G10+/TS 410 |  | 0.41 | 10 | 175 | 37 |  | Fixed | Roof
NJADRE1560248457 | Administratively Determined Incentive Program | Elmwood Park | 7407 | 12.71 | Residential | Behind the Meter | No | Tesla Energy Operations, Inc. | PSE&G |  | Accepted | 2025-08-06 | 2025-09-03 | 2026-09-03 | Inverters | Tesla | 1538000-XX-Y | 7600 |  | 1 |  |  | 0.98 |  | Outdoor
NJADRE1560248457 | Administratively Determined Incentive Program | Elmwood Park | 7407 | 12.71 | Residential | Behind the Meter | No | Tesla Energy Operations, Inc. | PSE&G |  | Accepted | 2025-08-06 | 2025-09-03 | 2026-09-03 | Inverters | Tesla | 1538000-XX-Y | 5000 |  | 1 |  |  | 0.98 |  | Outdoor
NJADRE1560248457 | Administratively Determined Incentive Program | Elmwood Park | 7407 | 12.71 | Residential | Behind the Meter | No | Tesla Energy Operations, Inc. | PSE&G |  | Accepted | 2025-08-06 | 2025-09-03 | 2026-09-03 | Solar Panels | Hanwha | Q.PEAK DUO BLK ML-G10+/TS 410 |  | 0.41 | 21 | 355 | 37 |  | Fixed | Roof
NJADRE1560248469 | Administratively Determined Incentive Program | Westampton | 8060 | 4.1 | Residential | Behind the Meter | Yes | Trinity Solar, LLC | PSE&G |  | Accepted | 2025-08-06 | 2025-09-03 | 2026-09-03 | Inverters | Solar Edge | USE3800H-USMNBL75 | 3800 |  | 1 |  |  | 0.97 |  | Outdoor
NJADRE1560248469 | Administratively Determined Incentive Program | Westampton | 8060 | 4.1 | Residential | Behind the Meter | Yes | Trinity Solar, LLC | PSE&G |  | Accepted | 2025-08-06 | 2025-09-03 | 2026-09-03 | Solar Panels | HANWHA | Q.PEAK DUO BLK ML-G10+ 410 |  | 0.41 | 10 | 269 | 18 |  | Fixed | Roof
NJADRE1560248471 | Administratively Determined Incentive Program | WILLINGBORO | 8046 | 7.83 | Residential | Behind the Meter | Yes | Velocity Energy & Home Solutions, Inc. | PSE&G |  | Accepted | 2025-08-06 | 2025-09-05 | 2026-09-05 | Solar Panels | QCELLS | QTRON-BLK-M-G2.H+ 435w |  | 0.435 | 9 | 313 | 20 |  | Fixed | Roof
NJADRE1560248471 | Administratively Determined Incentive Program | WILLINGBORO | 8046 | 7.83 | Residential | Behind the Meter | Yes | Velocity Energy & Home Solutions, Inc. | PSE&G |  | Accepted | 2025-08-06 | 2025-09-05 | 2026-09-05 | Inverters | enphase | iq8plus | 290 |  | 18 |  |  | 0.99 |  | Outside
NJADRE1560248471 | Administratively Determined Incentive Program | WILLINGBORO | 8046 | 7.83 | Residential | Behind the Meter | Yes | Velocity Energy & Home Solutions, Inc. | PSE&G |  | Accepted | 2025-08-06 | 2025-09-05 | 2026-09-05 | Solar Panels | QCELLS | QTRON-BLK-M-G2.H+ 435w |  | 0.435 | 9 | 133 | 20 |  | Fixed | Roof
NJADRE1560248481 | Administratively Determined Incentive Program | Clementon | 8021 | 8.7 | Residential | Behind the Meter | No | Solar Energy World | AC Electric |  | Accepted | 2025-08-06 | 2025-09-03 | 2026-09-03 | Inverters | Enphase | IQ8MC-72-M-US | 320 |  | 20 |  |  | 0.97 |  | Outside
NJADRE1560248481 | Administratively Determined Incentive Program | Clementon | 8021 | 8.7 | Residential | Behind the Meter | No | Solar Energy World | AC Electric |  | Accepted | 2025-08-06 | 2025-09-03 | 2026-09-03 | Solar Panels | HANWHA | Q.TRON BLKM-G2+ 435W |  | 0.435 | 2 | 227 | 18 |  | Fixed | Roof
NJADRE1560248481 | Administratively Determined Incentive Program | Clementon | 8021 | 8.7 | Residential | Behind the Meter | No | Solar Energy World | AC Electric |  | Accepted | 2025-08-06 | 2025-09-03 | 2026-09-03 | Solar Panels | HANWHA | Q.TRON BLKM-G2+ 435W |  | 0.435 | 18 | 227 | 18 |  | Fixed | Roof
NJADRE1560248482 | Administratively Determined Incentive Program | Irvington | 7111 | 5.33 | Residential | Behind the Meter | Yes | Sunrun Installation Services, Inc. | PSE&G |  | Accepted | 2025-08-06 | 2025-09-03 | 2026-09-03 | Inverters | TESLA | Powerwall 3 1707000-xx-y | 11500 |  | 1 |  |  | 0.97 |  | Outdoor
NJADRE1560248482 | Administratively Determined Incentive Program | Irvington | 7111 | 5.33 | Residential | Behind the Meter | Yes | Sunrun Installation Services, Inc. | PSE&G |  | Accepted | 2025-08-06 | 2025-09-03 | 2026-09-03 | Electric Storage Battery | TESLA | Powerwall 3 1707000-xx-y |  |  | 1 |  |  |  | Lithium Ion |  | OUTSIDE
NJADRE1560248482 | Administratively Determined Incentive Program | Irvington | 7111 | 5.33 | Residential | Behind the Meter | Yes | Sunrun Installation Services, Inc. | PSE&G |  | Accepted | 2025-08-06 | 2025-09-03 | 2026-09-03 | Solar Panels | Hanwha Q-Cells | Q.PEAK DUO BLK ML-G10.C+ 410 (MD06G100A-017) |  | 0.41 | 13 | 126 | 23 |  | Fixed | Roof
NJADRE1560248482 | Administratively Determined Incentive Program | Irvington | 7111 | 5.33 | Residential | Behind the Meter | Yes | Sunrun Installation Services, Inc. | PSE&G |  | Accepted | 2025-08-06 | 2025-09-03 | 2026-09-03 | Electric Storage Battery | TESLA | Powerwall 3 Expansion 1807000-xx-y |  |  | 1 |  |  |  | Lithium Ion |  | OUTSIDE
NJADRE1560248513 | Administratively Determined Incentive Program | Southampton | 8088 | 14.79 | Residential | Behind the Meter | Yes | Velocity Energy and Home Solutions, Inc. | PSE&G |  | Accepted | 2025-08-06 | 2025-09-05 | 2026-09-05 | Solar Panels | qtron | 435w |  | 0.435 | 17 | 176 | 20 |  | Fixed | Roof
NJADRE1560248513 | Administratively Determined Incentive Program | Southampton | 8088 | 14.79 | Residential | Behind the Meter | Yes | Velocity Energy and Home Solutions, Inc. | PSE&G |  | Accepted | 2025-08-06 | 2025-09-05 | 2026-09-05 | Solar Panels | qtron | 435w |  | 0.435 | 2 | 266 | 20 |  | Fixed | Roof
NJADRE1560248513 | Administratively Determined Incentive Program | Southampton | 8088 | 14.79 | Residential | Behind the Meter | Yes | Velocity Energy and Home Solutions, Inc. | PSE&G |  | Accepted | 2025-08-06 | 2025-09-05 | 2026-09-05 | Solar Panels | qtron | 435w |  | 0.435 | 11 | 356 | 20 |  | Fixed | Roof
NJADRE1560248513 | Administratively Determined Incentive Program | Southampton | 8088 | 14.79 | Residential | Behind the Meter | Yes | Velocity Energy and Home Solutions, Inc. | PSE&G |  | Accepted | 2025-08-06 | 2025-09-05 | 2026-09-05 | Solar Panels | qtron | 435w |  | 0.435 | 4 | 86 | 20 |  | Fixed | Roof
NJADRE1560248513 | Administratively Determined Incentive Program | Southampton | 8088 | 14.79 | Residential | Behind the Meter | Yes | Velocity Energy and Home Solutions, Inc. | PSE&G |  | Accepted | 2025-08-06 | 2025-09-05 | 2026-09-05 | Inverters | enphase | iq8hc | 380 |  | 34 |  |  | 0.99 |  | Outside | behind panels
NJADRE1560250560 | Administratively Determined Incentive Program | Newark | 7104 | 4.1 | Residential | Behind the Meter | Yes | Pro Custom Solar dba Momentum Solar | PSE&G |  | Accepted | 2025-08-06 | 2025-09-03 | 2026-09-03 | Solar Panels | HANWHA | HANWHA Q.PEAK DUO BLK ML-G10+410 |  | 0.41 | 8 | 202 | 40 |  | Fixed | Roof
NJADRE1560250560 | Administratively Determined Incentive Program | Newark | 7104 | 4.1 | Residential | Behind the Meter | Yes | Pro Custom Solar dba Momentum Solar | PSE&G |  | Accepted | 2025-08-06 | 2025-09-03 | 2026-09-03 | Solar Panels | HANWHA | HANWHA Q.PEAK DUO BLK ML-G10+410 |  | 0.41 | 2 | 112 | 44 |  | Fixed | Roof
NJADRE1560250560 | Administratively Determined Incentive Program | Newark | 7104 | 4.1 | Residential | Behind the Meter | Yes | Pro Custom Solar dba Momentum Solar | PSE&G |  | Accepted | 2025-08-06 | 2025-09-03 | 2026-09-03 | Inverters | ENPHASE | IQ8HC-72-M-DOM-US | 380 |  | 10 |  |  | 0.97 |  | Outdoor
NJADRE1560250739 | Administratively Determined Incentive Program | Sewell | 8080 | 15.05 | Residential | Behind the Meter | No | RCL Enterprises, Inc. | AC Electric |  | Accepted | 2025-08-06 | 2025-09-03 | 2026-09-03 | Inverters | Enphase | IQ8+ | 290 |  | 35 |  |  | 0.97 |  | Outside
NJADRE1560250739 | Administratively Determined Incentive Program | Sewell | 8080 | 15.05 | Residential | Behind the Meter | No | RCL Enterprises, Inc. | AC Electric |  | Accepted | 2025-08-06 | 2025-09-03 | 2026-09-03 | Solar Panels | SEG Solar | SEG-430-BTD-BG |  | 0.43 | 35 | 236 | 32 |  | Fixed | Roof
NJADRE1560250744 | Administratively Determined Incentive Program | Gloucester City | 8030 | 8.2 | Residential | Behind the Meter | Yes | Freedom Forever New Jersey, LLC | PSE&G |  | Accepted | 2025-08-06 | 2025-09-03 | 2026-09-03 | Inverters | Enphase | IQ8HC-72-M-DOM-US | 380 |  | 20 |  |  | 0.99 |  | Outdoor
NJADRE1560250744 | Administratively Determined Incentive Program | Gloucester City | 8030 | 8.2 | Residential | Behind the Meter | Yes | Freedom Forever New Jersey, LLC | PSE&G |  | Accepted | 2025-08-06 | 2025-09-03 | 2026-09-03 | Solar Panels | Hanwha | Q.PEAK DUO BLK ML-G10.C+ 410 |  | 0.41 | 10 | 94 | 39 |  | Fixed | Roof
NJADRE1560250744 | Administratively Determined Incentive Program | Gloucester City | 8030 | 8.2 | Residential | Behind the Meter | Yes | Freedom Forever New Jersey, LLC | PSE&G |  | Accepted | 2025-08-06 | 2025-09-03 | 2026-09-03 | Solar Panels | Hanwha | Q.PEAK DUO BLK ML-G10.C+ 410 |  | 0.41 | 10 | 274 | 39 |  | Fixed | Roof
NJADRE1560250780 | Administratively Determined Incentive Program | Fair Lawn | 7410 | 8.61 | Residential | Behind the Meter | No | Tesla Energy Operations, Inc. | PSE&G |  | Accepted | 2025-08-06 | 2025-09-05 | 2026-09-05 | Inverters | Tesla | 1707000-XX-Y 11.5 kW | 11500 |  | 1 |  |  | 0.98 |  | Outdoor
NJADRE1560250780 | Administratively Determined Incentive Program | Fair Lawn | 7410 | 8.61 | Residential | Behind the Meter | No | Tesla Energy Operations, Inc. | PSE&G |  | Accepted | 2025-08-06 | 2025-09-05 | 2026-09-05 | Solar Panels | Hanwha | Q.PEAK DUO BLK ML-G10+/TS 410 |  | 0.41 | 12 | 251 | 23 |  | Fixed | Roof
NJADRE1560250780 | Administratively Determined Incentive Program | Fair Lawn | 7410 | 8.61 | Residential | Behind the Meter | No | Tesla Energy Operations, Inc. | PSE&G |  | Accepted | 2025-08-06 | 2025-09-05 | 2026-09-05 | Solar Panels | Hanwha | Q.PEAK DUO BLK ML-G10+/TS 410 |  | 0.41 | 9 | 71 | 23 |  | Fixed | Roof
NJADRE1560250780 | Administratively Determined Incentive Program | Fair Lawn | 7410 | 8.61 | Residential | Behind the Meter | No | Tesla Energy Operations, Inc. | PSE&G |  | Accepted | 2025-08-06 | 2025-09-05 | 2026-09-05 | Electric Storage Battery | Tesla | Powerwall 3 |  |  | 1 |  |  |  | Lithium Ion |  | OUTSIDE
NJADRE1560251260 | Administratively Determined Incentive Program | Egg Harbor Twp | 8234 | 13.175 | Residential | Behind the Meter | Yes | Sun Up Zero Down, LLC | AC Electric |  | Accepted | 2025-08-06 | 2025-09-03 | 2026-09-03 | Meters | Enphase | TBD |  |  | 1 |  |  |  | Yes | Outdoor
NJADRE1560251260 | Administratively Determined Incentive Program | Egg Harbor Twp | 8234 | 13.175 | Residential | Behind the Meter | Yes | Sun Up Zero Down, LLC | AC Electric |  | Accepted | 2025-08-06 | 2025-09-03 | 2026-09-03 | Solar Panels | TRINA | TSM-425-NE09RC.05 |  | 0.425 | 31 | 112 | 30 |  | Fixed | Roof
NJADRE1560251260 | Administratively Determined Incentive Program | Egg Harbor Twp | 8234 | 13.175 | Residential | Behind the Meter | Yes | Sun Up Zero Down, LLC | AC Electric |  | Accepted | 2025-08-06 | 2025-09-03 | 2026-09-03 | Inverters | Enphase | IQ8PLUS-72-2-US | 290 |  | 31 |  |  | 0.976 |  | Outdoor
NJADRE1560251289 | Administratively Determined Incentive Program | Paterson | 7501 | 8.61 | Residential | Behind the Meter | Yes | Trinity Solar, LLC | PSE&G |  | Accepted | 2025-08-06 | 2025-09-03 | 2026-09-03 | Solar Panels | HANWHA | (Q.PEAK DUO BLK ML-G10.C+ 410) |  | 0.41 | 12 | 90 | 29 |  | Fixed | Roof
NJADRE1560251289 | Administratively Determined Incentive Program | Paterson | 7501 | 8.61 | Residential | Behind the Meter | Yes | Trinity Solar, LLC | PSE&G |  | Accepted | 2025-08-06 | 2025-09-03 | 2026-09-03 | Inverters | Solar Edge | USE7600H-USMNBL75 | 7600 |  | 1 |  |  | 0.97 |  | Outdoor
NJADRE1560251289 | Administratively Determined Incentive Program | Paterson | 7501 | 8.61 | Residential | Behind the Meter | Yes | Trinity Solar, LLC | PSE&G |  | Accepted | 2025-08-06 | 2025-09-03 | 2026-09-03 | Solar Panels | HANWHA | (Q.PEAK DUO BLK ML-G10.C+ 410) |  | 0.41 | 9 | 270 | 29 |  | Fixed | Roof
NJADRE1560251313 | Administratively Determined Incentive Program | Jackson | 8527 | 15.47 | Residential | Behind the Meter | Yes | Powerlutions, LLC | JCP&L |  | Accepted | 2025-08-06 | 2025-09-03 | 2026-09-03 | Solar Panels | CANADIAN | CS6.1-54TM-455H |  | 0.455 | 3 | 189 | 38 |  | Fixed | Roof
NJADRE1560251313 | Administratively Determined Incentive Program | Jackson | 8527 | 15.47 | Residential | Behind the Meter | Yes | Powerlutions, LLC | JCP&L |  | Accepted | 2025-08-06 | 2025-09-03 | 2026-09-03 | Solar Panels | CANADIAN | CS6.1-54TM-455H |  | 0.455 | 10 | 279 | 39 |  | Fixed | Roof
NJADRE1560251313 | Administratively Determined Incentive Program | Jackson | 8527 | 15.47 | Residential | Behind the Meter | Yes | Powerlutions, LLC | JCP&L |  | Accepted | 2025-08-06 | 2025-09-03 | 2026-09-03 | Solar Panels | CANADIAN | CS6.1-54TM-455H |  | 0.455 | 21 | 99 | 39 |  | Fixed | Roof
NJADRE1560251313 | Administratively Determined Incentive Program | Jackson | 8527 | 15.47 | Residential | Behind the Meter | Yes | Powerlutions, LLC | JCP&L |  | Accepted | 2025-08-06 | 2025-09-03 | 2026-09-03 | Inverters | Enphase | IQ8MC-72-M-US | 320 |  | 34 |  |  | 0.98 |  | Outdoor
NJADRE1560251315 | Administratively Determined Incentive Program | West Orange | 7052 | 17.845 | Residential | Behind the Meter | Yes | Big Wave Roofing and Solar, LLC | PSE&G |  | Accepted | 2025-08-06 | 2025-09-03 | 2026-09-03 | Solar Panels | QCELLS | Q.PEAK DUO BLK ML-G10.C+ 415W |  | 0.415 | 15 | 208 | 30 |  | Fixed | Roof
NJADRE1560251315 | Administratively Determined Incentive Program | West Orange | 7052 | 17.845 | Residential | Behind the Meter | Yes | Big Wave Roofing and Solar, LLC | PSE&G |  | Accepted | 2025-08-06 | 2025-09-03 | 2026-09-03 | Solar Panels | QCELLS | Q.PEAK DUO BLK ML-G10.C+ 415W |  | 0.415 | 4 | 28 | 30 |  | Fixed | Roof
NJADRE1560251315 | Administratively Determined Incentive Program | West Orange | 7052 | 17.845 | Residential | Behind the Meter | Yes | Big Wave Roofing and Solar, LLC | PSE&G |  | Accepted | 2025-08-06 | 2025-09-03 | 2026-09-03 | Solar Panels | QCELLS | Q.PEAK DUO BLK ML-G10.C+ 415W |  | 0.415 | 12 | 298 | 20 |  | Fixed | Roof
NJADRE1560251315 | Administratively Determined Incentive Program | West Orange | 7052 | 17.845 | Residential | Behind the Meter | Yes | Big Wave Roofing and Solar, LLC | PSE&G |  | Accepted | 2025-08-06 | 2025-09-03 | 2026-09-03 | Solar Panels | QCELLS | Q.PEAK DUO BLK ML-G10.C+ 415W |  | 0.415 | 12 | 118 | 20 |  | Fixed | Roof
NJADRE1560251315 | Administratively Determined Incentive Program | West Orange | 7052 | 17.845 | Residential | Behind the Meter | Yes | Big Wave Roofing and Solar, LLC | PSE&G |  | Accepted | 2025-08-06 | 2025-09-03 | 2026-09-03 | Inverters | Enphase | IQ8HC-72-M-DOM-US | 380 |  | 43 |  |  | 0.97 |  | Outside
NJADRE1560251322 | Administratively Determined Incentive Program | Vineland | 8361 | 6.885 | Residential | Behind the Meter | Yes | Freedom Forever New Jersey, LLC | Vineland Muni Electric |  | Accepted | 2025-08-06 | 2025-09-03 | 2026-09-03 | Inverters | Solar Edge | SE5700H-US | 5760 |  | 1 |  |  | 0.99 |  | Outside
NJADRE1560251322 | Administratively Determined Incentive Program | Vineland | 8361 | 6.885 | Residential | Behind the Meter | Yes | Freedom Forever New Jersey, LLC | Vineland Muni Electric |  | Accepted | 2025-08-06 | 2025-09-03 | 2026-09-03 | Solar Panels | JA Solar | JAM54S31-405/MR |  | 0.405 | 17 | 118 | 20 |  | Fixed | Roof
NJADRE1560251323 | Administratively Determined Incentive Program | East Windsor | 8520 | 8.17 | Residential | Behind the Meter | Yes | Velocity Energy & Home Solutions, Inc. | JCP&L |  | Accepted | 2025-08-06 | 2025-09-05 | 2026-09-05 | Solar Panels | seg | 430w |  | 0.43 | 2 | 45 | 29 |  | Fixed | Roof
NJADRE1560251323 | Administratively Determined Incentive Program | East Windsor | 8520 | 8.17 | Residential | Behind the Meter | Yes | Velocity Energy & Home Solutions, Inc. | JCP&L |  | Accepted | 2025-08-06 | 2025-09-05 | 2026-09-05 | Solar Panels | seg | 430w |  | 0.43 | 5 | 225 | 29 |  | Fixed | Roof
NJADRE1560251323 | Administratively Determined Incentive Program | East Windsor | 8520 | 8.17 | Residential | Behind the Meter | Yes | Velocity Energy & Home Solutions, Inc. | JCP&L |  | Accepted | 2025-08-06 | 2025-09-05 | 2026-09-05 | Solar Panels | seg | 430w |  | 0.43 | 12 | 225 | 32 |  | Fixed | Roof
NJADRE1560251323 | Administratively Determined Incentive Program | East Windsor | 8520 | 8.17 | Residential | Behind the Meter | Yes | Velocity Energy & Home Solutions, Inc. | JCP&L |  | Accepted | 2025-08-06 | 2025-09-05 | 2026-09-05 | Inverters | enphase | iq8plus | 290 |  | 19 |  |  | 0.99 |  | Outside | behind panels
NJADRE1560251325 | Administratively Determined Incentive Program | Teaneck | 7666 | 6.96 | Residential | Behind the Meter | Yes | SunnyMac, LLC | PSE&G |  | Accepted | 2025-08-06 | 2025-09-03 | 2026-09-03 | Solar Panels | HANWHA | Q.TRON BLK M-G2+ |  | 0.435 | 10 | 201 | 32 |  | Fixed | Roof
NJADRE1560251325 | Administratively Determined Incentive Program | Teaneck | 7666 | 6.96 | Residential | Behind the Meter | Yes | SunnyMac, LLC | PSE&G |  | Accepted | 2025-08-06 | 2025-09-03 | 2026-09-03 | Solar Panels | HANWHA | Q.TRON BLK M-G2+ |  | 0.435 | 6 | 21 | 32 |  | Fixed | Roof
NJADRE1560251325 | Administratively Determined Incentive Program | Teaneck | 7666 | 6.96 | Residential | Behind the Meter | Yes | SunnyMac, LLC | PSE&G |  | Accepted | 2025-08-06 | 2025-09-03 | 2026-09-03 | Inverters | SOLAREDGE HOME HUB | SE5700H-US | 5760 |  | 1 |  |  | 0.99 |  | Outdoor | next to meter
NJADRE1560251327 | Administratively Determined Incentive Program | Bridgewater | 8807 | 11.07 | Residential | Behind the Meter | No | Tesla Energy Operations, Inc. | PSE&G |  | Accepted | 2025-08-06 | 2025-09-03 | 2026-09-03 | Inverters | Tesla | 1538000-XX-Y | 7600 |  | 2 |  |  | 0.98 |  | Outdoor
NJADRE1560251327 | Administratively Determined Incentive Program | Bridgewater | 8807 | 11.07 | Residential | Behind the Meter | No | Tesla Energy Operations, Inc. | PSE&G |  | Accepted | 2025-08-06 | 2025-09-03 | 2026-09-03 | Solar Panels | Hanwha | Q.PEAK DUO BLK ML-G10+/TS 410 |  | 0.41 | 3 | 111 | 34 |  | Fixed | Roof
NJADRE1560251327 | Administratively Determined Incentive Program | Bridgewater | 8807 | 11.07 | Residential | Behind the Meter | No | Tesla Energy Operations, Inc. | PSE&G |  | Accepted | 2025-08-06 | 2025-09-03 | 2026-09-03 | Solar Panels | Hanwha | Q.PEAK DUO BLK ML-G10+/TS 410 |  | 0.41 | 10 | 291 | 34 |  | Fixed | Roof
NJADRE1560251327 | Administratively Determined Incentive Program | Bridgewater | 8807 | 11.07 | Residential | Behind the Meter | No | Tesla Energy Operations, Inc. | PSE&G |  | Accepted | 2025-08-06 | 2025-09-03 | 2026-09-03 | Solar Panels | Hanwha | Q.PEAK DUO BLK ML-G10+/TS 410 |  | 0.41 | 4 | 111 | 34 |  | Fixed | Roof
NJADRE1560251327 | Administratively Determined Incentive Program | Bridgewater | 8807 | 11.07 | Residential | Behind the Meter | No | Tesla Energy Operations, Inc. | PSE&G |  | Accepted | 2025-08-06 | 2025-09-03 | 2026-09-03 | Solar Panels | Hanwha | Q.PEAK DUO BLK ML-G10+/TS 410 |  | 0.41 | 10 | 21 | 40 |  | Fixed | Roof
NJADRE1560251332 | Administratively Determined Incentive Program | Bridgewater | 8807 | 15.05 | Residential | Behind the Meter | No | Green Sun Energy Services, LLC | JCP&L |  | Accepted | 2025-08-06 | 2025-09-03 | 2026-09-03 | Inverters | EnPhase | IQ8PLUS-72-M-US | 290 |  | 35 |  |  | 0.97 |  | Outdoor
NJADRE1560251332 | Administratively Determined Incentive Program | Bridgewater | 8807 | 15.05 | Residential | Behind the Meter | No | Green Sun Energy Services, LLC | JCP&L |  | Accepted | 2025-08-06 | 2025-09-03 | 2026-09-03 | Solar Panels | Jinko | JKM430 N-54HL4-B |  | 0.43 | 8 | 42 | 15 |  | Fixed | Roof | Outdoors
NJADRE1560251332 | Administratively Determined Incentive Program | Bridgewater | 8807 | 15.05 | Residential | Behind the Meter | No | Green Sun Energy Services, LLC | JCP&L |  | Accepted | 2025-08-06 | 2025-09-03 | 2026-09-03 | Solar Panels | Jinko | JKM430 N-54HL4-B |  | 0.43 | 8 | 222 | 15 |  | Fixed | Roof | Outdoors
NJADRE1560251332 | Administratively Determined Incentive Program | Bridgewater | 8807 | 15.05 | Residential | Behind the Meter | No | Green Sun Energy Services, LLC | JCP&L |  | Accepted | 2025-08-06 | 2025-09-03 | 2026-09-03 | Solar Panels | Jinko | JKM430 N-54HL4-B |  | 0.43 | 16 | 222 | 15 |  | Fixed | Roof | Outdoors
NJADRE1560251332 | Administratively Determined Incentive Program | Bridgewater | 8807 | 15.05 | Residential | Behind the Meter | No | Green Sun Energy Services, LLC | JCP&L |  | Accepted | 2025-08-06 | 2025-09-03 | 2026-09-03 | Meters | EnPhase | X-IQ-AM1-240-5C | 10150 |  | 1 |  |  |  | Yes | Outdoor
NJADRE1560251332 | Administratively Determined Incentive Program | Bridgewater | 8807 | 15.05 | Residential | Behind the Meter | No | Green Sun Energy Services, LLC | JCP&L |  | Accepted | 2025-08-06 | 2025-09-03 | 2026-09-03 | Solar Panels | Jinko | JKM430 N-54HL4-B |  | 0.43 | 3 | 222 | 15 |  | Fixed | Roof | Outdoors
NJADRE1560251338 | Administratively Determined Incentive Program | Bridgeton | 8302 | 26.97 | Residential | Behind the Meter | Yes | SunnyMac, LLC | AC Electric |  | Accepted | 2025-08-06 | 2025-09-04 | 2026-09-04 | Solar Panels | HANWHA | Q.TRON BLK M-G2+ |  | 0.435 | 28 | 172 | 41 |  | Fixed | Roof
NJADRE1560251338 | Administratively Determined Incentive Program | Bridgeton | 8302 | 26.97 | Residential | Behind the Meter | Yes | SunnyMac, LLC | AC Electric |  | Accepted | 2025-08-06 | 2025-09-04 | 2026-09-04 | Inverters | SOLAREDGE HOME HUB | SE11400H-US | 11400 |  | 1 |  |  | 0.99 |  | Outdoor | next to meter
NJADRE1560251338 | Administratively Determined Incentive Program | Bridgeton | 8302 | 26.97 | Residential | Behind the Meter | Yes | SunnyMac, LLC | AC Electric |  | Accepted | 2025-08-06 | 2025-09-04 | 2026-09-04 | Solar Panels | HANWHA | Q.TRON BLK M-G2+ |  | 0.435 | 2 | 85 | 45 |  | Fixed | Roof
NJADRE1560251338 | Administratively Determined Incentive Program | Bridgeton | 8302 | 26.97 | Residential | Behind the Meter | Yes | SunnyMac, LLC | AC Electric |  | Accepted | 2025-08-06 | 2025-09-04 | 2026-09-04 | Inverters | SOLAREDGE HOME HUB | SE10000H-US | 10000 |  | 1 |  |  | 0.99 |  | Outdoor | next to meter
NJADRE1560251338 | Administratively Determined Incentive Program | Bridgeton | 8302 | 26.97 | Residential | Behind the Meter | Yes | SunnyMac, LLC | AC Electric |  | Accepted | 2025-08-06 | 2025-09-04 | 2026-09-04 | Solar Panels | HANWHA | Q.TRON BLK M-G2+ |  | 0.435 | 4 | 265 | 45 |  | Fixed | Roof
NJADRE1560251338 | Administratively Determined Incentive Program | Bridgeton | 8302 | 26.97 | Residential | Behind the Meter | Yes | SunnyMac, LLC | AC Electric |  | Accepted | 2025-08-06 | 2025-09-04 | 2026-09-04 | Solar Panels | HANWHA | Q.TRON BLK M-G2+ |  | 0.435 | 28 | 265 | 34 |  | Fixed | Roof
NJADRE1560251339 | Administratively Determined Incentive Program | Orange City | 7050 | 11.18 | Residential | Behind the Meter | No | Green Power Energy, LLC | PSE&G |  | Accepted | 2025-08-06 | 2025-09-03 | 2026-09-03 | Solar Panels | SEG Solar | SEG-430-BTD-BG |  | 0.43 | 10 | 214 | 45 |  | Fixed | Roof
NJADRE1560251339 | Administratively Determined Incentive Program | Orange City | 7050 | 11.18 | Residential | Behind the Meter | No | Green Power Energy, LLC | PSE&G |  | Accepted | 2025-08-06 | 2025-09-03 | 2026-09-03 | Inverters | Enphase | IQ8MC-72-M-US [240V] | 320 |  | 26 |  |  | 0.98 |  | Outside
NJADRE1560251339 | Administratively Determined Incentive Program | Orange City | 7050 | 11.18 | Residential | Behind the Meter | No | Green Power Energy, LLC | PSE&G |  | Accepted | 2025-08-06 | 2025-09-03 | 2026-09-03 | Solar Panels | SEG Solar | SEG-430-BTD-BG |  | 0.43 | 1 | 214 | 27 |  | Fixed | Roof
NJADRE1560251339 | Administratively Determined Incentive Program | Orange City | 7050 | 11.18 | Residential | Behind the Meter | No | Green Power Energy, LLC | PSE&G |  | Accepted | 2025-08-06 | 2025-09-03 | 2026-09-03 | Solar Panels | SEG Solar | SEG-430-BTD-BG |  | 0.43 | 15 | 34 | 45 |  | Fixed | Roof
NJADRE1560251347 | Administratively Determined Incentive Program | Newark | 7107 | 8.265 | Residential | Behind the Meter | Yes | Velocity Energy and Home Solutions, Inc | AC Electric |  | Accepted | 2025-08-06 | 2025-09-05 | 2026-09-05 | Inverters | enphase | iq8hc | 380 |  | 19 |  |  | 0.99 |  | Outside | behind panels
NJADRE1560251347 | Administratively Determined Incentive Program | Newark | 7107 | 8.265 | Residential | Behind the Meter | Yes | Velocity Energy and Home Solutions, Inc | AC Electric |  | Accepted | 2025-08-06 | 2025-09-05 | 2026-09-05 | Solar Panels | qtron | 435w |  | 0.435 | 15 | 207 | 23 |  | Fixed | Roof
NJADRE1560251347 | Administratively Determined Incentive Program | Newark | 7107 | 8.265 | Residential | Behind the Meter | Yes | Velocity Energy and Home Solutions, Inc | AC Electric |  | Accepted | 2025-08-06 | 2025-09-05 | 2026-09-05 | Solar Panels | qtron | 435w |  | 0.435 | 4 | 27 | 24 |  | Fixed | Roof
NJADRE1560251358 | Administratively Determined Incentive Program | Bloomfield | 7003 | 3.69 | Residential | Behind the Meter | Yes | Pro Custom Solar dba Momentum Solar | PSE&G |  | Accepted | 2025-08-06 | 2025-09-15 | 2026-09-15 | Inverters | ENPHASE | IQ8HC-72-M-DOM-US | 380 |  | 9 |  |  | 0.97 |  | Outdoor
NJADRE1560251358 | Administratively Determined Incentive Program | Bloomfield | 7003 | 3.69 | Residential | Behind the Meter | Yes | Pro Custom Solar dba Momentum Solar | PSE&G |  | Accepted | 2025-08-06 | 2025-09-15 | 2026-09-15 | Solar Panels | HANWHA | HANWHA Q.PEAK DUO BLK ML-G10+410 |  | 0.41 | 3 | 222 | 23 |  | Fixed | Roof
NJADRE1560251358 | Administratively Determined Incentive Program | Bloomfield | 7003 | 3.69 | Residential | Behind the Meter | Yes | Pro Custom Solar dba Momentum Solar | PSE&G |  | Accepted | 2025-08-06 | 2025-09-15 | 2026-09-15 | Solar Panels | HANWHA | HANWHA Q.PEAK DUO BLK ML-G10+410 |  | 0.41 | 6 | 42 | 25 |  | Fixed | Roof
NJADRE1560251367 | Administratively Determined Incentive Program | Medford | 8055 | 10.375 | Residential | Behind the Meter | Yes | Solar Energy World | PSE&G |  | Accepted | 2025-08-06 | 2025-09-03 | 2026-09-03 | Solar Panels | HANWHA | Q.PEAK DUOBLK ML-G10+-415W |  | 0.415 | 13 | 260 | 22 |  | Fixed | Roof
NJADRE1560251367 | Administratively Determined Incentive Program | Medford | 8055 | 10.375 | Residential | Behind the Meter | Yes | Solar Energy World | PSE&G |  | Accepted | 2025-08-06 | 2025-09-03 | 2026-09-03 | Solar Panels | HANWHA | Q.PEAK DUOBLK ML-G10+-415W |  | 0.415 | 3 | 170 | 34 |  | Fixed | Roof
NJADRE1560251367 | Administratively Determined Incentive Program | Medford | 8055 | 10.375 | Residential | Behind the Meter | Yes | Solar Energy World | PSE&G |  | Accepted | 2025-08-06 | 2025-09-03 | 2026-09-03 | Inverters | Enphase | IQ8HC-72-M-DOM-US | 320 |  | 25 |  |  | 0.97 |  | Outside
NJADRE1560251367 | Administratively Determined Incentive Program | Medford | 8055 | 10.375 | Residential | Behind the Meter | Yes | Solar Energy World | PSE&G |  | Accepted | 2025-08-06 | 2025-09-03 | 2026-09-03 | Solar Panels | HANWHA | Q.PEAK DUOBLK ML-G10+-415W |  | 0.415 | 6 | 80 | 23 |  | Fixed | Roof
NJADRE1560251367 | Administratively Determined Incentive Program | Medford | 8055 | 10.375 | Residential | Behind the Meter | Yes | Solar Energy World | PSE&G |  | Accepted | 2025-08-06 | 2025-09-03 | 2026-09-03 | Solar Panels | HANWHA | Q.PEAK DUOBLK ML-G10+-415W |  | 0.415 | 3 | 350 | 32 |  | Fixed | Roof
NJADRE1560251372 | Administratively Determined Incentive Program | Paramus | 7652 | 7.38 | Residential | Behind the Meter | No | Tesla Energy Operations, Inc. | PSE&G |  | Accepted | 2025-08-06 | 2025-09-03 | 2026-09-03 | Solar Panels | Hanwha | Q.PEAK DUO BLK ML-G10+/TS 410 |  | 0.41 | 2 | 290 | 21 |  | Fixed | Roof
NJADRE1560251372 | Administratively Determined Incentive Program | Paramus | 7652 | 7.38 | Residential | Behind the Meter | No | Tesla Energy Operations, Inc. | PSE&G |  | Accepted | 2025-08-06 | 2025-09-03 | 2026-09-03 | Solar Panels | Hanwha | Q.PEAK DUO BLK ML-G10+/TS 410 |  | 0.41 | 14 | 200 | 23 |  | Fixed | Roof
NJADRE1560251372 | Administratively Determined Incentive Program | Paramus | 7652 | 7.38 | Residential | Behind the Meter | No | Tesla Energy Operations, Inc. | PSE&G |  | Accepted | 2025-08-06 | 2025-09-03 | 2026-09-03 | Solar Panels | Hanwha | Q.PEAK DUO BLK ML-G10+/TS 410 |  | 0.41 | 2 | 110 | 21 |  | Fixed | Roof
NJADRE1560251372 | Administratively Determined Incentive Program | Paramus | 7652 | 7.38 | Residential | Behind the Meter | No | Tesla Energy Operations, Inc. | PSE&G |  | Accepted | 2025-08-06 | 2025-09-03 | 2026-09-03 | Inverters | Tesla | 1538000-XX-Y | 7600 |  | 1 |  |  | 0.98 |  | Outdoor
NJADRE1560251375 | Administratively Determined Incentive Program | Woodbridge Twp | 7095 | 5.81 | Residential | Behind the Meter | Yes | Big Wave Roofing and Solar, LLC | PSE&G |  | Accepted | 2025-08-06 | 2025-09-03 | 2026-09-03 | Solar Panels | QCELLS | Q.PEAK DUO BLK ML-G10.C+ 415W |  | 0.415 | 14 | 205 | 38 |  | Fixed | Roof
NJADRE1560251375 | Administratively Determined Incentive Program | Woodbridge Twp | 7095 | 5.81 | Residential | Behind the Meter | Yes | Big Wave Roofing and Solar, LLC | PSE&G |  | Accepted | 2025-08-06 | 2025-09-03 | 2026-09-03 | Inverters | Enphase | IQ8HC-72-M-DOM-US | 380 |  | 14 |  |  | 0.97 |  | Outside
NJADRE1560251377 | Administratively Determined Incentive Program | Newton | 7860 | 5.81 | Residential | Behind the Meter | Yes | Fusion Solar Energy, LLC | JCP&L |  | Accepted | 2025-08-06 | 2025-09-03 | 2026-09-03 | Inverters | ENPHASE | IQ8HC-72-M-DOM-US | 380 |  | 14 |  |  | 0.97 |  | Outside | Roof
NJADRE1560251377 | Administratively Determined Incentive Program | Newton | 7860 | 5.81 | Residential | Behind the Meter | Yes | Fusion Solar Energy, LLC | JCP&L |  | Accepted | 2025-08-06 | 2025-09-03 | 2026-09-03 | Solar Panels | QCELLS | Q.PEAK DUO BLK ML-G10.C+ 415 |  | 0.415 | 10 | 309 | 28 |  | Fixed | Roof
NJADRE1560251377 | Administratively Determined Incentive Program | Newton | 7860 | 5.81 | Residential | Behind the Meter | Yes | Fusion Solar Energy, LLC | JCP&L |  | Accepted | 2025-08-06 | 2025-09-03 | 2026-09-03 | Solar Panels | QCELLS | Q.PEAK DUO BLK ML-G10.C+ 415 |  | 0.415 | 4 | 215 | 25 |  | Fixed | Roof
NJADRE1560251380 | Administratively Determined Incentive Program | UNION | 7083 | 12.47 | Residential | Behind the Meter | No | Green Sun Energy Services, LLC | PSE&G |  | Accepted | 2025-08-06 | 2025-09-04 | 2026-09-04 | Meters | EnPhase | X-IQ-AM1-240-5C | 8410 |  | 1 |  |  |  | Yes | Outdoor
NJADRE1560251380 | Administratively Determined Incentive Program | UNION | 7083 | 12.47 | Residential | Behind the Meter | No | Green Sun Energy Services, LLC | PSE&G |  | Accepted | 2025-08-06 | 2025-09-04 | 2026-09-04 | Solar Panels | Jinko | JKM430 N-54HL4-B |  | 0.43 | 8 | 137 | 25 |  | Fixed | Roof
NJADRE1560251380 | Administratively Determined Incentive Program | UNION | 7083 | 12.47 | Residential | Behind the Meter | No | Green Sun Energy Services, LLC | PSE&G |  | Accepted | 2025-08-06 | 2025-09-04 | 2026-09-04 | Inverters | EnPhase | IQ8PLUS-72-M-US | 290 |  | 29 |  |  | 0.97 |  | Outdoor
NJADRE1560251380 | Administratively Determined Incentive Program | UNION | 7083 | 12.47 | Residential | Behind the Meter | No | Green Sun Energy Services, LLC | PSE&G |  | Accepted | 2025-08-06 | 2025-09-04 | 2026-09-04 | Solar Panels | Jinko | JKM430 N-54HL4-B |  | 0.43 | 21 | 227 | 25 |  | Fixed | Roof
NJADRE1560251394 | Administratively Determined Incentive Program | Egg Harbor City | 8215 | 25.41 | Commercial | Behind the Meter | No | Sea Bright Solar, LLC | AC Electric |  | Accepted | 2025-08-06 | 2025-09-18 | 2026-09-18 | Solar Panels | SunPower | SPR-E20-330-COM |  | 0.33 | 77 | 222 | 5 |  | Fixed | Roof
NJADRE1560251394 | Administratively Determined Incentive Program | Egg Harbor City | 8215 | 25.41 | Commercial | Behind the Meter | No | Sea Bright Solar, LLC | AC Electric |  | Accepted | 2025-08-06 | 2025-09-18 | 2026-09-18 | Inverters | SolarEdge | SE17300H-US | 17300 |  | 2 |  |  | 0.97 |  | Outdoor
NJADRE1560251400 | Administratively Determined Incentive Program | MARMORA | 8223 | 4.51 | Residential | Behind the Meter | Yes | Freedom Forever New Jersey, LLC | AC Electric |  | Accepted | 2025-08-06 | 2025-09-04 | 2026-09-04 | Inverters | Solar Edge | SE3800H-US | 3800 |  | 1 |  |  | 0.99 |  | Outside
NJADRE1560251400 | Administratively Determined Incentive Program | MARMORA | 8223 | 4.51 | Residential | Behind the Meter | Yes | Freedom Forever New Jersey, LLC | AC Electric |  | Accepted | 2025-08-06 | 2025-09-04 | 2026-09-04 | Solar Panels | Hanwha | Q.PEAK DUO BLK ML-G10.C+ 410 |  | 0.41 | 11 | 282 | 25 |  | Fixed | Roof
NJADRE1560251413 | Administratively Determined Incentive Program | Monroe Twp | 8831 | 11.05 | Residential | Behind the Meter | Yes | Maier Solar Engineering dba Solar Me | JCP&L |  | Accepted | 2025-08-06 | 2025-09-03 | 2026-09-03 | Solar Panels | Jinko | JKM425N-54HL |  | 0.425 | 21 | 161 | 22 |  | Fixed | Roof
NJADRE1560251413 | Administratively Determined Incentive Program | Monroe Twp | 8831 | 11.05 | Residential | Behind the Meter | Yes | Maier Solar Engineering dba Solar Me | JCP&L |  | Accepted | 2025-08-06 | 2025-09-03 | 2026-09-03 | Inverters | SolarEdge | SE10000H-US | 10000 |  | 26 |  |  | 0.99 |  | Outdoor | NEAR METER
NJADRE1560251413 | Administratively Determined Incentive Program | Monroe Twp | 8831 | 11.05 | Residential | Behind the Meter | Yes | Maier Solar Engineering dba Solar Me | JCP&L |  | Accepted | 2025-08-06 | 2025-09-03 | 2026-09-03 | Solar Panels | Jinko | JKM425N-54HL |  | 0.425 | 5 | 161 | 22 |  | Fixed | Roof
NJADRE1560251422 | Administratively Determined Incentive Program | Rio Grande | 8242 | 4.1 | Residential | Behind the Meter | Yes | Trinity Solar, LLC | AC Electric |  | Accepted | 2025-08-06 | 2025-09-03 | 2026-09-03 | Solar Panels | HANWHA | (Q.PEAK DUO BLK ML-G10+ 410) |  | 0.41 | 10 | 215 | 23 |  | Fixed | Roof
NJADRE1560251422 | Administratively Determined Incentive Program | Rio Grande | 8242 | 4.1 | Residential | Behind the Meter | Yes | Trinity Solar, LLC | AC Electric |  | Accepted | 2025-08-06 | 2025-09-03 | 2026-09-03 | Inverters | Solar Edge | USE3800H-USMNBL75 | 3800 |  | 1 |  |  | 0.97 |  | Outdoor
NJADRE1560251440 | Administratively Determined Incentive Program | Swedesboro | 8085 | 10.66 | Residential | Behind the Meter | Yes | Define Solar, LLC | AC Electric |  | Accepted | 2025-08-06 | 2025-09-04 | 2026-09-04 | Inverters | Enphase | IQ8PLUS-72-2-US | 290 |  | 12 |  |  | 0.976 |  | Outside | Under each pv panel
NJADRE1560251440 | Administratively Determined Incentive Program | Swedesboro | 8085 | 10.66 | Residential | Behind the Meter | Yes | Define Solar, LLC | AC Electric |  | Accepted | 2025-08-06 | 2025-09-04 | 2026-09-04 | Solar Panels | Znshine | ZXM7-SH108 410 |  | 0.41 | 12 | 268 | 22 |  | Fixed | Roof
NJADRE1560251440 | Administratively Determined Incentive Program | Swedesboro | 8085 | 10.66 | Residential | Behind the Meter | Yes | Define Solar, LLC | AC Electric |  | Accepted | 2025-08-06 | 2025-09-04 | 2026-09-04 | Inverters | Enphase | IQ8PLUS-72-2-US | 290 |  | 14 |  |  | 0.976 |  | Outside | Under each pv panel
NJADRE1560251440 | Administratively Determined Incentive Program | Swedesboro | 8085 | 10.66 | Residential | Behind the Meter | Yes | Define Solar, LLC | AC Electric |  | Accepted | 2025-08-06 | 2025-09-04 | 2026-09-04 | Solar Panels | Znshine | ZXM7-SH108 410 |  | 0.41 | 14 | 89 | 22 |  | Fixed | Roof
NJADRE1560251461 | Administratively Determined Incentive Program | Mullica Hill | 8062 | 17.1 | Residential | Behind the Meter | No | Public Service Solar, LLC | AC Electric |  | Accepted | 2025-08-06 | 2025-09-04 | 2026-09-04 | Solar Panels | REC | REC450AA Pure-RX |  | 0.45 | 13 | 42 | 31 |  | Fixed | Roof
NJADRE1560251461 | Administratively Determined Incentive Program | Mullica Hill | 8062 | 17.1 | Residential | Behind the Meter | No | Public Service Solar, LLC | AC Electric |  | Accepted | 2025-08-06 | 2025-09-04 | 2026-09-04 | Solar Panels | REC | REC450AA Pure-RX |  | 0.45 | 21 | 221 | 30 |  | Fixed | Roof
NJADRE1560251461 | Administratively Determined Incentive Program | Mullica Hill | 8062 | 17.1 | Residential | Behind the Meter | No | Public Service Solar, LLC | AC Electric |  | Accepted | 2025-08-06 | 2025-09-04 | 2026-09-04 | Inverters | Enphase | iQ8X-80-M-US | 380 |  | 38 |  |  | 0.96 |  | Outdoor | Under panels
NJADRE1560251461 | Administratively Determined Incentive Program | Mullica Hill | 8062 | 17.1 | Residential | Behind the Meter | No | Public Service Solar, LLC | AC Electric |  | Accepted | 2025-08-06 | 2025-09-04 | 2026-09-04 | Solar Panels | REC | REC450AA Pure-RX |  | 0.45 | 4 | 221 | 30 |  | Fixed | Roof
NJADRE1560251465 | Administratively Determined Incentive Program | Bridgeton | 8302 | 16.4 | Residential | Behind the Meter | Yes | Define Solar, LLC | AC Electric |  | Accepted | 2025-08-06 | 2025-09-04 | 2026-09-04 | Solar Panels | Znshine | ZXM7-SH108 410 |  | 0.41 | 19 | 252 | 40 |  | Fixed | Roof
NJADRE1560251465 | Administratively Determined Incentive Program | Bridgeton | 8302 | 16.4 | Residential | Behind the Meter | Yes | Define Solar, LLC | AC Electric |  | Accepted | 2025-08-06 | 2025-09-04 | 2026-09-04 | Solar Panels | Znshine | ZXM7-SH108 410 |  | 0.41 | 2 | 72 | 16 |  | Fixed | Roof
NJADRE1560251465 | Administratively Determined Incentive Program | Bridgeton | 8302 | 16.4 | Residential | Behind the Meter | Yes | Define Solar, LLC | AC Electric |  | Accepted | 2025-08-06 | 2025-09-04 | 2026-09-04 | Inverters | Enphase | IQ8PLUS-72-2-US | 290 |  | 2 |  |  | 0.976 |  | Outside | Under each pv panel
NJADRE1560251465 | Administratively Determined Incentive Program | Bridgeton | 8302 | 16.4 | Residential | Behind the Meter | Yes | Define Solar, LLC | AC Electric |  | Accepted | 2025-08-06 | 2025-09-04 | 2026-09-04 | Inverters | Enphase | IQ8PLUS-72-2-US | 290 |  | 19 |  |  | 0.976 |  | Outside | Under each pv panel
NJADRE1560251465 | Administratively Determined Incentive Program | Bridgeton | 8302 | 16.4 | Residential | Behind the Meter | Yes | Define Solar, LLC | AC Electric |  | Accepted | 2025-08-06 | 2025-09-04 | 2026-09-04 | Inverters | Enphase | IQ8PLUS-72-2-US | 290 |  | 2 |  |  | 0.976 |  | Outside | Under each pv panel
NJADRE1560251465 | Administratively Determined Incentive Program | Bridgeton | 8302 | 16.4 | Residential | Behind the Meter | Yes | Define Solar, LLC | AC Electric |  | Accepted | 2025-08-06 | 2025-09-04 | 2026-09-04 | Solar Panels | Znshine | ZXM7-SH108 410 |  | 0.41 | 17 | 72 | 40 |  | Fixed | Roof
NJADRE1560251465 | Administratively Determined Incentive Program | Bridgeton | 8302 | 16.4 | Residential | Behind the Meter | Yes | Define Solar, LLC | AC Electric |  | Accepted | 2025-08-06 | 2025-09-04 | 2026-09-04 | Solar Panels | Znshine | ZXM7-SH108 410 |  | 0.41 | 2 | 252 | 16 |  | Fixed | Roof
NJADRE1560251465 | Administratively Determined Incentive Program | Bridgeton | 8302 | 16.4 | Residential | Behind the Meter | Yes | Define Solar, LLC | AC Electric |  | Accepted | 2025-08-06 | 2025-09-04 | 2026-09-04 | Inverters | Enphase | IQ8PLUS-72-2-US | 290 |  | 17 |  |  | 0.976 |  | Outside | Under each pv panel
NJADRE1560251467 | Administratively Determined Incentive Program | Hamilton Township Mer | 8620 | 12.47 | Residential | Behind the Meter | No | Green Power Energy, LLC | PSE&G |  | Accepted | 2025-08-06 | 2025-09-04 | 2026-09-04 | Solar Panels | SEG Solar | SEG-430-BTD-BG |  | 0.43 | 11 | 50 | 30 |  | Fixed | Roof
NJADRE1560251467 | Administratively Determined Incentive Program | Hamilton Township Mer | 8620 | 12.47 | Residential | Behind the Meter | No | Green Power Energy, LLC | PSE&G |  | Accepted | 2025-08-06 | 2025-09-04 | 2026-09-04 | Solar Panels | SEG Solar | SEG-430-BTD-BG |  | 0.43 | 1 | 140 | 40 |  | Fixed | Roof
NJADRE1560251467 | Administratively Determined Incentive Program | Hamilton Township Mer | 8620 | 12.47 | Residential | Behind the Meter | No | Green Power Energy, LLC | PSE&G |  | Accepted | 2025-08-06 | 2025-09-04 | 2026-09-04 | Solar Panels | SEG Solar | SEG-430-BTD-BG |  | 0.43 | 17 | 230 | 30 |  | Fixed | Roof
NJADRE1560251572 | Administratively Determined Incentive Program | Ewing Twp | 8618 | 5.22 | Residential | Behind the Meter | Yes | SunnyMac, LLC | PSE&G |  | Accepted | 2025-08-06 | 2025-09-05 | 2026-09-05 | Solar Panels | HANWHA | Q.TRON BLK M-G2.H+ |  | 0.435 | 4 | 308 | 34 |  | Fixed | Roof
NJADRE1560251572 | Administratively Determined Incentive Program | Ewing Twp | 8618 | 5.22 | Residential | Behind the Meter | Yes | SunnyMac, LLC | PSE&G |  | Accepted | 2025-08-06 | 2025-09-05 | 2026-09-05 | Solar Panels | HANWHA | Q.TRON BLK M-G2.H+ |  | 0.435 | 3 | 217 | 8 |  | Fixed | Roof
NJADRE1560251572 | Administratively Determined Incentive Program | Ewing Twp | 8618 | 5.22 | Residential | Behind the Meter | Yes | SunnyMac, LLC | PSE&G |  | Accepted | 2025-08-06 | 2025-09-05 | 2026-09-05 | Inverters | SOLAREDGE HOME HUB | SE3800H-US | 3800 |  | 1 |  |  | 0.99 |  | Outdoor | next to meter
NJADRE1560251572 | Administratively Determined Incentive Program | Ewing Twp | 8618 | 5.22 | Residential | Behind the Meter | Yes | SunnyMac, LLC | PSE&G |  | Accepted | 2025-08-06 | 2025-09-05 | 2026-09-05 | Solar Panels | HANWHA | Q.TRON BLK M-G2.H+ |  | 0.435 | 3 | 308 | 8 |  | Fixed | Roof
NJADRE1560251572 | Administratively Determined Incentive Program | Ewing Twp | 8618 | 5.22 | Residential | Behind the Meter | Yes | SunnyMac, LLC | PSE&G |  | Accepted | 2025-08-06 | 2025-09-05 | 2026-09-05 | Solar Panels | HANWHA | Q.TRON BLK M-G2.H+ |  | 0.435 | 2 | 308 | 8 |  | Fixed | Roof
NJADRE1560251774 | Administratively Determined Incentive Program | Willingboro | 8046 | 7.885 | Residential | Behind the Meter | Yes | SunPurity, LLC | PSE&G |  | Accepted | 2025-08-06 | 2025-09-04 | 2026-09-04 | Inverters | SolarEdge | SE5700H-US | 5700 |  | 1 |  |  | 0.99 |  | Outdoor
NJADRE1560251774 | Administratively Determined Incentive Program | Willingboro | 8046 | 7.885 | Residential | Behind the Meter | Yes | SunPurity, LLC | PSE&G |  | Accepted | 2025-08-06 | 2025-09-04 | 2026-09-04 | Solar Panels | Hanwha Q cells | Q.PEAK DUO BLK-ML-G10+ 415W |  | 0.415 | 6 | 68 | 26 |  | Fixed | Roof
NJADRE1560251774 | Administratively Determined Incentive Program | Willingboro | 8046 | 7.885 | Residential | Behind the Meter | Yes | SunPurity, LLC | PSE&G |  | Accepted | 2025-08-06 | 2025-09-04 | 2026-09-04 | Solar Panels | Hanwha Q cells | Q.PEAK DUO BLK-ML-G10+ 415W |  | 0.415 | 13 | 248 | 26 |  | Fixed | Roof
NJADRE1560251883 | Administratively Determined Incentive Program | Riverside | 8075 | 11.48 | Residential | Behind the Meter | Yes | Define Solar, LLC | PSE&G |  | Accepted | 2025-08-06 | 2025-09-04 | 2026-09-04 | Solar Panels | Znshine | ZXM7-SH108 410W |  | 0.41 | 9 | 301 | 16 |  | Fixed | Roof
NJADRE1560251883 | Administratively Determined Incentive Program | Riverside | 8075 | 11.48 | Residential | Behind the Meter | Yes | Define Solar, LLC | PSE&G |  | Accepted | 2025-08-06 | 2025-09-04 | 2026-09-04 | Inverters | Enphase | IQ8PLUS-72-2-US | 290 |  | 9 |  |  | 0.976 |  | Outside | Under each pv panel
NJADRE1560251883 | Administratively Determined Incentive Program | Riverside | 8075 | 11.48 | Residential | Behind the Meter | Yes | Define Solar, LLC | PSE&G |  | Accepted | 2025-08-06 | 2025-09-04 | 2026-09-04 | Solar Panels | Znshine | ZXM7-SH108 410W |  | 0.41 | 10 | 31 | 20 |  | Fixed | Roof
NJADRE1560251883 | Administratively Determined Incentive Program | Riverside | 8075 | 11.48 | Residential | Behind the Meter | Yes | Define Solar, LLC | PSE&G |  | Accepted | 2025-08-06 | 2025-09-04 | 2026-09-04 | Inverters | Enphase | IQ8PLUS-72-2-US | 290 |  | 10 |  |  | 0.976 |  | Outside | Under each pv panel
NJADRE1560251883 | Administratively Determined Incentive Program | Riverside | 8075 | 11.48 | Residential | Behind the Meter | Yes | Define Solar, LLC | PSE&G |  | Accepted | 2025-08-06 | 2025-09-04 | 2026-09-04 | Solar Panels | Znshine | ZXM7-SH108 410W |  | 0.41 | 9 | 121 | 16 |  | Fixed | Roof
NJADRE1560251883 | Administratively Determined Incentive Program | Riverside | 8075 | 11.48 | Residential | Behind the Meter | Yes | Define Solar, LLC | PSE&G |  | Accepted | 2025-08-06 | 2025-09-04 | 2026-09-04 | Inverters | Enphase | IQ8PLUS-72-2-US | 290 |  | 9 |  |  | 0.976 |  | Outside | Under each pv panel
NJADRE1560252039 | Administratively Determined Incentive Program | Holmdel | 7733 | 13.33 | Residential | Behind the Meter | No | Green Sun Energy Services, LLC | JCP&L |  | Accepted | 2025-08-08 | 2025-09-06 | 2026-09-06 | Solar Panels | Jinko | JKM430 N-54HL4-B |  | 0.43 | 6 | 203 | 35 |  | Fixed | Roof
NJADRE1560252039 | Administratively Determined Incentive Program | Holmdel | 7733 | 13.33 | Residential | Behind the Meter | No | Green Sun Energy Services, LLC | JCP&L |  | Accepted | 2025-08-08 | 2025-09-06 | 2026-09-06 | Inverters | EnPhase | IQ8PLUS-72-M-US | 290 |  | 31 |  |  | 0.97 |  | Outdoor
NJADRE1560252039 | Administratively Determined Incentive Program | Holmdel | 7733 | 13.33 | Residential | Behind the Meter | No | Green Sun Energy Services, LLC | JCP&L |  | Accepted | 2025-08-08 | 2025-09-06 | 2026-09-06 | Meters | EnPhase | X-IQ-AM1-240-5C | 8990 |  | 1 |  |  |  | Yes | Outdoor
NJADRE1560252039 | Administratively Determined Incentive Program | Holmdel | 7733 | 13.33 | Residential | Behind the Meter | No | Green Sun Energy Services, LLC | JCP&L |  | Accepted | 2025-08-08 | 2025-09-06 | 2026-09-06 | Solar Panels | Jinko | JKM430 N-54HL4-B |  | 0.43 | 8 | 293 | 35 |  | Fixed | Roof
NJADRE1560252039 | Administratively Determined Incentive Program | Holmdel | 7733 | 13.33 | Residential | Behind the Meter | No | Green Sun Energy Services, LLC | JCP&L |  | Accepted | 2025-08-08 | 2025-09-06 | 2026-09-06 | Solar Panels | Jinko | JKM430 N-54HL4-B |  | 0.43 | 7 | 203 | 35 |  | Fixed | Roof
NJADRE1560252039 | Administratively Determined Incentive Program | Holmdel | 7733 | 13.33 | Residential | Behind the Meter | No | Green Sun Energy Services, LLC | JCP&L |  | Accepted | 2025-08-08 | 2025-09-06 | 2026-09-06 | Solar Panels | Jinko | JKM430 N-54HL4-B |  | 0.43 | 10 | 293 | 35 |  | Fixed | Roof
NJADRE1560252062 | Administratively Determined Incentive Program | Egg Harbor Township | 8234 | 12.3 | Residential | Behind the Meter | Yes | Define Solar, LLC | AC Electric |  | Accepted | 2025-08-06 | 2025-09-04 | 2026-09-04 | Solar Panels | Znshine | ZXM7-SH108 410W |  | 0.41 | 14 | 28 | 31 |  | Fixed | Roof
NJADRE1560252062 | Administratively Determined Incentive Program | Egg Harbor Township | 8234 | 12.3 | Residential | Behind the Meter | Yes | Define Solar, LLC | AC Electric |  | Accepted | 2025-08-06 | 2025-09-04 | 2026-09-04 | Inverters | Enphase | IQ8PLUS-72-2-US | 290 |  | 16 |  |  | 0.976 |  | Outside | Under each pv panel
NJADRE1560252062 | Administratively Determined Incentive Program | Egg Harbor Township | 8234 | 12.3 | Residential | Behind the Meter | Yes | Define Solar, LLC | AC Electric |  | Accepted | 2025-08-06 | 2025-09-04 | 2026-09-04 | Solar Panels | Znshine | ZXM7-SH108 410W |  | 0.41 | 16 | 208 | 31 |  | Fixed | Roof
NJADRE1560252062 | Administratively Determined Incentive Program | Egg Harbor Township | 8234 | 12.3 | Residential | Behind the Meter | Yes | Define Solar, LLC | AC Electric |  | Accepted | 2025-08-06 | 2025-09-04 | 2026-09-04 | Inverters | Enphase | IQ8PLUS-72-2-US | 290 |  | 14 |  |  | 0.976 |  | Outside | Under each pv panel
NJADRE1560252084 | Administratively Determined Incentive Program | LUMBERTON TOWNSHIP | 8048 | 8.3 | Residential | Behind the Meter | Yes | Fusion Solar Energy, LLC | PSE&G |  | Accepted | 2025-08-06 | 2025-09-04 | 2026-09-04 | Solar Panels | QCELLS | Q.PEAK DUO BLK ML-G10.C+ 415 |  | 0.415 | 20 | 179.36 | 26 |  | Fixed | Roof
NJADRE1560252084 | Administratively Determined Incentive Program | LUMBERTON TOWNSHIP | 8048 | 8.3 | Residential | Behind the Meter | Yes | Fusion Solar Energy, LLC | PSE&G |  | Accepted | 2025-08-06 | 2025-09-04 | 2026-09-04 | Inverters | ENPHASE | IQ8HC-72-M-DOM-US | 380 |  | 20 |  |  | 0.97 |  | Outside | Roof
NJADRE1560252089 | Administratively Determined Incentive Program | North Bergen | 7047 | 9.13 | Residential | Behind the Meter | Yes | Venture Home Solar, LLC | PSE&G |  | Accepted | 2025-08-06 | 2025-09-10 | 2026-09-10 | Solar Panels | Hanwha | Q.PEAK DUO BLK ML-G10+ 415W |  | 0.415 | 6 | 100 | 9 |  | Fixed | Roof
NJADRE1560252089 | Administratively Determined Incentive Program | North Bergen | 7047 | 9.13 | Residential | Behind the Meter | Yes | Venture Home Solar, LLC | PSE&G |  | Accepted | 2025-08-06 | 2025-09-10 | 2026-09-10 | Inverters | EnPhase | IQ8HC-72-M-DOM-US (240V) | 384 |  | 22 |  |  | 0.98958 |  | Outside
NJADRE1560252089 | Administratively Determined Incentive Program | North Bergen | 7047 | 9.13 | Residential | Behind the Meter | Yes | Venture Home Solar, LLC | PSE&G |  | Accepted | 2025-08-06 | 2025-09-10 | 2026-09-10 | Solar Panels | Hanwha | Q.PEAK DUO BLK ML-G10+ 415W |  | 0.415 | 14 | 280 | 36 |  | Fixed | Roof
NJADRE1560252089 | Administratively Determined Incentive Program | North Bergen | 7047 | 9.13 | Residential | Behind the Meter | Yes | Venture Home Solar, LLC | PSE&G |  | Accepted | 2025-08-06 | 2025-09-10 | 2026-09-10 | Solar Panels | Hanwha | Q.PEAK DUO BLK ML-G10+ 415W |  | 0.415 | 2 | 100 | 36 |  | Fixed | Roof
NJADRE1560252106 | Administratively Determined Incentive Program | WILLINGBORO | 8046 | 7.225 | Residential | Behind the Meter | Yes | Maier Solar Engineering dba Solar Me | PSE&G |  | Accepted | 2025-08-06 | 2025-09-04 | 2026-09-04 | Inverters | SolarEdge | SE7600H-US | 7600 |  | 1 |  |  | 0.99 |  | Outdoor | NEAR METER
NJADRE1560252106 | Administratively Determined Incentive Program | WILLINGBORO | 8046 | 7.225 | Residential | Behind the Meter | Yes | Maier Solar Engineering dba Solar Me | PSE&G |  | Accepted | 2025-08-06 | 2025-09-04 | 2026-09-04 | Solar Panels | JINKO | JKM425N-54HL |  | 0.425 | 17 | 190 | 28 |  | Fixed | Roof
NJADRE1560252111 | Administratively Determined Incentive Program | LIVINGSTON | 7039 | 12.615 | Residential | Behind the Meter | Yes | SunnyMac, LLC | PSE&G |  | Accepted | 2025-08-06 | 2025-09-04 | 2026-09-04 | Solar Panels | HANWHA | Q.TRON BLK M-G2.H+ |  | 0.435 | 6 | 206 | 24 |  | Fixed | Roof
NJADRE1560252111 | Administratively Determined Incentive Program | LIVINGSTON | 7039 | 12.615 | Residential | Behind the Meter | Yes | SunnyMac, LLC | PSE&G |  | Accepted | 2025-08-06 | 2025-09-04 | 2026-09-04 | Inverters | SOLAREDGE HOME HUB | SE10000H-US | 10000 |  | 1 |  |  | 0.99 |  | Outdoor | next to meter
NJADRE1560252111 | Administratively Determined Incentive Program | LIVINGSTON | 7039 | 12.615 | Residential | Behind the Meter | Yes | SunnyMac, LLC | PSE&G |  | Accepted | 2025-08-06 | 2025-09-04 | 2026-09-04 | Solar Panels | HANWHA | Q.TRON BLK M-G2.H+ |  | 0.435 | 23 | 116 | 20 |  | Fixed | Roof
NJADRE1560252120 | Administratively Determined Incentive Program | BLOOMFIELD | 7003 | 10.005 | Residential | Behind the Meter | Yes | SunnyMac, LLC | PSE&G |  | Accepted | 2025-08-06 | 2025-09-04 | 2026-09-04 | Solar Panels | HANWHA | Q.TRON BLK M-G2.H+ |  | 0.435 | 8 | 25 | 35 |  | Fixed | Roof
NJADRE1560252120 | Administratively Determined Incentive Program | BLOOMFIELD | 7003 | 10.005 | Residential | Behind the Meter | Yes | SunnyMac, LLC | PSE&G |  | Accepted | 2025-08-06 | 2025-09-04 | 2026-09-04 | Solar Panels | HANWHA | Q.TRON BLK M-G2.H+ |  | 0.435 | 2 | 205 | 35 |  | Fixed | Roof
NJADRE1560252120 | Administratively Determined Incentive Program | BLOOMFIELD | 7003 | 10.005 | Residential | Behind the Meter | Yes | SunnyMac, LLC | PSE&G |  | Accepted | 2025-08-06 | 2025-09-04 | 2026-09-04 | Solar Panels | HANWHA | Q.TRON BLK M-G2.H+ |  | 0.435 | 8 | 205 | 35 |  | Fixed | Roof
NJADRE1560252120 | Administratively Determined Incentive Program | BLOOMFIELD | 7003 | 10.005 | Residential | Behind the Meter | Yes | SunnyMac, LLC | PSE&G |  | Accepted | 2025-08-06 | 2025-09-04 | 2026-09-04 | Solar Panels | HANWHA | Q.TRON BLK M-G2.H+ |  | 0.435 | 5 | 115 | 27 |  | Fixed | Roof
NJADRE1560252120 | Administratively Determined Incentive Program | BLOOMFIELD | 7003 | 10.005 | Residential | Behind the Meter | Yes | SunnyMac, LLC | PSE&G |  | Accepted | 2025-08-06 | 2025-09-04 | 2026-09-04 | Inverters | SOLAREDGE | SE7600H-US | 7600 |  | 1 |  |  | 0.99 |  | Outdoor | next to meter
NJADRE1560252139 | Administratively Determined Incentive Program | KEYPORT | 7735 | 13.2 | Residential | Behind the Meter | Yes | Maier Solar Engineering dba Solar Me | JCP&L |  | Accepted | 2025-08-06 | 2025-09-08 | 2026-09-08 | Solar Panels | JA SOLAR | JAM54S-31-440-LR-TS-A |  | 0.44 | 15 | 299 | 33 |  | Fixed | Roof
NJADRE1560252139 | Administratively Determined Incentive Program | KEYPORT | 7735 | 13.2 | Residential | Behind the Meter | Yes | Maier Solar Engineering dba Solar Me | JCP&L |  | Accepted | 2025-08-06 | 2025-09-08 | 2026-09-08 | Solar Panels | JA SOLAR | JAM54S-31-440-LR-TS-A |  | 0.44 | 15 | 119 | 33 |  | Fixed | Roof
NJADRE1560252139 | Administratively Determined Incentive Program | KEYPORT | 7735 | 13.2 | Residential | Behind the Meter | Yes | Maier Solar Engineering dba Solar Me | JCP&L |  | Accepted | 2025-08-06 | 2025-09-08 | 2026-09-08 | Inverters | SolarEdge | SE11400H-US | 11400 |  | 1 |  |  | 0.99 |  | Outdoor | NEAR METER
NJADRE1560252193 | Administratively Determined Incentive Program | BRIDGETON | 8302 | 9.545 | Residential | Behind the Meter | Yes | Sunwise Energy, LLC | AC Electric |  | Accepted | 2025-08-06 | 2025-09-04 | 2026-09-04 | Solar Panels | Q CELLS | Q PEAK DUO BLK ML-G10+_GL_017 |  | 0.415 | 16 | 143 | 23 |  | Fixed | Roof
NJADRE1560252193 | Administratively Determined Incentive Program | BRIDGETON | 8302 | 9.545 | Residential | Behind the Meter | Yes | Sunwise Energy, LLC | AC Electric |  | Accepted | 2025-08-06 | 2025-09-04 | 2026-09-04 | Solar Panels | Q CELLS | Q PEAK DUO BLK ML-G10+_GL_017 |  | 0.415 | 7 | 143 | 12 |  | Fixed | Roof
NJADRE1560252193 | Administratively Determined Incentive Program | BRIDGETON | 8302 | 9.545 | Residential | Behind the Meter | Yes | Sunwise Energy, LLC | AC Electric |  | Accepted | 2025-08-06 | 2025-09-04 | 2026-09-04 | Inverters | SOLAREDGE TECHNOLOGY | SE5700H-US | 12500 |  | 23 |  |  | 0.985 |  | Outside
NJADRE1560252194 | Administratively Determined Incentive Program | RAHWAY | 7065 | 3.645 | Residential | Behind the Meter | Yes | Freedom Forever New Jersey, LLC | PSE&G |  | Accepted | 2025-08-06 | 2025-09-04 | 2026-09-04 | Solar Panels | JA Solar | JAM54S31-405/MR |  | 0.405 | 6 | 354 | 13 |  | Fixed | Roof
NJADRE1560252194 | Administratively Determined Incentive Program | RAHWAY | 7065 | 3.645 | Residential | Behind the Meter | Yes | Freedom Forever New Jersey, LLC | PSE&G |  | Accepted | 2025-08-06 | 2025-09-04 | 2026-09-04 | Solar Panels | JA Solar | JAM54S31-405/MR |  | 0.405 | 3 | 354 | 39 |  | Fixed | Roof
NJADRE1560252194 | Administratively Determined Incentive Program | RAHWAY | 7065 | 3.645 | Residential | Behind the Meter | Yes | Freedom Forever New Jersey, LLC | PSE&G |  | Accepted | 2025-08-06 | 2025-09-04 | 2026-09-04 | Inverters | Solar Edge | SE3800H-US | 3800 |  | 1 |  |  | 0.99 |  | Outside
NJADRE1560252198 | Administratively Determined Incentive Program | UNION | 7083 | 9.43 | Residential | Behind the Meter | Yes | Sunrun Installation Services, Inc. | PSE&G |  | Accepted | 2025-08-06 | 2025-09-04 | 2026-09-04 | Solar Panels | HANWHA Q-CELLS | Q.PEAK DUO BLK ML-G10+ 410 DCA |  | 0.41 | 6 | 143 | 23 |  | Fixed | Roof
NJADRE1560252198 | Administratively Determined Incentive Program | UNION | 7083 | 9.43 | Residential | Behind the Meter | Yes | Sunrun Installation Services, Inc. | PSE&G |  | Accepted | 2025-08-06 | 2025-09-04 | 2026-09-04 | Inverters | Tesla | POWERWALL 3 1707000-XX-Y | 11500 |  | 1 |  |  | 0.97 |  | Outdoor
NJADRE1560252198 | Administratively Determined Incentive Program | UNION | 7083 | 9.43 | Residential | Behind the Meter | Yes | Sunrun Installation Services, Inc. | PSE&G |  | Accepted | 2025-08-06 | 2025-09-04 | 2026-09-04 | Electric Storage Battery | Tesla | POWERWALL 3 1707000-XX-Y |  |  | 1 |  |  |  | Lithium Ion |  | OUTSIDE
NJADRE1560252198 | Administratively Determined Incentive Program | UNION | 7083 | 9.43 | Residential | Behind the Meter | Yes | Sunrun Installation Services, Inc. | PSE&G |  | Accepted | 2025-08-06 | 2025-09-04 | 2026-09-04 | Solar Panels | HANWHA Q-CELLS | Q.PEAK DUO BLK ML-G10+ 410 DCA |  | 0.41 | 17 | 232 | 23 |  | Fixed | Roof
NJADRE1560252204 | Administratively Determined Incentive Program | Irvington | 7111 | 6.375 | Residential | Behind the Meter | Yes | Solar Mite Solutions, LLC | PSE&G |  | Accepted | 2025-08-06 | 2025-09-04 | 2026-09-04 | Solar Panels | Jinko | JKM425N |  | 0.425 | 6 | 136 | 35 |  | Fixed | Roof
NJADRE1560252204 | Administratively Determined Incentive Program | Irvington | 7111 | 6.375 | Residential | Behind the Meter | Yes | Solar Mite Solutions, LLC | PSE&G |  | Accepted | 2025-08-06 | 2025-09-04 | 2026-09-04 | Solar Panels | Jinko | JKM425N |  | 0.425 | 3 | 226 | 35 |  | Fixed | Roof
NJADRE1560252204 | Administratively Determined Incentive Program | Irvington | 7111 | 6.375 | Residential | Behind the Meter | Yes | Solar Mite Solutions, LLC | PSE&G |  | Accepted | 2025-08-06 | 2025-09-04 | 2026-09-04 | Inverters | Enphase | IQ8PLUS-72-M-US | 290 |  | 15 |  |  | 0.98 |  | Outside
NJADRE1560252204 | Administratively Determined Incentive Program | Irvington | 7111 | 6.375 | Residential | Behind the Meter | Yes | Solar Mite Solutions, LLC | PSE&G |  | Accepted | 2025-08-06 | 2025-09-04 | 2026-09-04 | Solar Panels | Jinko | JKM425N |  | 0.425 | 3 | 46 | 35 |  | Fixed | Roof
NJADRE1560252204 | Administratively Determined Incentive Program | Irvington | 7111 | 6.375 | Residential | Behind the Meter | Yes | Solar Mite Solutions, LLC | PSE&G |  | Accepted | 2025-08-06 | 2025-09-04 | 2026-09-04 | Solar Panels | Jinko | JKM425N |  | 0.425 | 3 | 316 | 35 |  | Fixed | Roof
NJADRE1560252207 | Administratively Determined Incentive Program | Little Falls | 7424 | 8.2 | Residential | Behind the Meter | Yes | Sunrun Installation Services, Inc. | PSE&G |  | Accepted | 2025-08-06 | 2025-09-04 | 2026-09-04 | Electric Storage Battery | Tesla | Powerwall 3 1707000-xx-y |  |  | 1 |  |  |  | Lithium Ion |  | OUTSIDE
NJADRE1560252207 | Administratively Determined Incentive Program | Little Falls | 7424 | 8.2 | Residential | Behind the Meter | Yes | Sunrun Installation Services, Inc. | PSE&G |  | Accepted | 2025-08-06 | 2025-09-04 | 2026-09-04 | Solar Panels | Hanwha Q Cells | Q.PEAK DUO BLK ML-G10+ 410 |  | 0.41 | 20 | 260 | 40 |  | Fixed | Roof
NJADRE1560252207 | Administratively Determined Incentive Program | Little Falls | 7424 | 8.2 | Residential | Behind the Meter | Yes | Sunrun Installation Services, Inc. | PSE&G |  | Accepted | 2025-08-06 | 2025-09-04 | 2026-09-04 | Inverters | Tesla | Powerwall 3 1707000-xx-y | 11500 |  | 1 |  |  | 0.97 |  | Outdoor
NJADRE1560252210 | Administratively Determined Incentive Program | SEWELL | 8080 | 5.265 | Residential | Behind the Meter | Yes | Freedom Forever New Jersey, LLC | AC Electric |  | Accepted | 2025-08-06 | 2025-09-04 | 2026-09-04 | Solar Panels | JA Solar | JAM54S31-405/MR |  | 0.405 | 2 | 97 | 31 |  | Fixed | Roof
NJADRE1560252210 | Administratively Determined Incentive Program | SEWELL | 8080 | 5.265 | Residential | Behind the Meter | Yes | Freedom Forever New Jersey, LLC | AC Electric |  | Accepted | 2025-08-06 | 2025-09-04 | 2026-09-04 | Solar Panels | JA Solar | JAM54S31-405/MR |  | 0.405 | 3 | 97 | 27 |  | Fixed | Roof
NJADRE1560252210 | Administratively Determined Incentive Program | SEWELL | 8080 | 5.265 | Residential | Behind the Meter | Yes | Freedom Forever New Jersey, LLC | AC Electric |  | Accepted | 2025-08-06 | 2025-09-04 | 2026-09-04 | Solar Panels | JA Solar | JAM54S31-405/MR |  | 0.405 | 4 | 7 | 27 |  | Fixed | Roof
NJADRE1560252210 | Administratively Determined Incentive Program | SEWELL | 8080 | 5.265 | Residential | Behind the Meter | Yes | Freedom Forever New Jersey, LLC | AC Electric |  | Accepted | 2025-08-06 | 2025-09-04 | 2026-09-04 | Solar Panels | JA Solar | JAM54S31-405/MR |  | 0.405 | 2 | 7 | 31 |  | Fixed | Roof
NJADRE1560252210 | Administratively Determined Incentive Program | SEWELL | 8080 | 5.265 | Residential | Behind the Meter | Yes | Freedom Forever New Jersey, LLC | AC Electric |  | Accepted | 2025-08-06 | 2025-09-04 | 2026-09-04 | Inverters | Solar Edge | SE3800H-US | 3800 |  | 1 |  |  | 0.99 |  | Outside
NJADRE1560252210 | Administratively Determined Incentive Program | SEWELL | 8080 | 5.265 | Residential | Behind the Meter | Yes | Freedom Forever New Jersey, LLC | AC Electric |  | Accepted | 2025-08-06 | 2025-09-04 | 2026-09-04 | Solar Panels | JA Solar | JAM54S31-405/MR |  | 0.405 | 2 | 187 | 27 |  | Fixed | Roof
NJADRE1560253866 | Administratively Determined Incentive Program | TOMS RIVER | 8753 | 5.74 | Residential | Behind the Meter | Yes | Sunrun Installation Services, Inc. | JCP&L |  | Accepted | 2025-08-06 | 2025-09-04 | 2026-09-04 | Solar Panels | Elin Energy (Sirius PV) | ELNSM54M-HC-410 |  | 0.41 | 14 | 357 | 18 |  | Fixed | Roof
NJADRE1560253866 | Administratively Determined Incentive Program | TOMS RIVER | 8753 | 5.74 | Residential | Behind the Meter | Yes | Sunrun Installation Services, Inc. | JCP&L |  | Accepted | 2025-08-06 | 2025-09-04 | 2026-09-04 | Inverters | SolarEdge Technologies | SE5700H-USMN | 5760 |  | 1 |  |  | 0.99 |  | Outdoor
NJADRE1560256956 | Administratively Determined Incentive Program | Linden | 7036 | 3.28 | Residential | Behind the Meter | Yes | Sunrun Installation Services, Inc. | PSE&G |  | Accepted | 2025-08-06 | 2025-09-04 | 2026-09-04 | Inverters | TESLA | Powerwall 3 1707000-xx-y | 11500 |  | 1 |  |  | 0.97 |  | Indoor
NJADRE1560256956 | Administratively Determined Incentive Program | Linden | 7036 | 3.28 | Residential | Behind the Meter | Yes | Sunrun Installation Services, Inc. | PSE&G |  | Accepted | 2025-08-06 | 2025-09-04 | 2026-09-04 | Solar Panels | Elin Energy (Sirius PV) | ELNSM54M-HC-410 |  | 0.41 | 4 | 39 | 23 |  | Fixed | Roof
NJADRE1560256956 | Administratively Determined Incentive Program | Linden | 7036 | 3.28 | Residential | Behind the Meter | Yes | Sunrun Installation Services, Inc. | PSE&G |  | Accepted | 2025-08-06 | 2025-09-04 | 2026-09-04 | Electric Storage Battery | TESLA | Powerwall 3 1707000-xx-y |  |  | 1 |  |  |  | Lithium Ion |  | INSIDE
NJADRE1560256956 | Administratively Determined Incentive Program | Linden | 7036 | 3.28 | Residential | Behind the Meter | Yes | Sunrun Installation Services, Inc. | PSE&G |  | Accepted | 2025-08-06 | 2025-09-04 | 2026-09-04 | Solar Panels | Elin Energy (Sirius PV) | ELNSM54M-HC-410 |  | 0.41 | 4 | 219 | 23 |  | Fixed | Roof
NJADRE1560256970 | Administratively Determined Incentive Program | Union | 7083 | 12.71 | Residential | Behind the Meter | Yes | Sunrun Installation Services, Inc. | PSE&G |  | Accepted | 2025-08-06 | 2025-09-04 | 2026-09-04 | Inverters | SolarEdge Technologies | SE10000H-USMN | 10000 |  | 1 |  |  | 0.99 |  | Outdoor
NJADRE1560256970 | Administratively Determined Incentive Program | Union | 7083 | 12.71 | Residential | Behind the Meter | Yes | Sunrun Installation Services, Inc. | PSE&G |  | Accepted | 2025-08-06 | 2025-09-04 | 2026-09-04 | Solar Panels | Elin Energy (Sirius PV) | ELNSM54M-HC-410 |  | 0.41 | 19 | 200 | 18 |  | Fixed | Roof
NJADRE1560256970 | Administratively Determined Incentive Program | Union | 7083 | 12.71 | Residential | Behind the Meter | Yes | Sunrun Installation Services, Inc. | PSE&G |  | Accepted | 2025-08-06 | 2025-09-04 | 2026-09-04 | Solar Panels | Elin Energy (Sirius PV) | ELNSM54M-HC-410 |  | 0.41 | 12 | 20 | 23 |  | Fixed | Roof
NJADRE1560256980 | Administratively Determined Incentive Program | Parsippany | 7054 | 5.265 | Residential | Behind the Meter | Yes | Sunrun Installation Services, Inc. | JCP&L |  | Accepted | 2025-08-06 | 2025-09-04 | 2026-09-04 | Inverters | SolarEdge Technologies | SE3800H-USMN | 3800 |  | 1 |  |  | 0.99 |  | Outdoor | Next to meter
NJADRE1560256980 | Administratively Determined Incentive Program | Parsippany | 7054 | 5.265 | Residential | Behind the Meter | Yes | Sunrun Installation Services, Inc. | JCP&L |  | Accepted | 2025-08-06 | 2025-09-04 | 2026-09-04 | Solar Panels | JA Solar | JAM54S31-405/MR |  | 0.405 | 2 | 97 | 23 |  | Fixed | Roof
NJADRE1560256980 | Administratively Determined Incentive Program | Parsippany | 7054 | 5.265 | Residential | Behind the Meter | Yes | Sunrun Installation Services, Inc. | JCP&L |  | Accepted | 2025-08-06 | 2025-09-04 | 2026-09-04 | Solar Panels | JA Solar | JAM54S31-405/MR |  | 0.405 | 2 | 279 | 22 |  | Fixed | Roof
NJADRE1560256980 | Administratively Determined Incentive Program | Parsippany | 7054 | 5.265 | Residential | Behind the Meter | Yes | Sunrun Installation Services, Inc. | JCP&L |  | Accepted | 2025-08-06 | 2025-09-04 | 2026-09-04 | Solar Panels | JA Solar | JAM54S31-405/MR |  | 0.405 | 9 | 97 | 24 |  | Fixed | Roof
NJADRE1560256997 | Administratively Determined Incentive Program | Bogota | 7603 | 12.865 | Residential | Behind the Meter | Yes | Fusion Solar Energy, LLC | PSE&G |  | Accepted | 2025-08-06 | 2025-09-04 | 2026-09-04 | Solar Panels | QCELLS | Q.PEAK DUO BLK ML-G10+_017 |  | 0.415 | 12 | 283.02 | 33 |  | Fixed | Roof
NJADRE1560256997 | Administratively Determined Incentive Program | Bogota | 7603 | 12.865 | Residential | Behind the Meter | Yes | Fusion Solar Energy, LLC | PSE&G |  | Accepted | 2025-08-06 | 2025-09-04 | 2026-09-04 | Solar Panels | QCELLS | Q.PEAK DUO BLK ML-G10+_017 |  | 0.415 | 3 | 193.03 | 21 |  | Fixed | Roof
NJADRE1560256997 | Administratively Determined Incentive Program | Bogota | 7603 | 12.865 | Residential | Behind the Meter | Yes | Fusion Solar Energy, LLC | PSE&G |  | Accepted | 2025-08-06 | 2025-09-04 | 2026-09-04 | Solar Panels | QCELLS | Q.PEAK DUO BLK ML-G10+_017 |  | 0.415 | 16 | 103.02 | 33 |  | Fixed | Roof
NJADRE1560256997 | Administratively Determined Incentive Program | Bogota | 7603 | 12.865 | Residential | Behind the Meter | Yes | Fusion Solar Energy, LLC | PSE&G |  | Accepted | 2025-08-06 | 2025-09-04 | 2026-09-04 | Inverters | ENPHASE | IQ8HC-72-M-DOM-US | 380 |  | 31 |  |  | 0.97 |  | Outside | Roof
NJADRE1560257200 | Administratively Determined Incentive Program | FREEHOLD | 7728 | 24.2 | Residential | Behind the Meter | No | Supreme Solar Services | JCP&L |  | Accepted | 2025-08-06 | 2025-09-04 | 2026-09-04 | Solar Panels | Phono Star | PS440M8GFH-18/VNHB |  | 0.44 | 4 | 104 | 40 |  | Fixed | Roof
NJADRE1560257200 | Administratively Determined Incentive Program | FREEHOLD | 7728 | 24.2 | Residential | Behind the Meter | No | Supreme Solar Services | JCP&L |  | Accepted | 2025-08-06 | 2025-09-04 | 2026-09-04 | Solar Panels | Phono Star | PS440M8GFH-18/VNHB |  | 0.44 | 5 | 284 | 40 |  | Fixed | Roof
NJADRE1560257200 | Administratively Determined Incentive Program | FREEHOLD | 7728 | 24.2 | Residential | Behind the Meter | No | Supreme Solar Services | JCP&L |  | Accepted | 2025-08-06 | 2025-09-04 | 2026-09-04 | Inverters | Enphase | IQ8AC | 349 |  | 55 |  |  | 0.973 |  | Outside
NJADRE1560257200 | Administratively Determined Incentive Program | FREEHOLD | 7728 | 24.2 | Residential | Behind the Meter | No | Supreme Solar Services | JCP&L |  | Accepted | 2025-08-06 | 2025-09-04 | 2026-09-04 | Solar Panels | Phono Star | PS440M8GFH-18/VNHB |  | 0.44 | 6 | 194 | 40 |  | Fixed | Roof
NJADRE1560257200 | Administratively Determined Incentive Program | FREEHOLD | 7728 | 24.2 | Residential | Behind the Meter | No | Supreme Solar Services | JCP&L |  | Accepted | 2025-08-06 | 2025-09-04 | 2026-09-04 | Solar Panels | Phono Star | PS440M8GFH-18/VNHB |  | 0.44 | 9 | 104 | 40 |  | Fixed | Roof
NJADRE1560257200 | Administratively Determined Incentive Program | FREEHOLD | 7728 | 24.2 | Residential | Behind the Meter | No | Supreme Solar Services | JCP&L |  | Accepted | 2025-08-06 | 2025-09-04 | 2026-09-04 | Solar Panels | Phono Star | PS440M8GFH-18/VNHB |  | 0.44 | 12 | 14 | 40 |  | Fixed | Roof
NJADRE1560257200 | Administratively Determined Incentive Program | FREEHOLD | 7728 | 24.2 | Residential | Behind the Meter | No | Supreme Solar Services | JCP&L |  | Accepted | 2025-08-06 | 2025-09-04 | 2026-09-04 | Solar Panels | Phono Star | PS440M8GFH-18/VNHB |  | 0.44 | 6 | 14 | 40 |  | Fixed | Roof
NJADRE1560257200 | Administratively Determined Incentive Program | FREEHOLD | 7728 | 24.2 | Residential | Behind the Meter | No | Supreme Solar Services | JCP&L |  | Accepted | 2025-08-06 | 2025-09-04 | 2026-09-04 | Solar Panels | Phono Star | PS440M8GFH-18/VNHB |  | 0.44 | 3 | 104 | 40 |  | Fixed | Roof
NJADRE1560257200 | Administratively Determined Incentive Program | FREEHOLD | 7728 | 24.2 | Residential | Behind the Meter | No | Supreme Solar Services | JCP&L |  | Accepted | 2025-08-06 | 2025-09-04 | 2026-09-04 | Solar Panels | Phono Star | PS440M8GFH-18/VNHB |  | 0.44 | 10 | 194 | 40 |  | Fixed | Roof
NJADRE1560257200 | Administratively Determined Incentive Program | FREEHOLD | 7728 | 24.2 | Residential | Behind the Meter | No | Supreme Solar Services | JCP&L |  | Accepted | 2025-08-06 | 2025-09-04 | 2026-09-04 | Electric Storage Battery | Enphase | 10C |  |  | 3 |  |  |  | Lithium Ion |  | Outside
NJADRE1560257996 | Administratively Determined Incentive Program | SOUTH PLAINFIELD | 7080 | 6.56 | Residential | Behind the Meter | Yes | Sunrun Installation Services, Inc. | PSE&G |  | Accepted | 2025-08-07 | 2025-09-04 | 2026-09-04 | Inverters | SolarEdge Technologies | SE5700H-USMN | 5760 |  | 1 |  |  | 0.99 |  | Outdoor | Next to meter
NJADRE1560257996 | Administratively Determined Incentive Program | SOUTH PLAINFIELD | 7080 | 6.56 | Residential | Behind the Meter | Yes | Sunrun Installation Services, Inc. | PSE&G |  | Accepted | 2025-08-07 | 2025-09-04 | 2026-09-04 | Solar Panels | Elin Energy (Sirius PV) | ELNSM54M-HC-410 |  | 0.41 | 16 | 216 | 21 |  | Fixed | Roof
NJADRE1560258002 | Administratively Determined Incentive Program | BARNEGAT | 8005 | 6.97 | Residential | Behind the Meter | Yes | Sunrun Installation Services, Inc. | JCP&L |  | Accepted | 2025-08-07 | 2025-09-04 | 2026-09-04 | Inverters | SolarEdge Technologies | SE5700H-USMN | 5760 |  | 1 |  |  | 0.99 |  | Outdoor
NJADRE1560258002 | Administratively Determined Incentive Program | BARNEGAT | 8005 | 6.97 | Residential | Behind the Meter | Yes | Sunrun Installation Services, Inc. | JCP&L |  | Accepted | 2025-08-07 | 2025-09-04 | 2026-09-04 | Solar Panels | Elin Energy (Sirius PV) | ELNSM54M-HC-410 |  | 0.41 | 17 | 220 | 35 |  | Fixed | Roof
NJADRE1560258005 | Administratively Determined Incentive Program | EDGEWATER PARK | 8010 | 14.76 | Residential | Behind the Meter | Yes | Sunrun Installation Services, Inc. | PSE&G |  | Accepted | 2025-08-07 | 2025-09-04 | 2026-09-04 | Inverters | SolarEdge Technologies | SE10000H-USMN | 10000 |  | 1 |  |  | 0.99 |  | Outdoor
NJADRE1560258005 | Administratively Determined Incentive Program | EDGEWATER PARK | 8010 | 14.76 | Residential | Behind the Meter | Yes | Sunrun Installation Services, Inc. | PSE&G |  | Accepted | 2025-08-07 | 2025-09-04 | 2026-09-04 | Solar Panels | Elin Energy (Sirius PV) | ELNSM54M-HC-410 |  | 0.41 | 15 | 349 | 23 |  | Fixed | Roof
NJADRE1560258005 | Administratively Determined Incentive Program | EDGEWATER PARK | 8010 | 14.76 | Residential | Behind the Meter | Yes | Sunrun Installation Services, Inc. | PSE&G |  | Accepted | 2025-08-07 | 2025-09-04 | 2026-09-04 | Solar Panels | Elin Energy (Sirius PV) | ELNSM54M-HC-410 |  | 0.41 | 21 | 169 | 23 |  | Fixed | Roof
NJADRE1560258040 | Administratively Determined Incentive Program | Camden | 8105 | 7.695 | Residential | Behind the Meter | Yes | Sunrun Installation Services, Inc. | PSE&G |  | Accepted | 2025-08-07 | 2025-09-04 | 2026-09-04 | Solar Panels | JA Solar | JAM54S31-405/MR |  | 0.405 | 6 | 41 | 27 |  | Fixed | Roof
NJADRE1560258040 | Administratively Determined Incentive Program | Camden | 8105 | 7.695 | Residential | Behind the Meter | Yes | Sunrun Installation Services, Inc. | PSE&G |  | Accepted | 2025-08-07 | 2025-09-04 | 2026-09-04 | Solar Panels | JA Solar | JAM54S31-405/MR |  | 0.405 | 13 | 221 | 27 |  | Fixed | Roof
NJADRE1560258040 | Administratively Determined Incentive Program | Camden | 8105 | 7.695 | Residential | Behind the Meter | Yes | Sunrun Installation Services, Inc. | PSE&G |  | Accepted | 2025-08-07 | 2025-09-04 | 2026-09-04 | Inverters | SolarEdge Technologies | SE5700H-USMN | 5760 |  | 1 |  |  | 0.99 |  | Outdoor
NJADRE1560258041 | Administratively Determined Incentive Program | LUMBERTON | 8048 | 13.28 | Residential | Behind the Meter | Yes | Big Wave Roofing and Solar, LLC | PSE&G |  | Accepted | 2025-08-07 | 2025-09-04 | 2026-09-04 | Solar Panels | Q cells | Q.PEAK DUO BLK ML-G10.C+415w |  | 0.415 | 3 | 198 | 24 |  | Fixed | Roof
NJADRE1560258041 | Administratively Determined Incentive Program | LUMBERTON | 8048 | 13.28 | Residential | Behind the Meter | Yes | Big Wave Roofing and Solar, LLC | PSE&G |  | Accepted | 2025-08-07 | 2025-09-04 | 2026-09-04 | Solar Panels | Q cells | QCELLS Q.PEAK DUO BLK ML-G10.C+415w |  | 0.415 | 6 | 198 | 24 |  | Fixed | Roof
NJADRE1560258041 | Administratively Determined Incentive Program | LUMBERTON | 8048 | 13.28 | Residential | Behind the Meter | Yes | Big Wave Roofing and Solar, LLC | PSE&G |  | Accepted | 2025-08-07 | 2025-09-04 | 2026-09-04 | Inverters | Enphase | IQ8HC-72-M-DOM-US | 380 |  | 32 |  |  | 0.98 |  | Outdoor
NJADRE1560258041 | Administratively Determined Incentive Program | LUMBERTON | 8048 | 13.28 | Residential | Behind the Meter | Yes | Big Wave Roofing and Solar, LLC | PSE&G |  | Accepted | 2025-08-07 | 2025-09-04 | 2026-09-04 | Solar Panels | Q cells | QCELLS Q.PEAK DUO BLK ML-G10.C+415w |  | 0.415 | 7 | 198 | 24 |  | Fixed | Roof
NJADRE1560258041 | Administratively Determined Incentive Program | LUMBERTON | 8048 | 13.28 | Residential | Behind the Meter | Yes | Big Wave Roofing and Solar, LLC | PSE&G |  | Accepted | 2025-08-07 | 2025-09-04 | 2026-09-04 | Solar Panels | Q cells | Q.PEAK DUO BLK ML-G10.C+415w |  | 0.415 | 9 | 18 | 24 |  | Fixed | Roof
NJADRE1560258041 | Administratively Determined Incentive Program | LUMBERTON | 8048 | 13.28 | Residential | Behind the Meter | Yes | Big Wave Roofing and Solar, LLC | PSE&G |  | Accepted | 2025-08-07 | 2025-09-04 | 2026-09-04 | Solar Panels | Enphase | Q.PEAK DUO BLK ML-G10.C+415w |  | 0.415 | 7 | 18 | 24 |  | Fixed | Roof
NJADRE1560258049 | Administratively Determined Incentive Program | Rahway | 7065 | 11.61 | Residential | Behind the Meter | No | EMT Renewables, LLC | PSE&G |  | Accepted | 2025-08-07 | 2025-09-05 | 2026-09-05 | Solar Panels | Q CELLS | Q TRON |  | 0.43 | 7 | 70 | 19 |  | Fixed | Roof
NJADRE1560258049 | Administratively Determined Incentive Program | Rahway | 7065 | 11.61 | Residential | Behind the Meter | No | EMT Renewables, LLC | PSE&G |  | Accepted | 2025-08-07 | 2025-09-05 | 2026-09-05 | Solar Panels | Q CELLS | Q TRON |  | 0.43 | 6 | 70 | 35 |  | Fixed | Roof
NJADRE1560258049 | Administratively Determined Incentive Program | Rahway | 7065 | 11.61 | Residential | Behind the Meter | No | EMT Renewables, LLC | PSE&G |  | Accepted | 2025-08-07 | 2025-09-05 | 2026-09-05 | Solar Panels | Q CELLS | Q TRON |  | 0.43 | 2 | 340 | 34 |  | Fixed | Roof
NJADRE1560258049 | Administratively Determined Incentive Program | Rahway | 7065 | 11.61 | Residential | Behind the Meter | No | EMT Renewables, LLC | PSE&G |  | Accepted | 2025-08-07 | 2025-09-05 | 2026-09-05 | Inverters | Q.MI.349B | IQ8+ | 290 |  | 27 |  |  | 0.98 |  | Other | UNDER EACH PANEL
NJADRE1560258049 | Administratively Determined Incentive Program | Rahway | 7065 | 11.61 | Residential | Behind the Meter | No | EMT Renewables, LLC | PSE&G |  | Accepted | 2025-08-07 | 2025-09-05 | 2026-09-05 | Solar Panels | Q CELLS | Q TRON |  | 0.43 | 3 | 70 | 35 |  | Fixed | Roof
NJADRE1560258049 | Administratively Determined Incentive Program | Rahway | 7065 | 11.61 | Residential | Behind the Meter | No | EMT Renewables, LLC | PSE&G |  | Accepted | 2025-08-07 | 2025-09-05 | 2026-09-05 | Solar Panels | Q CELLS | Q TRON |  | 0.43 | 3 | 160 | 35 |  | Fixed | Roof
NJADRE1560258049 | Administratively Determined Incentive Program | Rahway | 7065 | 11.61 | Residential | Behind the Meter | No | EMT Renewables, LLC | PSE&G |  | Accepted | 2025-08-07 | 2025-09-05 | 2026-09-05 | Solar Panels | Q CELLS | Q TRON |  | 0.43 | 6 | 250 | 35 |  | Fixed | Roof
NJADRE1560258055 | Administratively Determined Incentive Program | Old Bridge | 8857 | 6.97 | Residential | Behind the Meter | Yes | Pro Custom Solar dba Momentum Solar | JCP&L |  | Accepted | 2025-08-07 | 2025-09-15 | 2026-09-15 | Solar Panels | HANWHA | HANWHA Q.PEAK DUO BLK ML-G10+410 |  | 0.41 | 11 | 267 | 26 |  | Fixed | Roof
NJADRE1560258055 | Administratively Determined Incentive Program | Old Bridge | 8857 | 6.97 | Residential | Behind the Meter | Yes | Pro Custom Solar dba Momentum Solar | JCP&L |  | Accepted | 2025-08-07 | 2025-09-15 | 2026-09-15 | Solar Panels | HANWHA | HANWHA Q.PEAK DUO BLK ML-G10+410 |  | 0.41 | 6 | 87 | 26 |  | Fixed | Roof
NJADRE1560258055 | Administratively Determined Incentive Program | Old Bridge | 8857 | 6.97 | Residential | Behind the Meter | Yes | Pro Custom Solar dba Momentum Solar | JCP&L |  | Accepted | 2025-08-07 | 2025-09-15 | 2026-09-15 | Inverters | ENPHASE | IQ8HC-72-M-DOM-US | 380 |  | 17 |  |  | 0.97 |  | Outdoor
NJADRE1560258063 | Administratively Determined Incentive Program | Plainfield | 7060 | 3.87 | Residential | Behind the Meter | No | EMT Renewables, LLC | PSE&G |  | Accepted | 2025-08-07 | 2025-09-05 | 2026-09-05 | Solar Panels | Q CELLS | Q TRON |  | 0.43 | 2 | 268 | 36 |  | Fixed | Roof
NJADRE1560258063 | Administratively Determined Incentive Program | Plainfield | 7060 | 3.87 | Residential | Behind the Meter | No | EMT Renewables, LLC | PSE&G |  | Accepted | 2025-08-07 | 2025-09-05 | 2026-09-05 | Solar Panels | Q CELLS | Q TRON |  | 0.43 | 2 | 268 | 18 |  | Fixed | Roof
NJADRE1560258063 | Administratively Determined Incentive Program | Plainfield | 7060 | 3.87 | Residential | Behind the Meter | No | EMT Renewables, LLC | PSE&G |  | Accepted | 2025-08-07 | 2025-09-05 | 2026-09-05 | Solar Panels | Q CELLS | Q TRON |  | 0.43 | 2 | 88 | 18 |  | Fixed | Roof
NJADRE1560258063 | Administratively Determined Incentive Program | Plainfield | 7060 | 3.87 | Residential | Behind the Meter | No | EMT Renewables, LLC | PSE&G |  | Accepted | 2025-08-07 | 2025-09-05 | 2026-09-05 | Inverters | Q.MI.349B | IQ8+ | 290 |  | 9 |  |  | 0.98 |  | Other | UNDER EACH PANEL
NJADRE1560258063 | Administratively Determined Incentive Program | Plainfield | 7060 | 3.87 | Residential | Behind the Meter | No | EMT Renewables, LLC | PSE&G |  | Accepted | 2025-08-07 | 2025-09-05 | 2026-09-05 | Solar Panels | Q CELLS | Q TRON |  | 0.43 | 2 | 178 | 16 |  | Fixed | Roof
NJADRE1560258063 | Administratively Determined Incentive Program | Plainfield | 7060 | 3.87 | Residential | Behind the Meter | No | EMT Renewables, LLC | PSE&G |  | Accepted | 2025-08-07 | 2025-09-05 | 2026-09-05 | Solar Panels | Q CELLS | Q TRON |  | 0.43 | 1 | 178 | 36 |  | Fixed | Roof
NJADRE1560258068 | Administratively Determined Incentive Program | EAST BRUNSWICK | 8816 | 11.61 | Residential | Behind the Meter | No | EMT Renewables, LLC | PSE&G |  | Accepted | 2025-08-07 | 2025-09-05 | 2026-09-05 | Solar Panels | Q CELLS | Q TRON-BLK-M-G+ |  | 0.43 | 16 | 265 | 20 |  | Fixed | Roof
NJADRE1560258068 | Administratively Determined Incentive Program | EAST BRUNSWICK | 8816 | 11.61 | Residential | Behind the Meter | No | EMT Renewables, LLC | PSE&G |  | Accepted | 2025-08-07 | 2025-09-05 | 2026-09-05 | Solar Panels | Q CELLS | Q TRON-BLK-M-G+ |  | 0.43 | 11 | 265 | 19 |  | Fixed | Roof
NJADRE1560258068 | Administratively Determined Incentive Program | EAST BRUNSWICK | 8816 | 11.61 | Residential | Behind the Meter | No | EMT Renewables, LLC | PSE&G |  | Accepted | 2025-08-07 | 2025-09-05 | 2026-09-05 | Inverters | QCells | Q.MI.349B | 349 |  | 27 |  |  | 0.98 |  | Other | UNDER EACH PANEL
NJADRE1560258074 | Administratively Determined Incentive Program | SKILLMAN | 8558 | 11.48 | Residential | Behind the Meter | Yes | Pro Custom Solar dba Momentum Solar | PSE&G |  | Accepted | 2025-08-07 | 2025-09-11 | 2026-09-11 | Solar Panels | HANWHA | Q.PEAK DUO BLK ML-G10+410 |  | 0.41 | 21 | 353 | 22 |  | Fixed | Roof
NJADRE1560258074 | Administratively Determined Incentive Program | SKILLMAN | 8558 | 11.48 | Residential | Behind the Meter | Yes | Pro Custom Solar dba Momentum Solar | PSE&G |  | Accepted | 2025-08-07 | 2025-09-11 | 2026-09-11 | Solar Panels | HANWHA | Q.PEAK DUO BLK ML-G10+410 |  | 0.41 | 7 | 353 | 21 |  | Fixed | Roof
NJADRE1560258074 | Administratively Determined Incentive Program | SKILLMAN | 8558 | 11.48 | Residential | Behind the Meter | Yes | Pro Custom Solar dba Momentum Solar | PSE&G |  | Accepted | 2025-08-07 | 2025-09-11 | 2026-09-11 | Inverters | ENPHASE | IQ8HC-72-M-DOM-US | 380 |  | 28 |  |  | 0.97 |  | Outdoor
NJADRE1560258077 | Administratively Determined Incentive Program | SICKLERVILLE | 8081 | 10.005 | Residential | Behind the Meter | No | EMT Renewables, LLC | AC Electric |  | Accepted | 2025-08-07 | 2025-09-05 | 2026-09-05 | Inverters | ENPHASE | IQ8+ | 290 |  | 23 |  |  | 0.98 |  | Other | UNDER EACH PANEL
NJADRE1560258077 | Administratively Determined Incentive Program | SICKLERVILLE | 8081 | 10.005 | Residential | Behind the Meter | No | EMT Renewables, LLC | AC Electric |  | Accepted | 2025-08-07 | 2025-09-05 | 2026-09-05 | Solar Panels | Q CELLS | Q TRON |  | 0.435 | 23 | 175 | 33 |  | Fixed | Roof
NJADRE1560258078 | Administratively Determined Incentive Program | WILLINGBORO | 8046 | 10.35 | Residential | Behind the Meter | Yes | Power Energy Solutions, LLC | PSE&G |  | Accepted | 2025-08-07 | 2025-09-04 | 2026-09-04 | Inverters | Enphase | IQ8MC-72-M-US | 330 |  | 23 |  |  | 0.97 |  | Outdoor
NJADRE1560258078 | Administratively Determined Incentive Program | WILLINGBORO | 8046 | 10.35 | Residential | Behind the Meter | Yes | Power Energy Solutions, LLC | PSE&G |  | Accepted | 2025-08-07 | 2025-09-04 | 2026-09-04 | Solar Panels | Trina Solar | TSM-450NEG9RC.27 |  | 0.45 | 4 | 190 | 20 |  | Fixed | Roof
NJADRE1560258078 | Administratively Determined Incentive Program | WILLINGBORO | 8046 | 10.35 | Residential | Behind the Meter | Yes | Power Energy Solutions, LLC | PSE&G |  | Accepted | 2025-08-07 | 2025-09-04 | 2026-09-04 | Solar Panels | Trina Solar | TSM-450NEG9RC.27 |  | 0.45 | 3 | 10 | 20 |  | Fixed | Roof
NJADRE1560258078 | Administratively Determined Incentive Program | WILLINGBORO | 8046 | 10.35 | Residential | Behind the Meter | Yes | Power Energy Solutions, LLC | PSE&G |  | Accepted | 2025-08-07 | 2025-09-04 | 2026-09-04 | Solar Panels | Trina Solar | TSM-450NEG9RC.27 |  | 0.45 | 16 | 190 | 41 |  | Fixed | Roof
NJADRE1560258083 | Administratively Determined Incentive Program | Parlin | 8859 | 3.87 | Residential | Behind the Meter | No | EMT Renewables, LLC | JCP&L |  | Accepted | 2025-08-07 | 2025-09-05 | 2026-09-05 | Inverters | ENPHASE | IQ8+ | 290 |  | 9 |  |  | 0.98 |  | Other | UNDER EACH PANEL
NJADRE1560258083 | Administratively Determined Incentive Program | Parlin | 8859 | 3.87 | Residential | Behind the Meter | No | EMT Renewables, LLC | JCP&L |  | Accepted | 2025-08-07 | 2025-09-05 | 2026-09-05 | Solar Panels | Q CELLS | Q TRON |  | 0.43 | 9 | 185 | 35 |  | Fixed | Roof
NJADRE1560258084 | Administratively Determined Incentive Program | WEST ORANGE TWP | 7052 | 13.76 | Residential | Behind the Meter | No | Green Power Energy, LLC | PSE&G |  | Accepted | 2025-08-07 | 2025-09-04 | 2026-09-04 | Solar Panels | SEG Solar | SEG-430-BTD-BG |  | 0.43 | 10 | 199 | 23 |  | Fixed | Roof
NJADRE1560258084 | Administratively Determined Incentive Program | WEST ORANGE TWP | 7052 | 13.76 | Residential | Behind the Meter | No | Green Power Energy, LLC | PSE&G |  | Accepted | 2025-08-07 | 2025-09-04 | 2026-09-04 | Solar Panels | SEG Solar | SEG-430-BTD-BG |  | 0.43 | 3 | 289 | 23 |  | Fixed | Roof
NJADRE1560258084 | Administratively Determined Incentive Program | WEST ORANGE TWP | 7052 | 13.76 | Residential | Behind the Meter | No | Green Power Energy, LLC | PSE&G |  | Accepted | 2025-08-07 | 2025-09-04 | 2026-09-04 | Inverters | Enphase | IQ8MC-72-M-US [240V] | 320 |  | 32 |  |  | 0.98 |  | Outside
NJADRE1560258084 | Administratively Determined Incentive Program | WEST ORANGE TWP | 7052 | 13.76 | Residential | Behind the Meter | No | Green Power Energy, LLC | PSE&G |  | Accepted | 2025-08-07 | 2025-09-04 | 2026-09-04 | Solar Panels | SEG Solar | SEG-430-BTD-BG |  | 0.43 | 7 | 109 | 23 |  | Fixed | Roof
NJADRE1560258084 | Administratively Determined Incentive Program | WEST ORANGE TWP | 7052 | 13.76 | Residential | Behind the Meter | No | Green Power Energy, LLC | PSE&G |  | Accepted | 2025-08-07 | 2025-09-04 | 2026-09-04 | Solar Panels | SEG Solar | SEG-430-BTD-BG |  | 0.43 | 12 | 199 | 22 |  | Fixed | Roof
NJADRE1560258091 | Administratively Determined Incentive Program | Morganville | 7751 | 11.07 | Residential | Behind the Meter | Yes | Sunrun Installation Services, Inc. | JCP&L |  | Accepted | 2025-08-07 | 2025-09-04 | 2026-09-04 | Solar Panels | ELIN ENERGY (SIRIUS PV) | ELNSM54M-HC-410 |  | 0.41 | 9 | 69 | 18 |  | Fixed | Roof
NJADRE1560258091 | Administratively Determined Incentive Program | Morganville | 7751 | 11.07 | Residential | Behind the Meter | Yes | Sunrun Installation Services, Inc. | JCP&L |  | Accepted | 2025-08-07 | 2025-09-04 | 2026-09-04 | Electric Storage Battery | TESLA | POWERWALL 3 1707000-XX-Y |  |  | 1 |  |  |  | Lithium Ion |  | Outside
NJADRE1560258091 | Administratively Determined Incentive Program | Morganville | 7751 | 11.07 | Residential | Behind the Meter | Yes | Sunrun Installation Services, Inc. | JCP&L |  | Accepted | 2025-08-07 | 2025-09-04 | 2026-09-04 | Solar Panels | ELIN ENERGY (SIRIUS PV) | ELNSM54M-HC-410 |  | 0.41 | 6 | 249 | 18 |  | Fixed | Roof
NJADRE1560258091 | Administratively Determined Incentive Program | Morganville | 7751 | 11.07 | Residential | Behind the Meter | Yes | Sunrun Installation Services, Inc. | JCP&L |  | Accepted | 2025-08-07 | 2025-09-04 | 2026-09-04 | Solar Panels | ELIN ENERGY (SIRIUS PV) | ELNSM54M-HC-410 |  | 0.41 | 12 | 69 | 18 |  | Fixed | Roof
NJADRE1560258091 | Administratively Determined Incentive Program | Morganville | 7751 | 11.07 | Residential | Behind the Meter | Yes | Sunrun Installation Services, Inc. | JCP&L |  | Accepted | 2025-08-07 | 2025-09-04 | 2026-09-04 | Inverters | TESLA | POWERWALL 3 1707000-XX-Y | 11500 |  | 1 |  |  | 0.97 |  | Outside
NJADRE1560258094 | Administratively Determined Incentive Program | Prospect Park | 7508 | 6.56 | Residential | Behind the Meter | Yes | Trinity Solar, LLC | PSE&G |  | Accepted | 2025-08-07 | 2025-09-04 | 2026-09-04 | Solar Panels | HANWHA | (Q.PEAK DUO BLK ML-G10.C+ 410) |  | 0.41 | 14 | 228 | 25 |  | Fixed | Roof
NJADRE1560258094 | Administratively Determined Incentive Program | Prospect Park | 7508 | 6.56 | Residential | Behind the Meter | Yes | Trinity Solar, LLC | PSE&G |  | Accepted | 2025-08-07 | 2025-09-04 | 2026-09-04 | Inverters | Solar Edge | USE5700H-USMNBL75 | 5760 |  | 1 |  |  | 0.97 |  | Outdoor
NJADRE1560258094 | Administratively Determined Incentive Program | Prospect Park | 7508 | 6.56 | Residential | Behind the Meter | Yes | Trinity Solar, LLC | PSE&G |  | Accepted | 2025-08-07 | 2025-09-04 | 2026-09-04 | Solar Panels | HANWHA | (Q.PEAK DUO BLK ML-G10.C+ 410) |  | 0.41 | 2 | 138 | 25 |  | Fixed | Roof
NJADRE1560258096 | Administratively Determined Incentive Program | Monroe | 8094 | 3.915 | Residential | Behind the Meter | Yes | EMT Renewables, LLC | AC Electric |  | Accepted | 2025-08-07 | 2025-09-09 | 2026-09-09 | Solar Panels | Q CELLS | Q TRON |  | 0.435 | 9 | 126 | 14 |  | Fixed | Roof
NJADRE1560258096 | Administratively Determined Incentive Program | Monroe | 8094 | 3.915 | Residential | Behind the Meter | Yes | EMT Renewables, LLC | AC Electric |  | Accepted | 2025-08-07 | 2025-09-09 | 2026-09-09 | Inverters | IQ8HC | IQ8+ | 290 |  | 9 |  |  | 0.98 |  | Other | UNDER EACH PANEL
NJADRE1560258101 | Administratively Determined Incentive Program | CAPE MAY | 8204 | 10.44 | Residential | Behind the Meter | Yes | EMT Renewables, LLC | AC Electric |  | Accepted | 2025-08-07 | 2025-09-10 | 2026-09-10 | Solar Panels | Q CELLS | Q TRON |  | 0.435 | 6 | 156 | 32 |  | Fixed | Roof
NJADRE1560258101 | Administratively Determined Incentive Program | CAPE MAY | 8204 | 10.44 | Residential | Behind the Meter | Yes | EMT Renewables, LLC | AC Electric |  | Accepted | 2025-08-07 | 2025-09-10 | 2026-09-10 | Solar Panels | Q CELLS | Q TRON |  | 0.435 | 11 | 336 | 32 |  | Fixed | Roof
NJADRE1560258101 | Administratively Determined Incentive Program | CAPE MAY | 8204 | 10.44 | Residential | Behind the Meter | Yes | EMT Renewables, LLC | AC Electric |  | Accepted | 2025-08-07 | 2025-09-10 | 2026-09-10 | Solar Panels | Q CELLS | Q TRON |  | 0.435 | 7 | 66 | 33 |  | Fixed | Roof
NJADRE1560258101 | Administratively Determined Incentive Program | CAPE MAY | 8204 | 10.44 | Residential | Behind the Meter | Yes | EMT Renewables, LLC | AC Electric |  | Accepted | 2025-08-07 | 2025-09-10 | 2026-09-10 | Inverters | IQ8HC | IQ8+ | 290 |  | 24 |  |  | 0.98 |  | Other | UNDER EACH PANEL
NJADRE1560258102 | Administratively Determined Incentive Program | PLEASANTVILLE | 8232 | 9.84 | Residential | Behind the Meter | Yes | Trinity Solar, LLC | AC Electric |  | Accepted | 2025-08-07 | 2025-09-04 | 2026-09-04 | Solar Panels | Hanwha | Q.PEAK DUO BLK ML-G10+ 410 |  | 0.41 | 14 | 206 | 33 |  | Fixed | Roof
NJADRE1560258102 | Administratively Determined Incentive Program | PLEASANTVILLE | 8232 | 9.84 | Residential | Behind the Meter | Yes | Trinity Solar, LLC | AC Electric |  | Accepted | 2025-08-07 | 2025-09-04 | 2026-09-04 | Inverters | Solar Edge | USE7600H-US | 7600 |  | 1 |  |  | 0.97 |  | Outside
NJADRE1560258102 | Administratively Determined Incentive Program | PLEASANTVILLE | 8232 | 9.84 | Residential | Behind the Meter | Yes | Trinity Solar, LLC | AC Electric |  | Accepted | 2025-08-07 | 2025-09-04 | 2026-09-04 | Solar Panels | Hanwha | Q.PEAK DUO BLK ML-G10+ 410 |  | 0.41 | 10 | 26 | 34 |  | Fixed | Roof
NJADRE1560258104 | Administratively Determined Incentive Program | VOORHEES | 8043 | 9.02 | Residential | Behind the Meter | Yes | Pro Custom Solar dba Momentum Solar | PSE&G |  | Accepted | 2025-08-07 | 2025-09-05 | 2026-09-05 | Inverters | ENPHASE | IQ8HC-72-M-DOM-US | 380 |  | 22 |  |  | 0.97 |  | Outdoor
NJADRE1560258104 | Administratively Determined Incentive Program | VOORHEES | 8043 | 9.02 | Residential | Behind the Meter | Yes | Pro Custom Solar dba Momentum Solar | PSE&G |  | Accepted | 2025-08-07 | 2025-09-05 | 2026-09-05 | Solar Panels | HANWHA | HANWHA Q.PEAK DUO BLK ML-G10+410 |  | 0.41 | 10 | 223 | 22 |  | Fixed | Roof
NJADRE1560258104 | Administratively Determined Incentive Program | VOORHEES | 8043 | 9.02 | Residential | Behind the Meter | Yes | Pro Custom Solar dba Momentum Solar | PSE&G |  | Accepted | 2025-08-07 | 2025-09-05 | 2026-09-05 | Solar Panels | HANWHA | HANWHA Q.PEAK DUO BLK ML-G10+410 |  | 0.41 | 12 | 43 | 21 |  | Fixed | Roof
NJADRE1560258115 | Administratively Determined Incentive Program | Paterson | 7504 | 6.56 | Residential | Behind the Meter | Yes | Trinity Solar, LLC | PSE&G |  | Accepted | 2025-08-07 | 2025-09-04 | 2026-09-04 | Inverters | Solar Edge | USE5700H-USMNBL75 | 5760 |  | 1 |  |  | 0.97 |  | Outdoor
NJADRE1560258115 | Administratively Determined Incentive Program | Paterson | 7504 | 6.56 | Residential | Behind the Meter | Yes | Trinity Solar, LLC | PSE&G |  | Accepted | 2025-08-07 | 2025-09-04 | 2026-09-04 | Solar Panels | HANWHA | (Q.PEAK DUO BLK ML-G10.C+ 410) |  | 0.41 | 14 | 190 | 30 |  | Fixed | Roof
NJADRE1560258115 | Administratively Determined Incentive Program | Paterson | 7504 | 6.56 | Residential | Behind the Meter | Yes | Trinity Solar, LLC | PSE&G |  | Accepted | 2025-08-07 | 2025-09-04 | 2026-09-04 | Solar Panels | HANWHA | (Q.PEAK DUO BLK ML-G10.C+ 410) |  | 0.41 | 2 | 10 | 30 |  | Fixed | Roof
NJADRE1560258119 | Administratively Determined Incentive Program | COLUMBUS | 8022 | 7.2 | Residential | Behind the Meter | Yes | Sunrun Installation Services, Inc. | PSE&G |  | Accepted | 2025-08-07 | 2025-09-04 | 2026-09-04 | Inverters | SOLAREDGE TECHNOLOGIES | SE5700H-USMN | 5760 |  | 1 |  |  | 0.99 |  | Outside
NJADRE1560258119 | Administratively Determined Incentive Program | COLUMBUS | 8022 | 7.2 | Residential | Behind the Meter | Yes | Sunrun Installation Services, Inc. | PSE&G |  | Accepted | 2025-08-07 | 2025-09-04 | 2026-09-04 | Solar Panels | Hanwha Q-Cells | Q.PEAK DUO BLK ML-G10+/T 400 |  | 0.4 | 8 | 138 | 37 |  | Fixed | Roof
NJADRE1560258119 | Administratively Determined Incentive Program | COLUMBUS | 8022 | 7.2 | Residential | Behind the Meter | Yes | Sunrun Installation Services, Inc. | PSE&G |  | Accepted | 2025-08-07 | 2025-09-04 | 2026-09-04 | Solar Panels | Hanwha Q-Cells | Q.PEAK DUO BLK ML-G10+/T 400 |  | 0.4 | 10 | 48 | 26 |  | Fixed | Roof
NJADRE1560258129 | Administratively Determined Incentive Program | MILLVILLE | 8332 | 8.265 | Residential | Behind the Meter | Yes | EMT Renewables, LLC | AC Electric |  | Accepted | 2025-08-07 | 2025-09-09 | 2026-09-09 | Inverters | IQ8HC | IQ8+ | 290 |  | 19 |  |  | 0.98 |  | Other | UNDER EACH PANEL
NJADRE1560258129 | Administratively Determined Incentive Program | MILLVILLE | 8332 | 8.265 | Residential | Behind the Meter | Yes | EMT Renewables, LLC | AC Electric |  | Accepted | 2025-08-07 | 2025-09-09 | 2026-09-09 | Solar Panels | Q CELLS | Q TRON |  | 0.435 | 19 | 201 | 27 |  | Fixed | Roof
NJADRE1560258135 | Administratively Determined Incentive Program | Washington Township | 8012 | 11.745 | Residential | Behind the Meter | Yes | EMT Renewables, LLC | AC Electric |  | Accepted | 2025-08-07 | 2025-09-10 | 2026-09-10 | Solar Panels | Q CELLS | Q TRON |  | 0.435 | 11 | 24 | 33 |  | Fixed | Roof
NJADRE1560258135 | Administratively Determined Incentive Program | Washington Township | 8012 | 11.745 | Residential | Behind the Meter | Yes | EMT Renewables, LLC | AC Electric |  | Accepted | 2025-08-07 | 2025-09-10 | 2026-09-10 | Inverters | IQ8HC | IQ8+ | 290 |  | 27 |  |  | 0.98 |  | Other | UNDER EACH PANEL
NJADRE1560258135 | Administratively Determined Incentive Program | Washington Township | 8012 | 11.745 | Residential | Behind the Meter | Yes | EMT Renewables, LLC | AC Electric |  | Accepted | 2025-08-07 | 2025-09-10 | 2026-09-10 | Solar Panels | Q CELLS | Q TRON |  | 0.435 | 16 | 204 | 33 |  | Fixed | Roof
NJADRE1560258141 | Administratively Determined Incentive Program | Sicklerville | 8081 | 2.46 | Residential | Behind the Meter | Yes | Trinity Solar, LLC | AC Electric |  | Accepted | 2025-08-07 | 2025-09-04 | 2026-09-04 | Solar Panels | HANWHA | (Q.PEAK DUO BLK ML-G10.C+ 410) |  | 0.41 | 6 | 179 | 23 |  | Fixed | Roof
NJADRE1560258141 | Administratively Determined Incentive Program | Sicklerville | 8081 | 2.46 | Residential | Behind the Meter | Yes | Trinity Solar, LLC | AC Electric |  | Accepted | 2025-08-07 | 2025-09-04 | 2026-09-04 | Inverters | Solar Edge | USE3800H-USMNBL75 | 3800 |  | 1 |  |  | 0.97 |  | Outdoor
NJADRE1560258146 | Administratively Determined Incentive Program | LAWRENCE TWP | 8648 | 6.97 | Residential | Behind the Meter | No | Big Wave Roofing and Solar, LLC | PSE&G |  | Accepted | 2025-08-07 | 2025-09-04 | 2026-09-04 | Inverters | Enphase | IQ8PLUS-72-2-US | 290 |  | 17 |  |  | 0.98 |  | Outdoor
NJADRE1560258146 | Administratively Determined Incentive Program | LAWRENCE TWP | 8648 | 6.97 | Residential | Behind the Meter | No | Big Wave Roofing and Solar, LLC | PSE&G |  | Accepted | 2025-08-07 | 2025-09-04 | 2026-09-04 | Solar Panels | MISSION SOLAR | MSE410HT0B |  | 0.41 | 4 | 161 | 40 |  | Fixed | Roof
NJADRE1560258146 | Administratively Determined Incentive Program | LAWRENCE TWP | 8648 | 6.97 | Residential | Behind the Meter | No | Big Wave Roofing and Solar, LLC | PSE&G |  | Accepted | 2025-08-07 | 2025-09-04 | 2026-09-04 | Solar Panels | MISSION SOLAR | MSE410HT0B |  | 0.41 | 6 | 251 | 30 |  | Fixed | Roof
NJADRE1560258146 | Administratively Determined Incentive Program | LAWRENCE TWP | 8648 | 6.97 | Residential | Behind the Meter | No | Big Wave Roofing and Solar, LLC | PSE&G |  | Accepted | 2025-08-07 | 2025-09-04 | 2026-09-04 | Solar Panels | MISSION SOLAR | MSE410HT0B |  | 0.41 | 4 | 251 | 30 |  | Fixed | Roof
NJADRE1560258146 | Administratively Determined Incentive Program | LAWRENCE TWP | 8648 | 6.97 | Residential | Behind the Meter | No | Big Wave Roofing and Solar, LLC | PSE&G |  | Accepted | 2025-08-07 | 2025-09-04 | 2026-09-04 | Solar Panels | MISSION SOLAR | MSE410HT0B |  | 0.41 | 3 | 71 | 30 |  | Fixed | Roof
NJADRE1560258149 | Administratively Determined Incentive Program | Nutley | 7110 | 11.61 | Residential | Behind the Meter | Yes | EMT Renewables, LLC | PSE&G |  | Accepted | 2025-08-07 | 2025-09-10 | 2026-09-10 | Solar Panels | Q CELLS | Q TRON |  | 0.43 | 13 | 298 | 35 |  | Fixed | Roof
NJADRE1560258149 | Administratively Determined Incentive Program | Nutley | 7110 | 11.61 | Residential | Behind the Meter | Yes | EMT Renewables, LLC | PSE&G |  | Accepted | 2025-08-07 | 2025-09-10 | 2026-09-10 | Solar Panels | Q CELLS | Q TRON |  | 0.43 | 13 | 118 | 35 |  | Fixed | Roof
NJADRE1560258149 | Administratively Determined Incentive Program | Nutley | 7110 | 11.61 | Residential | Behind the Meter | Yes | EMT Renewables, LLC | PSE&G |  | Accepted | 2025-08-07 | 2025-09-10 | 2026-09-10 | Solar Panels | Q CELLS | Q TRON |  | 0.43 | 1 | 208 | 24 |  | Fixed | Roof
NJADRE1560258149 | Administratively Determined Incentive Program | Nutley | 7110 | 11.61 | Residential | Behind the Meter | Yes | EMT Renewables, LLC | PSE&G |  | Accepted | 2025-08-07 | 2025-09-10 | 2026-09-10 | Inverters | IQ8HC | IQ8+ | 290 |  | 27 |  |  | 0.98 |  | Other | UNDER EACH PANEL
NJADRE1560258152 | Administratively Determined Incentive Program | UNION BEACH | 7735 | 16.4 | Residential | Behind the Meter | Yes | Sunrun Installation Services, Inc. | JCP&L |  | Accepted | 2025-08-07 | 2025-09-04 | 2026-09-04 | Inverters | SolarEdge Technologies | SE7600H-USMN | 7600 |  | 1 |  |  | 0.99 |  | Outdoor
NJADRE1560258152 | Administratively Determined Incentive Program | UNION BEACH | 7735 | 16.4 | Residential | Behind the Meter | Yes | Sunrun Installation Services, Inc. | JCP&L |  | Accepted | 2025-08-07 | 2025-09-04 | 2026-09-04 | Solar Panels | Elin Energy (Sirius PV) | ELNSM54M-HC-410 |  | 0.41 | 14 | 134 | 35 |  | Fixed | Roof
NJADRE1560258152 | Administratively Determined Incentive Program | UNION BEACH | 7735 | 16.4 | Residential | Behind the Meter | Yes | Sunrun Installation Services, Inc. | JCP&L |  | Accepted | 2025-08-07 | 2025-09-04 | 2026-09-04 | Solar Panels | Elin Energy (Sirius PV) | ELNSM54M-HC-410 |  | 0.41 | 4 | 134 | 35 |  | Fixed | Roof
NJADRE1560258152 | Administratively Determined Incentive Program | UNION BEACH | 7735 | 16.4 | Residential | Behind the Meter | Yes | Sunrun Installation Services, Inc. | JCP&L |  | Accepted | 2025-08-07 | 2025-09-04 | 2026-09-04 | Solar Panels | Elin Energy (Sirius PV) | ELNSM54M-HC-410 |  | 0.41 | 12 | 314 | 35 |  | Fixed | Roof
NJADRE1560258152 | Administratively Determined Incentive Program | UNION BEACH | 7735 | 16.4 | Residential | Behind the Meter | Yes | Sunrun Installation Services, Inc. | JCP&L |  | Accepted | 2025-08-07 | 2025-09-04 | 2026-09-04 | Solar Panels | Elin Energy (Sirius PV) | ELNSM54M-HC-410 |  | 0.41 | 10 | 314 | 35 |  | Fixed | Roof
NJADRE1560258152 | Administratively Determined Incentive Program | UNION BEACH | 7735 | 16.4 | Residential | Behind the Meter | Yes | Sunrun Installation Services, Inc. | JCP&L |  | Accepted | 2025-08-07 | 2025-09-04 | 2026-09-04 | Inverters | SolarEdge Technologies | SE3800H-USMN | 3800 |  | 1 |  |  | 0.99 |  | Outdoor
NJADRE1560258168 | Administratively Determined Incentive Program | Spring Lake | 7762 | 12.18 | Residential | Behind the Meter | Yes | EMT Renewables, LLC | JCP&L |  | Accepted | 2025-08-07 | 2025-09-05 | 2026-09-05 | Solar Panels | Q CELLS | Q TRON |  | 0.435 | 14 | 7 | 23 |  | Fixed | Roof
NJADRE1560258168 | Administratively Determined Incentive Program | Spring Lake | 7762 | 12.18 | Residential | Behind the Meter | Yes | EMT Renewables, LLC | JCP&L |  | Accepted | 2025-08-07 | 2025-09-05 | 2026-09-05 | Solar Panels | Q CELLS | Q TRON |  | 0.435 | 5 | 97 | 28 |  | Fixed | Roof
NJADRE1560258168 | Administratively Determined Incentive Program | Spring Lake | 7762 | 12.18 | Residential | Behind the Meter | Yes | EMT Renewables, LLC | JCP&L |  | Accepted | 2025-08-07 | 2025-09-05 | 2026-09-05 | Solar Panels | Q CELLS | Q TRON |  | 0.435 | 3 | 187 | 23 |  | Fixed | Roof
NJADRE1560258168 | Administratively Determined Incentive Program | Spring Lake | 7762 | 12.18 | Residential | Behind the Meter | Yes | EMT Renewables, LLC | JCP&L |  | Accepted | 2025-08-07 | 2025-09-05 | 2026-09-05 | Solar Panels | Q CELLS | Q TRON |  | 0.435 | 4 | 97 | 27 |  | Fixed | Roof
NJADRE1560258168 | Administratively Determined Incentive Program | Spring Lake | 7762 | 12.18 | Residential | Behind the Meter | Yes | EMT Renewables, LLC | JCP&L |  | Accepted | 2025-08-07 | 2025-09-05 | 2026-09-05 | Inverters | IQ8HC | IQ8+ | 290 |  | 28 |  |  | 0.98 |  | Other | UNDER EACH PANEL
NJADRE1560258168 | Administratively Determined Incentive Program | Spring Lake | 7762 | 12.18 | Residential | Behind the Meter | Yes | EMT Renewables, LLC | JCP&L |  | Accepted | 2025-08-07 | 2025-09-05 | 2026-09-05 | Solar Panels | Q CELLS | Q TRON |  | 0.435 | 2 | 277 | 27 |  | Fixed | Roof
NJADRE1560258175 | Administratively Determined Incentive Program | MANAHAWKIN | 8050 | 7.79 | Residential | Behind the Meter | Yes | Trinity Solar, LLC | AC Electric |  | Accepted | 2025-08-07 | 2025-09-04 | 2026-09-04 | Inverters | Solar Edge | USE7600H-USMNBL75 | 7600 |  | 1 |  |  | 0.97 |  | Outdoor
NJADRE1560258175 | Administratively Determined Incentive Program | MANAHAWKIN | 8050 | 7.79 | Residential | Behind the Meter | Yes | Trinity Solar, LLC | AC Electric |  | Accepted | 2025-08-07 | 2025-09-04 | 2026-09-04 | Solar Panels | HANWHA | Q.PEAK DUO BLK ML-G10.C+ 410 |  | 0.41 | 19 | 216 | 45 |  | Fixed | Roof
NJADRE1560258198 | Administratively Determined Incentive Program | WOODBRIDGE | 7095 | 5.33 | Residential | Behind the Meter | Yes | Pro Custom Solar dba Momentum Solar | PSE&G |  | Accepted | 2025-08-07 | 2025-09-05 | 2026-09-05 | Solar Panels | HANWHA | Q.PEAK DUO BLK ML-G10+410 |  | 0.41 | 3 | 242 | 20 |  | Fixed | Roof
NJADRE1560258198 | Administratively Determined Incentive Program | WOODBRIDGE | 7095 | 5.33 | Residential | Behind the Meter | Yes | Pro Custom Solar dba Momentum Solar | PSE&G |  | Accepted | 2025-08-07 | 2025-09-05 | 2026-09-05 | Solar Panels | HANWHA | Q.PEAK DUO BLK ML-G10+410 |  | 0.41 | 3 | 152 | 22 |  | Fixed | Roof
NJADRE1560258198 | Administratively Determined Incentive Program | WOODBRIDGE | 7095 | 5.33 | Residential | Behind the Meter | Yes | Pro Custom Solar dba Momentum Solar | PSE&G |  | Accepted | 2025-08-07 | 2025-09-05 | 2026-09-05 | Solar Panels | HANWHA | Q.PEAK DUO BLK ML-G10+410 |  | 0.41 | 3 | 62 | 20 |  | Fixed | Roof
NJADRE1560258198 | Administratively Determined Incentive Program | WOODBRIDGE | 7095 | 5.33 | Residential | Behind the Meter | Yes | Pro Custom Solar dba Momentum Solar | PSE&G |  | Accepted | 2025-08-07 | 2025-09-05 | 2026-09-05 | Inverters | ENPHASE | IQ8HC-72-M-DOM-US | 380 |  | 13 |  |  | 0.97 |  | Outdoor
NJADRE1560258198 | Administratively Determined Incentive Program | WOODBRIDGE | 7095 | 5.33 | Residential | Behind the Meter | Yes | Pro Custom Solar dba Momentum Solar | PSE&G |  | Accepted | 2025-08-07 | 2025-09-05 | 2026-09-05 | Solar Panels | HANWHA | Q.PEAK DUO BLK ML-G10+410 |  | 0.41 | 4 | 242 | 20 |  | Fixed | Roof
NJADRE1560258208 | Administratively Determined Incentive Program | MONMOUTH BEACH | 7750 | 18.04 | Residential | Behind the Meter | Yes | Sunrun Installation Services, Inc. | JCP&L |  | Accepted | 2025-08-07 | 2025-09-04 | 2026-09-04 | Solar Panels | Hanwha Q Cells | Q.PEAK DUO BLK ML-G10+ 410 |  | 0.41 | 6 | 6 | 24 |  | Fixed | Roof
NJADRE1560258208 | Administratively Determined Incentive Program | MONMOUTH BEACH | 7750 | 18.04 | Residential | Behind the Meter | Yes | Sunrun Installation Services, Inc. | JCP&L |  | Accepted | 2025-08-07 | 2025-09-04 | 2026-09-04 | Solar Panels | Hanwha Q Cells | Q.PEAK DUO BLK ML-G10+ 410 |  | 0.41 | 19 | 6 | 25 |  | Fixed | Roof
NJADRE1560258208 | Administratively Determined Incentive Program | MONMOUTH BEACH | 7750 | 18.04 | Residential | Behind the Meter | Yes | Sunrun Installation Services, Inc. | JCP&L |  | Accepted | 2025-08-07 | 2025-09-04 | 2026-09-04 | Inverters | Tesla | Powerwall 3 1707000-xx-y | 11500 |  | 2 |  |  | 0.97 |  | Outdoor
NJADRE1560258208 | Administratively Determined Incentive Program | MONMOUTH BEACH | 7750 | 18.04 | Residential | Behind the Meter | Yes | Sunrun Installation Services, Inc. | JCP&L |  | Accepted | 2025-08-07 | 2025-09-04 | 2026-09-04 | Electric Storage Battery | Tesla | Powerwall 3 1707000-xx-y |  |  | 2 |  |  |  | Lithium Ion |  | OUTSIDE
NJADRE1560258208 | Administratively Determined Incentive Program | MONMOUTH BEACH | 7750 | 18.04 | Residential | Behind the Meter | Yes | Sunrun Installation Services, Inc. | JCP&L |  | Accepted | 2025-08-07 | 2025-09-04 | 2026-09-04 | Solar Panels | Hanwha Q Cells | Q.PEAK DUO BLK ML-G10+ 410 |  | 0.41 | 19 | 186 | 25 |  | Fixed | Roof
NJADRE1560258232 | Administratively Determined Incentive Program | SUCCASUNNA | 7876 | 9.43 | Residential | Behind the Meter | Yes | Sunrun Installation Services, Inc. | JCP&L |  | Accepted | 2025-08-07 | 2025-09-04 | 2026-09-04 | Inverters | SolarEdge Technologies | SE7600H-USMN | 7600 |  | 1 |  |  | 0.99 |  | Outdoor
NJADRE1560258232 | Administratively Determined Incentive Program | SUCCASUNNA | 7876 | 9.43 | Residential | Behind the Meter | Yes | Sunrun Installation Services, Inc. | JCP&L |  | Accepted | 2025-08-07 | 2025-09-04 | 2026-09-04 | Solar Panels | Elin Energy (Sirius PV) | ELNSM54M-HC-410 |  | 0.41 | 7 | 112 | 18 |  | Fixed | Roof
NJADRE1560258232 | Administratively Determined Incentive Program | SUCCASUNNA | 7876 | 9.43 | Residential | Behind the Meter | Yes | Sunrun Installation Services, Inc. | JCP&L |  | Accepted | 2025-08-07 | 2025-09-04 | 2026-09-04 | Solar Panels | Elin Energy (Sirius PV) | ELNSM54M-HC-410 |  | 0.41 | 16 | 292 | 18 |  | Fixed | Roof
NJADRE1560258233 | Administratively Determined Incentive Program | LINDEN | 7036 | 9.57 | Residential | Behind the Meter | Yes | Brilliant Installations, Inc. | PSE&G |  | Accepted | 2025-08-07 | 2025-09-05 | 2026-09-05 | Solar Panels | HANWHA QCELLS | Q.TRON BLK M-G2.H+ 435 |  | 0.435 | 2 | 219 | 40 |  | Fixed | Roof
NJADRE1560258233 | Administratively Determined Incentive Program | LINDEN | 7036 | 9.57 | Residential | Behind the Meter | Yes | Brilliant Installations, Inc. | PSE&G |  | Accepted | 2025-08-07 | 2025-09-05 | 2026-09-05 | Solar Panels | HANWHA QCELLS | Q.TRON BLK M-G2.H+ 435 |  | 0.435 | 7 | 39 | 26 |  | Fixed | Roof
NJADRE1560258233 | Administratively Determined Incentive Program | LINDEN | 7036 | 9.57 | Residential | Behind the Meter | Yes | Brilliant Installations, Inc. | PSE&G |  | Accepted | 2025-08-07 | 2025-09-05 | 2026-09-05 | Solar Panels | HANWHA QCELLS | Q.TRON BLK M-G2.H+ 435 |  | 0.435 | 2 | 129 | 40 |  | Fixed | Roof
NJADRE1560258233 | Administratively Determined Incentive Program | LINDEN | 7036 | 9.57 | Residential | Behind the Meter | Yes | Brilliant Installations, Inc. | PSE&G |  | Accepted | 2025-08-07 | 2025-09-05 | 2026-09-05 | Solar Panels | HANWHA QCELLS | Q.TRON BLK M-G2.H+ 435 |  | 0.435 | 4 | 219 | 20 |  | Fixed | Roof
NJADRE1560258233 | Administratively Determined Incentive Program | LINDEN | 7036 | 9.57 | Residential | Behind the Meter | Yes | Brilliant Installations, Inc. | PSE&G |  | Accepted | 2025-08-07 | 2025-09-05 | 2026-09-05 | Solar Panels | HANWHA QCELLS | Q.TRON BLK M-G2.H+ 435 |  | 0.435 | 7 | 219 | 26 |  | Fixed | Roof
NJADRE1560258233 | Administratively Determined Incentive Program | LINDEN | 7036 | 9.57 | Residential | Behind the Meter | Yes | Brilliant Installations, Inc. | PSE&G |  | Accepted | 2025-08-07 | 2025-09-05 | 2026-09-05 | Inverters | SOLAREDGE | USE7600H-USMNBL75 | 7600 |  | 1 |  |  | 0.97 |  | Outdoor
NJADRE1560258247 | Administratively Determined Incentive Program | BAYVILLE | 8721 | 3.69 | Residential | Behind the Meter | Yes | Trinity Solar, LLC | JCP&L |  | Accepted | 2025-08-07 | 2025-09-05 | 2026-09-05 | Inverters | Solar Edge | USE3800H-US | 3800 |  | 1 |  |  | 0.97 |  | Outside
NJADRE1560258247 | Administratively Determined Incentive Program | BAYVILLE | 8721 | 3.69 | Residential | Behind the Meter | Yes | Trinity Solar, LLC | JCP&L |  | Accepted | 2025-08-07 | 2025-09-05 | 2026-09-05 | Solar Panels | Hanwha | Q.PEAK DUO BLK ML-G10+ 410 |  | 0.41 | 2 | 277 | 27 |  | Fixed | Roof
NJADRE1560258247 | Administratively Determined Incentive Program | BAYVILLE | 8721 | 3.69 | Residential | Behind the Meter | Yes | Trinity Solar, LLC | JCP&L |  | Accepted | 2025-08-07 | 2025-09-05 | 2026-09-05 | Solar Panels | HANWHA | Q.PEAK DUO BLK ML-G10+ 410 |  | 0.41 | 7 | 277 | 28 |  | Fixed | Roof
NJADRE1560258248 | Administratively Determined Incentive Program | TOMS RIVER | 8753 | 4.51 | Residential | Behind the Meter | Yes | Trinity Solar, LLC | JCP&L |  | Accepted | 2025-08-07 | 2025-09-04 | 2026-09-04 | Inverters | Solar Edge | USE3800H-USMNBL75 | 3800 |  | 1 |  |  | 0.97 |  | Outdoor
NJADRE1560258248 | Administratively Determined Incentive Program | TOMS RIVER | 8753 | 4.51 | Residential | Behind the Meter | Yes | Trinity Solar, LLC | JCP&L |  | Accepted | 2025-08-07 | 2025-09-04 | 2026-09-04 | Solar Panels | HANWHA | (Q.PEAK DUO BLK ML-G10.C+ 410) |  | 0.41 | 11 | 118 | 29 |  | Fixed | Roof
NJADRE1560258258 | Administratively Determined Incentive Program | MANALAPAN | 7726 | 11.89 | Residential | Behind the Meter | Yes | Pro Custom Solar dba Momentum Solar | JCP&L |  | Accepted | 2025-08-07 | 2025-09-05 | 2026-09-05 | Solar Panels | HANWHA | HANWHA Q.PEAK DUO BLK ML-G10+410 |  | 0.41 | 6 | 180 | 39 |  | Fixed | Roof
NJADRE1560258258 | Administratively Determined Incentive Program | MANALAPAN | 7726 | 11.89 | Residential | Behind the Meter | Yes | Pro Custom Solar dba Momentum Solar | JCP&L |  | Accepted | 2025-08-07 | 2025-09-05 | 2026-09-05 | Inverters | ENPHASE | IQ8HC-72-M-DOM-US | 380 |  | 29 |  |  | 0.97 |  | Outdoor
NJADRE1560258258 | Administratively Determined Incentive Program | MANALAPAN | 7726 | 11.89 | Residential | Behind the Meter | Yes | Pro Custom Solar dba Momentum Solar | JCP&L |  | Accepted | 2025-08-07 | 2025-09-05 | 2026-09-05 | Solar Panels | HANWHA | HANWHA Q.PEAK DUO BLK ML-G10+410 |  | 0.41 | 19 | 270 | 31 |  | Fixed | Roof
NJADRE1560258258 | Administratively Determined Incentive Program | MANALAPAN | 7726 | 11.89 | Residential | Behind the Meter | Yes | Pro Custom Solar dba Momentum Solar | JCP&L |  | Accepted | 2025-08-07 | 2025-09-05 | 2026-09-05 | Solar Panels | HANWHA | HANWHA Q.PEAK DUO BLK ML-G10+410 |  | 0.41 | 4 | 90 | 31 |  | Fixed | Roof
NJADRE1560258262 | Administratively Determined Incentive Program | FREEHOLD | 7728 | 18.9 | Residential | Behind the Meter | No | Public Service Solar, LLC | JCP&L |  | Accepted | 2025-08-07 | 2025-09-05 | 2026-09-05 | Solar Panels | REC | REC450AA Pure-RX |  | 0.45 | 8 | 239 | 36 |  | Fixed | Roof
NJADRE1560258262 | Administratively Determined Incentive Program | FREEHOLD | 7728 | 18.9 | Residential | Behind the Meter | No | Public Service Solar, LLC | JCP&L |  | Accepted | 2025-08-07 | 2025-09-05 | 2026-09-05 | Solar Panels | REC | REC450AA Pure-RX |  | 0.45 | 15 | 59 | 37 |  | Fixed | Roof
NJADRE1560258262 | Administratively Determined Incentive Program | FREEHOLD | 7728 | 18.9 | Residential | Behind the Meter | No | Public Service Solar, LLC | JCP&L |  | Accepted | 2025-08-07 | 2025-09-05 | 2026-09-05 | Solar Panels | REC | REC450AA Pure-RX |  | 0.45 | 5 | 149 | 36 |  | Fixed | Roof
NJADRE1560258262 | Administratively Determined Incentive Program | FREEHOLD | 7728 | 18.9 | Residential | Behind the Meter | No | Public Service Solar, LLC | JCP&L |  | Accepted | 2025-08-07 | 2025-09-05 | 2026-09-05 | Solar Panels | REC | REC450AA Pure-RX |  | 0.45 | 8 | 239 | 36 |  | Fixed | Roof
NJADRE1560258262 | Administratively Determined Incentive Program | FREEHOLD | 7728 | 18.9 | Residential | Behind the Meter | No | Public Service Solar, LLC | JCP&L |  | Accepted | 2025-08-07 | 2025-09-05 | 2026-09-05 | Inverters | Enphase | iQ8X-80-M-US | 380 |  | 42 |  |  | 0.96 |  | Outdoor | Under panels
NJADRE1560258262 | Administratively Determined Incentive Program | FREEHOLD | 7728 | 18.9 | Residential | Behind the Meter | No | Public Service Solar, LLC | JCP&L |  | Accepted | 2025-08-07 | 2025-09-05 | 2026-09-05 | Solar Panels | REC | REC450AA Pure-RX |  | 0.45 | 6 | 149 | 45 |  | Fixed | Roof
NJADRE1560258264 | Administratively Determined Incentive Program | MONROE | 8094 | 6.96 | Residential | Behind the Meter | Yes | Velocity Energy And Home Solutions | AC Electric |  | Accepted | 2025-08-07 | 2025-09-10 | 2026-09-10 | Inverters | enphase | iq8hc | 380 |  | 16 |  |  | 0.99 |  | Outside | behind panels
NJADRE1560258264 | Administratively Determined Incentive Program | MONROE | 8094 | 6.96 | Residential | Behind the Meter | Yes | Velocity Energy And Home Solutions | AC Electric |  | Accepted | 2025-08-07 | 2025-09-10 | 2026-09-10 | Solar Panels | qtron | 435w |  | 0.435 | 16 | 177 | 34 |  | Fixed | Roof
NJADRE1560258272 | Administratively Determined Incentive Program | BELVIDERE | 7823 | 5.4 | Residential | Behind the Meter | Yes | Power Energy Solutions, LLC | JCP&L |  | Accepted | 2025-08-07 | 2025-09-05 | 2026-09-05 | Solar Panels | Trina Solar | TSM-450NEG9RC.27 |  | 0.45 | 12 | 85 | 29 |  | Fixed | Roof
NJADRE1560258272 | Administratively Determined Incentive Program | BELVIDERE | 7823 | 5.4 | Residential | Behind the Meter | Yes | Power Energy Solutions, LLC | JCP&L |  | Accepted | 2025-08-07 | 2025-09-05 | 2026-09-05 | Inverters | Enphase | IQ8MC-72-M-US | 4 |  | 12 |  |  | 0.97 |  | Outdoor
NJADRE1560258292 | Administratively Determined Incentive Program | Hamilton | 8619 | 10.585 | Residential | Behind the Meter | No | Advanced Solar & Energy Solutions, LLC | PSE&G |  | Accepted | 2025-08-07 | 2025-09-08 | 2026-09-08 | Solar Panels | Phono Solar | Phono 365 |  | 0.365 | 16 | 180 | 15 |  | Fixed | Roof
NJADRE1560258292 | Administratively Determined Incentive Program | Hamilton | 8619 | 10.585 | Residential | Behind the Meter | No | Advanced Solar & Energy Solutions, LLC | PSE&G |  | Accepted | 2025-08-07 | 2025-09-08 | 2026-09-08 | Inverters | solar edge | Se10000A-US | 10000 |  | 1 |  |  | 0.97 |  | Outside
NJADRE1560258292 | Administratively Determined Incentive Program | Hamilton | 8619 | 10.585 | Residential | Behind the Meter | No | Advanced Solar & Energy Solutions, LLC | PSE&G |  | Accepted | 2025-08-07 | 2025-09-08 | 2026-09-08 | Solar Panels | Phono Solar | phono 365 |  | 0.365 | 13 | 180 | 14 |  | Fixed | Roof
NJADRE1560258292 | Administratively Determined Incentive Program | Hamilton | 8619 | 10.585 | Residential | Behind the Meter | No | Advanced Solar & Energy Solutions, LLC | PSE&G |  | Accepted | 2025-08-07 | 2025-09-08 | 2026-09-08 | Meters | solar edge | ANSI C.12 | 3 |  | 1 |  |  |  | Yes | Outdoor
NJADRE1560258294 | Administratively Determined Incentive Program | FRANKLIN TWP SOM | 8823 | 10.32 | Residential | Behind the Meter | No | Green Power Energy, LLC | PSE&G |  | Accepted | 2025-08-07 | 2025-09-04 | 2026-09-04 | Solar Panels | SEG Solar | SEG-430-BTD-BG |  | 0.43 | 4 | 37 | 21 |  | Fixed | Roof
NJADRE1560258294 | Administratively Determined Incentive Program | FRANKLIN TWP SOM | 8823 | 10.32 | Residential | Behind the Meter | No | Green Power Energy, LLC | PSE&G |  | Accepted | 2025-08-07 | 2025-09-04 | 2026-09-04 | Solar Panels | SEG Solar | SEG-430-BTD-BG |  | 0.43 | 20 | 217 | 21 |  | Fixed | Roof
NJADRE1560258294 | Administratively Determined Incentive Program | FRANKLIN TWP SOM | 8823 | 10.32 | Residential | Behind the Meter | No | Green Power Energy, LLC | PSE&G |  | Accepted | 2025-08-07 | 2025-09-04 | 2026-09-04 | Inverters | Enphase | IQ8MC-72-M-US [240V] | 320 |  | 24 |  |  | 0.98 |  | Outside
NJADRE1560258303 | Administratively Determined Incentive Program | PARSIPPANY | 7054 | 8.2 | Residential | Behind the Meter | No | Trinity Solar, LLC | JCP&L |  | Accepted | 2025-08-07 | 2025-09-04 | 2026-09-04 | Solar Panels | HANWHA | Q.PEAK DUO BLK ML-G10.C+410 |  | 0.41 | 20 | 156 | 18 |  | Fixed | Roof
NJADRE1560258303 | Administratively Determined Incentive Program | PARSIPPANY | 7054 | 8.2 | Residential | Behind the Meter | No | Trinity Solar, LLC | JCP&L |  | Accepted | 2025-08-07 | 2025-09-04 | 2026-09-04 | Inverters | Solar Edge | USE7600H-USMNBL75 | 7600 |  | 1 |  |  | 0.97 |  | Outdoor
NJADRE1560258307 | Administratively Determined Incentive Program | Cape May Court House | 8210 | 6.88 | Residential | Behind the Meter | Yes | EMT Renewables, LLC | AC Electric |  | Accepted | 2025-08-07 | 2025-09-04 | 2026-09-04 | Inverters | ENPHASE | IQ8+ | 290 |  | 16 |  |  | 0.98 |  | Other | UNDER EACH PANEL
NJADRE1560258307 | Administratively Determined Incentive Program | Cape May Court House | 8210 | 6.88 | Residential | Behind the Meter | Yes | EMT Renewables, LLC | AC Electric |  | Accepted | 2025-08-07 | 2025-09-04 | 2026-09-04 | Solar Panels | SEG SOLAR | SEG 430 |  | 0.43 | 16 | 133 | 46 |  | Fixed | Roof
NJADRE1560258327 | Administratively Determined Incentive Program | FAIRFIELD | 7004 | 18.04 | Residential | Behind the Meter | Yes | Pro Custom Solar dba Momentum Solar | PSE&G |  | Accepted | 2025-08-07 | 2025-09-05 | 2026-09-05 | Solar Panels | HANWHA | HANWHA Q.PEAK DUO BLK ML-G10+410 |  | 0.41 | 3 | 327 | 38 |  | Fixed | Roof
NJADRE1560258327 | Administratively Determined Incentive Program | FAIRFIELD | 7004 | 18.04 | Residential | Behind the Meter | Yes | Pro Custom Solar dba Momentum Solar | PSE&G |  | Accepted | 2025-08-07 | 2025-09-05 | 2026-09-05 | Inverters | ENPHASE | IQ8HC-72-M-DOM-US | 380 |  | 44 |  |  | 0.97 |  | Outdoor
NJADRE1560258327 | Administratively Determined Incentive Program | FAIRFIELD | 7004 | 18.04 | Residential | Behind the Meter | Yes | Pro Custom Solar dba Momentum Solar | PSE&G |  | Accepted | 2025-08-07 | 2025-09-05 | 2026-09-05 | Solar Panels | HANWHA | HANWHA Q.PEAK DUO BLK ML-G10+410 |  | 0.41 | 17 | 57 | 22 |  | Fixed | Roof
NJADRE1560258327 | Administratively Determined Incentive Program | FAIRFIELD | 7004 | 18.04 | Residential | Behind the Meter | Yes | Pro Custom Solar dba Momentum Solar | PSE&G |  | Accepted | 2025-08-07 | 2025-09-05 | 2026-09-05 | Solar Panels | HANWHA | HANWHA Q.PEAK DUO BLK ML-G10+410 |  | 0.41 | 12 | 147 | 38 |  | Fixed | Roof
NJADRE1560258327 | Administratively Determined Incentive Program | FAIRFIELD | 7004 | 18.04 | Residential | Behind the Meter | Yes | Pro Custom Solar dba Momentum Solar | PSE&G |  | Accepted | 2025-08-07 | 2025-09-05 | 2026-09-05 | Solar Panels | HANWHA | HANWHA Q.PEAK DUO BLK ML-G10+410 |  | 0.41 | 12 | 58 | 15 |  | Fixed | Roof
NJADRE1560258331 | Administratively Determined Incentive Program | MONTOGOMERY TWP | 8558 | 17.63 | Residential | Behind the Meter | No | Green Power Energy, LLC | PSE&G |  | Accepted | 2025-08-07 | 2025-09-05 | 2026-09-05 | Solar Panels | SEG Solar | SEG-430-BTD-BG |  | 0.43 | 8 | 84 | 15 |  | Fixed | Roof
NJADRE1560258331 | Administratively Determined Incentive Program | MONTOGOMERY TWP | 8558 | 17.63 | Residential | Behind the Meter | No | Green Power Energy, LLC | PSE&G |  | Accepted | 2025-08-07 | 2025-09-05 | 2026-09-05 | Inverters | Enphase | IQ8MC-72-M-US [240V] | 320 |  | 41 |  |  | 0.98 |  | Outside
NJADRE1560258331 | Administratively Determined Incentive Program | MONTOGOMERY TWP | 8558 | 17.63 | Residential | Behind the Meter | No | Green Power Energy, LLC | PSE&G |  | Accepted | 2025-08-07 | 2025-09-05 | 2026-09-05 | Solar Panels | SEG Solar | SEG-430-BTD-BG |  | 0.43 | 18 | 174 | 15 |  | Fixed | Roof
NJADRE1560258331 | Administratively Determined Incentive Program | MONTOGOMERY TWP | 8558 | 17.63 | Residential | Behind the Meter | No | Green Power Energy, LLC | PSE&G |  | Accepted | 2025-08-07 | 2025-09-05 | 2026-09-05 | Solar Panels | SEG Solar | SEG-430-BTD-BG |  | 0.43 | 15 | 264 | 20 |  | Fixed | Roof
NJADRE1560258342 | Administratively Determined Incentive Program | NORTHFIELD | 8225 | 13.2 | Residential | Behind the Meter | No | GenSun Roofing and Solar, LLC | AC Electric |  | Accepted | 2025-08-07 | 2025-09-05 | 2026-09-05 | Inverters | SOLAREDGE | SE10000H-US | 10000 |  | 1 |  |  | 0.99 |  | Outside
NJADRE1560258342 | Administratively Determined Incentive Program | NORTHFIELD | 8225 | 13.2 | Residential | Behind the Meter | No | GenSun Roofing and Solar, LLC | AC Electric |  | Accepted | 2025-08-07 | 2025-09-05 | 2026-09-05 | Solar Panels | LONGI SOLAR | LR5-54HAAB-400W MONO MODULES |  | 0.4 | 33 | 127 | 31 |  | Fixed | Roof
NJADRE1560258365 | Administratively Determined Incentive Program | MIDDLE TOWNSHIP | 8210 | 10.44 | Residential | Behind the Meter | Yes | SunnyMac, LLC | AC Electric |  | Accepted | 2025-08-07 | 2025-09-05 | 2026-09-05 | Solar Panels | HANWHA | Q.TRON BLK M-G2.H+ |  | 0.435 | 24 | 109 | 10 |  | Fixed | Roof
NJADRE1560258365 | Administratively Determined Incentive Program | MIDDLE TOWNSHIP | 8210 | 10.44 | Residential | Behind the Meter | Yes | SunnyMac, LLC | AC Electric |  | Accepted | 2025-08-07 | 2025-09-05 | 2026-09-05 | Inverters | SOLAREDGE HOME HUB | SE7600H-US | 7600 |  | 1 |  |  | 0.99 |  | Outdoor | next to meter
NJADRE1560258828 | Administratively Determined Incentive Program | Mountainside | 7092 | 15.58 | Residential | Behind the Meter | No | Tesla, Inc. | PSE&G |  | Accepted | 2025-08-07 | 2025-09-05 | 2026-09-05 | Solar Panels | Hanwha | Q Cells Q.PEAK DUO BLK ML-G10+/TS 410 |  | 0.41 | 2 | 37 | 32 |  | Fixed | Roof
NJADRE1560258828 | Administratively Determined Incentive Program | Mountainside | 7092 | 15.58 | Residential | Behind the Meter | No | Tesla, Inc. | PSE&G |  | Accepted | 2025-08-07 | 2025-09-05 | 2026-09-05 | Inverters | Tesla | 1707000-XX-Y | 11500 |  | 2 |  |  | 0.98 |  | Outdoor
NJADRE1560258828 | Administratively Determined Incentive Program | Mountainside | 7092 | 15.58 | Residential | Behind the Meter | No | Tesla, Inc. | PSE&G |  | Accepted | 2025-08-07 | 2025-09-05 | 2026-09-05 | Solar Panels | Hanwha | Q Cells Q.PEAK DUO BLK ML-G10+/TS 410 |  | 0.41 | 36 | 217 | 32 |  | Fixed | Roof
NJADRE1560258828 | Administratively Determined Incentive Program | Mountainside | 7092 | 15.58 | Residential | Behind the Meter | No | Tesla, Inc. | PSE&G |  | Accepted | 2025-08-07 | 2025-09-05 | 2026-09-05 | Electric Storage Battery | Tesla | Powerwall 3 |  |  | 4 |  |  |  | Lithium Ion |  | OUTSIDE?
NJADRE1560258831 | Administratively Determined Incentive Program | Vineland | 8360 | 5.74 | Residential | Behind the Meter | Yes | Trinity Solar, LLC | Vineland Muni Electric |  | Accepted | 2025-08-07 | 2025-09-04 | 2026-09-04 | Solar Panels | HANWHA | (Q.PEAK DUO BLK ML-G10.C+ 410) |  | 0.41 | 14 | 184 | 21 |  | Fixed | Roof
NJADRE1560258831 | Administratively Determined Incentive Program | Vineland | 8360 | 5.74 | Residential | Behind the Meter | Yes | Trinity Solar, LLC | Vineland Muni Electric |  | Accepted | 2025-08-07 | 2025-09-04 | 2026-09-04 | Inverters | Solar Edge | USE5700H-USMNBL75 | 5760 |  | 1 |  |  | 0.97 |  | Outdoor
NJADRE1560259556 | Administratively Determined Incentive Program | Stewartsville | 8886 | 10.25 | Residential | Behind the Meter | Yes | Trinity Solar, LLC | JCP&L |  | Accepted | 2025-08-07 | 2025-09-05 | 2026-09-05 | Inverters | Solar Edge | USE7600H-US | 7600 |  | 1 |  |  | 0.97 |  | Indoor
NJADRE1560259556 | Administratively Determined Incentive Program | Stewartsville | 8886 | 10.25 | Residential | Behind the Meter | Yes | Trinity Solar, LLC | JCP&L |  | Accepted | 2025-08-07 | 2025-09-05 | 2026-09-05 | Solar Panels | Hanwha | Q.PEAK DUO BLK ML-G10.C+ 410 |  | 0.41 | 5 | 257 | 39 |  | Fixed | Roof
NJADRE1560259556 | Administratively Determined Incentive Program | Stewartsville | 8886 | 10.25 | Residential | Behind the Meter | Yes | Trinity Solar, LLC | JCP&L |  | Accepted | 2025-08-07 | 2025-09-05 | 2026-09-05 | Solar Panels | Hanwha | Q.PEAK DUO BLK ML-G10.C+ 410 |  | 0.41 | 4 | 77 | 0 |  | Fixed | Roof
NJADRE1560259556 | Administratively Determined Incentive Program | Stewartsville | 8886 | 10.25 | Residential | Behind the Meter | Yes | Trinity Solar, LLC | JCP&L |  | Accepted | 2025-08-07 | 2025-09-05 | 2026-09-05 | Solar Panels | Hanwha | Q.PEAK DUO BLK ML-G10.C+ 410 |  | 0.41 | 2 | 77 | 44 |  | Fixed | Roof
NJADRE1560259556 | Administratively Determined Incentive Program | Stewartsville | 8886 | 10.25 | Residential | Behind the Meter | Yes | Trinity Solar, LLC | JCP&L |  | Accepted | 2025-08-07 | 2025-09-05 | 2026-09-05 | Solar Panels | Hanwha | Q.PEAK DUO BLK ML-G10.C+ 410 |  | 0.41 | 9 | 347 | 30 |  | Fixed | Roof
NJADRE1560259556 | Administratively Determined Incentive Program | Stewartsville | 8886 | 10.25 | Residential | Behind the Meter | Yes | Trinity Solar, LLC | JCP&L |  | Accepted | 2025-08-07 | 2025-09-05 | 2026-09-05 | Solar Panels | Hanwha | Q.PEAK DUO BLK ML-G10.C+ 410 |  | 0.41 | 5 | 257 | 44 |  | Fixed | Roof
NJADRE1560259569 | Administratively Determined Incentive Program | Springfield | 7081 | 12.555 | Residential | Behind the Meter | Yes | Sunrun Installation Services, Inc. | JCP&L |  | Accepted | 2025-08-07 | 2025-09-05 | 2026-09-05 | Inverters | SOLAREDGE TECHNOLOGIES | SE7600H-USMN | 7600 |  | 2 |  |  | 0.99 |  | Outdoor
NJADRE1560259569 | Administratively Determined Incentive Program | Springfield | 7081 | 12.555 | Residential | Behind the Meter | Yes | Sunrun Installation Services, Inc. | JCP&L |  | Accepted | 2025-08-07 | 2025-09-05 | 2026-09-05 | Solar Panels | JA SOLAR | JAM54S31-405/MR |  | 0.405 | 6 | 41 | 18 |  | Fixed | Roof
NJADRE1560259569 | Administratively Determined Incentive Program | Springfield | 7081 | 12.555 | Residential | Behind the Meter | Yes | Sunrun Installation Services, Inc. | JCP&L |  | Accepted | 2025-08-07 | 2025-09-05 | 2026-09-05 | Solar Panels | JA SOLAR | JAM54S31-405/MR |  | 0.405 | 3 | 221 | 18 |  | Fixed | Roof
NJADRE1560259569 | Administratively Determined Incentive Program | Springfield | 7081 | 12.555 | Residential | Behind the Meter | Yes | Sunrun Installation Services, Inc. | JCP&L |  | Accepted | 2025-08-07 | 2025-09-05 | 2026-09-05 | Solar Panels | JA SOLAR | JAM54S31-405/MR |  | 0.405 | 3 | 310 | 19 |  | Fixed | Roof
NJADRE1560259569 | Administratively Determined Incentive Program | Springfield | 7081 | 12.555 | Residential | Behind the Meter | Yes | Sunrun Installation Services, Inc. | JCP&L |  | Accepted | 2025-08-07 | 2025-09-05 | 2026-09-05 | Solar Panels | JA SOLAR | JAM54S31-405/MR |  | 0.405 | 6 | 131 | 18 |  | Fixed | Roof
NJADRE1560259569 | Administratively Determined Incentive Program | Springfield | 7081 | 12.555 | Residential | Behind the Meter | Yes | Sunrun Installation Services, Inc. | JCP&L |  | Accepted | 2025-08-07 | 2025-09-05 | 2026-09-05 | Solar Panels | JA SOLAR | JAM54S31-405/MR |  | 0.405 | 9 | 311 | 19 |  | Fixed | Roof
NJADRE1560259569 | Administratively Determined Incentive Program | Springfield | 7081 | 12.555 | Residential | Behind the Meter | Yes | Sunrun Installation Services, Inc. | JCP&L |  | Accepted | 2025-08-07 | 2025-09-05 | 2026-09-05 | Solar Panels | JA SOLAR | JAM54S31-405/MR |  | 0.405 | 4 | 131 | 19 |  | Fixed | Roof
NJADRE1560259583 | Administratively Determined Incentive Program | Bordentown | 8505 | 9.45 | Residential | Behind the Meter | No | All Phase Installations and Electrical Services | PSE&G |  | Accepted | 2025-08-07 | 2025-09-05 | 2026-09-05 | Inverters | SOL-ARK | SOL-ARK-12K-P | 9000 |  | 1 |  |  | 0.965 |  | Outdoor
NJADRE1560259583 | Administratively Determined Incentive Program | Bordentown | 8505 | 9.45 | Residential | Behind the Meter | No | All Phase Installations and Electrical Services | PSE&G |  | Accepted | 2025-08-07 | 2025-09-05 | 2026-09-05 | Solar Panels | CANADIAN SOLAR | CS6.1-54TM-450H |  | 0.45 | 21 | 193 | 34 |  | Fixed | Roof
NJADRE1560259583 | Administratively Determined Incentive Program | Bordentown | 8505 | 9.45 | Residential | Behind the Meter | No | All Phase Installations and Electrical Services | PSE&G |  | Accepted | 2025-08-07 | 2025-09-05 | 2026-09-05 | Electric Storage Battery | DEYE | RW-F10.2-B |  |  | 1 |  |  |  | Lithium Ion |  | Outside
NJADRE1560259599 | Administratively Determined Incentive Program | Sicklerville | 8081 | 18.45 | Residential | Behind the Meter | Yes | Pro Custom Solar dba Momentum Solar | AC Electric |  | Accepted | 2025-08-07 | 2025-09-08 | 2026-09-08 | Inverters | Enphase | IQ8HC-72-M-DOM-US | 380 |  | 45 |  |  | 0.97 |  | Outdoor
NJADRE1560259599 | Administratively Determined Incentive Program | Sicklerville | 8081 | 18.45 | Residential | Behind the Meter | Yes | Pro Custom Solar dba Momentum Solar | AC Electric |  | Accepted | 2025-08-07 | 2025-09-08 | 2026-09-08 | Solar Panels | Hanwha | Q. Peak duo blk ML-G10 +410 |  | 0.41 | 19 | 264 | 10 |  | Fixed | Roof
NJADRE1560259599 | Administratively Determined Incentive Program | Sicklerville | 8081 | 18.45 | Residential | Behind the Meter | Yes | Pro Custom Solar dba Momentum Solar | AC Electric |  | Accepted | 2025-08-07 | 2025-09-08 | 2026-09-08 | Solar Panels | Hanwha | Q. Peak duo blk ML-G10 +410 |  | 0.41 | 26 | 84 | 10 |  | Fixed | Roof
NJADRE1560259610 | Administratively Determined Incentive Program | Avalon | 8202 | 7.79 | Residential | Behind the Meter | Yes | Define Solar, LLC | AC Electric |  | Accepted | 2025-08-07 | 2025-09-08 | 2026-09-08 | Solar Panels | Znshine | ZXM7-SH108 410 |  | 0.41 | 12 | 124 | 23 |  | Fixed | Roof
NJADRE1560259610 | Administratively Determined Incentive Program | Avalon | 8202 | 7.79 | Residential | Behind the Meter | Yes | Define Solar, LLC | AC Electric |  | Accepted | 2025-08-07 | 2025-09-08 | 2026-09-08 | Solar Panels | Znshine | ZXM7-SH108 410 |  | 0.41 | 7 | 304 | 23 |  | Fixed | Roof
NJADRE1560259610 | Administratively Determined Incentive Program | Avalon | 8202 | 7.79 | Residential | Behind the Meter | Yes | Define Solar, LLC | AC Electric |  | Accepted | 2025-08-07 | 2025-09-08 | 2026-09-08 | Inverters | Enphase | IQ8PLUS-72-2-US | 290 |  | 7 |  |  | 0.976 |  | Outside | Under each pv panel
NJADRE1560259610 | Administratively Determined Incentive Program | Avalon | 8202 | 7.79 | Residential | Behind the Meter | Yes | Define Solar, LLC | AC Electric |  | Accepted | 2025-08-07 | 2025-09-08 | 2026-09-08 | Inverters | Enphase | IQ8PLUS-72-2-US | 290 |  | 12 |  |  | 0.976 |  | Outside | Under each pv panel
NJADRE1560259611 | Administratively Determined Incentive Program | BARNEGAT TOWNSHIP | 8005 | 9.315 | Residential | Behind the Meter | Yes | Mona Lee GoodLeap Resi Solar | JCP&L |  | Accepted | 2025-08-07 | 2025-09-05 | 2026-09-05 | Inverters | SOLAREDGE | USE7600H-USMNBL75 | 7600 |  | 1 |  |  | 0.99 |  | Outdoor
NJADRE1560259611 | Administratively Determined Incentive Program | BARNEGAT TOWNSHIP | 8005 | 9.315 | Residential | Behind the Meter | Yes | Mona Lee GoodLeap Resi Solar | JCP&L |  | Accepted | 2025-08-07 | 2025-09-05 | 2026-09-05 | Solar Panels | JA SOLAR | JAM54S31-405/MR |  | 0.405 | 13 | 305 | 20 |  | Fixed | Roof
NJADRE1560259611 | Administratively Determined Incentive Program | BARNEGAT TOWNSHIP | 8005 | 9.315 | Residential | Behind the Meter | Yes | Mona Lee GoodLeap Resi Solar | JCP&L |  | Accepted | 2025-08-07 | 2025-09-05 | 2026-09-05 | Solar Panels | JA SOLAR | JAM54S31-405/MR |  | 0.405 | 10 | 125 | 20 |  | Fixed | Roof
NJADRE1560259612 | Administratively Determined Incentive Program | Tuckerton | 8087 | 12.615 | Residential | Behind the Meter | Yes | RCL Enterprises, Inc. | AC Electric |  | Accepted | 2025-08-07 | 2025-09-05 | 2026-09-05 | Solar Panels | QTRON | BLKMG2+ |  | 0.435 | 7 | 275 | 24 |  | Fixed | Roof
NJADRE1560259612 | Administratively Determined Incentive Program | Tuckerton | 8087 | 12.615 | Residential | Behind the Meter | Yes | RCL Enterprises, Inc. | AC Electric |  | Accepted | 2025-08-07 | 2025-09-05 | 2026-09-05 | Solar Panels | QTRON | BLKMG2+ |  | 0.435 | 12 | 275 | 24 |  | Fixed | Roof
NJADRE1560259612 | Administratively Determined Incentive Program | Tuckerton | 8087 | 12.615 | Residential | Behind the Meter | Yes | RCL Enterprises, Inc. | AC Electric |  | Accepted | 2025-08-07 | 2025-09-05 | 2026-09-05 | Solar Panels | QTRON | BLKMG2+ |  | 0.435 | 10 | 95 | 24 |  | Fixed | Roof
NJADRE1560259612 | Administratively Determined Incentive Program | Tuckerton | 8087 | 12.615 | Residential | Behind the Meter | Yes | RCL Enterprises, Inc. | AC Electric |  | Accepted | 2025-08-07 | 2025-09-05 | 2026-09-05 | Inverters | Enphase | IQ8HC | 380 |  | 29 |  |  | 0.97 |  | Outside
NJADRE1560259625 | Administratively Determined Incentive Program | MEDFORD | 8055 | 9.135 | Residential | Behind the Meter | No | Sunwise Energy, LLC | PSE&G |  | Accepted | 2025-08-07 | 2025-09-09 | 2026-09-09 | Solar Panels | Q CELLS | Q TRON BLK M-G2+SERIES |  | 0.435 | 21 | 150 | 25 |  | Fixed | Roof
NJADRE1560259625 | Administratively Determined Incentive Program | MEDFORD | 8055 | 9.135 | Residential | Behind the Meter | No | Sunwise Energy, LLC | PSE&G |  | Accepted | 2025-08-07 | 2025-09-09 | 2026-09-09 | Inverters | ENPHASE ENERGY | IQ8HC-72-M-DOM-US | 380 |  | 21 |  |  | 0.973 |  | Outside
NJADRE1560259630 | Administratively Determined Incentive Program | Brielle | 8730 | 6.56 | Residential | Behind the Meter | Yes | Trinity Solar, LLC | JCP&L |  | Accepted | 2025-08-07 | 2025-09-05 | 2026-09-05 | Inverters | Solar Edge | USE5700H-US | 5760 |  | 1 |  |  | 0.97 |  | Outside
NJADRE1560259630 | Administratively Determined Incentive Program | Brielle | 8730 | 6.56 | Residential | Behind the Meter | Yes | Trinity Solar, LLC | JCP&L |  | Accepted | 2025-08-07 | 2025-09-05 | 2026-09-05 | Solar Panels | Hanwha | Q.PEAK DUO BLK ML-G10.C+ 410 |  | 0.41 | 16 | 224 | 32 |  | Fixed | Roof
NJADRE1560259634 | Administratively Determined Incentive Program | LAKEWOOD | 8701 | 14.08 | Residential | Behind the Meter | No | Green Revoluton Solar | JCP&L |  | Accepted | 2025-08-07 | 2025-09-05 | 2026-09-05 | Inverters | Tigo | TSI11.4K-US | 11400 |  | 1 |  |  | 0.95 |  | Outside
NJADRE1560259634 | Administratively Determined Incentive Program | LAKEWOOD | 8701 | 14.08 | Residential | Behind the Meter | No | Green Revoluton Solar | JCP&L |  | Accepted | 2025-08-07 | 2025-09-05 | 2026-09-05 | Solar Panels | Axitec | AC440TGB/108BB |  | 0.44 | 32 | 277 | 36 |  | Fixed | Roof
NJADRE1560259636 | Administratively Determined Incentive Program | WENONAH | 8090 | 13.485 | Residential | Behind the Meter | Yes | VELOCITY ENERGY & HOME SOLUTIONS, INC. | AC Electric |  | Accepted | 2025-08-07 | 2025-09-05 | 2026-09-05 | Inverters | enphase | iq8hc | 380 |  | 31 |  |  | 0.99 |  | Outside | behind panels
NJADRE1560259636 | Administratively Determined Incentive Program | WENONAH | 8090 | 13.485 | Residential | Behind the Meter | Yes | VELOCITY ENERGY & HOME SOLUTIONS, INC. | AC Electric |  | Accepted | 2025-08-07 | 2025-09-05 | 2026-09-05 | Solar Panels | qtron | 435w |  | 0.435 | 5 | 317 | 17 |  | Fixed | Roof
NJADRE1560259636 | Administratively Determined Incentive Program | WENONAH | 8090 | 13.485 | Residential | Behind the Meter | Yes | VELOCITY ENERGY & HOME SOLUTIONS, INC. | AC Electric |  | Accepted | 2025-08-07 | 2025-09-05 | 2026-09-05 | Solar Panels | qtron | 435w |  | 0.435 | 3 | 317 | 25 |  | Fixed | Roof
NJADRE1560259636 | Administratively Determined Incentive Program | WENONAH | 8090 | 13.485 | Residential | Behind the Meter | Yes | VELOCITY ENERGY & HOME SOLUTIONS, INC. | AC Electric |  | Accepted | 2025-08-07 | 2025-09-05 | 2026-09-05 | Solar Panels | qtron | 435w |  | 0.435 | 6 | 137 | 25 |  | Fixed | Roof
NJADRE1560259636 | Administratively Determined Incentive Program | WENONAH | 8090 | 13.485 | Residential | Behind the Meter | Yes | VELOCITY ENERGY & HOME SOLUTIONS, INC. | AC Electric |  | Accepted | 2025-08-07 | 2025-09-05 | 2026-09-05 | Solar Panels | qtron | 435w |  | 0.435 | 7 | 317 | 25 |  | Fixed | Roof
NJADRE1560259636 | Administratively Determined Incentive Program | WENONAH | 8090 | 13.485 | Residential | Behind the Meter | Yes | VELOCITY ENERGY & HOME SOLUTIONS, INC. | AC Electric |  | Accepted | 2025-08-07 | 2025-09-05 | 2026-09-05 | Solar Panels | qtron | 435w |  | 0.435 | 10 | 137 | 25 |  | Fixed | Roof
NJADRE1560259639 | Administratively Determined Incentive Program | BRIDGETON | 8302 | 5.655 | Residential | Behind the Meter | Yes | RCL Enterprises, Inc. | AC Electric |  | Accepted | 2025-08-07 | 2025-09-05 | 2026-09-05 | Solar Panels | QCELLS | QTRON BLKM-G2.H+ |  | 0.435 | 3 | 163 | 10 |  | Fixed | Roof
NJADRE1560259639 | Administratively Determined Incentive Program | BRIDGETON | 8302 | 5.655 | Residential | Behind the Meter | Yes | RCL Enterprises, Inc. | AC Electric |  | Accepted | 2025-08-07 | 2025-09-05 | 2026-09-05 | Solar Panels | QCELLS | QTRON BLKM-G2.H+ |  | 0.435 | 10 | 163 | 18 |  | Fixed | Roof
NJADRE1560259639 | Administratively Determined Incentive Program | BRIDGETON | 8302 | 5.655 | Residential | Behind the Meter | Yes | RCL Enterprises, Inc. | AC Electric |  | Accepted | 2025-08-07 | 2025-09-05 | 2026-09-05 | Inverters | Enphase | IQ8HC | 380 |  | 13 |  |  | 0.97 |  | Outside
NJADRE1560259661 | Administratively Determined Incentive Program | BELLEVILLE | 7109 | 9.02 | Residential | Behind the Meter | Yes | Sunrun Installation Services, Inc. | PSE&G |  | Accepted | 2025-08-11 | 2025-09-08 | 2026-09-08 | Solar Panels | HANWHA Q-CELLS | Q.PEAK DUO BLK ML-G10+ 410 |  | 0.41 | 9 | 104 | 34 |  | Fixed | Roof
NJADRE1560259661 | Administratively Determined Incentive Program | BELLEVILLE | 7109 | 9.02 | Residential | Behind the Meter | Yes | Sunrun Installation Services, Inc. | PSE&G |  | Accepted | 2025-08-11 | 2025-09-08 | 2026-09-08 | Electric Storage Battery | Tesla | POWERWALL 3 1707000-XX-Y |  |  | 1 |  |  |  | Lithium Ion |  | OUTSIDE
NJADRE1560259661 | Administratively Determined Incentive Program | BELLEVILLE | 7109 | 9.02 | Residential | Behind the Meter | Yes | Sunrun Installation Services, Inc. | PSE&G |  | Accepted | 2025-08-11 | 2025-09-08 | 2026-09-08 | Solar Panels | HANWHA Q-CELLS | Q.PEAK DUO BLK ML-G10+ 410 |  | 0.41 | 9 | 195 | 17 |  | Fixed | Roof
NJADRE1560259661 | Administratively Determined Incentive Program | BELLEVILLE | 7109 | 9.02 | Residential | Behind the Meter | Yes | Sunrun Installation Services, Inc. | PSE&G |  | Accepted | 2025-08-11 | 2025-09-08 | 2026-09-08 | Solar Panels | HANWHA Q-CELLS | Q.PEAK DUO BLK ML-G10+ 410 |  | 0.41 | 4 | 15 | 16 |  | Fixed | Roof
NJADRE1560259661 | Administratively Determined Incentive Program | BELLEVILLE | 7109 | 9.02 | Residential | Behind the Meter | Yes | Sunrun Installation Services, Inc. | PSE&G |  | Accepted | 2025-08-11 | 2025-09-08 | 2026-09-08 | Inverters | Tesla | POWERWALL 3 1707000-XX-Y | 11500 |  | 1 |  |  | 0.97 |  | Outdoor
NJADRE1560259679 | Administratively Determined Incentive Program | PISCATAWAY | 8854 | 10.66 | Residential | Behind the Meter | Yes | Pro Custom Solar dba Momentum Solar | PSE&G |  | Accepted | 2025-08-07 | 2025-09-08 | 2026-09-08 | Solar Panels | Hanwha | Q. Peak duo blk ML-G10 +410 |  | 0.41 | 2 | 155 | 26 |  | Fixed | Roof
NJADRE1560259679 | Administratively Determined Incentive Program | PISCATAWAY | 8854 | 10.66 | Residential | Behind the Meter | Yes | Pro Custom Solar dba Momentum Solar | PSE&G |  | Accepted | 2025-08-07 | 2025-09-08 | 2026-09-08 | Inverters | Enphase | IQ8HC-72-M-DOM-US | 380 |  | 26 |  |  | 0.97 |  | Outdoor
NJADRE1560259679 | Administratively Determined Incentive Program | PISCATAWAY | 8854 | 10.66 | Residential | Behind the Meter | Yes | Pro Custom Solar dba Momentum Solar | PSE&G |  | Accepted | 2025-08-07 | 2025-09-08 | 2026-09-08 | Solar Panels | Hanwha | Q. Peak duo blk ML-G10 +410 |  | 0.41 | 15 | 245 | 19 |  | Fixed | Roof
NJADRE1560259679 | Administratively Determined Incentive Program | PISCATAWAY | 8854 | 10.66 | Residential | Behind the Meter | Yes | Pro Custom Solar dba Momentum Solar | PSE&G |  | Accepted | 2025-08-07 | 2025-09-08 | 2026-09-08 | Solar Panels | Hanwha | Q. Peak duo blk ML-G10 +410 |  | 0.41 | 9 | 65 | 20 |  | Fixed | Roof
NJADRE1560259696 | Administratively Determined Incentive Program | PENNINGTON BORO | 8534 | 6.3 | Residential | Behind the Meter | No | All Phase Installations and Electrical Services | PSE&G |  | Accepted | 2025-08-07 | 2025-09-15 | 2026-09-15 | Inverters | SOL-ARK | SOL-ARK-12K-P | 9000 |  | 1 |  |  | 0.99 |  | Outside
NJADRE1560259696 | Administratively Determined Incentive Program | PENNINGTON BORO | 8534 | 6.3 | Residential | Behind the Meter | No | All Phase Installations and Electrical Services | PSE&G |  | Accepted | 2025-08-07 | 2025-09-15 | 2026-09-15 | Solar Panels | CANADIAN SOLAR | CS6.1-54TM-450H |  | 0.45 | 2 | 172 | 8 |  | Fixed | Roof
NJADRE1560259696 | Administratively Determined Incentive Program | PENNINGTON BORO | 8534 | 6.3 | Residential | Behind the Meter | No | All Phase Installations and Electrical Services | PSE&G |  | Accepted | 2025-08-07 | 2025-09-15 | 2026-09-15 | Solar Panels | CANADIAN SOLAR | CS6.1-54TM-450H |  | 0.45 | 3 | 172 | 8 |  | Fixed | Roof
NJADRE1560259696 | Administratively Determined Incentive Program | PENNINGTON BORO | 8534 | 6.3 | Residential | Behind the Meter | No | All Phase Installations and Electrical Services | PSE&G |  | Accepted | 2025-08-07 | 2025-09-15 | 2026-09-15 | Electric Storage Battery | DEYE | RW-F10.2-B |  |  | 1 |  |  |  | Lithium Ion |  | Outside
NJADRE1560259696 | Administratively Determined Incentive Program | PENNINGTON BORO | 8534 | 6.3 | Residential | Behind the Meter | No | All Phase Installations and Electrical Services | PSE&G |  | Accepted | 2025-08-07 | 2025-09-15 | 2026-09-15 | Solar Panels | CANADIAN SOLAR | CS6.1-54TM-450H |  | 0.45 | 9 | 172 | 25 |  | Fixed | Roof
NJADRE1560259698 | Administratively Determined Incentive Program | VILLAS | 8251 | 5.525 | Residential | Behind the Meter | No | GenSun Roofing and Solar, LLC | AC Electric |  | Accepted | 2025-08-07 | 2025-09-11 | 2026-09-11 | Solar Panels | JKM425N-54HL4-B | JINKO SOLAR |  | 0.425 | 13 | 216 | 20 |  | Fixed | Roof
NJADRE1560259698 | Administratively Determined Incentive Program | VILLAS | 8251 | 5.525 | Residential | Behind the Meter | No | GenSun Roofing and Solar, LLC | AC Electric |  | Accepted | 2025-08-07 | 2025-09-11 | 2026-09-11 | Inverters | enphase | IQ8A-72-2-US | 349 |  | 13 |  |  | 0.99 |  | Outside
NJADRE1560259702 | Administratively Determined Incentive Program | PLAINFIELD | 7062 | 4.51 | Residential | Behind the Meter | Yes | Big Wave Roofing and Solar, LLC | PSE&G |  | Accepted | 2025-08-07 | 2025-09-05 | 2026-09-05 | Solar Panels | MISSION SOLAR | MSE410HT0B |  | 0.41 | 8 | 125 | 42 |  | Fixed | Roof
NJADRE1560259702 | Administratively Determined Incentive Program | PLAINFIELD | 7062 | 4.51 | Residential | Behind the Meter | Yes | Big Wave Roofing and Solar, LLC | PSE&G |  | Accepted | 2025-08-07 | 2025-09-05 | 2026-09-05 | Inverters | Enphase | IQ8HC-72-M-DOM-US | 380 |  | 11 |  |  | 0.98 |  | Outdoor
NJADRE1560259702 | Administratively Determined Incentive Program | PLAINFIELD | 7062 | 4.51 | Residential | Behind the Meter | Yes | Big Wave Roofing and Solar, LLC | PSE&G |  | Accepted | 2025-08-07 | 2025-09-05 | 2026-09-05 | Solar Panels | MISSION SOLAR | MSE410HT0B |  | 0.41 | 3 | 305 | 42 |  | Fixed | Roof
NJADRE1560259704 | Administratively Determined Incentive Program | FRANKLINVILLE | 8322 | 15.58 | Residential | Behind the Meter | Yes | Define Solar, LLC | AC Electric |  | Accepted | 2025-08-07 | 2025-09-05 | 2026-09-05 | Solar Panels | Znshine | ZXM7-SH108 410 |  | 0.41 | 36 | 180 | 30 |  | Fixed | Ground
NJADRE1560259704 | Administratively Determined Incentive Program | FRANKLINVILLE | 8322 | 15.58 | Residential | Behind the Meter | Yes | Define Solar, LLC | AC Electric |  | Accepted | 2025-08-07 | 2025-09-05 | 2026-09-05 | Inverters | Enphase | IQ8PLUS-72-2-US | 290 |  | 2 |  |  | 0.976 |  | Outside | Under each pv panel
NJADRE1560259704 | Administratively Determined Incentive Program | FRANKLINVILLE | 8322 | 15.58 | Residential | Behind the Meter | Yes | Define Solar, LLC | AC Electric |  | Accepted | 2025-08-07 | 2025-09-05 | 2026-09-05 | Solar Panels | Znshine | ZXM7-SH108 410 |  | 0.41 | 2 | 180 | 30 |  | Fixed | Ground
NJADRE1560259704 | Administratively Determined Incentive Program | FRANKLINVILLE | 8322 | 15.58 | Residential | Behind the Meter | Yes | Define Solar, LLC | AC Electric |  | Accepted | 2025-08-07 | 2025-09-05 | 2026-09-05 | Inverters | Enphase | IQ8PLUS-72-2-US | 290 |  | 36 |  |  | 0.976 |  | Outside | Under each pv panel
NJADRE1560259709 | Administratively Determined Incentive Program | WASHINGTON TOWNSHIP | 8080 | 11.745 | Residential | Behind the Meter | Yes | SunnyMac, LLC | AC Electric |  | Accepted | 2025-08-07 | 2025-09-05 | 2026-09-05 | Solar Panels | HANWHA | Q.TRON BLK M-G2.H+ |  | 0.435 | 7 | 99 | 19 |  | Fixed | Roof
NJADRE1560259709 | Administratively Determined Incentive Program | WASHINGTON TOWNSHIP | 8080 | 11.745 | Residential | Behind the Meter | Yes | SunnyMac, LLC | AC Electric |  | Accepted | 2025-08-07 | 2025-09-05 | 2026-09-05 | Inverters | SOLAREDGE HOME HUB | SE7600H-US | 7600 |  | 1 |  |  | 0.99 |  | Outdoor | next to meter
NJADRE1560259709 | Administratively Determined Incentive Program | WASHINGTON TOWNSHIP | 8080 | 11.745 | Residential | Behind the Meter | Yes | SunnyMac, LLC | AC Electric |  | Accepted | 2025-08-07 | 2025-09-05 | 2026-09-05 | Solar Panels | HANWHA | Q.TRON BLK M-G2.H+ |  | 0.435 | 20 | 279 | 19 |  | Fixed | Roof
NJADRE1560259722 | Administratively Determined Incentive Program | VILLAS | 8251 | 6.525 | Residential | Behind the Meter | Yes | SunnyMac,LLC | AC Electric |  | Accepted | 2025-08-07 | 2025-09-05 | 2026-09-05 | Solar Panels | HANWHA | Q.TRON BLK M-G2.H+ |  | 0.435 | 15 | 223 | 19 |  | Fixed | Roof
NJADRE1560259722 | Administratively Determined Incentive Program | VILLAS | 8251 | 6.525 | Residential | Behind the Meter | Yes | SunnyMac,LLC | AC Electric |  | Accepted | 2025-08-07 | 2025-09-05 | 2026-09-05 | Inverters | SOLAREDGE HOME HUB | SE5700H-US | 5760 |  | 1 |  |  | 0.99 |  | Outdoor | next to meter
NJADRE1560259730 | Administratively Determined Incentive Program | MORRIS PLAINS | 7950 | 7.74 | Residential | Behind the Meter | No | Infinity Solar Systems, LLC | JCP&L |  | Accepted | 2025-08-07 | 2025-09-05 | 2026-09-05 | Inverters | Enphase | IQ8MC | 320 |  | 18 |  |  | 0.97 |  | Outdoor
NJADRE1560259730 | Administratively Determined Incentive Program | MORRIS PLAINS | 7950 | 7.74 | Residential | Behind the Meter | No | Infinity Solar Systems, LLC | JCP&L |  | Accepted | 2025-08-07 | 2025-09-05 | 2026-09-05 | Solar Panels | SEG Solar | SEG-430-BTD-BG |  | 0.43 | 8 | 122 | 34 |  | Fixed | Roof
NJADRE1560259730 | Administratively Determined Incentive Program | MORRIS PLAINS | 7950 | 7.74 | Residential | Behind the Meter | No | Infinity Solar Systems, LLC | JCP&L |  | Accepted | 2025-08-07 | 2025-09-05 | 2026-09-05 | Solar Panels | SEG Solar | SEG-430-BTD-BG |  | 0.43 | 10 | 302 | 34 |  | Fixed | Roof
NJADRE1560259736 | Administratively Determined Incentive Program | DUMONT | 7628 | 3.87 | Residential | Behind the Meter | Yes | Pro Custom Solar dba Momentum Solar | PSE&G |  | Accepted | 2025-08-07 | 2025-09-09 | 2026-09-09 | Inverters | Enphase | IQ8HC-72-M-DOM-US | 380 |  | 9 |  |  | 0.97 |  | Outdoor
NJADRE1560259736 | Administratively Determined Incentive Program | DUMONT | 7628 | 3.87 | Residential | Behind the Meter | Yes | Pro Custom Solar dba Momentum Solar | PSE&G |  | Accepted | 2025-08-07 | 2025-09-09 | 2026-09-09 | Solar Panels | Hanwha | q.tron blk m-g2 + 430 |  | 0.43 | 3 | 87 | 29 |  | Fixed | Roof
NJADRE1560259736 | Administratively Determined Incentive Program | DUMONT | 7628 | 3.87 | Residential | Behind the Meter | Yes | Pro Custom Solar dba Momentum Solar | PSE&G |  | Accepted | 2025-08-07 | 2025-09-09 | 2026-09-09 | Solar Panels | Hanwha | q.tron blk m-g2 + 430 |  | 0.43 | 6 | 267 | 30 |  | Fixed | Roof
NJADRE1560260486 | Administratively Determined Incentive Program | Middlesex Boro | 8846 | 4.3 | Residential | Behind the Meter | No | Green Power Energy, LLC | PSE&G |  | Accepted | 2025-08-07 | 2025-09-05 | 2026-09-05 | Inverters | Enphase Energy | IQ8MC-72-M-US [240V] | 320 |  | 10 |  |  | 0.98 |  | Outdoor | Roof
NJADRE1560260486 | Administratively Determined Incentive Program | Middlesex Boro | 8846 | 4.3 | Residential | Behind the Meter | No | Green Power Energy, LLC | PSE&G |  | Accepted | 2025-08-07 | 2025-09-05 | 2026-09-05 | Solar Panels | SEG Solar | SEG-430-BTD-BG |  | 0.43 | 10 | 174 | 40 |  | Fixed | Roof
NJADRE1560260491 | Administratively Determined Incentive Program | Plainfield | 7063 | 6.56 | Residential | Behind the Meter | Yes | Sunrun Installation Services, Inc. | PSE&G |  | Accepted | 2025-08-07 | 2025-09-05 | 2026-09-05 | Inverters | SolarEdge Technologies | SE5700H-USMN | 5760 |  | 1 |  |  | 0.99 |  | Outdoor
NJADRE1560260491 | Administratively Determined Incentive Program | Plainfield | 7063 | 6.56 | Residential | Behind the Meter | Yes | Sunrun Installation Services, Inc. | PSE&G |  | Accepted | 2025-08-07 | 2025-09-05 | 2026-09-05 | Solar Panels | Elin Energy (Sirius PV) | ELNSM54M-HC-410 |  | 0.41 | 16 | 237 | 31 |  | Fixed | Roof
NJADRE1560260514 | Administratively Determined Incentive Program | EDISON | 8820 | 5.33 | Residential | Behind the Meter | Yes | Sunrun Installation Services, Inc. | PSE&G |  | Accepted | 2025-08-07 | 2025-09-05 | 2026-09-05 | Inverters | SolarEdge Technologies | SE3800H-USMN | 3800 |  | 1 |  |  | 0.99 |  | Outdoor
NJADRE1560260514 | Administratively Determined Incentive Program | EDISON | 8820 | 5.33 | Residential | Behind the Meter | Yes | Sunrun Installation Services, Inc. | PSE&G |  | Accepted | 2025-08-07 | 2025-09-05 | 2026-09-05 | Solar Panels | Elin Energy (Sirius PV) | ELNSM54M-HC-410 |  | 0.41 | 13 | 173 | 23 |  | Fixed | Roof
NJADRE1560260517 | Administratively Determined Incentive Program | Perth Amboy | 8861 | 7.79 | Residential | Behind the Meter | Yes | Sunrun Installation Services, Inc. | PSE&G |  | Accepted | 2025-08-07 | 2025-09-05 | 2026-09-05 | Inverters | SolarEdge Technologies | SE5700H-USMN | 5760 |  | 1 |  |  | 0.99 |  | Outdoor
NJADRE1560260517 | Administratively Determined Incentive Program | Perth Amboy | 8861 | 7.79 | Residential | Behind the Meter | Yes | Sunrun Installation Services, Inc. | PSE&G |  | Accepted | 2025-08-07 | 2025-09-05 | 2026-09-05 | Solar Panels | Elin Energy (Sirius PV) | ELNSM54M-HC-410 |  | 0.41 | 19 | 205 | 10 |  | Fixed | Roof
NJADRE1560260529 | Administratively Determined Incentive Program | WINSLOW TOWNSHIP | 8081 | 7.395 | Residential | Behind the Meter | Yes | SunnyMac, LLC | AC Electric |  | Accepted | 2025-08-07 | 2025-09-05 | 2026-09-05 | Inverters | SOLAREDGE HOME HUB | SE7600H-US | 7600 |  | 1 |  |  | 0.99 |  | Outdoor | next to meter
NJADRE1560260529 | Administratively Determined Incentive Program | WINSLOW TOWNSHIP | 8081 | 7.395 | Residential | Behind the Meter | Yes | SunnyMac, LLC | AC Electric |  | Accepted | 2025-08-07 | 2025-09-05 | 2026-09-05 | Solar Panels | HANWHA | Q.TRON BLK M-G2.H+ |  | 0.435 | 17 | 164 | 30 |  | Fixed | Roof
NJADRE1560260539 | Administratively Determined Incentive Program | Union | 7083 | 3.28 | Residential | Behind the Meter | Yes | Sunrun Installation Services, Inc. | PSE&G |  | Accepted | 2025-08-07 | 2025-09-05 | 2026-09-05 | Solar Panels | Elin Energy (Sirius PV) | ELNSM54M-HC-410 |  | 0.41 | 6 | 203 | 30 |  | Fixed | Roof
NJADRE1560260539 | Administratively Determined Incentive Program | Union | 7083 | 3.28 | Residential | Behind the Meter | Yes | Sunrun Installation Services, Inc. | PSE&G |  | Accepted | 2025-08-07 | 2025-09-05 | 2026-09-05 | Solar Panels | Elin Energy (Sirius PV) | ELNSM54M-HC-410 |  | 0.41 | 2 | 293 | 40 |  | Fixed | Roof
NJADRE1560260539 | Administratively Determined Incentive Program | Union | 7083 | 3.28 | Residential | Behind the Meter | Yes | Sunrun Installation Services, Inc. | PSE&G |  | Accepted | 2025-08-07 | 2025-09-05 | 2026-09-05 | Inverters | SolarEdge Technologies | SE3800H-USMN | 3800 |  | 1 |  |  | 0.99 |  | Outdoor
NJADRE1560260542 | Administratively Determined Incentive Program | Eastampton | 8060 | 4.3 | Residential | Behind the Meter | Yes | Pro Custom Solar dba Momentum Solar | PSE&G |  | Accepted | 2025-08-07 | 2025-09-09 | 2026-09-09 | Inverters | Enphase | IQ8HC-72-M-DOM-US | 380 |  | 10 |  |  | 0.97 |  | Outdoor
NJADRE1560260542 | Administratively Determined Incentive Program | Eastampton | 8060 | 4.3 | Residential | Behind the Meter | Yes | Pro Custom Solar dba Momentum Solar | PSE&G |  | Accepted | 2025-08-07 | 2025-09-09 | 2026-09-09 | Solar Panels | Hanwha | q.tron blk m-g2 + 430 |  | 0.43 | 4 | 123 | 25 |  | Fixed | Roof
NJADRE1560260542 | Administratively Determined Incentive Program | Eastampton | 8060 | 4.3 | Residential | Behind the Meter | Yes | Pro Custom Solar dba Momentum Solar | PSE&G |  | Accepted | 2025-08-07 | 2025-09-09 | 2026-09-09 | Solar Panels | Hanwha | q.tron blk m-g2 + 430 |  | 0.43 | 6 | 303 | 25 |  | Fixed | Roof
NJADRE1560260566 | Administratively Determined Incentive Program | Toms River | 8757 | 11.745 | Residential | Behind the Meter | Yes | SunnyMac, LLC | JCP&L |  | Accepted | 2025-08-07 | 2025-09-05 | 2026-09-05 | Inverters | SOLAREDGE HOME HUB | SE7600H-US | 7600 |  | 1 |  |  | 0.99 |  | Outdoor | next to meter
NJADRE1560260566 | Administratively Determined Incentive Program | Toms River | 8757 | 11.745 | Residential | Behind the Meter | Yes | SunnyMac, LLC | JCP&L |  | Accepted | 2025-08-07 | 2025-09-05 | 2026-09-05 | Solar Panels | HANWHA | Q.TRON BLK M-G2.H+ |  | 0.435 | 12 | 85 | 21 |  | Fixed | Roof
NJADRE1560260566 | Administratively Determined Incentive Program | Toms River | 8757 | 11.745 | Residential | Behind the Meter | Yes | SunnyMac, LLC | JCP&L |  | Accepted | 2025-08-07 | 2025-09-05 | 2026-09-05 | Solar Panels | HANWHA | Q.TRON BLK M-G2.H+ |  | 0.435 | 12 | 175 | 21 |  | Fixed | Roof
NJADRE1560260566 | Administratively Determined Incentive Program | Toms River | 8757 | 11.745 | Residential | Behind the Meter | Yes | SunnyMac, LLC | JCP&L |  | Accepted | 2025-08-07 | 2025-09-05 | 2026-09-05 | Solar Panels | HANWHA | Q.TRON BLK M-G2.H+ |  | 0.435 | 3 | 265 | 21 |  | Fixed | Roof
NJADRE1560260571 | Administratively Determined Incentive Program | Perth Amboy | 8861 | 4.92 | Residential | Behind the Meter | Yes | Sunrun Installation Services, Inc. | PSE&G |  | Accepted | 2025-08-07 | 2025-09-06 | 2026-09-06 | Inverters | SolarEdge Technologies | SE3800H-USMN | 3800 |  | 1 |  |  | 0.99 |  | Outdoor | Next to meter
NJADRE1560260571 | Administratively Determined Incentive Program | Perth Amboy | 8861 | 4.92 | Residential | Behind the Meter | Yes | Sunrun Installation Services, Inc. | PSE&G |  | Accepted | 2025-08-07 | 2025-09-06 | 2026-09-06 | Solar Panels | Elin Energy (Sirius PV) | ELNSM54M-HC-410 |  | 0.41 | 5 | 295 | 30 |  | Fixed | Roof
NJADRE1560260571 | Administratively Determined Incentive Program | Perth Amboy | 8861 | 4.92 | Residential | Behind the Meter | Yes | Sunrun Installation Services, Inc. | PSE&G |  | Accepted | 2025-08-07 | 2025-09-06 | 2026-09-06 | Solar Panels | Elin Energy (Sirius PV) | ELNSM54M-HC-410 |  | 0.41 | 7 | 115 | 30 |  | Fixed | Roof
NJADRE1560260590 | Administratively Determined Incentive Program | Carteret Boro | 7008 | 11.89 | Residential | Behind the Meter | Yes | Sunrun Installation Services, Inc. | PSE&G |  | Accepted | 2025-08-07 | 2025-09-05 | 2026-09-05 | Solar Panels | Elin Energy (Sirius PV) | ELNSM54M-HC-410 |  | 0.41 | 8 | 349 | 18 |  | Fixed | Roof
NJADRE1560260590 | Administratively Determined Incentive Program | Carteret Boro | 7008 | 11.89 | Residential | Behind the Meter | Yes | Sunrun Installation Services, Inc. | PSE&G |  | Accepted | 2025-08-07 | 2025-09-05 | 2026-09-05 | Solar Panels | Elin Energy (Sirius PV) | ELNSM54M-HC-410 |  | 0.41 | 21 | 169 | 18 |  | Fixed | Roof
NJADRE1560260590 | Administratively Determined Incentive Program | Carteret Boro | 7008 | 11.89 | Residential | Behind the Meter | Yes | Sunrun Installation Services, Inc. | PSE&G |  | Accepted | 2025-08-07 | 2025-09-05 | 2026-09-05 | Inverters | SolarEdge Technologies | SE10000H-USMN | 10000 |  | 1 |  |  | 0.99 |  | Outdoor
NJADRE1560260609 | Administratively Determined Incentive Program | ROSELLE PARK | 7204 | 8.265 | Residential | Behind the Meter | No | NJ Solar Power, LLC | PSE&G |  | Accepted | 2025-08-07 | 2025-09-05 | 2026-09-05 | Solar Panels | Hanwha | Q.TRON BLK M-G2+ 435 |  | 0.435 | 6 | 245 | 23 |  | Fixed | Roof | Roof 1
NJADRE1560260609 | Administratively Determined Incentive Program | ROSELLE PARK | 7204 | 8.265 | Residential | Behind the Meter | No | NJ Solar Power, LLC | PSE&G |  | Accepted | 2025-08-07 | 2025-09-05 | 2026-09-05 | Inverters | SolarEdge | SE7600H-US | 7600 |  | 1 |  |  | 0.97 |  | Outside
NJADRE1560260609 | Administratively Determined Incentive Program | ROSELLE PARK | 7204 | 8.265 | Residential | Behind the Meter | No | NJ Solar Power, LLC | PSE&G |  | Accepted | 2025-08-07 | 2025-09-05 | 2026-09-05 | Solar Panels | Hanwha | Q.TRON BLK M-G2+ 435 |  | 0.435 | 13 | 155 | 23 |  | Fixed | Roof | Roof 2
NJADRE1560260631 | Administratively Determined Incentive Program | PARAMUS | 7652 | 13.77 | Residential | Behind the Meter | No | Power Home Remodeling Group | PSE&G |  | Accepted | 2025-08-07 | 2025-09-05 | 2026-09-05 | Solar Panels | JA Solar | JAM54S31 405/MR |  | 0.405 | 18 | 169 | 30 |  | Fixed | Roof
NJADRE1560260631 | Administratively Determined Incentive Program | PARAMUS | 7652 | 13.77 | Residential | Behind the Meter | No | Power Home Remodeling Group | PSE&G |  | Accepted | 2025-08-07 | 2025-09-05 | 2026-09-05 | Meters | SolarEdge | Revenue Grade Data Ansi C12.20 |  |  | 1 |  |  |  | Yes | Outdoor
NJADRE1560260631 | Administratively Determined Incentive Program | PARAMUS | 7652 | 13.77 | Residential | Behind the Meter | No | Power Home Remodeling Group | PSE&G |  | Accepted | 2025-08-07 | 2025-09-05 | 2026-09-05 | Solar Panels | JA Solar | JAM54S31 405/MR |  | 0.405 | 4 | 139 | 30 |  | Fixed | Roof
NJADRE1560260631 | Administratively Determined Incentive Program | PARAMUS | 7652 | 13.77 | Residential | Behind the Meter | No | Power Home Remodeling Group | PSE&G |  | Accepted | 2025-08-07 | 2025-09-05 | 2026-09-05 | Solar Panels | JA Solar | JAM54S31 405/MR |  | 0.405 | 2 | 169 | 30 |  | Fixed | Roof
NJADRE1560260631 | Administratively Determined Incentive Program | PARAMUS | 7652 | 13.77 | Residential | Behind the Meter | No | Power Home Remodeling Group | PSE&G |  | Accepted | 2025-08-07 | 2025-09-05 | 2026-09-05 | Solar Panels | JA Solar | JAM54S31 405/MR |  | 0.405 | 10 | 349 | 29 |  | Fixed | Roof
NJADRE1560260631 | Administratively Determined Incentive Program | PARAMUS | 7652 | 13.77 | Residential | Behind the Meter | No | Power Home Remodeling Group | PSE&G |  | Accepted | 2025-08-07 | 2025-09-05 | 2026-09-05 | Inverters | SolarEdge | SE10000H-US | 10000 |  | 1 |  |  | 0.99 |  | Outside
NJADRE1560260859 | Administratively Determined Incentive Program | NEW BRUNSWICK | 8901 | 10.375 | Residential | Behind the Meter | Yes | Fusion Solar Energy, LLC | PSE&G |  | Accepted | 2025-08-07 | 2025-09-05 | 2026-09-05 | Solar Panels | QCELLS | Q.PEAK DUO BLK ML-G10.C+ 415 |  | 0.415 | 4 | 308.22 | 42 |  | Fixed | Roof
NJADRE1560260859 | Administratively Determined Incentive Program | NEW BRUNSWICK | 8901 | 10.375 | Residential | Behind the Meter | Yes | Fusion Solar Energy, LLC | PSE&G |  | Accepted | 2025-08-07 | 2025-09-05 | 2026-09-05 | Solar Panels | QCELLS | Q.PEAK DUO BLK ML-G10.C+ 415 |  | 0.415 | 3 | 218.21 | 30 |  | Fixed | Roof
NJADRE1560260859 | Administratively Determined Incentive Program | NEW BRUNSWICK | 8901 | 10.375 | Residential | Behind the Meter | Yes | Fusion Solar Energy, LLC | PSE&G |  | Accepted | 2025-08-07 | 2025-09-05 | 2026-09-05 | Solar Panels | QCELLS | Q.PEAK DUO BLK ML-G10.C+ 415 |  | 0.415 | 3 | 38.21 | 31 |  | Fixed | Roof
NJADRE1560260859 | Administratively Determined Incentive Program | NEW BRUNSWICK | 8901 | 10.375 | Residential | Behind the Meter | Yes | Fusion Solar Energy, LLC | PSE&G |  | Accepted | 2025-08-07 | 2025-09-05 | 2026-09-05 | Inverters | ENPHASE | IQ8HC-72-M-DOM-US | 380 |  | 25 |  |  | 0.97 |  | Outside | Roof
NJADRE1560260859 | Administratively Determined Incentive Program | NEW BRUNSWICK | 8901 | 10.375 | Residential | Behind the Meter | Yes | Fusion Solar Energy, LLC | PSE&G |  | Accepted | 2025-08-07 | 2025-09-05 | 2026-09-05 | Solar Panels | QCELLS | Q.PEAK DUO BLK ML-G10.C+ 415 |  | 0.415 | 10 | 128.22 | 44 |  | Fixed | Roof
NJADRE1560260859 | Administratively Determined Incentive Program | NEW BRUNSWICK | 8901 | 10.375 | Residential | Behind the Meter | Yes | Fusion Solar Energy, LLC | PSE&G |  | Accepted | 2025-08-07 | 2025-09-05 | 2026-09-05 | Solar Panels | QCELLS | Q.PEAK DUO BLK ML-G10.C+ 415 |  | 0.415 | 5 | 128.22 | 41 |  | Fixed | Roof
NJADRE1560261926 | Administratively Determined Incentive Program | LITTLE FERRY | 7643 | 14.58 | Residential | Behind the Meter | No | Power Home Remodeling Group | PSE&G |  | Accepted | 2025-08-07 | 2025-09-05 | 2026-09-05 | Solar Panels | JA Solar | JAM54S32 405/MR |  | 0.405 | 16 | 275 | 24 |  | Fixed | Roof
NJADRE1560261926 | Administratively Determined Incentive Program | LITTLE FERRY | 7643 | 14.58 | Residential | Behind the Meter | No | Power Home Remodeling Group | PSE&G |  | Accepted | 2025-08-07 | 2025-09-05 | 2026-09-05 | Inverters | SolarEdge | SE10000H-US | 10000 |  | 1 |  |  | 0.99 |  | Outside
NJADRE1560261926 | Administratively Determined Incentive Program | LITTLE FERRY | 7643 | 14.58 | Residential | Behind the Meter | No | Power Home Remodeling Group | PSE&G |  | Accepted | 2025-08-07 | 2025-09-05 | 2026-09-05 | Meters | SolarEdge | Revenue Grade Data Ansi C12.20 |  |  | 1 |  |  |  | Yes | Outdoor
NJADRE1560261926 | Administratively Determined Incentive Program | LITTLE FERRY | 7643 | 14.58 | Residential | Behind the Meter | No | Power Home Remodeling Group | PSE&G |  | Accepted | 2025-08-07 | 2025-09-05 | 2026-09-05 | Solar Panels | JA Solar | JAM54S32 405/MR |  | 0.405 | 10 | 185 | 15 |  | Fixed | Roof
NJADRE1560261926 | Administratively Determined Incentive Program | LITTLE FERRY | 7643 | 14.58 | Residential | Behind the Meter | No | Power Home Remodeling Group | PSE&G |  | Accepted | 2025-08-07 | 2025-09-05 | 2026-09-05 | Solar Panels | JA Solar | JAM54S32 405/MR |  | 0.405 | 10 | 5 | 15 |  | Fixed | Roof
NJADRE1560261957 | Administratively Determined Incentive Program | Union | 7083 | 4.92 | Residential | Behind the Meter | Yes | Mona Lee GoodLeap Resi Solar | PSE&G |  | Accepted | 2025-08-07 | 2025-09-09 | 2026-09-09 | Inverters | SOLAREDGE | USE3800H-USMNBE78 | 3800 |  | 1 |  |  | 0.99 |  | Outdoor
NJADRE1560261957 | Administratively Determined Incentive Program | Union | 7083 | 4.92 | Residential | Behind the Meter | Yes | Mona Lee GoodLeap Resi Solar | PSE&G |  | Accepted | 2025-08-07 | 2025-09-09 | 2026-09-09 | Solar Panels | HANWHA SOLAR | Q.PEAK DUO BLK ML-G10.C+ 410W |  | 0.41 | 12 | 246 | 24 |  | Fixed | Roof
NJADRE1560269928 | Administratively Determined Incentive Program | Bridgeton | 8302 | 9.135 | Residential | Behind the Meter | Yes | RCL Enterprises, Inc. | AC Electric |  | Accepted | 2025-08-08 | 2025-09-05 | 2026-09-05 | Inverters | Enphase | IQ8HC | 380 |  | 21 |  |  | 0.97 |  | Outside
NJADRE1560269928 | Administratively Determined Incentive Program | Bridgeton | 8302 | 9.135 | Residential | Behind the Meter | Yes | RCL Enterprises, Inc. | AC Electric |  | Accepted | 2025-08-08 | 2025-09-05 | 2026-09-05 | Solar Panels | QTRON | BLKMG2+ |  | 0.435 | 14 | 263 | 16 |  | Fixed | Roof
NJADRE1560269928 | Administratively Determined Incentive Program | Bridgeton | 8302 | 9.135 | Residential | Behind the Meter | Yes | RCL Enterprises, Inc. | AC Electric |  | Accepted | 2025-08-08 | 2025-09-05 | 2026-09-05 | Solar Panels | QTRON | BLKMG2+ |  | 0.435 | 3 | 83 | 16 |  | Fixed | Roof
NJADRE1560269928 | Administratively Determined Incentive Program | Bridgeton | 8302 | 9.135 | Residential | Behind the Meter | Yes | RCL Enterprises, Inc. | AC Electric |  | Accepted | 2025-08-08 | 2025-09-05 | 2026-09-05 | Solar Panels | QTRON | BLKMG2+ |  | 0.435 | 4 | 173 | 16 |  | Fixed | Roof
NJADRE1560269930 | Administratively Determined Incentive Program | Salem | 8079 | 13.05 | Residential | Behind the Meter | Yes | RCL Enterprises, Inc. | AC Electric |  | Accepted | 2025-08-08 | 2025-09-05 | 2026-09-05 | Inverters | Enphase | IQ8HC | 380 |  | 30 |  |  | 0.97 |  | Outside
NJADRE1560269930 | Administratively Determined Incentive Program | Salem | 8079 | 13.05 | Residential | Behind the Meter | Yes | RCL Enterprises, Inc. | AC Electric |  | Accepted | 2025-08-08 | 2025-09-05 | 2026-09-05 | Solar Panels | QTRON | BLKMG2+ |  | 0.435 | 8 | 146 | 6 |  | Fixed | Roof
NJADRE1560269930 | Administratively Determined Incentive Program | Salem | 8079 | 13.05 | Residential | Behind the Meter | Yes | RCL Enterprises, Inc. | AC Electric |  | Accepted | 2025-08-08 | 2025-09-05 | 2026-09-05 | Solar Panels | QTRON | BLKMG2+ |  | 0.435 | 7 | 325 | 30 |  | Fixed | Roof
NJADRE1560269930 | Administratively Determined Incentive Program | Salem | 8079 | 13.05 | Residential | Behind the Meter | Yes | RCL Enterprises, Inc. | AC Electric |  | Accepted | 2025-08-08 | 2025-09-05 | 2026-09-05 | Solar Panels | QTRON | BLKMG2+ |  | 0.435 | 7 | 145 | 30 |  | Fixed | Roof
NJADRE1560269930 | Administratively Determined Incentive Program | Salem | 8079 | 13.05 | Residential | Behind the Meter | Yes | RCL Enterprises, Inc. | AC Electric |  | Accepted | 2025-08-08 | 2025-09-05 | 2026-09-05 | Solar Panels | QTRON | BLKMG2+ |  | 0.435 | 5 | 55 | 36 |  | Fixed | Roof
NJADRE1560269930 | Administratively Determined Incentive Program | Salem | 8079 | 13.05 | Residential | Behind the Meter | Yes | RCL Enterprises, Inc. | AC Electric |  | Accepted | 2025-08-08 | 2025-09-05 | 2026-09-05 | Solar Panels | QTRON | BLKMG2+ |  | 0.435 | 3 | 326 | 6 |  | Fixed | Roof
NJADRE1560269953 | Administratively Determined Incentive Program | Sicklerville | 8081 | 12.3 | Residential | Behind the Meter | Yes | Sunrun Installations Services, Inc. | AC Electric |  | Accepted | 2025-08-08 | 2025-09-06 | 2026-09-06 | Solar Panels | Elin Energy (Sirius PV) | ELNSM54M-HC-410 |  | 0.41 | 30 | 159 | 32 |  | Fixed | Roof
NJADRE1560269953 | Administratively Determined Incentive Program | Sicklerville | 8081 | 12.3 | Residential | Behind the Meter | Yes | Sunrun Installations Services, Inc. | AC Electric |  | Accepted | 2025-08-08 | 2025-09-06 | 2026-09-06 | Inverters | SolarEdge Technologies | SE10000H-USMN | 10000 |  | 1 |  |  | 0.99 |  | Outdoor
NJADRE1560269963 | Administratively Determined Incentive Program | SICKLERVILLE | 8081 | 3.69 | Residential | Behind the Meter | Yes | Sunrun Installation Services, Inc. | AC Electric |  | Accepted | 2025-08-08 | 2025-09-08 | 2026-09-08 | Inverters | SolarEdge Technologies | SE3800H-USMN | 3800 |  | 1 |  |  | 0.99 |  | Outdoor
NJADRE1560269963 | Administratively Determined Incentive Program | SICKLERVILLE | 8081 | 3.69 | Residential | Behind the Meter | Yes | Sunrun Installation Services, Inc. | AC Electric |  | Accepted | 2025-08-08 | 2025-09-08 | 2026-09-08 | Solar Panels | Elin Energy (Sirius PV) | ELNSM54M-HC-410 |  | 0.41 | 9 | 223 | 30 |  | Fixed | Roof
NJADRE1560269964 | Administratively Determined Incentive Program | BERLIN | 8009 | 7.83 | Residential | Behind the Meter | Yes | SunnyMac, LLC | AC Electric |  | Accepted | 2025-08-08 | 2025-09-05 | 2026-09-05 | Inverters | SOLAREDGE HOME HUB | SE5700H-US | 5760 |  | 1 |  |  | 0.99 |  | Outdoor | next to meter
NJADRE1560269964 | Administratively Determined Incentive Program | BERLIN | 8009 | 7.83 | Residential | Behind the Meter | Yes | SunnyMac, LLC | AC Electric |  | Accepted | 2025-08-08 | 2025-09-05 | 2026-09-05 | Solar Panels | HANWHA | Q.TRON BLK M-G2.H+ |  | 0.435 | 18 | 255 | 18 |  | Fixed | Roof
NJADRE1560269976 | Administratively Determined Incentive Program | Elizabeth | 7206 | 7.055 | Residential | Behind the Meter | Yes | Big Wave Roofing and Solar, LLC | PSE&G |  | Accepted | 2025-08-08 | 2025-09-05 | 2026-09-05 | Inverters | Enphase | IQ8HC-72-M-DOM-US | 380 |  | 17 |  |  | 0.97 |  | Outside
NJADRE1560269976 | Administratively Determined Incentive Program | Elizabeth | 7206 | 7.055 | Residential | Behind the Meter | Yes | Big Wave Roofing and Solar, LLC | PSE&G |  | Accepted | 2025-08-08 | 2025-09-05 | 2026-09-05 | Solar Panels | QCELLS | Q.PEAK DUO BLK ML-G10.C+ 415W |  | 0.415 | 3 | 324 | 42 |  | Fixed | Roof
NJADRE1560269976 | Administratively Determined Incentive Program | Elizabeth | 7206 | 7.055 | Residential | Behind the Meter | Yes | Big Wave Roofing and Solar, LLC | PSE&G |  | Accepted | 2025-08-08 | 2025-09-05 | 2026-09-05 | Solar Panels | QCELLS | Q.PEAK DUO BLK ML-G10.C+ 415W |  | 0.415 | 14 | 144 | 42 |  | Fixed | Roof
NJADRE1560269978 | Administratively Determined Incentive Program | Stirling | 7980 | 15.18 | Residential | Behind the Meter | No | Infinity Solar Systems, LLC | JCP&L |  | Accepted | 2025-08-08 | 2025-09-08 | 2026-09-08 | Solar Panels | REC Solar | REC 460AA PURE-RX |  | 0.46 | 7 | 137 | 34 |  | Fixed | Roof
NJADRE1560269978 | Administratively Determined Incentive Program | Stirling | 7980 | 15.18 | Residential | Behind the Meter | No | Infinity Solar Systems, LLC | JCP&L |  | Accepted | 2025-08-08 | 2025-09-08 | 2026-09-08 | Solar Panels | REC Solar | REC 460AA PURE-RX |  | 0.46 | 24 | 137 | 34 |  | Fixed | Roof
NJADRE1560269978 | Administratively Determined Incentive Program | Stirling | 7980 | 15.18 | Residential | Behind the Meter | No | Infinity Solar Systems, LLC | JCP&L |  | Accepted | 2025-08-08 | 2025-09-08 | 2026-09-08 | Inverters | Enphase | IQ8X-80-M-US | 380 |  | 33 |  |  | 0.97 |  | Outdoor
NJADRE1560269978 | Administratively Determined Incentive Program | Stirling | 7980 | 15.18 | Residential | Behind the Meter | No | Infinity Solar Systems, LLC | JCP&L |  | Accepted | 2025-08-08 | 2025-09-08 | 2026-09-08 | Solar Panels | REC Solar | REC 460AA PURE-RX |  | 0.46 | 2 | 137 | 33 |  | Fixed | Roof
NJADRE1560269979 | Administratively Determined Incentive Program | Hopatcong | 7843 | 14.76 | Residential | Behind the Meter | Yes | Sunrun Installation Services, Inc. | JCP&L |  | Accepted | 2025-08-08 | 2025-09-06 | 2026-09-06 | Solar Panels | Elin Energy (Sirius PV) | ELNSM54M-HC-410 |  | 0.41 | 19 | 305 | 23 |  | Fixed | Roof
NJADRE1560269979 | Administratively Determined Incentive Program | Hopatcong | 7843 | 14.76 | Residential | Behind the Meter | Yes | Sunrun Installation Services, Inc. | JCP&L |  | Accepted | 2025-08-08 | 2025-09-06 | 2026-09-06 | Solar Panels | Elin Energy (Sirius PV) | ELNSM54M-HC-410 |  | 0.41 | 17 | 125 | 23 |  | Fixed | Roof
NJADRE1560269979 | Administratively Determined Incentive Program | Hopatcong | 7843 | 14.76 | Residential | Behind the Meter | Yes | Sunrun Installation Services, Inc. | JCP&L |  | Accepted | 2025-08-08 | 2025-09-06 | 2026-09-06 | Inverters | SolarEdge Technologies | SE10000H-USMN | 10000 |  | 1 |  |  | 0.99 |  | Outdoor
NJADRE1560269981 | Administratively Determined Incentive Program | ERIAL | 8081 | 8.7 | Residential | Behind the Meter | Yes | SunnyMac, LLC | AC Electric |  | Accepted | 2025-08-08 | 2025-09-08 | 2026-09-08 | Solar Panels | HANWHA | Q.TRON BLK M-G2+ 435W |  | 0.435 | 3 | 202 | 39 |  | Fixed | Roof
NJADRE1560269981 | Administratively Determined Incentive Program | ERIAL | 8081 | 8.7 | Residential | Behind the Meter | Yes | SunnyMac, LLC | AC Electric |  | Accepted | 2025-08-08 | 2025-09-08 | 2026-09-08 | Inverters | SOLAREDGE HOME HUB | SE5700H-US | 5760 |  | 1 |  |  | 0.99 |  | Outdoor | next to meter
NJADRE1560269981 | Administratively Determined Incentive Program | ERIAL | 8081 | 8.7 | Residential | Behind the Meter | Yes | SunnyMac, LLC | AC Electric |  | Accepted | 2025-08-08 | 2025-09-08 | 2026-09-08 | Solar Panels | HANWHA | Q.TRON BLK M-G2+ 435W |  | 0.435 | 9 | 291 | 30 |  | Fixed | Roof
NJADRE1560269981 | Administratively Determined Incentive Program | ERIAL | 8081 | 8.7 | Residential | Behind the Meter | Yes | SunnyMac, LLC | AC Electric |  | Accepted | 2025-08-08 | 2025-09-08 | 2026-09-08 | Solar Panels | HANWHA | Q.TRON BLK M-G2+ 435W |  | 0.435 | 8 | 112 | 30 |  | Fixed | Roof
NJADRE1560269992 | Administratively Determined Incentive Program | MAPLEWOOD Twp | 7040 | 8.17 | Residential | Behind the Meter | No | Green Power Energy, LLC | PSE&G |  | Accepted | 2025-08-08 | 2025-09-05 | 2026-09-05 | Inverters | Enphase | IQ8MC-72-M-US [240V] | 320 |  | 19 |  |  | 0.98 |  | Outside
NJADRE1560269992 | Administratively Determined Incentive Program | MAPLEWOOD Twp | 7040 | 8.17 | Residential | Behind the Meter | No | Green Power Energy, LLC | PSE&G |  | Accepted | 2025-08-08 | 2025-09-05 | 2026-09-05 | Solar Panels | SEG Solar | SEG-430-BTD-BG |  | 0.43 | 19 | 129 | 45 |  | Fixed | Roof
NJADRE1560269997 | Administratively Determined Incentive Program | EAST BRUNSWICK | 8816 | 6.96 | Residential | Behind the Meter | Yes | SunnyMac, LLC | JCP&L |  | Accepted | 2025-08-08 | 2025-09-05 | 2026-09-05 | Inverters | SOLAREDGE HOME HUB | SE5700H-US | 5760 |  | 1 |  |  | 0.99 |  | Outdoor | next to meter
NJADRE1560269997 | Administratively Determined Incentive Program | EAST BRUNSWICK | 8816 | 6.96 | Residential | Behind the Meter | Yes | SunnyMac, LLC | JCP&L |  | Accepted | 2025-08-08 | 2025-09-05 | 2026-09-05 | Solar Panels | HANWHA | Q.TRON BLK M-G2.H+ |  | 0.435 | 14 | 220 | 19 |  | Fixed | Roof
NJADRE1560269997 | Administratively Determined Incentive Program | EAST BRUNSWICK | 8816 | 6.96 | Residential | Behind the Meter | Yes | SunnyMac, LLC | JCP&L |  | Accepted | 2025-08-08 | 2025-09-05 | 2026-09-05 | Solar Panels | HANWHA | Q.TRON BLK M-G2.H+ |  | 0.435 | 2 | 220 | 16 |  | Fixed | Roof
NJADRE1560270004 | Administratively Determined Incentive Program | Teaneck | 7666 | 4.92 | Residential | Behind the Meter | Yes | Pro Custom Solar dba Momentum Solar | PSE&G |  | Accepted | 2025-08-08 | 2025-09-09 | 2026-09-09 | Solar Panels | HANWHA | HANWHA Q.PEAK DUO BLK ML-G10+410 |  | 0.41 | 10 | 207 | 32 |  | Fixed | Roof
NJADRE1560270004 | Administratively Determined Incentive Program | Teaneck | 7666 | 4.92 | Residential | Behind the Meter | Yes | Pro Custom Solar dba Momentum Solar | PSE&G |  | Accepted | 2025-08-08 | 2025-09-09 | 2026-09-09 | Inverters | ENPHASE | IQ8HC-72-M-DOM-US | 380 |  | 12 |  |  | 0.97 |  | Outdoor
NJADRE1560270004 | Administratively Determined Incentive Program | Teaneck | 7666 | 4.92 | Residential | Behind the Meter | Yes | Pro Custom Solar dba Momentum Solar | PSE&G |  | Accepted | 2025-08-08 | 2025-09-09 | 2026-09-09 | Solar Panels | HANWHA | HANWHA Q.PEAK DUO BLK ML-G10+410 |  | 0.41 | 2 | 296 | 24 |  | Fixed | Roof
NJADRE1560270012 | Administratively Determined Incentive Program | PATERSON | 7502 | 2.05 | Residential | Behind the Meter | Yes | Trinity Solar, LLC | PSE&G |  | Accepted | 2025-08-08 | 2025-09-08 | 2026-09-08 | Inverters | Enphase | IQ8PLUS-72-2-US | 290 |  | 5 |  |  | 0.97 |  | Outdoor
NJADRE1560270012 | Administratively Determined Incentive Program | PATERSON | 7502 | 2.05 | Residential | Behind the Meter | Yes | Trinity Solar, LLC | PSE&G |  | Accepted | 2025-08-08 | 2025-09-08 | 2026-09-08 | Solar Panels | HANWHA | (Q.PEAK DUO BLK ML-G10+ 410) |  | 0.41 | 5 | 139 | 40 |  | Fixed | Roof
NJADRE1560270015 | Administratively Determined Incentive Program | UNION CITY | 7087 | 3.28 | Residential | Behind the Meter | Yes | Sunrun Installation Services, Inc. | PSE&G |  | Accepted | 2025-08-08 | 2025-09-05 | 2026-09-05 | Solar Panels | ELIN ENERGY (SIRIUS PV) | ELNSM54M-HC-410 |  | 0.41 | 3 | 25 | 35 |  | Fixed | Roof
NJADRE1560270015 | Administratively Determined Incentive Program | UNION CITY | 7087 | 3.28 | Residential | Behind the Meter | Yes | Sunrun Installation Services, Inc. | PSE&G |  | Accepted | 2025-08-08 | 2025-09-05 | 2026-09-05 | Solar Panels | ELIN ENERGY (SIRIUS PV) | ELNSM54M-HC-410 |  | 0.41 | 5 | 205 | 35 |  | Fixed | Roof
NJADRE1560270015 | Administratively Determined Incentive Program | UNION CITY | 7087 | 3.28 | Residential | Behind the Meter | Yes | Sunrun Installation Services, Inc. | PSE&G |  | Accepted | 2025-08-08 | 2025-09-05 | 2026-09-05 | Inverters | SOLAREDGE TECHNOLOGIES | SE3800H-USMN | 3800 |  | 1 |  |  | 0.99 |  | Outside
NJADRE1560270017 | Administratively Determined Incentive Program | JAMESBURG | 8831 | 6.56 | Residential | Behind the Meter | Yes | Sunrun Installation Services, Inc. | JCP&L |  | Accepted | 2025-08-08 | 2025-09-05 | 2026-09-05 | Solar Panels | Elin Energy (Sirius PV) | ELNSM54M-HC-410 |  | 0.41 | 7 | 342 | 34 |  | Fixed | Roof
NJADRE1560270017 | Administratively Determined Incentive Program | JAMESBURG | 8831 | 6.56 | Residential | Behind the Meter | Yes | Sunrun Installation Services, Inc. | JCP&L |  | Accepted | 2025-08-08 | 2025-09-05 | 2026-09-05 | Solar Panels | Elin Energy (Sirius PV) | ELNSM54M-HC-410 |  | 0.41 | 9 | 162 | 34 |  | Fixed | Roof
NJADRE1560270017 | Administratively Determined Incentive Program | JAMESBURG | 8831 | 6.56 | Residential | Behind the Meter | Yes | Sunrun Installation Services, Inc. | JCP&L |  | Accepted | 2025-08-08 | 2025-09-05 | 2026-09-05 | Inverters | SolarEdge Technologies | SE5700H-USMN | 5760 |  | 1 |  |  | 0.99 |  | Outdoor
NJADRE1560270034 | Administratively Determined Incentive Program | HAMILTON TWP | 8691 | 7.74 | Residential | Behind the Meter | No | Green Power Energy, LLC | PSE&G |  | Accepted | 2025-08-08 | 2025-09-05 | 2026-09-05 | Inverters | Enphase | IQ8MC-72-M-US [240V] | 320 |  | 18 |  |  | 0.98 |  | Outside
NJADRE1560270034 | Administratively Determined Incentive Program | HAMILTON TWP | 8691 | 7.74 | Residential | Behind the Meter | No | Green Power Energy, LLC | PSE&G |  | Accepted | 2025-08-08 | 2025-09-05 | 2026-09-05 | Solar Panels | SEG Solar | SEG-430-BTD-BG |  | 0.43 | 9 | 253 | 16 |  | Fixed | Roof
NJADRE1560270034 | Administratively Determined Incentive Program | HAMILTON TWP | 8691 | 7.74 | Residential | Behind the Meter | No | Green Power Energy, LLC | PSE&G |  | Accepted | 2025-08-08 | 2025-09-05 | 2026-09-05 | Solar Panels | SEG Solar | SEG-430-BTD-BG |  | 0.43 | 9 | 253 | 21 |  | Fixed | Roof
NJADRE1560270035 | Administratively Determined Incentive Program | PISCATAWAY | 8854 | 12.3 | Residential | Behind the Meter | Yes | Pro Custom Solar dba Momentum Solar | PSE&G |  | Accepted | 2025-08-08 | 2025-09-09 | 2026-09-09 | Inverters | ENPHASE | IQ8HC-72-M-DOM-US | 380 |  | 30 |  |  | 0.97 |  | Outdoor
NJADRE1560270035 | Administratively Determined Incentive Program | PISCATAWAY | 8854 | 12.3 | Residential | Behind the Meter | Yes | Pro Custom Solar dba Momentum Solar | PSE&G |  | Accepted | 2025-08-08 | 2025-09-09 | 2026-09-09 | Solar Panels | HANWHA | HANWHA Q.PEAK DUO BLK ML-G10+410 |  | 0.41 | 8 | 152 | 24 |  | Fixed | Roof
NJADRE1560270035 | Administratively Determined Incentive Program | PISCATAWAY | 8854 | 12.3 | Residential | Behind the Meter | Yes | Pro Custom Solar dba Momentum Solar | PSE&G |  | Accepted | 2025-08-08 | 2025-09-09 | 2026-09-09 | Solar Panels | HANWHA | HANWHA Q.PEAK DUO BLK ML-G10+410 |  | 0.41 | 6 | 332 | 23 |  | Fixed | Roof
NJADRE1560270035 | Administratively Determined Incentive Program | PISCATAWAY | 8854 | 12.3 | Residential | Behind the Meter | Yes | Pro Custom Solar dba Momentum Solar | PSE&G |  | Accepted | 2025-08-08 | 2025-09-09 | 2026-09-09 | Solar Panels | HANWHA | HANWHA Q.PEAK DUO BLK ML-G10+410 |  | 0.41 | 6 | 152 | 7 |  | Fixed | Roof
NJADRE1560270035 | Administratively Determined Incentive Program | PISCATAWAY | 8854 | 12.3 | Residential | Behind the Meter | Yes | Pro Custom Solar dba Momentum Solar | PSE&G |  | Accepted | 2025-08-08 | 2025-09-09 | 2026-09-09 | Solar Panels | HANWHA | HANWHA Q.PEAK DUO BLK ML-G10+410 |  | 0.41 | 10 | 332 | 24 |  | Fixed | Roof
NJADRE1560270047 | Administratively Determined Incentive Program | BERLIN | 8009 | 4.3 | Residential | Behind the Meter | Yes | Sustainable Energy Systems, LLC | AC Electric |  | Accepted | 2025-08-08 | 2025-09-15 | 2026-09-15 | Solar Panels | SEG Solar | SEG-430-BTD-BG |  | 0.43 | 10 | 132 | 19 |  | Fixed | Roof
NJADRE1560270047 | Administratively Determined Incentive Program | BERLIN | 8009 | 4.3 | Residential | Behind the Meter | Yes | Sustainable Energy Systems, LLC | AC Electric |  | Accepted | 2025-08-08 | 2025-09-15 | 2026-09-15 | Inverters | SolarEdge Technologies | SE3800H-US | 4 |  | 1 |  |  | 0.99 |  | Outside
NJADRE1560270057 | Administratively Determined Incentive Program | North Bergen Twp | 7047 | 4.51 | Residential | Behind the Meter | Yes | Sunrun Installation Services, Inc. | PSE&G |  | Accepted | 2025-08-08 | 2025-09-05 | 2026-09-05 | Solar Panels | ELIN ENERGY (SIRIUS PV) | ELNSM54M-HC-410 |  | 0.41 | 11 | 302 | 19 |  | Fixed | Roof
NJADRE1560270057 | Administratively Determined Incentive Program | North Bergen Twp | 7047 | 4.51 | Residential | Behind the Meter | Yes | Sunrun Installation Services, Inc. | PSE&G |  | Accepted | 2025-08-08 | 2025-09-05 | 2026-09-05 | Inverters | SOLAREDGE TECHNOLOGIES | SE3800H-USMN | 3800 |  | 1 |  |  | 0.99 |  | Outside
NJADRE1560270072 | Administratively Determined Incentive Program | West Windsor Twp | 8550 | 12.615 | Residential | Behind the Meter | Yes | SunnyMac, LLC | PSE&G |  | Accepted | 2025-08-08 | 2025-09-05 | 2026-09-05 | Solar Panels | HANWHA | Q.TRON BLK M-G2.H+ |  | 0.435 | 17 | 169 | 25 |  | Fixed | Roof
NJADRE1560270072 | Administratively Determined Incentive Program | West Windsor Twp | 8550 | 12.615 | Residential | Behind the Meter | Yes | SunnyMac, LLC | PSE&G |  | Accepted | 2025-08-08 | 2025-09-05 | 2026-09-05 | Solar Panels | HANWHA | Q.TRON BLK M-G2.H+ |  | 0.435 | 8 | 349 | 25 |  | Fixed | Roof
NJADRE1560270072 | Administratively Determined Incentive Program | West Windsor Twp | 8550 | 12.615 | Residential | Behind the Meter | Yes | SunnyMac, LLC | PSE&G |  | Accepted | 2025-08-08 | 2025-09-05 | 2026-09-05 | Inverters | SOLAREDGE HOME HUB | SE10000H-US | 10000 |  | 1 |  |  | 0.99 |  | Outdoor | next to meter
NJADRE1560270072 | Administratively Determined Incentive Program | West Windsor Twp | 8550 | 12.615 | Residential | Behind the Meter | Yes | SunnyMac, LLC | PSE&G |  | Accepted | 2025-08-08 | 2025-09-05 | 2026-09-05 | Solar Panels | HANWHA | Q.TRON BLK M-G2.H+ |  | 0.435 | 4 | 349 | 24 |  | Fixed | Roof
NJADRE1560270079 | Administratively Determined Incentive Program | WEST PATTERSON BORO | 7424 | 11.61 | Residential | Behind the Meter | No | Green Power Energy, LLC | PSE&G |  | Accepted | 2025-08-08 | 2025-09-05 | 2026-09-05 | Inverters | Enphase | IQ8MC-72-M-US [240V] | 320 |  | 27 |  |  | 0.98 |  | Outside
NJADRE1560270079 | Administratively Determined Incentive Program | WEST PATTERSON BORO | 7424 | 11.61 | Residential | Behind the Meter | No | Green Power Energy, LLC | PSE&G |  | Accepted | 2025-08-08 | 2025-09-05 | 2026-09-05 | Solar Panels | SEG Solar | SEG-430-BTD-BG |  | 0.43 | 11 | 291 | 34 |  | Fixed | Roof
NJADRE1560270079 | Administratively Determined Incentive Program | WEST PATTERSON BORO | 7424 | 11.61 | Residential | Behind the Meter | No | Green Power Energy, LLC | PSE&G |  | Accepted | 2025-08-08 | 2025-09-05 | 2026-09-05 | Solar Panels | SEG Solar | SEG-430-BTD-BG |  | 0.43 | 2 | 111 | 34 |  | Fixed | Roof
NJADRE1560270079 | Administratively Determined Incentive Program | WEST PATTERSON BORO | 7424 | 11.61 | Residential | Behind the Meter | No | Green Power Energy, LLC | PSE&G |  | Accepted | 2025-08-08 | 2025-09-05 | 2026-09-05 | Solar Panels | SEG Solar | SEG-430-BTD-BG |  | 0.43 | 2 | 201 | 34 |  | Fixed | Roof
NJADRE1560270079 | Administratively Determined Incentive Program | WEST PATTERSON BORO | 7424 | 11.61 | Residential | Behind the Meter | No | Green Power Energy, LLC | PSE&G |  | Accepted | 2025-08-08 | 2025-09-05 | 2026-09-05 | Solar Panels | SEG Solar | SEG-430-BTD-BG |  | 0.43 | 2 | 291 | 34 |  | Fixed | Roof
NJADRE1560270079 | Administratively Determined Incentive Program | WEST PATTERSON BORO | 7424 | 11.61 | Residential | Behind the Meter | No | Green Power Energy, LLC | PSE&G |  | Accepted | 2025-08-08 | 2025-09-05 | 2026-09-05 | Solar Panels | SEG Solar | SEG-430-BTD-BG |  | 0.43 | 6 | 291 | 34 |  | Fixed | Roof
NJADRE1560270079 | Administratively Determined Incentive Program | WEST PATTERSON BORO | 7424 | 11.61 | Residential | Behind the Meter | No | Green Power Energy, LLC | PSE&G |  | Accepted | 2025-08-08 | 2025-09-05 | 2026-09-05 | Solar Panels | SEG Solar | SEG-430-BTD-BG |  | 0.43 | 1 | 201 | 34 |  | Fixed | Roof
NJADRE1560270079 | Administratively Determined Incentive Program | WEST PATTERSON BORO | 7424 | 11.61 | Residential | Behind the Meter | No | Green Power Energy, LLC | PSE&G |  | Accepted | 2025-08-08 | 2025-09-05 | 2026-09-05 | Solar Panels | SEG Solar | SEG-430-BTD-BG |  | 0.43 | 3 | 201 | 34 |  | Fixed | Roof
NJADRE1560270086 | Administratively Determined Incentive Program | Woodbridge Twp | 8863 | 4.73 | Residential | Behind the Meter | Yes | Pro Custom Solar dba Momentum Solar | PSE&G |  | Accepted | 2025-08-08 | 2025-09-09 | 2026-09-09 | Inverters | ENPHASE | IQ8HC-72-M-DOM-US | 380 |  | 11 |  |  | 0.97 |  | Outdoor
NJADRE1560270086 | Administratively Determined Incentive Program | Woodbridge Twp | 8863 | 4.73 | Residential | Behind the Meter | Yes | Pro Custom Solar dba Momentum Solar | PSE&G |  | Accepted | 2025-08-08 | 2025-09-09 | 2026-09-09 | Solar Panels | HANWHA | HANWHA Q.TRON BLK M-G2+ 430 |  | 0.43 | 3 | 197 | 25 |  | Fixed | Roof
NJADRE1560270086 | Administratively Determined Incentive Program | Woodbridge Twp | 8863 | 4.73 | Residential | Behind the Meter | Yes | Pro Custom Solar dba Momentum Solar | PSE&G |  | Accepted | 2025-08-08 | 2025-09-09 | 2026-09-09 | Solar Panels | HANWHA | HANWHA Q.TRON BLK M-G2+ 430 |  | 0.43 | 4 | 17 | 27 |  | Fixed | Roof
NJADRE1560270086 | Administratively Determined Incentive Program | Woodbridge Twp | 8863 | 4.73 | Residential | Behind the Meter | Yes | Pro Custom Solar dba Momentum Solar | PSE&G |  | Accepted | 2025-08-08 | 2025-09-09 | 2026-09-09 | Solar Panels | HANWHA | HANWHA Q.TRON BLK M-G2+ 430 |  | 0.43 | 4 | 108 | 10 |  | Fixed | Roof
NJADRE1560270090 | Administratively Determined Incentive Program | Mount Holly | 8060 | 9.84 | Residential | Behind the Meter | Yes | Sunrun Installation Services, Inc. | PSE&G |  | Accepted | 2025-08-08 | 2025-09-05 | 2026-09-05 | Solar Panels | ELIN ENERGY (SIRIUS PV) | ELNSM54M-HC-410 |  | 0.41 | 12 | 15 | 36 |  | Fixed | Roof
NJADRE1560270090 | Administratively Determined Incentive Program | Mount Holly | 8060 | 9.84 | Residential | Behind the Meter | Yes | Sunrun Installation Services, Inc. | PSE&G |  | Accepted | 2025-08-08 | 2025-09-05 | 2026-09-05 | Solar Panels | ELIN ENERGY (SIRIUS PV) | ELNSM54M-HC-410 |  | 0.41 | 12 | 195 | 36 |  | Fixed | Roof
NJADRE1560270090 | Administratively Determined Incentive Program | Mount Holly | 8060 | 9.84 | Residential | Behind the Meter | Yes | Sunrun Installation Services, Inc. | PSE&G |  | Accepted | 2025-08-08 | 2025-09-05 | 2026-09-05 | Inverters | SOLAREDGE TECHNOLOGIES | SE7600H-USMN | 7600 |  | 1 |  |  | 0.99 |  | Outside
NJADRE1560270098 | Administratively Determined Incentive Program | BRICK | 8723 | 5.74 | Residential | Behind the Meter | Yes | Trinity Solar, LLC | JCP&L |  | Accepted | 2025-08-08 | 2025-09-08 | 2026-09-08 | Solar Panels | Hanwha | Q.PEAK DUO BLK ML-G10.C+ 410 |  | 0.41 | 2 | 93 | 30 |  | Fixed | Roof
NJADRE1560270098 | Administratively Determined Incentive Program | BRICK | 8723 | 5.74 | Residential | Behind the Meter | Yes | Trinity Solar, LLC | JCP&L |  | Accepted | 2025-08-08 | 2025-09-08 | 2026-09-08 | Solar Panels | Hanwha | Q.PEAK DUO BLK ML-G10.C+ 410 |  | 0.41 | 4 | 273 | 30 |  | Fixed | Roof
NJADRE1560270098 | Administratively Determined Incentive Program | BRICK | 8723 | 5.74 | Residential | Behind the Meter | Yes | Trinity Solar, LLC | JCP&L |  | Accepted | 2025-08-08 | 2025-09-08 | 2026-09-08 | Solar Panels | Hanwha | Q.PEAK DUO BLK ML-G10.C+ 410 |  | 0.41 | 8 | 183 | 30 |  | Fixed | Roof
NJADRE1560270098 | Administratively Determined Incentive Program | BRICK | 8723 | 5.74 | Residential | Behind the Meter | Yes | Trinity Solar, LLC | JCP&L |  | Accepted | 2025-08-08 | 2025-09-08 | 2026-09-08 | Inverters | Solar Edge | USE5700H-US | 5760 |  | 1 |  |  | 0.97 |  | Outside
NJADRE1560270108 | Administratively Determined Incentive Program | OLD BRIDGE | 8857 | 6.56 | Residential | Behind the Meter | Yes | Pro Custom Solar dba Momentum Solar | JCP&L |  | Accepted | 2025-08-08 | 2025-09-09 | 2026-09-09 | Solar Panels | HANWHA | Q.PEAK DUO BLK ML-G10+410 |  | 0.41 | 12 | 130 | 44 |  | Fixed | Roof
NJADRE1560270108 | Administratively Determined Incentive Program | OLD BRIDGE | 8857 | 6.56 | Residential | Behind the Meter | Yes | Pro Custom Solar dba Momentum Solar | JCP&L |  | Accepted | 2025-08-08 | 2025-09-09 | 2026-09-09 | Solar Panels | HANWHA | Q.PEAK DUO BLK ML-G10+410 |  | 0.41 | 4 | 40 | 34 |  | Fixed | Roof
NJADRE1560270108 | Administratively Determined Incentive Program | OLD BRIDGE | 8857 | 6.56 | Residential | Behind the Meter | Yes | Pro Custom Solar dba Momentum Solar | JCP&L |  | Accepted | 2025-08-08 | 2025-09-09 | 2026-09-09 | Inverters | ENPHASE | IQ8HC-72-M-DOM-US | 380 |  | 16 |  |  | 0.97 |  | Outdoor
NJADRE1560270109 | Administratively Determined Incentive Program | RUNNEMEDE | 8078 | 11.07 | Residential | Behind the Meter | Yes | Sunrun Installation Services, Inc. | PSE&G |  | Accepted | 2025-08-08 | 2025-09-05 | 2026-09-05 | Inverters | SolarEdge Technologies | SE7600H-USMN | 7600 |  | 1 |  |  | 0.99 |  | Outdoor
NJADRE1560270109 | Administratively Determined Incentive Program | RUNNEMEDE | 8078 | 11.07 | Residential | Behind the Meter | Yes | Sunrun Installation Services, Inc. | PSE&G |  | Accepted | 2025-08-08 | 2025-09-05 | 2026-09-05 | Solar Panels | Elin Energy (Sirius PV) | ELNSM54M-HC-410 |  | 0.41 | 15 | 294 | 22 |  | Fixed | Roof
NJADRE1560270109 | Administratively Determined Incentive Program | RUNNEMEDE | 8078 | 11.07 | Residential | Behind the Meter | Yes | Sunrun Installation Services, Inc. | PSE&G |  | Accepted | 2025-08-08 | 2025-09-05 | 2026-09-05 | Solar Panels | Elin Energy (Sirius PV) | ELNSM54M-HC-410 |  | 0.41 | 12 | 114 | 22 |  | Fixed | Roof
NJADRE1560270112 | Administratively Determined Incentive Program | Washington Township | 8012 | 8.7 | Residential | Behind the Meter | Yes | VELOCITY ENERGY & HOME SOLUTIONS, INC. | AC Electric |  | Accepted | 2025-08-08 | 2025-09-10 | 2026-09-10 | Inverters | enphase | iq8hc | 380 |  | 20 |  |  | 0.99 |  | Outside | behind panels
NJADRE1560270112 | Administratively Determined Incentive Program | Washington Township | 8012 | 8.7 | Residential | Behind the Meter | Yes | VELOCITY ENERGY & HOME SOLUTIONS, INC. | AC Electric |  | Accepted | 2025-08-08 | 2025-09-10 | 2026-09-10 | Solar Panels | QTRON | 434 |  | 0.435 | 7 | 162 | 18 |  | Fixed | Roof
NJADRE1560270112 | Administratively Determined Incentive Program | Washington Township | 8012 | 8.7 | Residential | Behind the Meter | Yes | VELOCITY ENERGY & HOME SOLUTIONS, INC. | AC Electric |  | Accepted | 2025-08-08 | 2025-09-10 | 2026-09-10 | Solar Panels | QTRON | 435W |  | 0.435 | 4 | 162 | 20 |  | Fixed | Roof
NJADRE1560270112 | Administratively Determined Incentive Program | Washington Township | 8012 | 8.7 | Residential | Behind the Meter | Yes | VELOCITY ENERGY & HOME SOLUTIONS, INC. | AC Electric |  | Accepted | 2025-08-08 | 2025-09-10 | 2026-09-10 | Solar Panels | QTRON | 434 |  | 0.435 | 9 | 252 | 20 |  | Fixed | Roof
NJADRE1560270179 | Administratively Determined Incentive Program | Hackensack | 7601 | 9.24 | Residential | Behind the Meter | No | PlugPV, LLC | PSE&G |  | Accepted | 2025-08-08 | 2025-09-08 | 2026-09-08 | Inverters | IQ8M-72-2-US | ENPHASE | 325 |  | 21 |  |  | 0.98 |  | Outside
NJADRE1560270179 | Administratively Determined Incentive Program | Hackensack | 7601 | 9.24 | Residential | Behind the Meter | No | PlugPV, LLC | PSE&G |  | Accepted | 2025-08-08 | 2025-09-08 | 2026-09-08 | Solar Panels | JA SOLAR | JAM54D41 440/MB |  | 0.44 | 21 | 307 | 30 |  | Fixed | Roof
NJADRE1560270193 | Administratively Determined Incentive Program | LUMBERTON TOWNSHIP | 8048 | 6.09 | Residential | Behind the Meter | Yes | SunnyMac, LLC | PSE&G |  | Accepted | 2025-08-08 | 2025-09-05 | 2026-09-05 | Solar Panels | HANWHA | Q.TRON BLK M-G2.H+ |  | 0.435 | 3 | 326 | 31 |  | Fixed | Roof
NJADRE1560270193 | Administratively Determined Incentive Program | LUMBERTON TOWNSHIP | 8048 | 6.09 | Residential | Behind the Meter | Yes | SunnyMac, LLC | PSE&G |  | Accepted | 2025-08-08 | 2025-09-05 | 2026-09-05 | Solar Panels | HANWHA | Q.TRON BLK M-G2.H+ |  | 0.435 | 11 | 146 | 31 |  | Fixed | Roof
NJADRE1560270193 | Administratively Determined Incentive Program | LUMBERTON TOWNSHIP | 8048 | 6.09 | Residential | Behind the Meter | Yes | SunnyMac, LLC | PSE&G |  | Accepted | 2025-08-08 | 2025-09-05 | 2026-09-05 | Inverters | SOLAREDGE HOME HUB | SE5700H-US | 5760 |  | 1 |  |  | 0.99 |  | Outdoor | next to meter
NJADRE1560270205 | Administratively Determined Incentive Program | CEDAR GROVE | 7009 | 10.005 | Residential | Behind the Meter | Yes | Brilliant Installations, Inc. | PSE&G |  | Accepted | 2025-08-08 | 2025-09-08 | 2026-09-08 | Solar Panels | HANWHA QCELLS | Q.TRON BLK M-G2.H+ 435 |  | 0.435 | 10 | 176 | 38 |  | Fixed | Roof
NJADRE1560270205 | Administratively Determined Incentive Program | CEDAR GROVE | 7009 | 10.005 | Residential | Behind the Meter | Yes | Brilliant Installations, Inc. | PSE&G |  | Accepted | 2025-08-08 | 2025-09-08 | 2026-09-08 | Solar Panels | HANWHA QCELLS | Q.TRON BLK M-G2.H+ 435 |  | 0.435 | 5 | 176 | 16 |  | Fixed | Roof
NJADRE1560270205 | Administratively Determined Incentive Program | CEDAR GROVE | 7009 | 10.005 | Residential | Behind the Meter | Yes | Brilliant Installations, Inc. | PSE&G |  | Accepted | 2025-08-08 | 2025-09-08 | 2026-09-08 | Inverters | SOLAREDGE | USE7600H-USMNBL75 | 7600 |  | 1 |  |  | 0.97 |  | Outdoor
NJADRE1560270205 | Administratively Determined Incentive Program | CEDAR GROVE | 7009 | 10.005 | Residential | Behind the Meter | Yes | Brilliant Installations, Inc. | PSE&G |  | Accepted | 2025-08-08 | 2025-09-08 | 2026-09-08 | Solar Panels | HANWHA QCELLS | Q.TRON BLK M-G2.H+ 435 |  | 0.435 | 8 | 176 | 23 |  | Fixed | Roof
NJADRE1560270243 | Administratively Determined Incentive Program | CHERRY HILL TOWNSHIP | 8003 | 9.775 | Residential | Behind the Meter | No | Sunwise Energy, LLC | PSE&G |  | Accepted | 2025-08-08 | 2025-09-09 | 2026-09-09 | Inverters | ENPHASE ENERGY | IQ8MC-72-M-US (240V) | 330 |  | 23 |  |  | 0.974 |  | Outside
NJADRE1560270243 | Administratively Determined Incentive Program | CHERRY HILL TOWNSHIP | 8003 | 9.775 | Residential | Behind the Meter | No | Sunwise Energy, LLC | PSE&G |  | Accepted | 2025-08-08 | 2025-09-09 | 2026-09-09 | Solar Panels | JINKO SOLAR | JKM425N-54HL4-B |  | 0.425 | 23 | 149 | 26 |  | Fixed | Roof
NJADRE1560270248 | Administratively Determined Incentive Program | Westville | 8093 | 15.66 | Residential | Behind the Meter | Yes | Brilliant Installations, Inc. | PSE&G |  | Accepted | 2025-08-08 | 2025-09-06 | 2026-09-06 | Solar Panels | HANWHA QCELLS | Q.TRON BLK M-G2.H+ 435 |  | 0.435 | 18 | 270 | 18 |  | Fixed | Roof
NJADRE1560270248 | Administratively Determined Incentive Program | Westville | 8093 | 15.66 | Residential | Behind the Meter | Yes | Brilliant Installations, Inc. | PSE&G |  | Accepted | 2025-08-08 | 2025-09-06 | 2026-09-06 | Inverters | SOLAREDGE | USE11400H-USMNBL75 | 11400 |  | 1 |  |  | 0.97 |  | Outdoor
NJADRE1560270248 | Administratively Determined Incentive Program | Westville | 8093 | 15.66 | Residential | Behind the Meter | Yes | Brilliant Installations, Inc. | PSE&G |  | Accepted | 2025-08-08 | 2025-09-06 | 2026-09-06 | Solar Panels | HANWHA QCELLS | Q.TRON BLK M-G2.H+ 435 |  | 0.435 | 18 | 90 | 18 |  | Fixed | Roof
NJADRE1560270317 | Administratively Determined Incentive Program | TOWACO | 7082 | 13.33 | Residential | Behind the Meter | Yes | Pro Custom Solar dba Momentum Solar | JCP&L |  | Accepted | 2025-08-08 | 2025-09-15 | 2026-09-15 | Solar Panels | HANWHA | HANWHA Q.TRON BLK M-G2+ 430 |  | 0.43 | 13 | 304 | 23 |  | Fixed | Roof
NJADRE1560270317 | Administratively Determined Incentive Program | TOWACO | 7082 | 13.33 | Residential | Behind the Meter | Yes | Pro Custom Solar dba Momentum Solar | JCP&L |  | Accepted | 2025-08-08 | 2025-09-15 | 2026-09-15 | Solar Panels | HANWHA | HANWHA Q.TRON BLK M-G2+ 430 |  | 0.43 | 18 | 124 | 23 |  | Fixed | Roof
NJADRE1560270317 | Administratively Determined Incentive Program | TOWACO | 7082 | 13.33 | Residential | Behind the Meter | Yes | Pro Custom Solar dba Momentum Solar | JCP&L |  | Accepted | 2025-08-08 | 2025-09-15 | 2026-09-15 | Inverters | ENPHASE | IQ8HC-72-M-DOM-US | 380 |  | 31 |  |  | 0.97 |  | Outdoor
NJADRE1560270491 | Administratively Determined Incentive Program | West Cape May | 8204 | 11.61 | Residential | Behind the Meter | No | EMT Renewables, LLC | AC Electric |  | Accepted | 2025-08-08 | 2025-09-08 | 2026-09-08 | Solar Panels | Q CELLS | Q TRON |  | 0.43 | 1 | 12 | 18 |  | Fixed | Roof
NJADRE1560270491 | Administratively Determined Incentive Program | West Cape May | 8204 | 11.61 | Residential | Behind the Meter | No | EMT Renewables, LLC | AC Electric |  | Accepted | 2025-08-08 | 2025-09-08 | 2026-09-08 | Solar Panels | Q CELLS | Q TRON |  | 0.43 | 8 | 12 | 18 |  | Fixed | Roof
NJADRE1560270491 | Administratively Determined Incentive Program | West Cape May | 8204 | 11.61 | Residential | Behind the Meter | No | EMT Renewables, LLC | AC Electric |  | Accepted | 2025-08-08 | 2025-09-08 | 2026-09-08 | Solar Panels | Q CELLS | Q TRON |  | 0.43 | 10 | 192 | 18 |  | Fixed | Roof
NJADRE1560270491 | Administratively Determined Incentive Program | West Cape May | 8204 | 11.61 | Residential | Behind the Meter | No | EMT Renewables, LLC | AC Electric |  | Accepted | 2025-08-08 | 2025-09-08 | 2026-09-08 | Inverters | Q.MI.349B | IQ8+ | 290 |  | 27 |  |  | 0.98 |  | Other | UNDER EACH PANEL
NJADRE1560270491 | Administratively Determined Incentive Program | West Cape May | 8204 | 11.61 | Residential | Behind the Meter | No | EMT Renewables, LLC | AC Electric |  | Accepted | 2025-08-08 | 2025-09-08 | 2026-09-08 | Solar Panels | Q CELLS | Q TRON |  | 0.43 | 8 | 102 | 33 |  | Fixed | Roof
NJADRE1560270492 | Administratively Determined Incentive Program | Trenton | 8610 | 12.035 | Residential | Behind the Meter | Yes | Sunwise Energy, LLC | PSE&G |  | Accepted | 2025-08-08 | 2025-09-12 | 2026-09-12 | Solar Panels | Q CELLS | Q PEAK DUO BLK ML-G10+_GL_017 |  | 0.415 | 10 | 334 | 20 |  | Fixed | Roof
NJADRE1560270492 | Administratively Determined Incentive Program | Trenton | 8610 | 12.035 | Residential | Behind the Meter | Yes | Sunwise Energy, LLC | PSE&G |  | Accepted | 2025-08-08 | 2025-09-12 | 2026-09-12 | Solar Panels | Q CELLS | Q PEAK DUO BLK ML-G10+_GL_017 |  | 0.415 | 5 | 335 | 20 |  | Fixed | Roof
NJADRE1560270492 | Administratively Determined Incentive Program | Trenton | 8610 | 12.035 | Residential | Behind the Meter | Yes | Sunwise Energy, LLC | PSE&G |  | Accepted | 2025-08-08 | 2025-09-12 | 2026-09-12 | Solar Panels | Q CELLS | Q PEAK DUO BLK ML-G10+_GL_017 |  | 0.415 | 9 | 154 | 21 |  | Fixed | Roof
NJADRE1560270492 | Administratively Determined Incentive Program | Trenton | 8610 | 12.035 | Residential | Behind the Meter | Yes | Sunwise Energy, LLC | PSE&G |  | Accepted | 2025-08-08 | 2025-09-12 | 2026-09-12 | Solar Panels | Q CELLS | Q PEAK DUO BLK ML-G10+_GL_017 |  | 0.415 | 5 | 155 | 20 |  | Fixed | Roof
NJADRE1560270492 | Administratively Determined Incentive Program | Trenton | 8610 | 12.035 | Residential | Behind the Meter | Yes | Sunwise Energy, LLC | PSE&G |  | Accepted | 2025-08-08 | 2025-09-12 | 2026-09-12 | Inverters | SOLAREDGE TECHNOLOGY | SE7600H-US | 12500 |  | 1 |  |  | 0.99 |  | Outside
NJADRE1560270506 | Administratively Determined Incentive Program | Lakewood | 8701 | 29.12 | Residential | Behind the Meter | Yes | Powerlutions | JCP&L |  | Accepted | 2025-08-08 | 2025-09-08 | 2026-09-08 | Inverters | Enphase | IQ8MC-72-M-US | 320 |  | 64 |  |  | 0.98 |  | Outdoor
NJADRE1560270506 | Administratively Determined Incentive Program | Lakewood | 8701 | 29.12 | Residential | Behind the Meter | Yes | Powerlutions | JCP&L |  | Accepted | 2025-08-08 | 2025-09-08 | 2026-09-08 | Solar Panels | CANADIAN | CS6.1-54TM-455H |  | 0.455 | 21 | 277 | 40 |  | Fixed | Roof
NJADRE1560270506 | Administratively Determined Incentive Program | Lakewood | 8701 | 29.12 | Residential | Behind the Meter | Yes | Powerlutions | JCP&L |  | Accepted | 2025-08-08 | 2025-09-08 | 2026-09-08 | Solar Panels | CANADIAN | CS6.1-54TM-455H |  | 0.455 | 2 | 187 | 43 |  | Fixed | Roof
NJADRE1560270506 | Administratively Determined Incentive Program | Lakewood | 8701 | 29.12 | Residential | Behind the Meter | Yes | Powerlutions | JCP&L |  | Accepted | 2025-08-08 | 2025-09-08 | 2026-09-08 | Solar Panels | CANADIAN | CS6.1-54TM-455H |  | 0.455 | 41 | 97 | 40 |  | Fixed | Roof
NJADRE1560270520 | Administratively Determined Incentive Program | Englewood Cliffs | 7632 | 13.76 | Residential | Behind the Meter | No | EMT Renewables, LLC | PSE&G |  | Accepted | 2025-08-08 | 2025-09-10 | 2026-09-10 | Solar Panels | Q CELLS | Q TRON |  | 0.43 | 28 | 173 | 25 |  | Fixed | Roof
NJADRE1560270520 | Administratively Determined Incentive Program | Englewood Cliffs | 7632 | 13.76 | Residential | Behind the Meter | No | EMT Renewables, LLC | PSE&G |  | Accepted | 2025-08-08 | 2025-09-10 | 2026-09-10 | Solar Panels | Q CELLS | Q TRON |  | 0.43 | 4 | 353 | 25 |  | Fixed | Roof
NJADRE1560270520 | Administratively Determined Incentive Program | Englewood Cliffs | 7632 | 13.76 | Residential | Behind the Meter | No | EMT Renewables, LLC | PSE&G |  | Accepted | 2025-08-08 | 2025-09-10 | 2026-09-10 | Inverters | ENPHASE | IQ8+ | 290 |  | 32 |  |  | 0.98 |  | Other | UNDER EACH PANEL
NJADRE1560270740 | Administratively Determined Incentive Program | Northfield | 8225 | 11.31 | Residential | Behind the Meter | Yes | Velocity Energy & Home Solutions, Inc. | AC Electric |  | Accepted | 2025-08-08 | 2025-09-10 | 2026-09-10 | Inverters | enphase | iq8hc | 380 |  | 26 |  |  | 0.99 |  | Outside | behind panels
NJADRE1560270740 | Administratively Determined Incentive Program | Northfield | 8225 | 11.31 | Residential | Behind the Meter | Yes | Velocity Energy & Home Solutions, Inc. | AC Electric |  | Accepted | 2025-08-08 | 2025-09-10 | 2026-09-10 | Solar Panels | QTRON | 435W |  | 0.435 | 5 | 218 | 20 |  | Fixed | Roof
NJADRE1560270740 | Administratively Determined Incentive Program | Northfield | 8225 | 11.31 | Residential | Behind the Meter | Yes | Velocity Energy & Home Solutions, Inc. | AC Electric |  | Accepted | 2025-08-08 | 2025-09-10 | 2026-09-10 | Solar Panels | QTRON | 435W |  | 0.435 | 8 | 218 | 22 |  | Fixed | Roof
NJADRE1560270740 | Administratively Determined Incentive Program | Northfield | 8225 | 11.31 | Residential | Behind the Meter | Yes | Velocity Energy & Home Solutions, Inc. | AC Electric |  | Accepted | 2025-08-08 | 2025-09-10 | 2026-09-10 | Solar Panels | QTRON | 435W |  | 0.435 | 2 | 218 | 21 |  | Fixed | Roof
NJADRE1560270740 | Administratively Determined Incentive Program | Northfield | 8225 | 11.31 | Residential | Behind the Meter | Yes | Velocity Energy & Home Solutions, Inc. | AC Electric |  | Accepted | 2025-08-08 | 2025-09-10 | 2026-09-10 | Solar Panels | QTRON | 435W |  | 0.435 | 3 | 219 | 20 |  | Fixed | Roof
NJADRE1560270740 | Administratively Determined Incentive Program | Northfield | 8225 | 11.31 | Residential | Behind the Meter | Yes | Velocity Energy & Home Solutions, Inc. | AC Electric |  | Accepted | 2025-08-08 | 2025-09-10 | 2026-09-10 | Solar Panels | QTRON | 435 |  | 0.435 | 8 | 38 | 22 |  | Fixed | Roof
NJADRE1560270814 | Administratively Determined Incentive Program | SOMERSET | 8873 | 19.125 | Residential | Behind the Meter | No | Whitman Construction, LLC | PSE&G |  | Accepted | 2025-08-08 | 2025-09-09 | 2026-09-09 | Solar Panels | JINKO SOLAR | JKM425N-54HL4-B |  | 0.425 | 18 | 125 | 23 |  | Fixed | Roof
NJADRE1560270814 | Administratively Determined Incentive Program | SOMERSET | 8873 | 19.125 | Residential | Behind the Meter | No | Whitman Construction, LLC | PSE&G |  | Accepted | 2025-08-08 | 2025-09-09 | 2026-09-09 | Solar Panels | JINKO SOLAR | JKM425N-54HL4-B |  | 0.425 | 16 | 305 | 23 |  | Fixed | Roof
NJADRE1560270814 | Administratively Determined Incentive Program | SOMERSET | 8873 | 19.125 | Residential | Behind the Meter | No | Whitman Construction, LLC | PSE&G |  | Accepted | 2025-08-08 | 2025-09-09 | 2026-09-09 | Inverters | ENPHASE | IQ8PLUS-72-M-US | 290 |  | 45 |  |  | 0.975 |  | Outdoor
NJADRE1560270814 | Administratively Determined Incentive Program | SOMERSET | 8873 | 19.125 | Residential | Behind the Meter | No | Whitman Construction, LLC | PSE&G |  | Accepted | 2025-08-08 | 2025-09-09 | 2026-09-09 | Solar Panels | JINKO SOLAR | JKM425N-54HL4-B |  | 0.425 | 11 | 125 | 23 |  | Fixed | Roof
NJADRE1560270815 | Administratively Determined Incentive Program | South Orange Village Township | 7079 | 8.6 | Residential | Behind the Meter | No | Green Power Energy, LLC | PSE&G |  | Accepted | 2025-08-08 | 2025-09-06 | 2026-09-06 | Solar Panels | SEG Solar | SEG-430-BTD-BG |  | 0.43 | 20 | 120 | 40 |  | Fixed | Roof
NJADRE1560270857 | Administratively Determined Incentive Program | Millville | 8332 | 21.315 | Residential | Behind the Meter | Yes | SunnyMac, LLC | AC Electric |  | Accepted | 2025-08-08 | 2025-09-06 | 2026-09-06 | Solar Panels | HANWHA | Q.TRON BLK M-G2+ |  | 0.435 | 21 | 282 | 26 |  | Fixed | Roof
NJADRE1560270857 | Administratively Determined Incentive Program | Millville | 8332 | 21.315 | Residential | Behind the Meter | Yes | SunnyMac, LLC | AC Electric |  | Accepted | 2025-08-08 | 2025-09-06 | 2026-09-06 | Inverters | SOLAREDGE HOME HUB | SE10000H-US | 10000 |  | 1 |  |  | 0.99 |  | Outdoor | next to meter
NJADRE1560270857 | Administratively Determined Incentive Program | Millville | 8332 | 21.315 | Residential | Behind the Meter | Yes | SunnyMac, LLC | AC Electric |  | Accepted | 2025-08-08 | 2025-09-06 | 2026-09-06 | Solar Panels | HANWHA | Q.TRON BLK M-G2+ |  | 0.435 | 18 | 102 | 26 |  | Fixed | Roof
NJADRE1560270857 | Administratively Determined Incentive Program | Millville | 8332 | 21.315 | Residential | Behind the Meter | Yes | SunnyMac, LLC | AC Electric |  | Accepted | 2025-08-08 | 2025-09-06 | 2026-09-06 | Solar Panels | HANWHA | Q.TRON BLK M-G2+ |  | 0.435 | 10 | 282 | 26 |  | Fixed | Roof
NJADRE1560270857 | Administratively Determined Incentive Program | Millville | 8332 | 21.315 | Residential | Behind the Meter | Yes | SunnyMac, LLC | AC Electric |  | Accepted | 2025-08-08 | 2025-09-06 | 2026-09-06 | Inverters | SOLAREDGE HOME HUB | SE5700H-US | 5760 |  | 1 |  |  | 0.99 |  | Outdoor | next to meter
NJADRE1560270914 | Administratively Determined Incentive Program | Mt. Arlington | 7856 | 34.03 | Residential | Behind the Meter | Yes | Pro Custom Solar dba Momentum Solar | JCP&L |  | Accepted | 2025-08-20 | 2025-09-18 | 2026-09-18 | Inverters | ENPHASE | IQ8HC-72-M-DOM-US | 380 |  | 83 |  |  | 0.97 |  | Outdoor
NJADRE1560270914 | Administratively Determined Incentive Program | Mt. Arlington | 7856 | 34.03 | Residential | Behind the Meter | Yes | Pro Custom Solar dba Momentum Solar | JCP&L |  | Accepted | 2025-08-20 | 2025-09-18 | 2026-09-18 | Solar Panels | HANWHA | q.peak duo blk-g10+410 |  | 0.41 | 20 | 69 | 18 |  | Fixed | Roof
NJADRE1560270914 | Administratively Determined Incentive Program | Mt. Arlington | 7856 | 34.03 | Residential | Behind the Meter | Yes | Pro Custom Solar dba Momentum Solar | JCP&L |  | Accepted | 2025-08-20 | 2025-09-18 | 2026-09-18 | Solar Panels | HANWHA | q.peak duo blk-g10+410 |  | 0.41 | 29 | 249 | 18 |  | Fixed | Roof
NJADRE1560270914 | Administratively Determined Incentive Program | Mt. Arlington | 7856 | 34.03 | Residential | Behind the Meter | Yes | Pro Custom Solar dba Momentum Solar | JCP&L |  | Accepted | 2025-08-20 | 2025-09-18 | 2026-09-18 | Solar Panels | HANWHA | q.peak duo blk-g10+410 |  | 0.41 | 4 | 159 | 18 |  | Fixed | Roof
NJADRE1560270914 | Administratively Determined Incentive Program | Mt. Arlington | 7856 | 34.03 | Residential | Behind the Meter | Yes | Pro Custom Solar dba Momentum Solar | JCP&L |  | Accepted | 2025-08-20 | 2025-09-18 | 2026-09-18 | Solar Panels | Hanwha | q.peak duo blk-g10+410 |  | 0.41 | 22 | 339 | 18 |  | Fixed | Roof
NJADRE1560270914 | Administratively Determined Incentive Program | Mt. Arlington | 7856 | 34.03 | Residential | Behind the Meter | Yes | Pro Custom Solar dba Momentum Solar | JCP&L |  | Accepted | 2025-08-20 | 2025-09-18 | 2026-09-18 | Solar Panels | HANWHA | q.peak duo blk-g10+410 |  | 0.41 | 8 | 159 | 18 |  | Fixed | Roof
NJADRE1560270920 | Administratively Determined Incentive Program | West Orange | 7052 | 8.8 | Residential | Behind the Meter | No | Azimuth Renewable Energy | PSE&G |  | Accepted | 2025-08-08 | 2025-09-08 | 2026-09-08 | Inverters | EG4 | EG4 18KPV-12LVHYBRID | 12 |  | 1 |  |  | 0.97 |  | Outside
NJADRE1560270920 | Administratively Determined Incentive Program | West Orange | 7052 | 8.8 | Residential | Behind the Meter | No | Azimuth Renewable Energy | PSE&G |  | Accepted | 2025-08-08 | 2025-09-08 | 2026-09-08 | Solar Panels | Silfab | sill-440QD |  | 0.44 | 20 | 169 | 22 |  | Fixed | Roof
NJADRE1560270920 | Administratively Determined Incentive Program | West Orange | 7052 | 8.8 | Residential | Behind the Meter | No | Azimuth Renewable Energy | PSE&G |  | Accepted | 2025-08-08 | 2025-09-08 | 2026-09-08 | Meters | ssss | sss |  |  | 1 |  |  |  | Yes | Outdoor
NJADRE1560270971 | Administratively Determined Incentive Program | Montgomery Twp | 8558 | 13.33 | Residential | Behind the Meter | No | Green Power Energy, LLC | PSE&G |  | Accepted | 2025-08-08 | 2025-09-11 | 2026-09-11 | Solar Panels | SEG Solar | SEG-430-BTD-BG |  | 0.43 | 9 | 264 | 40 |  | Fixed | Roof
NJADRE1560270971 | Administratively Determined Incentive Program | Montgomery Twp | 8558 | 13.33 | Residential | Behind the Meter | No | Green Power Energy, LLC | PSE&G |  | Accepted | 2025-08-08 | 2025-09-11 | 2026-09-11 | Solar Panels | SEG Solar | SEG-430-BTD-BG |  | 0.43 | 22 | 174 | 40 |  | Fixed | Roof
NJADRE1560270971 | Administratively Determined Incentive Program | Montgomery Twp | 8558 | 13.33 | Residential | Behind the Meter | No | Green Power Energy, LLC | PSE&G |  | Accepted | 2025-08-08 | 2025-09-11 | 2026-09-11 | Inverters | Enphase | IQ8MC-72-M-US [240V] | 320 |  | 31 |  |  | 0.98 |  | Outdoor | Roof
NJADRE1560270988 | Administratively Determined Incentive Program | Mays Landing | 8330 | 12.04 | Residential | Behind the Meter | Yes | All Season Solar | AC Electric |  | Accepted | 2025-08-08 | 2025-09-08 | 2026-09-08 | Solar Panels | SEG Solar | SEG430BTD-BG |  | 0.43 | 8 | 319 | 34 |  | Fixed | Roof
NJADRE1560270988 | Administratively Determined Incentive Program | Mays Landing | 8330 | 12.04 | Residential | Behind the Meter | Yes | All Season Solar | AC Electric |  | Accepted | 2025-08-08 | 2025-09-08 | 2026-09-08 | Solar Panels | SEG Solar | SEG430BTD-BG |  | 0.43 | 20 | 139 | 34 |  | Fixed | Roof
NJADRE1560270988 | Administratively Determined Incentive Program | Mays Landing | 8330 | 12.04 | Residential | Behind the Meter | Yes | All Season Solar | AC Electric |  | Accepted | 2025-08-08 | 2025-09-08 | 2026-09-08 | Inverters | Enphase | IQ8 Plus | 290 |  | 28 |  |  | 0.97 |  | Outside
NJADRE1560271001 | Administratively Determined Incentive Program | Linden | 7036 | 3.28 | Residential | Behind the Meter | Yes | Pro Custom Solar dba Momentum Solar | PSE&G |  | Accepted | 2025-08-08 | 2025-09-06 | 2026-09-06 | Inverters | ENPHASE | IQ8HC-72-M-DOM-US | 380 |  | 8 |  |  | 0.97 |  | Outdoor
NJADRE1560271001 | Administratively Determined Incentive Program | Linden | 7036 | 3.28 | Residential | Behind the Meter | Yes | Pro Custom Solar dba Momentum Solar | PSE&G |  | Accepted | 2025-08-08 | 2025-09-06 | 2026-09-06 | Solar Panels | Hanwha | q.peak duo blk-g10+410 |  | 0.41 | 8 | 309 | 34 |  | Fixed | Roof
NJADRE1560271032 | Administratively Determined Incentive Program | Egg Harbor Twp | 8234 | 6.45 | Residential | Behind the Meter | Yes | Pro Custom Solar dba Momentum Solar | JCP&L |  | Accepted | 2025-08-08 | 2025-09-15 | 2026-09-15 | Inverters | Enphase | IQ8HC-72-M-DOM-US | 380 |  | 15 |  |  | 0.97 |  | Outdoor
NJADRE1560271032 | Administratively Determined Incentive Program | Egg Harbor Twp | 8234 | 6.45 | Residential | Behind the Meter | Yes | Pro Custom Solar dba Momentum Solar | JCP&L |  | Accepted | 2025-08-08 | 2025-09-15 | 2026-09-15 | Solar Panels | Enphase | q.tron blk m-g2 + 430 |  | 0.43 | 15 | 192 | 29 |  | Fixed | Roof
NJADRE1560271033 | Administratively Determined Incentive Program | Ho Ho Kus | 7423 | 12.9 | Residential | Behind the Meter | No | Green Power Energy, LLC | PSE&G |  | Accepted | 2025-08-08 | 2025-09-06 | 2026-09-06 | Solar Panels | SEG Solar | SEG-430-BTD-BG |  | 0.43 | 12 | 249 | 27 |  | Fixed | Roof
NJADRE1560271033 | Administratively Determined Incentive Program | Ho Ho Kus | 7423 | 12.9 | Residential | Behind the Meter | No | Green Power Energy, LLC | PSE&G |  | Accepted | 2025-08-08 | 2025-09-06 | 2026-09-06 | Solar Panels | SEG Solar | SEG-430-BTD-BG |  | 0.43 | 18 | 249 | 27 |  | Fixed | Roof
NJADRE1560271255 | Administratively Determined Incentive Program | North Brunswick | 8902 | 8.17 | Residential | Behind the Meter | Yes | AllSeason Solar | PSE&G |  | Accepted | 2025-08-08 | 2025-09-06 | 2026-09-06 | Inverters | Enphase | IQ8 Plus | 290 |  | 19 |  |  | 0.97 |  | Outside
NJADRE1560271255 | Administratively Determined Incentive Program | North Brunswick | 8902 | 8.17 | Residential | Behind the Meter | Yes | AllSeason Solar | PSE&G |  | Accepted | 2025-08-08 | 2025-09-06 | 2026-09-06 | Solar Panels | SEG Solar | SEG430BTD-BG |  | 0.43 | 19 | 129 | 23 |  | Fixed | Roof
NJADRE1560272006 | Administratively Determined Incentive Program | Waterford | 8004 | 13.92 | Residential | Behind the Meter | Yes | SunnyMac, LLC | AC Electric |  | Accepted | 2025-08-08 | 2025-09-07 | 2026-09-07 | Solar Panels | HANWHA | Q.TRON BLK M-G2+ |  | 0.435 | 6 | 199 | 22 |  | Fixed | Roof
NJADRE1560272006 | Administratively Determined Incentive Program | Waterford | 8004 | 13.92 | Residential | Behind the Meter | Yes | SunnyMac, LLC | AC Electric |  | Accepted | 2025-08-08 | 2025-09-07 | 2026-09-07 | Inverters | SOLAREDGE HOME HUB | SE10000H-US | 10000 |  | 1 |  |  | 0.99 |  | Outdoor | next to meter
NJADRE1560272006 | Administratively Determined Incentive Program | Waterford | 8004 | 13.92 | Residential | Behind the Meter | Yes | SunnyMac, LLC | AC Electric |  | Accepted | 2025-08-08 | 2025-09-07 | 2026-09-07 | Solar Panels | HANWHA | Q.TRON BLK M-G2+ |  | 0.435 | 16 | 109 | 23 |  | Fixed | Roof
NJADRE1560272006 | Administratively Determined Incentive Program | Waterford | 8004 | 13.92 | Residential | Behind the Meter | Yes | SunnyMac, LLC | AC Electric |  | Accepted | 2025-08-08 | 2025-09-07 | 2026-09-07 | Solar Panels | HANWHA | Q.TRON BLK M-G2+ |  | 0.435 | 10 | 289 | 23 |  | Fixed | Roof
NJADRE1560272109 | Administratively Determined Incentive Program | Atlantic Highlands | 7716 | 4.92 | Residential | Behind the Meter | No | Tesla Energy Operations, Inc. | JCP&L |  | Accepted | 2025-08-08 | 2025-09-06 | 2026-09-06 | Inverters | Tesla | 1707000-XX-Y 11.5 kW | 11500 |  | 1 |  |  | 0.98 |  | Outdoor
NJADRE1560272109 | Administratively Determined Incentive Program | Atlantic Highlands | 7716 | 4.92 | Residential | Behind the Meter | No | Tesla Energy Operations, Inc. | JCP&L |  | Accepted | 2025-08-08 | 2025-09-06 | 2026-09-06 | Solar Panels | Hanwha | Q.PEAK DUO BLK ML-G10+/TS 410 |  | 0.41 | 3 | 81 | 18 |  | Fixed | Roof
NJADRE1560272109 | Administratively Determined Incentive Program | Atlantic Highlands | 7716 | 4.92 | Residential | Behind the Meter | No | Tesla Energy Operations, Inc. | JCP&L |  | Accepted | 2025-08-08 | 2025-09-06 | 2026-09-06 | Electric Storage Battery | Tesla | Powerwall 3 |  |  | 1 |  |  |  | Lithium Ion |  | OUTSIDE
NJADRE1560272109 | Administratively Determined Incentive Program | Atlantic Highlands | 7716 | 4.92 | Residential | Behind the Meter | No | Tesla Energy Operations, Inc. | JCP&L |  | Accepted | 2025-08-08 | 2025-09-06 | 2026-09-06 | Solar Panels | Hanwha | Q.PEAK DUO BLK ML-G10+/TS 410 |  | 0.41 | 3 | 170 | 18 |  | Fixed | Roof
NJADRE1560272109 | Administratively Determined Incentive Program | Atlantic Highlands | 7716 | 4.92 | Residential | Behind the Meter | No | Tesla Energy Operations, Inc. | JCP&L |  | Accepted | 2025-08-08 | 2025-09-06 | 2026-09-06 | Solar Panels | Hanwha | Q.PEAK DUO BLK ML-G10+/TS 410 |  | 0.41 | 6 | 260 | 34 |  | Fixed | Roof
NJADRE1560272110 | Administratively Determined Incentive Program | Sicklerville | 8081 | 5.33 | Residential | Behind the Meter | Yes | Pro Custom Solar dba Momentum Solar | AC Electric |  | Accepted | 2025-08-08 | 2025-09-06 | 2026-09-06 | Inverters | ENPHASE | IQ8HC-72-M-DOM-US | 380 |  | 13 |  |  | 0.97 |  | Outdoor
NJADRE1560272110 | Administratively Determined Incentive Program | Sicklerville | 8081 | 5.33 | Residential | Behind the Meter | Yes | Pro Custom Solar dba Momentum Solar | AC Electric |  | Accepted | 2025-08-08 | 2025-09-06 | 2026-09-06 | Solar Panels | Hanwha | q.peak duo blk-g10+410 |  | 0.41 | 9 | 221 | 25 |  | Fixed | Roof
NJADRE1560272110 | Administratively Determined Incentive Program | Sicklerville | 8081 | 5.33 | Residential | Behind the Meter | Yes | Pro Custom Solar dba Momentum Solar | AC Electric |  | Accepted | 2025-08-08 | 2025-09-06 | 2026-09-06 | Solar Panels | Hanwha | q.peak duo blk-g10+410 |  | 0.41 | 4 | 41 | 16 |  | Fixed | Roof
NJADRE1560272122 | Administratively Determined Incentive Program | Long Valley | 7853 | 2.46 | Residential | Behind the Meter | Yes | Pro Custom Solar dba Momentum Solar | JCP&L |  | Accepted | 2025-08-08 | 2025-09-07 | 2026-09-07 | Solar Panels | HANWHA | HANWHA Q.PEAK DUO BLK ML-G10+410 |  | 0.41 | 6 | 181 | 31 |  | Fixed | Roof
NJADRE1560272122 | Administratively Determined Incentive Program | Long Valley | 7853 | 2.46 | Residential | Behind the Meter | Yes | Pro Custom Solar dba Momentum Solar | JCP&L |  | Accepted | 2025-08-08 | 2025-09-07 | 2026-09-07 | Inverters | ENPHASE | IQ8HC-72-M-DOM-US | 380 |  | 6 |  |  | 0.97 |  | Outdoor
NJADRE1560272147 | Administratively Determined Incentive Program | Franklin Township | 8873 | 10.25 | Residential | Behind the Meter | Yes | Pro Custom Solar dba Momentum Solar | PSE&G |  | Accepted | 2025-08-08 | 2025-09-15 | 2026-09-15 | Inverters | ENPHASE | IQ8HC-72-M-DOM-US | 380 |  | 25 |  |  | 0.97 |  | Outdoor
NJADRE1560272147 | Administratively Determined Incentive Program | Franklin Township | 8873 | 10.25 | Residential | Behind the Meter | Yes | Pro Custom Solar dba Momentum Solar | PSE&G |  | Accepted | 2025-08-08 | 2025-09-15 | 2026-09-15 | Solar Panels | HANWHA | HANWHA Q.PEAK DUO BLK ML-G10+410 |  | 0.41 | 5 | 54 | 33 |  | Fixed | Roof
NJADRE1560272147 | Administratively Determined Incentive Program | Franklin Township | 8873 | 10.25 | Residential | Behind the Meter | Yes | Pro Custom Solar dba Momentum Solar | PSE&G |  | Accepted | 2025-08-08 | 2025-09-15 | 2026-09-15 | Solar Panels | HANWHA | HANWHA Q.PEAK DUO BLK ML-G10+410 |  | 0.41 | 15 | 144 | 33 |  | Fixed | Roof
NJADRE1560272147 | Administratively Determined Incentive Program | Franklin Township | 8873 | 10.25 | Residential | Behind the Meter | Yes | Pro Custom Solar dba Momentum Solar | PSE&G |  | Accepted | 2025-08-08 | 2025-09-15 | 2026-09-15 | Solar Panels | HANWHA | HANWHA Q.PEAK DUO BLK ML-G10+410 |  | 0.41 | 5 | 324 | 33 |  | Fixed | Roof
NJADRE1560272149 | Administratively Determined Incentive Program | West Creek | 8092 | 10.875 | Residential | Behind the Meter | No | Integrity Solar & Home Solutions, LLC | AC Electric |  | Accepted | 2025-08-08 | 2025-09-06 | 2026-09-06 | Solar Panels | Q CELLS | Q.TRON BLK M-G2H+ 435 |  | 0.435 | 12 | 323 | 33 |  | Fixed | Roof
NJADRE1560272149 | Administratively Determined Incentive Program | West Creek | 8092 | 10.875 | Residential | Behind the Meter | No | Integrity Solar & Home Solutions, LLC | AC Electric |  | Accepted | 2025-08-08 | 2025-09-06 | 2026-09-06 | Inverters | ENPHASE | IQ8HC | 380 |  | 25 |  |  | 0.98 |  | Other | UNDER EACH PANEL
NJADRE1560272149 | Administratively Determined Incentive Program | West Creek | 8092 | 10.875 | Residential | Behind the Meter | No | Integrity Solar & Home Solutions, LLC | AC Electric |  | Accepted | 2025-08-08 | 2025-09-06 | 2026-09-06 | Solar Panels | Q CELLS | Q.TRON BLK M-G2H+ 435 |  | 0.435 | 4 | 324 | 32 |  | Fixed | Roof
NJADRE1560272149 | Administratively Determined Incentive Program | West Creek | 8092 | 10.875 | Residential | Behind the Meter | No | Integrity Solar & Home Solutions, LLC | AC Electric |  | Accepted | 2025-08-08 | 2025-09-06 | 2026-09-06 | Solar Panels | Q CELLS | Q.TRON BLK M-G2H+ 435 |  | 0.435 | 9 | 143 | 33 |  | Fixed | Roof
NJADRE1560272163 | Administratively Determined Incentive Program | Pennington | 8534 | 12.18 | Residential | Behind the Meter | No | SunnyMac, LLC | PSE&G |  | Accepted | 2025-08-08 | 2025-09-07 | 2026-09-07 | Solar Panels | HANWHA | Q.TRON BLK M-G2.H+ |  | 0.435 | 13 | 170 | 34 |  | Fixed | Roof
NJADRE1560272163 | Administratively Determined Incentive Program | Pennington | 8534 | 12.18 | Residential | Behind the Meter | No | SunnyMac, LLC | PSE&G |  | Accepted | 2025-08-08 | 2025-09-07 | 2026-09-07 | Solar Panels | HANWHA | Q.TRON BLK M-G2.H+ |  | 0.435 | 3 | 260 | 34 |  | Fixed | Roof
NJADRE1560272163 | Administratively Determined Incentive Program | Pennington | 8534 | 12.18 | Residential | Behind the Meter | No | SunnyMac, LLC | PSE&G |  | Accepted | 2025-08-08 | 2025-09-07 | 2026-09-07 | Solar Panels | HANWHA | Q.TRON BLK M-G2.H+ |  | 0.435 | 4 | 260 | 34 |  | Fixed | Roof
NJADRE1560272163 | Administratively Determined Incentive Program | Pennington | 8534 | 12.18 | Residential | Behind the Meter | No | SunnyMac, LLC | PSE&G |  | Accepted | 2025-08-08 | 2025-09-07 | 2026-09-07 | Solar Panels | HANWHA | Q.TRON BLK M-G2.H+ |  | 0.435 | 6 | 215 | 34 |  | Fixed | Roof
NJADRE1560272163 | Administratively Determined Incentive Program | Pennington | 8534 | 12.18 | Residential | Behind the Meter | No | SunnyMac, LLC | PSE&G |  | Accepted | 2025-08-08 | 2025-09-07 | 2026-09-07 | Solar Panels | HANWHA | Q.TRON BLK M-G2.H+ |  | 0.435 | 2 | 260 | 34 |  | Fixed | Roof
NJADRE1560272163 | Administratively Determined Incentive Program | Pennington | 8534 | 12.18 | Residential | Behind the Meter | No | SunnyMac, LLC | PSE&G |  | Accepted | 2025-08-08 | 2025-09-07 | 2026-09-07 | Inverters | SOLAREDGE HOME HUB | SE10000H-US | 10000 |  | 1 |  |  | 0.99 |  | Outdoor | next to meter
NJADRE1560272177 | Administratively Determined Incentive Program | Willingboro | 8046 | 7.79 | Residential | Behind the Meter | No | Tesla Energy Operations, Inc. | PSE&G |  | Accepted | 2025-08-08 | 2025-09-06 | 2026-09-06 | Solar Panels | Hanwha | Q.PEAK DUO BLK ML-G10+/TS 410 |  | 0.41 | 17 | 153 | 43 |  | Fixed | Roof
NJADRE1560272177 | Administratively Determined Incentive Program | Willingboro | 8046 | 7.79 | Residential | Behind the Meter | No | Tesla Energy Operations, Inc. | PSE&G |  | Accepted | 2025-08-08 | 2025-09-06 | 2026-09-06 | Solar Panels | Hanwha | Q.PEAK DUO BLK ML-G10+/TS 410 |  | 0.41 | 2 | 152 | 18 |  | Fixed | Roof
NJADRE1560272177 | Administratively Determined Incentive Program | Willingboro | 8046 | 7.79 | Residential | Behind the Meter | No | Tesla Energy Operations, Inc. | PSE&G |  | Accepted | 2025-08-08 | 2025-09-06 | 2026-09-06 | Inverters | Tesla | 1538000-XX-Y | 7600 |  | 1 |  |  | 0.98 |  | Outdoor
NJADRE1560272178 | Administratively Determined Incentive Program | Clementon | 8021 | 9.135 | Residential | Behind the Meter | Yes | SunnyMac, LLC | AC Electric |  | Accepted | 2025-08-08 | 2025-09-06 | 2026-09-06 | Solar Panels | HANWHA | Q.TRON BLK M-G2+ |  | 0.435 | 15 | 307 | 20 |  | Fixed | Roof
NJADRE1560272178 | Administratively Determined Incentive Program | Clementon | 8021 | 9.135 | Residential | Behind the Meter | Yes | SunnyMac, LLC | AC Electric |  | Accepted | 2025-08-08 | 2025-09-06 | 2026-09-06 | Solar Panels | HANWHA | Q.TRON BLK M-G2+ |  | 0.435 | 6 | 127 | 20 |  | Fixed | Roof
NJADRE1560272178 | Administratively Determined Incentive Program | Clementon | 8021 | 9.135 | Residential | Behind the Meter | Yes | SunnyMac, LLC | AC Electric |  | Accepted | 2025-08-08 | 2025-09-06 | 2026-09-06 | Inverters | SOLAREDGE HOME HUB | SE7600H-US | 7600 |  | 1 |  |  | 0.99 |  | Outdoor | next to meter
NJADRE1560272180 | Administratively Determined Incentive Program | Mt Laurel | 8054 | 9.84 | Residential | Behind the Meter | Yes | Pro Custom Solar dba Momentum Solar | PSE&G |  | Accepted | 2025-08-08 | 2025-09-06 | 2026-09-06 | Solar Panels | HANWHA | q.peak duo blk-g10+410 |  | 0.41 | 3 | 159 | 14 |  | Fixed | Roof
NJADRE1560272180 | Administratively Determined Incentive Program | Mt Laurel | 8054 | 9.84 | Residential | Behind the Meter | Yes | Pro Custom Solar dba Momentum Solar | PSE&G |  | Accepted | 2025-08-08 | 2025-09-06 | 2026-09-06 | Solar Panels | hanwha | q.peak duo blk-g10+410 |  | 0.41 | 10 | 339 | 22 |  | Fixed | Roof
NJADRE1560272180 | Administratively Determined Incentive Program | Mt Laurel | 8054 | 9.84 | Residential | Behind the Meter | Yes | Pro Custom Solar dba Momentum Solar | PSE&G |  | Accepted | 2025-08-08 | 2025-09-06 | 2026-09-06 | Inverters | ENPHASE | IQ8HC-72-M-DOM-US | 380 |  | 24 |  |  | 0.97 |  | Outdoor
NJADRE1560272180 | Administratively Determined Incentive Program | Mt Laurel | 8054 | 9.84 | Residential | Behind the Meter | Yes | Pro Custom Solar dba Momentum Solar | PSE&G |  | Accepted | 2025-08-08 | 2025-09-06 | 2026-09-06 | Solar Panels | HANWHA | q.peak duo blk-g10+410 |  | 0.41 | 11 | 159 | 22 |  | Fixed | Roof
NJADRE1560272195 | Administratively Determined Incentive Program | Villas | 8251 | 3.045 | Residential | Behind the Meter | No | SunnyMac, LLC | AC Electric |  | Accepted | 2025-08-08 | 2025-09-07 | 2026-09-07 | Inverters | ENPHASE | IQ8PLUS -72-2-US | 290 |  | 7 |  |  | 0.99 |  | Outdoor | next to meter
NJADRE1560272195 | Administratively Determined Incentive Program | Villas | 8251 | 3.045 | Residential | Behind the Meter | No | SunnyMac, LLC | AC Electric |  | Accepted | 2025-08-08 | 2025-09-07 | 2026-09-07 | Solar Panels | HANWHA | Q.TRON BLK M-G2.H+ |  | 0.435 | 7 | 127 | 21 |  | Fixed | Roof
NJADRE1560272198 | Administratively Determined Incentive Program | Hackensack | 7601 | 3.24 | Residential | Behind the Meter | Yes | Bright Ops, Inc. | PSE&G |  | Accepted | 2025-08-08 | 2025-09-09 | 2026-09-09 | Inverters | SolarEdge Technologies | SE3800H - USMN | 3800 |  | 1 |  |  | 0.98 |  | Outdoor | Outside
NJADRE1560272198 | Administratively Determined Incentive Program | Hackensack | 7601 | 3.24 | Residential | Behind the Meter | Yes | Bright Ops, Inc. | PSE&G |  | Accepted | 2025-08-08 | 2025-09-09 | 2026-09-09 | Solar Panels | JA Solar | JAM54S31-405/MR |  | 0.405 | 8 | 188 | 18 |  | Fixed | Roof
NJADRE1560272203 | Administratively Determined Incentive Program | Egg Harbor Township | 8234 | 10.66 | Residential | Behind the Meter | Yes | Pro Custom Solar dba Momentum Solar | AC Electric |  | Accepted | 2025-08-08 | 2025-09-06 | 2026-09-06 | Solar Panels | HANWHA | q.peak duo blk-g10+410 |  | 0.41 | 7 | 125 | 24 |  | Fixed | Roof
NJADRE1560272203 | Administratively Determined Incentive Program | Egg Harbor Township | 8234 | 10.66 | Residential | Behind the Meter | Yes | Pro Custom Solar dba Momentum Solar | AC Electric |  | Accepted | 2025-08-08 | 2025-09-06 | 2026-09-06 | Solar Panels | HANWHA | q.peak duo blk-g10+410 |  | 0.41 | 7 | 305 | 25 |  | Fixed | Roof
NJADRE1560272203 | Administratively Determined Incentive Program | Egg Harbor Township | 8234 | 10.66 | Residential | Behind the Meter | Yes | Pro Custom Solar dba Momentum Solar | AC Electric |  | Accepted | 2025-08-08 | 2025-09-06 | 2026-09-06 | Solar Panels | HANWHA | q.peak duo blk-g10+410 |  | 0.41 | 6 | 35 | 22 |  | Fixed | Roof
NJADRE1560272203 | Administratively Determined Incentive Program | Egg Harbor Township | 8234 | 10.66 | Residential | Behind the Meter | Yes | Pro Custom Solar dba Momentum Solar | AC Electric |  | Accepted | 2025-08-08 | 2025-09-06 | 2026-09-06 | Inverters | ENPHASE | IQ8HC-72-M-DOM-US | 380 |  | 26 |  |  | 0.97 |  | Outdoor
NJADRE1560272203 | Administratively Determined Incentive Program | Egg Harbor Township | 8234 | 10.66 | Residential | Behind the Meter | Yes | Pro Custom Solar dba Momentum Solar | AC Electric |  | Accepted | 2025-08-08 | 2025-09-06 | 2026-09-06 | Solar Panels | HANWHA | q.peak duo blk-g10+410 |  | 0.41 | 6 | 215 | 21 |  | Fixed | Roof
NJADRE1560272205 | Administratively Determined Incentive Program | Linden | 7036 | 4.1 | Residential | Behind the Meter | Yes | Sunrun Installation Services, Inc. | PSE&G |  | Accepted | 2025-08-08 | 2025-09-06 | 2026-09-06 | Inverters | SOLAREDGE TECHNOLOGIES | SE3800H-USMN | 3800 |  | 1 |  |  | 0.99 |  | Outside
NJADRE1560272205 | Administratively Determined Incentive Program | Linden | 7036 | 4.1 | Residential | Behind the Meter | Yes | Sunrun Installation Services, Inc. | PSE&G |  | Accepted | 2025-08-08 | 2025-09-06 | 2026-09-06 | Solar Panels | ELIN ENERGY (SIRIUS PV) | ELNSM54M-HC-410 |  | 0.41 | 10 | 129 | 33 |  | Fixed | Roof
NJADRE1560272217 | Administratively Determined Incentive Program | Ridgefield | 7657 | 9.43 | Residential | Behind the Meter | Yes | Pro Custom Solar dba Momentum Solar | PSE&G |  | Accepted | 2025-08-08 | 2025-09-06 | 2026-09-06 | Inverters | ENPHASE | IQ8HC-72-M-DOM-US | 380 |  | 23 |  |  | 0.97 |  | Outdoor
NJADRE1560272217 | Administratively Determined Incentive Program | Ridgefield | 7657 | 9.43 | Residential | Behind the Meter | Yes | Pro Custom Solar dba Momentum Solar | PSE&G |  | Accepted | 2025-08-08 | 2025-09-06 | 2026-09-06 | Solar Panels | HANWHA | q.peak duo blk-g10+410 |  | 0.41 | 19 | 217 | 27 |  | Fixed | Roof
NJADRE1560272217 | Administratively Determined Incentive Program | Ridgefield | 7657 | 9.43 | Residential | Behind the Meter | Yes | Pro Custom Solar dba Momentum Solar | PSE&G |  | Accepted | 2025-08-08 | 2025-09-06 | 2026-09-06 | Solar Panels | HANWHA | q.peak duo blk-g10+410 |  | 0.41 | 4 | 337 | 27 |  | Fixed | Roof
NJADRE1560272227 | Administratively Determined Incentive Program | Flemington | 8822 | 9.03 | Residential | Behind the Meter | Yes | Green Power Energy, LLC | JCP&L |  | Accepted | 2025-08-08 | 2025-09-16 | 2026-09-16 | Solar Panels | SEG Solar | SEG-430-BTD-BG |  | 0.43 | 16 | 265 | 30 |  | Fixed | Roof
NJADRE1560272227 | Administratively Determined Incentive Program | Flemington | 8822 | 9.03 | Residential | Behind the Meter | Yes | Green Power Energy, LLC | JCP&L |  | Accepted | 2025-08-08 | 2025-09-16 | 2026-09-16 | Solar Panels | SEG Solar | SEG-430-BTD-BG |  | 0.43 | 2 | 175 | 40 |  | Fixed | Roof
NJADRE1560272227 | Administratively Determined Incentive Program | Flemington | 8822 | 9.03 | Residential | Behind the Meter | Yes | Green Power Energy, LLC | JCP&L |  | Accepted | 2025-08-08 | 2025-09-16 | 2026-09-16 | Solar Panels | SEG Solar | SEG-430-BTD-BG |  | 0.43 | 3 | 85 | 30 |  | Fixed | Roof
NJADRE1560272227 | Administratively Determined Incentive Program | Flemington | 8822 | 9.03 | Residential | Behind the Meter | Yes | Green Power Energy, LLC | JCP&L |  | Accepted | 2025-08-08 | 2025-09-16 | 2026-09-16 | Inverters | Enphase | IQ8MC-72-M-US [240V] | 320 |  | 21 |  |  | 0.98 |  | Outside
NJADRE1560272235 | Administratively Determined Incentive Program | Holmdel | 7733 | 20.445 | Residential | Behind the Meter | No | NJ Solar Power, LLC | JCP&L |  | Accepted | 2025-08-08 | 2025-09-11 | 2026-09-11 | Inverters | SolarEdge | SE11400H-US | 11400 |  | 1 |  |  | 0.97 |  | Outside
NJADRE1560272235 | Administratively Determined Incentive Program | Holmdel | 7733 | 20.445 | Residential | Behind the Meter | No | NJ Solar Power, LLC | JCP&L |  | Accepted | 2025-08-08 | 2025-09-11 | 2026-09-11 | Solar Panels | Hanwha | Q.TRON BLK M-G2+ 435 |  | 0.435 | 2 | 183 | 36 |  | Fixed | Roof | Roof 2
NJADRE1560272235 | Administratively Determined Incentive Program | Holmdel | 7733 | 20.445 | Residential | Behind the Meter | No | NJ Solar Power, LLC | JCP&L |  | Accepted | 2025-08-08 | 2025-09-11 | 2026-09-11 | Solar Panels | Hanwha | Q.TRON BLK M-G2+ 435 |  | 0.435 | 12 | 273 | 36 |  | Fixed | Roof | Roof 1
NJADRE1560272235 | Administratively Determined Incentive Program | Holmdel | 7733 | 20.445 | Residential | Behind the Meter | No | NJ Solar Power, LLC | JCP&L |  | Accepted | 2025-08-08 | 2025-09-11 | 2026-09-11 | Electric Storage Battery | FranklinWH | aPower 13.6 |  |  | 2 |  |  |  | Lithium Ion |  | outside
NJADRE1560272235 | Administratively Determined Incentive Program | Holmdel | 7733 | 20.445 | Residential | Behind the Meter | No | NJ Solar Power, LLC | JCP&L |  | Accepted | 2025-08-08 | 2025-09-11 | 2026-09-11 | Solar Panels | Hanwha | Q.TRON BLK M-G2+ 435 |  | 0.435 | 19 | 183 | 36 |  | Fixed | Roof | Roof 3
NJADRE1560272235 | Administratively Determined Incentive Program | Holmdel | 7733 | 20.445 | Residential | Behind the Meter | No | NJ Solar Power, LLC | JCP&L |  | Accepted | 2025-08-08 | 2025-09-11 | 2026-09-11 | Inverters | SolarEdge | SE7600H-US | 7600 |  | 1 |  |  | 0.97 |  | Outside
NJADRE1560272235 | Administratively Determined Incentive Program | Holmdel | 7733 | 20.445 | Residential | Behind the Meter | No | NJ Solar Power, LLC | JCP&L |  | Accepted | 2025-08-08 | 2025-09-11 | 2026-09-11 | Solar Panels | Hanwha | Q.TRON BLK M-G2+ 435 |  | 0.435 | 3 | 183 | 36 |  | Fixed | Roof | Roof 4
NJADRE1560272235 | Administratively Determined Incentive Program | Holmdel | 7733 | 20.445 | Residential | Behind the Meter | No | NJ Solar Power, LLC | JCP&L |  | Accepted | 2025-08-08 | 2025-09-11 | 2026-09-11 | Solar Panels | Hanwha | Q.TRON BLK M-G2+ 435 |  | 0.435 | 11 | 93 | 36 |  | Fixed | Roof | Roof 5
NJADRE1560272281 | Administratively Determined Incentive Program | Voorhees | 8043 | 8.265 | Residential | Behind the Meter | No | NJ Solar Power, LLC | PSE&G |  | Accepted | 2025-08-08 | 2025-09-06 | 2026-09-06 | Solar Panels | Hanwha | Q.TRON BLK M-G2+ 435 |  | 0.435 | 14 | 206 | 22 |  | Fixed | Roof | Roof 1
NJADRE1560272281 | Administratively Determined Incentive Program | Voorhees | 8043 | 8.265 | Residential | Behind the Meter | No | NJ Solar Power, LLC | PSE&G |  | Accepted | 2025-08-08 | 2025-09-06 | 2026-09-06 | Solar Panels | Hanwha | Q.TRON BLK M-G2+ 435 |  | 0.435 | 5 | 206 | 22 |  | Fixed | Roof | Roof 2
NJADRE1560272281 | Administratively Determined Incentive Program | Voorhees | 8043 | 8.265 | Residential | Behind the Meter | No | NJ Solar Power, LLC | PSE&G |  | Accepted | 2025-08-08 | 2025-09-06 | 2026-09-06 | Inverters | SolarEdge | SE7600H-US | 7600 |  | 1 |  |  | 0.97 |  | Outside
NJADRE1560272287 | Administratively Determined Incentive Program | West Milford | 7435 | 13.28 | Residential | Behind the Meter | Yes | Fusion Solar Energy, LLC | JCP&L |  | Accepted | 2025-08-08 | 2025-09-06 | 2026-09-06 | Solar Panels | QCELLS | Q.PEAK DUO BLK ML-G10.C+ 415 |  | 0.415 | 20 | 237.08 | 19 |  | Fixed | Roof
NJADRE1560272287 | Administratively Determined Incentive Program | West Milford | 7435 | 13.28 | Residential | Behind the Meter | Yes | Fusion Solar Energy, LLC | JCP&L |  | Accepted | 2025-08-08 | 2025-09-06 | 2026-09-06 | Solar Panels | QCELLS | Q.PEAK DUO BLK ML-G10.C+ 415 |  | 0.415 | 11 | 57.6 | 20 |  | Fixed | Roof
NJADRE1560272287 | Administratively Determined Incentive Program | West Milford | 7435 | 13.28 | Residential | Behind the Meter | Yes | Fusion Solar Energy, LLC | JCP&L |  | Accepted | 2025-08-08 | 2025-09-06 | 2026-09-06 | Solar Panels | QCELLS | Q.PEAK DUO BLK ML-G10.C+ 415 |  | 0.415 | 1 | 147.62 | 22 |  | Fixed | Roof
NJADRE1560272287 | Administratively Determined Incentive Program | West Milford | 7435 | 13.28 | Residential | Behind the Meter | Yes | Fusion Solar Energy, LLC | JCP&L |  | Accepted | 2025-08-08 | 2025-09-06 | 2026-09-06 | Inverters | ENPHASE | IQ8HC-72-M-DOM-US | 380 |  | 32 |  |  | 0.97 |  | Outside | Roof
NJADRE1560274210 | Administratively Determined Incentive Program | Hamilton | 8691 | 5.395 | Residential | Behind the Meter | Yes | Fusion Solar Energy, LLC | AC Electric |  | Accepted | 2025-08-09 | 2025-09-06 | 2026-09-06 | Solar Panels | QCELLS | Q.PEAK DUO BLK ML-G10.C+ 415 |  | 0.415 | 6 | 178.69 | 13 |  | Fixed | Roof
NJADRE1560274210 | Administratively Determined Incentive Program | Hamilton | 8691 | 5.395 | Residential | Behind the Meter | Yes | Fusion Solar Energy, LLC | AC Electric |  | Accepted | 2025-08-09 | 2025-09-06 | 2026-09-06 | Solar Panels | QCELLS | Q.PEAK DUO BLK ML-G10.C+ 415 |  | 0.415 | 5 | 178.69 | 38 |  | Fixed | Roof
NJADRE1560274210 | Administratively Determined Incentive Program | Hamilton | 8691 | 5.395 | Residential | Behind the Meter | Yes | Fusion Solar Energy, LLC | AC Electric |  | Accepted | 2025-08-09 | 2025-09-06 | 2026-09-06 | Inverters | ENPHASE | IQ8HC-72-M-DOM-US | 380 |  | 13 |  |  | 0.97 |  | Outside | Roof
NJADRE1560274210 | Administratively Determined Incentive Program | Hamilton | 8691 | 5.395 | Residential | Behind the Meter | Yes | Fusion Solar Energy, LLC | AC Electric |  | Accepted | 2025-08-09 | 2025-09-06 | 2026-09-06 | Solar Panels | QCELLS | Q.PEAK DUO BLK ML-G10.C+ 415 |  | 0.415 | 2 | 268.69 | 41 |  | Fixed | Roof
NJADRE1560274218 | Administratively Determined Incentive Program | Cape May Point | 8212 | 6.16 | Residential | Behind the Meter | No | Ocean Solar, LLC | AC Electric |  | Accepted | 2025-08-09 | 2025-09-08 | 2026-09-08 | Inverters | ENPHASE | IQ8PLUS-72-M-US | 290 |  | 14 |  |  | 0.97 |  | Outdoor | ROOF
NJADRE1560274218 | Administratively Determined Incentive Program | Cape May Point | 8212 | 6.16 | Residential | Behind the Meter | No | Ocean Solar, LLC | AC Electric |  | Accepted | 2025-08-09 | 2025-09-08 | 2026-09-08 | Solar Panels | SILFAB | Sil-440 QD |  | 0.44 | 10 | 122 | 21 |  | Fixed | Roof
NJADRE1560274218 | Administratively Determined Incentive Program | Cape May Point | 8212 | 6.16 | Residential | Behind the Meter | No | Ocean Solar, LLC | AC Electric |  | Accepted | 2025-08-09 | 2025-09-08 | 2026-09-08 | Meters | ENPHASE | X2-IQ-AM1-240-5-HDK | 240 |  | 1 |  |  |  | Yes | Outdoor
NJADRE1560274218 | Administratively Determined Incentive Program | Cape May Point | 8212 | 6.16 | Residential | Behind the Meter | No | Ocean Solar, LLC | AC Electric |  | Accepted | 2025-08-09 | 2025-09-08 | 2026-09-08 | Solar Panels | SILFAB | Sil-440 QD |  | 0.44 | 4 | 122 | 21 |  | Fixed | Roof
NJADRE1560274223 | Administratively Determined Incentive Program | Somerville | 8876 | 4.35 | Residential | Behind the Meter | No | Maier Solar Engineering dba Solar Me | PSE&G |  | Accepted | 2025-08-09 | 2025-09-08 | 2026-09-08 | Inverters | SolarEdge | SE3800H-US | 3800 |  | 10 |  |  | 0 |  | Outdoor | NEAR METER
NJADRE1560274223 | Administratively Determined Incentive Program | Somerville | 8876 | 4.35 | Residential | Behind the Meter | No | Maier Solar Engineering dba Solar Me | PSE&G |  | Accepted | 2025-08-09 | 2025-09-08 | 2026-09-08 | Solar Panels | HYUNDAI | HIN-T435NF |  | 0.435 | 10 | 192 | 10 |  | Fixed | Roof
NJADRE1560274233 | Administratively Determined Incentive Program | Livingston | 7039 | 31.28 | Residential | Behind the Meter | No | Maier Solar Engineering dba Solar Me | PSE&G |  | Accepted | 2025-08-09 | 2025-09-07 | 2026-09-07 | Inverters | ENPHASE | IQ8X | 380 |  | 68 |  |  | 0.97 |  | Outdoor | ON RACKING
NJADRE1560274233 | Administratively Determined Incentive Program | Livingston | 7039 | 31.28 | Residential | Behind the Meter | No | Maier Solar Engineering dba Solar Me | PSE&G |  | Accepted | 2025-08-09 | 2025-09-07 | 2026-09-07 | Solar Panels | REC | REC460AA PURE-RX |  | 0.46 | 51 | 157 | 16 |  | Fixed | Roof
NJADRE1560274233 | Administratively Determined Incentive Program | Livingston | 7039 | 31.28 | Residential | Behind the Meter | No | Maier Solar Engineering dba Solar Me | PSE&G |  | Accepted | 2025-08-09 | 2025-09-07 | 2026-09-07 | Solar Panels | REC | REC460AA PURE-RX |  | 0.46 | 17 | 337 | 16 |  | Fixed | Roof
NJADRE1560274325 | Administratively Determined Incentive Program | Passaic | 7055 | 10.79 | Residential | Behind the Meter | Yes | Fusion Solar Energy, LLC | PSE&G |  | Accepted | 2025-08-09 | 2025-09-07 | 2026-09-07 | Solar Panels | QCELLS | Q.PEAK DUO BLK ML-G10.C+ 415 |  | 0.415 | 26 | 163.17 | 57 |  | Fixed | Roof
NJADRE1560274325 | Administratively Determined Incentive Program | Passaic | 7055 | 10.79 | Residential | Behind the Meter | Yes | Fusion Solar Energy, LLC | PSE&G |  | Accepted | 2025-08-09 | 2025-09-07 | 2026-09-07 | Inverters | ENPHASE | IQ8HC-72-M-DOM-US | 380 |  | 26 |  |  | 0.97 |  | Outside | Roof
NJADRE1560274356 | Administratively Determined Incentive Program | Union Beach | 7735 | 16.53 | Residential | Behind the Meter | No | Maier Solar Engineering dba Solar Me | JCP&L |  | Accepted | 2025-08-09 | 2025-09-07 | 2026-09-07 | Solar Panels | QCELL - HANWHA | QTRON- BLK-MG2+435 |  | 0.435 | 15 | 275 | 14 |  | Fixed | Roof
NJADRE1560274356 | Administratively Determined Incentive Program | Union Beach | 7735 | 16.53 | Residential | Behind the Meter | No | Maier Solar Engineering dba Solar Me | JCP&L |  | Accepted | 2025-08-09 | 2025-09-07 | 2026-09-07 | Inverters | ENPHASE | IQ8AC-72-M-US | 349 |  | 38 |  |  | 0.97 |  | Outdoor | ON RACKING
NJADRE1560274356 | Administratively Determined Incentive Program | Union Beach | 7735 | 16.53 | Residential | Behind the Meter | No | Maier Solar Engineering dba Solar Me | JCP&L |  | Accepted | 2025-08-09 | 2025-09-07 | 2026-09-07 | Solar Panels | QCELL - HANWHA | QTRON- BLK-MG2+435 |  | 0.435 | 23 | 95 | 14 |  | Fixed | Roof
NJADRE1560274476 | Administratively Determined Incentive Program | West Windsor | 8550 | 10.44 | Residential | Behind the Meter | No | Maier Solar dba Solar Me | PSE&G |  | Accepted | 2025-08-09 | 2025-09-07 | 2026-09-07 | Solar Panels | QCELL - HANWHA | QTRON- BLK-MG2+435 |  | 0.435 | 3 | 178 | 33 |  | Fixed | Roof
NJADRE1560274476 | Administratively Determined Incentive Program | West Windsor | 8550 | 10.44 | Residential | Behind the Meter | No | Maier Solar dba Solar Me | PSE&G |  | Accepted | 2025-08-09 | 2025-09-07 | 2026-09-07 | Solar Panels | QCELL - HANWHA | QTRON- BLK-MG2+435 |  | 0.435 | 21 | 178 | 33 |  | Fixed | Roof
NJADRE1560274476 | Administratively Determined Incentive Program | West Windsor | 8550 | 10.44 | Residential | Behind the Meter | No | Maier Solar dba Solar Me | PSE&G |  | Accepted | 2025-08-09 | 2025-09-07 | 2026-09-07 | Inverters | ENPHASE | IQ8AC-72-M-US | 349 |  | 24 |  |  | 0.97 |  | Outdoor | ON RACKING
NJADRE1560274622 | Administratively Determined Incentive Program | Pleasantville | 8232 | 8.3 | Residential | Behind the Meter | Yes | Fusion Solar Energy, LLC | AC Electric |  | Accepted | 2025-08-09 | 2025-09-07 | 2026-09-07 | Inverters | ENPHASE | IQ8HC-72-M-DOM-US | 380 |  | 20 |  |  | 0.97 |  | Outside | Roof
NJADRE1560274622 | Administratively Determined Incentive Program | Pleasantville | 8232 | 8.3 | Residential | Behind the Meter | Yes | Fusion Solar Energy, LLC | AC Electric |  | Accepted | 2025-08-09 | 2025-09-07 | 2026-09-07 | Solar Panels | QCELLS | Q.PEAK DUO BLK ML-G10.C+ 415 |  | 0.415 | 20 | 179.36 | 26 |  | Fixed | Roof
NJADRE1560276925 | Administratively Determined Incentive Program | SKILLMAN | 8558 | 16.2 | Residential | Behind the Meter | No | United Friend Home Improvement | PSE&G |  | Accepted | 2025-08-20 | 2025-09-11 | 2026-09-11 | Inverters | SMA | SBSE7.7-US-50 | 15400 |  | 2 |  |  | 0.981 |  | Outdoor
NJADRE1560276925 | Administratively Determined Incentive Program | SKILLMAN | 8558 | 16.2 | Residential | Behind the Meter | No | United Friend Home Improvement | PSE&G |  | Accepted | 2025-08-20 | 2025-09-11 | 2026-09-11 | Solar Panels | JA Solar | JAM72D10-405/MB |  | 0.405 | 40 | 204 | 15 |  | Fixed | Ground
NJADRE1560278060 | Administratively Determined Incentive Program | Budd Lake | 7828 | 13.53 | Residential | Behind the Meter | Yes | Trinity Solar, LLC | JCP&L |  | Accepted | 2025-08-11 | 2025-09-07 | 2026-09-07 | Solar Panels | Hanwha | Q.PEAK DUO BLK ML-G10.C+ 410 |  | 0.41 | 9 | 182 | 40 |  | Fixed | Roof
NJADRE1560278060 | Administratively Determined Incentive Program | Budd Lake | 7828 | 13.53 | Residential | Behind the Meter | Yes | Trinity Solar, LLC | JCP&L |  | Accepted | 2025-08-11 | 2025-09-07 | 2026-09-07 | Solar Panels | Hanwha | Q.PEAK DUO BLK ML-G10.C+ 410 |  | 0.41 | 13 | 272 | 40 |  | Fixed | Roof
NJADRE1560278060 | Administratively Determined Incentive Program | Budd Lake | 7828 | 13.53 | Residential | Behind the Meter | Yes | Trinity Solar, LLC | JCP&L |  | Accepted | 2025-08-11 | 2025-09-07 | 2026-09-07 | Solar Panels | Hanwha | Q.PEAK DUO BLK ML-G10.C+ 410 |  | 0.41 | 11 | 92 | 40 |  | Fixed | Roof
NJADRE1560278060 | Administratively Determined Incentive Program | Budd Lake | 7828 | 13.53 | Residential | Behind the Meter | Yes | Trinity Solar, LLC | JCP&L |  | Accepted | 2025-08-11 | 2025-09-07 | 2026-09-07 | Inverters | Solar Edge | USE11400H-US | 11400 |  | 1 |  |  | 0.97 |  | Outside
NJADRE1560278074 | Administratively Determined Incentive Program | Whippany | 7981 | 24.19 | Residential | Behind the Meter | Yes | Pro Custom Solar dba Momentum Solar | JCP&L |  | Accepted | 2025-08-11 | 2025-09-07 | 2026-09-07 | Inverters | ENPHASE | IQ8HC-72-M-DOM-US | 380 |  | 59 |  |  | 0.97 |  | Outdoor
NJADRE1560278074 | Administratively Determined Incentive Program | Whippany | 7981 | 24.19 | Residential | Behind the Meter | Yes | Pro Custom Solar dba Momentum Solar | JCP&L |  | Accepted | 2025-08-11 | 2025-09-07 | 2026-09-07 | Solar Panels | HANWHA | HANWHA Q.PEAK DUO BLK ML-G10+410 |  | 0.41 | 18 | 109 | 14 |  | Fixed | Roof
NJADRE1560278074 | Administratively Determined Incentive Program | Whippany | 7981 | 24.19 | Residential | Behind the Meter | Yes | Pro Custom Solar dba Momentum Solar | JCP&L |  | Accepted | 2025-08-11 | 2025-09-07 | 2026-09-07 | Solar Panels | HANWHA | HANWHA Q.PEAK DUO BLK ML-G10+410 |  | 0.41 | 12 | 199 | 19 |  | Fixed | Roof
NJADRE1560278074 | Administratively Determined Incentive Program | Whippany | 7981 | 24.19 | Residential | Behind the Meter | Yes | Pro Custom Solar dba Momentum Solar | JCP&L |  | Accepted | 2025-08-11 | 2025-09-07 | 2026-09-07 | Solar Panels | HANWHA | HANWHA Q.PEAK DUO BLK ML-G10+410 |  | 0.41 | 21 | 109 | 21 |  | Fixed | Roof
NJADRE1560278074 | Administratively Determined Incentive Program | Whippany | 7981 | 24.19 | Residential | Behind the Meter | Yes | Pro Custom Solar dba Momentum Solar | JCP&L |  | Accepted | 2025-08-11 | 2025-09-07 | 2026-09-07 | Solar Panels | HANWHA | HANWHA Q.PEAK DUO BLK ML-G10+410 |  | 0.41 | 8 | 199 | 12 |  | Fixed | Roof
NJADRE1560278079 | Administratively Determined Incentive Program | Monroe Township | 8831 | 15.99 | Residential | Behind the Meter | Yes | Trinity Solar, LLC | JCP&L |  | Accepted | 2025-08-11 | 2025-09-07 | 2026-09-07 | Solar Panels | Hanwha | Q.PEAK DUO BLK ML-G10.C+ 410 |  | 0.41 | 16 | 264 | 23 |  | Fixed | Roof
NJADRE1560278079 | Administratively Determined Incentive Program | Monroe Township | 8831 | 15.99 | Residential | Behind the Meter | Yes | Trinity Solar, LLC | JCP&L |  | Accepted | 2025-08-11 | 2025-09-07 | 2026-09-07 | Solar Panels | Hanwha | Q.PEAK DUO BLK ML-G10.C+ 410 |  | 0.41 | 23 | 84 | 23 |  | Fixed | Roof
NJADRE1560278079 | Administratively Determined Incentive Program | Monroe Township | 8831 | 15.99 | Residential | Behind the Meter | Yes | Trinity Solar, LLC | JCP&L |  | Accepted | 2025-08-11 | 2025-09-07 | 2026-09-07 | Inverters | Solar Edge | USE7600H-US | 7600 |  | 1 |  |  | 0.97 |  | Outside
NJADRE1560278079 | Administratively Determined Incentive Program | Monroe Township | 8831 | 15.99 | Residential | Behind the Meter | Yes | Trinity Solar, LLC | JCP&L |  | Accepted | 2025-08-11 | 2025-09-07 | 2026-09-07 | Inverters | Solar Edge | USE5700H-US | 5760 |  | 1 |  |  | 0.97 |  | Outside
NJADRE1560278095 | Administratively Determined Incentive Program | Hackensack | 7601 | 10.005 | Residential | Behind the Meter | Yes | SunnyMac, LLC | PSE&G |  | Accepted | 2025-08-11 | 2025-09-07 | 2026-09-07 | Solar Panels | HANWHA | Q.TRON BLK M-G2+ |  | 0.435 | 5 | 127 | 42 |  | Fixed | Roof
NJADRE1560278095 | Administratively Determined Incentive Program | Hackensack | 7601 | 10.005 | Residential | Behind the Meter | Yes | SunnyMac, LLC | PSE&G |  | Accepted | 2025-08-11 | 2025-09-07 | 2026-09-07 | Solar Panels | HANWHA | Q.TRON BLK M-G2+ |  | 0.435 | 2 | 216 | 25 |  | Fixed | Roof
NJADRE1560278095 | Administratively Determined Incentive Program | Hackensack | 7601 | 10.005 | Residential | Behind the Meter | Yes | SunnyMac, LLC | PSE&G |  | Accepted | 2025-08-11 | 2025-09-07 | 2026-09-07 | Inverters | SOLAREDGE HOME HUB | SE5700H-US | 5760 |  | 1 |  |  | 0.99 |  | Outdoor | next to meter
NJADRE1560278095 | Administratively Determined Incentive Program | Hackensack | 7601 | 10.005 | Residential | Behind the Meter | Yes | SunnyMac, LLC | PSE&G |  | Accepted | 2025-08-11 | 2025-09-07 | 2026-09-07 | Solar Panels | HANWHA | Q.TRON BLK M-G2+ |  | 0.435 | 2 | 127 | 25 |  | Fixed | Roof
NJADRE1560278095 | Administratively Determined Incentive Program | Hackensack | 7601 | 10.005 | Residential | Behind the Meter | Yes | SunnyMac, LLC | PSE&G |  | Accepted | 2025-08-11 | 2025-09-07 | 2026-09-07 | Inverters | SOLAREDGE HOME HUB | SE3800H-US | 3800 |  | 1 |  |  | 0.99 |  | Outdoor | next to meter
NJADRE1560278095 | Administratively Determined Incentive Program | Hackensack | 7601 | 10.005 | Residential | Behind the Meter | Yes | SunnyMac, LLC | PSE&G |  | Accepted | 2025-08-11 | 2025-09-07 | 2026-09-07 | Solar Panels | HANWHA | Q.TRON BLK M-G2+ |  | 0.435 | 10 | 307 | 27 |  | Fixed | Roof
NJADRE1560278095 | Administratively Determined Incentive Program | Hackensack | 7601 | 10.005 | Residential | Behind the Meter | Yes | SunnyMac, LLC | PSE&G |  | Accepted | 2025-08-11 | 2025-09-07 | 2026-09-07 | Solar Panels | HANWHA | Q.TRON BLK M-G2+ |  | 0.435 | 2 | 307 | 26 |  | Fixed | Roof
NJADRE1560278095 | Administratively Determined Incentive Program | Hackensack | 7601 | 10.005 | Residential | Behind the Meter | Yes | SunnyMac, LLC | PSE&G |  | Accepted | 2025-08-11 | 2025-09-07 | 2026-09-07 | Solar Panels | HANWHA | Q.TRON BLK M-G2+ |  | 0.435 | 2 | 37 | 27 |  | Fixed | Roof
NJADRE1560278106 | Administratively Determined Incentive Program | Woodland Park | 7424 | 11.07 | Residential | Behind the Meter | Yes | Pro Custom Solar dba Momentum Solar | PSE&G |  | Accepted | 2025-08-11 | 2025-09-07 | 2026-09-07 | Inverters | ENPHASE | IQ8HC-72-M-DOM-US | 380 |  | 27 |  |  | 0.97 |  | Outdoor
NJADRE1560278106 | Administratively Determined Incentive Program | Woodland Park | 7424 | 11.07 | Residential | Behind the Meter | Yes | Pro Custom Solar dba Momentum Solar | PSE&G |  | Accepted | 2025-08-11 | 2025-09-07 | 2026-09-07 | Solar Panels | hanwha | q.peak duo blk-g10+410 |  | 0.41 | 16 | 109 | 18 |  | Fixed | Roof
NJADRE1560278106 | Administratively Determined Incentive Program | Woodland Park | 7424 | 11.07 | Residential | Behind the Meter | Yes | Pro Custom Solar dba Momentum Solar | PSE&G |  | Accepted | 2025-08-11 | 2025-09-07 | 2026-09-07 | Solar Panels | HANWHA | q.peak duo blk-g10+410 |  | 0.41 | 11 | 289 | 18 |  | Fixed | Roof
NJADRE1560278121 | Administratively Determined Incentive Program | Roselle | 7203 | 6.56 | Residential | Behind the Meter | Yes | Sunrun Installation Services, Inc. | PSE&G |  | Accepted | 2025-08-11 | 2025-09-07 | 2026-09-07 | Inverters | SOLAREDGE TECHNOLOGIES | SE5700H-USMN | 5760 |  | 1 |  |  | 0.99 |  | Outside
NJADRE1560278121 | Administratively Determined Incentive Program | Roselle | 7203 | 6.56 | Residential | Behind the Meter | Yes | Sunrun Installation Services, Inc. | PSE&G |  | Accepted | 2025-08-11 | 2025-09-07 | 2026-09-07 | Solar Panels | ELIN ENERGY (SIRIUS PV) | ELNSM54M-HC-410 |  | 0.41 | 3 | 350 | 30 |  | Fixed | Roof
NJADRE1560278121 | Administratively Determined Incentive Program | Roselle | 7203 | 6.56 | Residential | Behind the Meter | Yes | Sunrun Installation Services, Inc. | PSE&G |  | Accepted | 2025-08-11 | 2025-09-07 | 2026-09-07 | Solar Panels | ELIN ENERGY (SIRIUS PV) | ELNSM54M-HC-410 |  | 0.41 | 13 | 170 | 30 |  | Fixed | Roof
NJADRE1560278123 | Administratively Determined Incentive Program | Brick | 8724 | 9.43 | Residential | Behind the Meter | Yes | Pro Custom Solar dba Momentum Solar | JCP&L |  | Accepted | 2025-08-11 | 2025-09-07 | 2026-09-07 | Inverters | ENPHASE | IQ8HC-72-M-DOM-US | 380 |  | 23 |  |  | 0.97 |  | Outdoor
NJADRE1560278123 | Administratively Determined Incentive Program | Brick | 8724 | 9.43 | Residential | Behind the Meter | Yes | Pro Custom Solar dba Momentum Solar | JCP&L |  | Accepted | 2025-08-11 | 2025-09-07 | 2026-09-07 | Solar Panels | HANWHA | HANWHA Q.PEAK DUO BLK ML-G10+410 |  | 0.41 | 14 | 12 | 18 |  | Fixed | Roof
NJADRE1560278123 | Administratively Determined Incentive Program | Brick | 8724 | 9.43 | Residential | Behind the Meter | Yes | Pro Custom Solar dba Momentum Solar | JCP&L |  | Accepted | 2025-08-11 | 2025-09-07 | 2026-09-07 | Solar Panels | HANWHA | HANWHA Q.PEAK DUO BLK ML-G10+410 |  | 0.41 | 9 | 12 | 18 |  | Fixed | Roof
NJADRE1560278130 | Administratively Determined Incentive Program | Union City | 7087 | 11.48 | Residential | Behind the Meter | Yes | Pro Custom Solar dba Momentum Solar | PSE&G |  | Accepted | 2025-08-11 | 2025-09-07 | 2026-09-07 | Inverters | ENPHASE | IQ8HC-72-M-DOM-US | 380 |  | 28 |  |  | 0.97 |  | Outdoor
NJADRE1560278130 | Administratively Determined Incentive Program | Union City | 7087 | 11.48 | Residential | Behind the Meter | Yes | Pro Custom Solar dba Momentum Solar | PSE&G |  | Accepted | 2025-08-11 | 2025-09-07 | 2026-09-07 | Solar Panels | HANWHA | q.peak duo blk-g10+410 |  | 0.41 | 28 | 28 | 2 |  | Fixed | Roof
NJADRE1560278134 | Administratively Determined Incentive Program | JACKSON | 8527 | 15.015 | Residential | Behind the Meter | Yes | Powerlutions, LLC | JCP&L |  | Accepted | 2025-08-11 | 2025-09-08 | 2026-09-08 | Solar Panels | CANADIAN | CS6.1-54TM-455H |  | 0.455 | 9 | 100 | 22 |  | Fixed | Roof
NJADRE1560278134 | Administratively Determined Incentive Program | JACKSON | 8527 | 15.015 | Residential | Behind the Meter | Yes | Powerlutions, LLC | JCP&L |  | Accepted | 2025-08-11 | 2025-09-08 | 2026-09-08 | Inverters | Enphase | IQ8MC-72-M-US | 320 |  | 33 |  |  | 0.98 |  | Outdoor
NJADRE1560278134 | Administratively Determined Incentive Program | JACKSON | 8527 | 15.015 | Residential | Behind the Meter | Yes | Powerlutions, LLC | JCP&L |  | Accepted | 2025-08-11 | 2025-09-08 | 2026-09-08 | Solar Panels | CANADIAN | CS6.1-54TM-455H |  | 0.455 | 2 | 280 | 22 |  | Fixed | Roof
NJADRE1560278134 | Administratively Determined Incentive Program | JACKSON | 8527 | 15.015 | Residential | Behind the Meter | Yes | Powerlutions, LLC | JCP&L |  | Accepted | 2025-08-11 | 2025-09-08 | 2026-09-08 | Solar Panels | CANADIAN | CS6.1-54TM-455H |  | 0.455 | 22 | 100 | 22 |  | Fixed | Roof
NJADRE1560278144 | Administratively Determined Incentive Program | Cape May Court House | 8210 | 6.96 | Residential | Behind the Meter | Yes | SunnyMac, LLC | AC Electric |  | Accepted | 2025-08-11 | 2025-09-08 | 2026-09-08 | Solar Panels | HANWHA | Q.TRON BLK M-G2+ |  | 0.435 | 16 | 215 | 19 |  | Fixed | Roof
NJADRE1560278144 | Administratively Determined Incentive Program | Cape May Court House | 8210 | 6.96 | Residential | Behind the Meter | Yes | SunnyMac, LLC | AC Electric |  | Accepted | 2025-08-11 | 2025-09-08 | 2026-09-08 | Inverters | SOLAREDGE HOME HUB | SE5700H-US | 5760 |  | 1 |  |  | 0.99 |  | Outdoor | next to meter
NJADRE1560278151 | Administratively Determined Incentive Program | Linden | 7036 | 8.505 | Residential | Behind the Meter | Yes | Sunrun Installation Services, Inc. | PSE&G |  | Accepted | 2025-08-11 | 2025-09-08 | 2026-09-08 | Inverters | SOLAREDGE TECHNOLOGIES | SE5700H-USMN | 5760 |  | 1 |  |  | 0.99 |  | Outside
NJADRE1560278151 | Administratively Determined Incentive Program | Linden | 7036 | 8.505 | Residential | Behind the Meter | Yes | Sunrun Installation Services, Inc. | PSE&G |  | Accepted | 2025-08-11 | 2025-09-08 | 2026-09-08 | Solar Panels | JA SOLAR | JAM54S31-405/MR |  | 0.405 | 7 | 305 | 34 |  | Fixed | Roof
NJADRE1560278151 | Administratively Determined Incentive Program | Linden | 7036 | 8.505 | Residential | Behind the Meter | Yes | Sunrun Installation Services, Inc. | PSE&G |  | Accepted | 2025-08-11 | 2025-09-08 | 2026-09-08 | Solar Panels | JA SOLAR | JAM54S31-405/MR |  | 0.405 | 14 | 125 | 34 |  | Fixed | Roof
NJADRE1560278154 | Administratively Determined Incentive Program | GLASSBORO | 8028 | 9.72 | Residential | Behind the Meter | No | Azimuth Renewable Energy, LLC | AC Electric |  | Accepted | 2025-08-11 | 2025-09-08 | 2026-09-08 | Solar Panels | Trina | TSM- 405 |  | 0.405 | 24 | 173 | 27 |  | Fixed | Roof
NJADRE1560278154 | Administratively Determined Incentive Program | GLASSBORO | 8028 | 9.72 | Residential | Behind the Meter | No | Azimuth Renewable Energy, LLC | AC Electric |  | Accepted | 2025-08-11 | 2025-09-08 | 2026-09-08 | Inverters | Enphase | IQ8PLUS | 290 |  | 24 |  |  | 0.97 |  | Outside
NJADRE1560278154 | Administratively Determined Incentive Program | GLASSBORO | 8028 | 9.72 | Residential | Behind the Meter | No | Azimuth Renewable Energy, LLC | AC Electric |  | Accepted | 2025-08-11 | 2025-09-08 | 2026-09-08 | Meters | Enphase | Gateway |  |  | 1 |  |  |  | Yes | Outdoor
NJADRE1560278156 | Administratively Determined Incentive Program | Egg Harbor Township | 8234 | 8.17 | Residential | Behind the Meter | Yes | Sustainable Energy Systems, LLC | AC Electric |  | Accepted | 2025-08-13 | 2025-09-09 | 2026-09-09 | Solar Panels | SILFAB Solar | SIL-430 QD |  | 0.43 | 6 | 83 | 19 |  | Fixed | Roof
NJADRE1560278156 | Administratively Determined Incentive Program | Egg Harbor Township | 8234 | 8.17 | Residential | Behind the Meter | Yes | Sustainable Energy Systems, LLC | AC Electric |  | Accepted | 2025-08-13 | 2025-09-09 | 2026-09-09 | Inverters | SolarEdge Technologies | SE7600H-US | 8 |  | 1 |  |  | 0.99 |  | Outside
NJADRE1560278156 | Administratively Determined Incentive Program | Egg Harbor Township | 8234 | 8.17 | Residential | Behind the Meter | Yes | Sustainable Energy Systems, LLC | AC Electric |  | Accepted | 2025-08-13 | 2025-09-09 | 2026-09-09 | Solar Panels | SILFAB Solar | SIL-430 QD |  | 0.43 | 13 | 263 | 19 |  | Fixed | Roof
NJADRE1560278161 | Administratively Determined Incentive Program | CLIFTON | 7013 | 9.43 | Residential | Behind the Meter | No | Tesla Energy Operations, Inc. | PSE&G |  | Accepted | 2025-08-11 | 2025-09-08 | 2026-09-08 | Solar Panels | Hanwha | Q.PEAK DUO BLK ML-G10+/TS 410 |  | 0.41 | 12 | 232 | 27 |  | Fixed | Roof
NJADRE1560278161 | Administratively Determined Incentive Program | CLIFTON | 7013 | 9.43 | Residential | Behind the Meter | No | Tesla Energy Operations, Inc. | PSE&G |  | Accepted | 2025-08-11 | 2025-09-08 | 2026-09-08 | Solar Panels | Hanwha | Q.PEAK DUO BLK ML-G10+/TS 410 |  | 0.41 | 4 | 52 | 27 |  | Fixed | Roof
NJADRE1560278161 | Administratively Determined Incentive Program | CLIFTON | 7013 | 9.43 | Residential | Behind the Meter | No | Tesla Energy Operations, Inc. | PSE&G |  | Accepted | 2025-08-11 | 2025-09-08 | 2026-09-08 | Electric Storage Battery | Tesla | Powerwall 3 |  |  | 2 |  |  |  | Lithium Ion |  | OUTSIDE
NJADRE1560278161 | Administratively Determined Incentive Program | CLIFTON | 7013 | 9.43 | Residential | Behind the Meter | No | Tesla Energy Operations, Inc. | PSE&G |  | Accepted | 2025-08-11 | 2025-09-08 | 2026-09-08 | Inverters | Tesla | 1707000-XX-Y | 11500 |  | 1 |  |  | 0.98 |  | Outdoor
NJADRE1560278161 | Administratively Determined Incentive Program | CLIFTON | 7013 | 9.43 | Residential | Behind the Meter | No | Tesla Energy Operations, Inc. | PSE&G |  | Accepted | 2025-08-11 | 2025-09-08 | 2026-09-08 | Solar Panels | Hanwha | Q.PEAK DUO BLK ML-G10+/TS 410 |  | 0.41 | 3 | 232 | 27 |  | Fixed | Roof
NJADRE1560278161 | Administratively Determined Incentive Program | CLIFTON | 7013 | 9.43 | Residential | Behind the Meter | No | Tesla Energy Operations, Inc. | PSE&G |  | Accepted | 2025-08-11 | 2025-09-08 | 2026-09-08 | Solar Panels | Hanwha | Q.PEAK DUO BLK ML-G10+/TS 410 |  | 0.41 | 4 | 142 | 40 |  | Fixed | Roof
NJADRE1560278162 | Administratively Determined Incentive Program | Swedesboro | 8085 | 7.83 | Residential | Behind the Meter | Yes | SunnyMac, LLC | AC Electric |  | Accepted | 2025-08-11 | 2025-09-08 | 2026-09-08 | Solar Panels | HANWHA | Q.TRON BLK M-G2.H+ |  | 0.435 | 7 | 169 | 40 |  | Fixed | Roof
NJADRE1560278162 | Administratively Determined Incentive Program | Swedesboro | 8085 | 7.83 | Residential | Behind the Meter | Yes | SunnyMac, LLC | AC Electric |  | Accepted | 2025-08-11 | 2025-09-08 | 2026-09-08 | Solar Panels | HANWHA | Q.TRON BLK M-G2.H+ |  | 0.435 | 4 | 169 | 40 |  | Fixed | Roof
NJADRE1560278162 | Administratively Determined Incentive Program | Swedesboro | 8085 | 7.83 | Residential | Behind the Meter | Yes | SunnyMac, LLC | AC Electric |  | Accepted | 2025-08-11 | 2025-09-08 | 2026-09-08 | Inverters | SOLAREDGE HOME HUB | SE5700H-US | 5760 |  | 1 |  |  | 0.99 |  | Outdoor | next to meter
NJADRE1560278162 | Administratively Determined Incentive Program | Swedesboro | 8085 | 7.83 | Residential | Behind the Meter | Yes | SunnyMac, LLC | AC Electric |  | Accepted | 2025-08-11 | 2025-09-08 | 2026-09-08 | Solar Panels | HANWHA | Q.TRON BLK M-G2.H+ |  | 0.435 | 7 | 259 | 39 |  | Fixed | Roof
NJADRE1560278163 | Administratively Determined Incentive Program | Pemberton Township | 8015 | 6.09 | Residential | Behind the Meter | No | Skyline Solar, LLC | JCP&L |  | Accepted | 2025-08-11 | 2025-09-18 | 2026-09-18 | Solar Panels | Hanwha | Q. Tron BLK M-G2.H+ |  | 0.435 | 12 | 197 | 16 |  | Fixed | Roof
NJADRE1560278163 | Administratively Determined Incentive Program | Pemberton Township | 8015 | 6.09 | Residential | Behind the Meter | No | Skyline Solar, LLC | JCP&L |  | Accepted | 2025-08-11 | 2025-09-18 | 2026-09-18 | Solar Panels | Hanwha | Q. Tron BLK M-G2.H+ |  | 0.435 | 2 | 17 | 19 |  | Fixed | Roof
NJADRE1560278163 | Administratively Determined Incentive Program | Pemberton Township | 8015 | 6.09 | Residential | Behind the Meter | No | Skyline Solar, LLC | JCP&L |  | Accepted | 2025-08-11 | 2025-09-18 | 2026-09-18 | Inverters | Enphase | IQ8HC-72-M-DOM-US | 380 |  | 14 |  |  | 0.976 |  | Outside
NJADRE1560278165 | Administratively Determined Incentive Program | PLAINFIELD | 7062 | 9.545 | Residential | Behind the Meter | Yes | Big Wave Roofing and Solar, LLC | PSE&G |  | Accepted | 2025-08-11 | 2025-09-08 | 2026-09-08 | Solar Panels | QCELLS | Q.PEAK DUO BLK ML-G10.C+ 415W |  | 0.415 | 12 | 38 | 22 |  | Fixed | Roof
NJADRE1560278165 | Administratively Determined Incentive Program | PLAINFIELD | 7062 | 9.545 | Residential | Behind the Meter | Yes | Big Wave Roofing and Solar, LLC | PSE&G |  | Accepted | 2025-08-11 | 2025-09-08 | 2026-09-08 | Inverters | Enphase | IQ8HC-72-M-DOM-US | 380 |  | 23 |  |  | 0.97 |  | Outside
NJADRE1560278165 | Administratively Determined Incentive Program | PLAINFIELD | 7062 | 9.545 | Residential | Behind the Meter | Yes | Big Wave Roofing and Solar, LLC | PSE&G |  | Accepted | 2025-08-11 | 2025-09-08 | 2026-09-08 | Solar Panels | QCELLS | Q.PEAK DUO BLK ML-G10.C+ 415W |  | 0.415 | 11 | 218 | 22 |  | Fixed | Roof
NJADRE1560278168 | Administratively Determined Incentive Program | CLIFTON | 7013 | 7.055 | Residential | Behind the Meter | Yes | Big Wave Roofing and Solar, LLC | PSE&G |  | Accepted | 2025-08-11 | 2025-09-08 | 2026-09-08 | Inverters | Enphase | IQ8HC-72-M-DOM-US | 380 |  | 17 |  |  | 0.98 |  | Outdoor
NJADRE1560278168 | Administratively Determined Incentive Program | CLIFTON | 7013 | 7.055 | Residential | Behind the Meter | Yes | Big Wave Roofing and Solar, LLC | PSE&G |  | Accepted | 2025-08-11 | 2025-09-08 | 2026-09-08 | Solar Panels | Q cells | IQ8HC-72-M-DOM-US |  | 0.415 | 3 | 223 | 35 |  | Fixed | Roof
NJADRE1560278168 | Administratively Determined Incentive Program | CLIFTON | 7013 | 7.055 | Residential | Behind the Meter | Yes | Big Wave Roofing and Solar, LLC | PSE&G |  | Accepted | 2025-08-11 | 2025-09-08 | 2026-09-08 | Solar Panels | Q cells | Q.PEAK DUO BLK ML-G10.C+415w |  | 0.415 | 14 | 223 | 35 |  | Fixed | Roof
NJADRE1560278175 | Administratively Determined Incentive Program | CHERRY HILL | 8002 | 15.015 | Residential | Behind the Meter | No | Powerlutions, LLC | PSE&G |  | Accepted | 2025-08-11 | 2025-09-08 | 2026-09-08 | Solar Panels | CANADIAN | CS6.1-54TM-455H |  | 0.455 | 27 | 157 | 20 |  | Fixed | Roof
NJADRE1560278175 | Administratively Determined Incentive Program | CHERRY HILL | 8002 | 15.015 | Residential | Behind the Meter | No | Powerlutions, LLC | PSE&G |  | Accepted | 2025-08-11 | 2025-09-08 | 2026-09-08 | Solar Panels | CANADIAN | CS6.1-54TM-455H |  | 0.455 | 6 | 157 | 20 |  | Fixed | Roof
NJADRE1560278175 | Administratively Determined Incentive Program | CHERRY HILL | 8002 | 15.015 | Residential | Behind the Meter | No | Powerlutions, LLC | PSE&G |  | Accepted | 2025-08-11 | 2025-09-08 | 2026-09-08 | Inverters | Enphase | IQ8MC-72-M-US | 320 |  | 33 |  |  | 0.98 |  | Outdoor
NJADRE1560278177 | Administratively Determined Incentive Program | North Brunswick Township | 8902 | 8.61 | Residential | Behind the Meter | No | Pro Custom Solar dba Momentum Solar | PSE&G |  | Accepted | 2025-08-11 | 2025-09-08 | 2026-09-08 | Inverters | ENPHASE | IQ8MC-72-M-US | 320 |  | 21 |  |  | 0.97 |  | Outdoor
NJADRE1560278177 | Administratively Determined Incentive Program | North Brunswick Township | 8902 | 8.61 | Residential | Behind the Meter | No | Pro Custom Solar dba Momentum Solar | PSE&G |  | Accepted | 2025-08-11 | 2025-09-08 | 2026-09-08 | Solar Panels | Hanwha | q.peak duo blk-g10+410 |  | 0.41 | 7 | 109 | 41 |  | Fixed | Roof
NJADRE1560278177 | Administratively Determined Incentive Program | North Brunswick Township | 8902 | 8.61 | Residential | Behind the Meter | No | Pro Custom Solar dba Momentum Solar | PSE&G |  | Accepted | 2025-08-11 | 2025-09-08 | 2026-09-08 | Solar Panels | hanwha | q.peak duo blk-g10+410 |  | 0.41 | 14 | 289 | 41 |  | Fixed | Roof
NJADRE1560278183 | Administratively Determined Incentive Program | West Paterson Boro | 7424 | 5.33 | Residential | Behind the Meter | Yes | Sunrun Installation Services, Inc. | PSE&G |  | Accepted | 2025-08-11 | 2025-09-07 | 2026-09-07 | Solar Panels | ELIN ENERGY (SIRIUS PV) | ELNSM54M-HC-410 |  | 0.41 | 6 | 289 | 5 |  | Fixed | Roof
NJADRE1560278183 | Administratively Determined Incentive Program | West Paterson Boro | 7424 | 5.33 | Residential | Behind the Meter | Yes | Sunrun Installation Services, Inc. | PSE&G |  | Accepted | 2025-08-11 | 2025-09-07 | 2026-09-07 | Solar Panels | ELIN ENERGY (SIRIUS PV) | ELNSM54M-HC-410 |  | 0.41 | 7 | 109 | 40 |  | Fixed | Roof
NJADRE1560278183 | Administratively Determined Incentive Program | West Paterson Boro | 7424 | 5.33 | Residential | Behind the Meter | Yes | Sunrun Installation Services, Inc. | PSE&G |  | Accepted | 2025-08-11 | 2025-09-07 | 2026-09-07 | Inverters | SOLAREDGE TECHNOLOGIES | SE3800H-USMN | 3800 |  | 1 |  |  | 0.99 |  | Outside
NJADRE1560278186 | Administratively Determined Incentive Program | Hammonton | 8037 | 27.14 | Residential | Behind the Meter | No | Whitman Construction, LLC | AC Electric |  | Accepted | 2025-08-11 | 2025-09-08 | 2026-09-08 | Solar Panels | REC SOLAR | REC460AA PURE-RX |  | 0.46 | 20 | 311 | 37 |  | Fixed | Roof
NJADRE1560278186 | Administratively Determined Incentive Program | Hammonton | 8037 | 27.14 | Residential | Behind the Meter | No | Whitman Construction, LLC | AC Electric |  | Accepted | 2025-08-11 | 2025-09-08 | 2026-09-08 | Inverters | ENPHASE | IQX8-80-M-US | 380 |  | 59 |  |  | 0.967 |  | Outdoor
NJADRE1560278186 | Administratively Determined Incentive Program | Hammonton | 8037 | 27.14 | Residential | Behind the Meter | No | Whitman Construction, LLC | AC Electric |  | Accepted | 2025-08-11 | 2025-09-08 | 2026-09-08 | Solar Panels | REC SOLAR | REC460AA PURE-RX |  | 0.46 | 12 | 131 | 37 |  | Fixed | Roof
NJADRE1560278186 | Administratively Determined Incentive Program | Hammonton | 8037 | 27.14 | Residential | Behind the Meter | No | Whitman Construction, LLC | AC Electric |  | Accepted | 2025-08-11 | 2025-09-08 | 2026-09-08 | Solar Panels | REC SOLAR | REC460AA PURE-RX |  | 0.46 | 14 | 221 | 32 |  | Fixed | Roof
NJADRE1560278186 | Administratively Determined Incentive Program | Hammonton | 8037 | 27.14 | Residential | Behind the Meter | No | Whitman Construction, LLC | AC Electric |  | Accepted | 2025-08-11 | 2025-09-08 | 2026-09-08 | Solar Panels | REC SOLAR | REC460AA PURE-RX |  | 0.46 | 13 | 41 | 32 |  | Fixed | Roof
NJADRE1560278218 | Administratively Determined Incentive Program | Irvington | 7111 | 8.2 | Residential | Behind the Meter | Yes | Pro Custom Solar dba Momentum Solar | PSE&G |  | Accepted | 2025-08-11 | 2025-09-08 | 2026-09-08 | Inverters | ENPHASE | IQ8HC-72-M-US | 390 |  | 20 |  |  | 0.97 |  | Outdoor
NJADRE1560278218 | Administratively Determined Incentive Program | Irvington | 7111 | 8.2 | Residential | Behind the Meter | Yes | Pro Custom Solar dba Momentum Solar | PSE&G |  | Accepted | 2025-08-11 | 2025-09-08 | 2026-09-08 | Solar Panels | HANWHA | HANWHA Q.PEAK DUO BLK ML-G10+410 |  | 0.41 | 12 | 21 | 31 |  | Fixed | Roof
NJADRE1560278218 | Administratively Determined Incentive Program | Irvington | 7111 | 8.2 | Residential | Behind the Meter | Yes | Pro Custom Solar dba Momentum Solar | PSE&G |  | Accepted | 2025-08-11 | 2025-09-08 | 2026-09-08 | Solar Panels | HANWHA | HANWHA Q.PEAK DUO BLK ML-G10+410 |  | 0.41 | 5 | 201 | 32 |  | Fixed | Roof
NJADRE1560278218 | Administratively Determined Incentive Program | Irvington | 7111 | 8.2 | Residential | Behind the Meter | Yes | Pro Custom Solar dba Momentum Solar | PSE&G |  | Accepted | 2025-08-11 | 2025-09-08 | 2026-09-08 | Solar Panels | HANWHA | HANWHA Q.PEAK DUO BLK ML-G10+410 |  | 0.41 | 3 | 21 | 20 |  | Fixed | Roof
NJADRE1560278231 | Administratively Determined Incentive Program | EAST WINDSOR | 8520 | 5.33 | Residential | Behind the Meter | Yes | Sunrun Installation Services, Inc. | JCP&L |  | Accepted | 2025-08-11 | 2025-09-08 | 2026-09-08 | Solar Panels | Elin Energy (Sirius PV) | ELNSM54M-HC-410 |  | 0.41 | 13 | 97 | 23 |  | Fixed | Roof
NJADRE1560278231 | Administratively Determined Incentive Program | EAST WINDSOR | 8520 | 5.33 | Residential | Behind the Meter | Yes | Sunrun Installation Services, Inc. | JCP&L |  | Accepted | 2025-08-11 | 2025-09-08 | 2026-09-08 | Inverters | SolarEdge Technologies | SE3800H-USMN | 3800 |  | 1 |  |  | 0.99 |  | Outdoor | Next to meter
NJADRE1560278247 | Administratively Determined Incentive Program | MANALAPAN | 7726 | 14.025 | Residential | Behind the Meter | No | Panatec Corporation | JCP&L |  | Accepted | 2025-08-15 | 2025-09-12 | 2026-09-12 | Inverters | Enphase | IQ8H | 380 |  | 33 |  |  | 0.975 |  | Outdoor
NJADRE1560278247 | Administratively Determined Incentive Program | MANALAPAN | 7726 | 14.025 | Residential | Behind the Meter | No | Panatec Corporation | JCP&L |  | Accepted | 2025-08-15 | 2025-09-12 | 2026-09-12 | Meters | Enphase | X2-IQ-AM1-240-4 |  |  | 1 |  |  |  | Yes | Outdoor
NJADRE1560278247 | Administratively Determined Incentive Program | MANALAPAN | 7726 | 14.025 | Residential | Behind the Meter | No | Panatec Corporation | JCP&L |  | Accepted | 2025-08-15 | 2025-09-12 | 2026-09-12 | Solar Panels | Jinko Solar | JKM425N-54HL4R-B-425 |  | 0.425 | 33 | 187 | 25 |  | Fixed | Roof
NJADRE1560278259 | Administratively Determined Incentive Program | MOUNT LAUREL TWP | 8054 | 10.66 | Residential | Behind the Meter | Yes | Sunrun Installation Services, Inc. | PSE&G |  | Accepted | 2025-08-11 | 2025-09-08 | 2026-09-08 | Inverters | SolarEdge Technologies | SE7600H-USMN | 7600 |  | 1 |  |  | 0.99 |  | Outdoor
NJADRE1560278259 | Administratively Determined Incentive Program | MOUNT LAUREL TWP | 8054 | 10.66 | Residential | Behind the Meter | Yes | Sunrun Installation Services, Inc. | PSE&G |  | Accepted | 2025-08-11 | 2025-09-08 | 2026-09-08 | Solar Panels | Elin Energy (Sirius PV) | ELNSM54M-HC-410 |  | 0.41 | 16 | 112 | 33 |  | Fixed | Roof
NJADRE1560278259 | Administratively Determined Incentive Program | MOUNT LAUREL TWP | 8054 | 10.66 | Residential | Behind the Meter | Yes | Sunrun Installation Services, Inc. | PSE&G |  | Accepted | 2025-08-11 | 2025-09-08 | 2026-09-08 | Solar Panels | Elin Energy (Sirius PV) | ELNSM54M-HC-410 |  | 0.41 | 10 | 112 | 33 |  | Fixed | Roof
NJADRE1560278267 | Administratively Determined Incentive Program | Belleville | 7109 | 4.92 | Residential | Behind the Meter | Yes | Pro Custom Solar dba Momentum Solar | PSE&G |  | Accepted | 2025-08-11 | 2025-09-08 | 2026-09-08 | Solar Panels | HANWHA | HANWHA Q.PEAK DUO BLK ML-G10+410 |  | 0.41 | 8 | 198 | 45 |  | Fixed | Roof
NJADRE1560278267 | Administratively Determined Incentive Program | Belleville | 7109 | 4.92 | Residential | Behind the Meter | Yes | Pro Custom Solar dba Momentum Solar | PSE&G |  | Accepted | 2025-08-11 | 2025-09-08 | 2026-09-08 | Solar Panels | HANWHA | HANWHA Q.PEAK DUO BLK ML-G10+410 |  | 0.41 | 4 | 18 | 44 |  | Fixed | Roof
NJADRE1560278267 | Administratively Determined Incentive Program | Belleville | 7109 | 4.92 | Residential | Behind the Meter | Yes | Pro Custom Solar dba Momentum Solar | PSE&G |  | Accepted | 2025-08-11 | 2025-09-08 | 2026-09-08 | Inverters | ENPHASE | IQ8HC-72-M-US | 380 |  | 12 |  |  | 0.97 |  | Outdoor
NJADRE1560278271 | Administratively Determined Incentive Program | WEST ORANGE | 7052 | 8.61 | Residential | Behind the Meter | No | Tesla Energy Operations, Inc. | PSE&G |  | Accepted | 2025-08-11 | 2025-09-08 | 2026-09-08 | Solar Panels | Hanwha | Q.PEAK DUO BLK ML-G10+/TS 410 |  | 0.41 | 21 | 210 | 23 |  | Fixed | Roof
NJADRE1560278271 | Administratively Determined Incentive Program | WEST ORANGE | 7052 | 8.61 | Residential | Behind the Meter | No | Tesla Energy Operations, Inc. | PSE&G |  | Accepted | 2025-08-11 | 2025-09-08 | 2026-09-08 | Inverters | Tesla | 1538000-XX-Y | 7600 |  | 1 |  |  | 0.98 |  | Indoor
NJADRE1560278291 | Administratively Determined Incentive Program | BAYVILLE | 8721 | 13.2 | Residential | Behind the Meter | No | Supreme Solar Services | JCP&L |  | Accepted | 2025-08-11 | 2025-09-08 | 2026-09-08 | Solar Panels | Phono Star | PS440M8GFH-18/VNHB |  | 0.44 | 12 | 275 | 26 |  | Fixed | Roof
NJADRE1560278291 | Administratively Determined Incentive Program | BAYVILLE | 8721 | 13.2 | Residential | Behind the Meter | No | Supreme Solar Services | JCP&L |  | Accepted | 2025-08-11 | 2025-09-08 | 2026-09-08 | Inverters | Enphase | IQ8AC's | 349 |  | 30 |  |  | 0.98 |  | Outside
NJADRE1560278291 | Administratively Determined Incentive Program | BAYVILLE | 8721 | 13.2 | Residential | Behind the Meter | No | Supreme Solar Services | JCP&L |  | Accepted | 2025-08-11 | 2025-09-08 | 2026-09-08 | Solar Panels | Phono Star | PS440M8GFH-18/VNHB |  | 0.44 | 18 | 275 | 26 |  | Fixed | Roof
NJADRE1560278298 | Administratively Determined Incentive Program | ORANGE | 7050 | 6.15 | Residential | Behind the Meter | Yes | Trinity Solar, LLC | PSE&G |  | Accepted | 2025-08-11 | 2025-09-08 | 2026-09-08 | Solar Panels | HANWHA 410 (Q.PEAK DUO BLK ML-G10+ 410) | HANWHA 410 (Q.PEAK DUO BLK ML-G10+ 410) |  | 0.41 | 15 | 115 | 18 |  | Fixed | Roof
NJADRE1560278298 | Administratively Determined Incentive Program | ORANGE | 7050 | 6.15 | Residential | Behind the Meter | Yes | Trinity Solar, LLC | PSE&G |  | Accepted | 2025-08-11 | 2025-09-08 | 2026-09-08 | Inverters | SOLAREDGE | SE5700H-US | 5700 |  | 1 |  |  | 0.97 |  | Outside
NJADRE1560278301 | Administratively Determined Incentive Program | LAKEWOOD | 8701 | 21.12 | Residential | Behind the Meter | No | Green Revolution Solar | JCP&L |  | Accepted | 2025-08-11 | 2025-09-08 | 2026-09-08 | Inverters | Tigo | TSI7.6K-US | 7600 |  | 2 |  |  | 0.97 |  | Outside
NJADRE1560278301 | Administratively Determined Incentive Program | LAKEWOOD | 8701 | 21.12 | Residential | Behind the Meter | No | Green Revolution Solar | JCP&L |  | Accepted | 2025-08-11 | 2025-09-08 | 2026-09-08 | Solar Panels | Axitec | AC440TGB/108BB |  | 0.44 | 17 | 138 | 33 |  | Fixed | Roof
NJADRE1560278301 | Administratively Determined Incentive Program | LAKEWOOD | 8701 | 21.12 | Residential | Behind the Meter | No | Green Revolution Solar | JCP&L |  | Accepted | 2025-08-11 | 2025-09-08 | 2026-09-08 | Solar Panels | Axitec | AC440TGB/108BB |  | 0.44 | 31 | 228 | 33 |  | Fixed | Roof
NJADRE1560278304 | Administratively Determined Incentive Program | WASHINGTON TOWNSHIP | 8080 | 11.88 | Residential | Behind the Meter | No | Exact Solar | AC Electric |  | Accepted | 2025-08-20 | 2025-09-23 | 2026-09-23 | Solar Panels | vsun | VSUN440N-108BMH |  | 0.44 | 18 | 249.1 | 26 |  | Fixed | Roof
NJADRE1560278304 | Administratively Determined Incentive Program | WASHINGTON TOWNSHIP | 8080 | 11.88 | Residential | Behind the Meter | No | Exact Solar | AC Electric |  | Accepted | 2025-08-20 | 2025-09-23 | 2026-09-23 | Solar Panels | vsun | VSUN440N-108BMH |  | 0.44 | 9 | 339.5 | 9 |  | Fixed | Roof
NJADRE1560278304 | Administratively Determined Incentive Program | WASHINGTON TOWNSHIP | 8080 | 11.88 | Residential | Behind the Meter | No | Exact Solar | AC Electric |  | Accepted | 2025-08-20 | 2025-09-23 | 2026-09-23 | Inverters | Enphase Energy Inc. | IQ8MC-72-M-US | 320 |  | 27 |  |  | 0.974 |  | Outdoor | Under Each Solar Panel
NJADRE1560278305 | Administratively Determined Incentive Program | NEPTUNE | 7753 | 1.23 | Residential | Behind the Meter | Yes | Pro Custom Solar dba Momentum Solar | JCP&L |  | Accepted | 2025-08-11 | 2025-09-08 | 2026-09-08 | Solar Panels | HANWHA | HANWHA Q.PEAK DUO BLK ML-G10+410 |  | 0.41 | 3 | 77 | 23 |  | Fixed | Roof
NJADRE1560278305 | Administratively Determined Incentive Program | NEPTUNE | 7753 | 1.23 | Residential | Behind the Meter | Yes | Pro Custom Solar dba Momentum Solar | JCP&L |  | Accepted | 2025-08-11 | 2025-09-08 | 2026-09-08 | Inverters | ENPHASE | IQ8HC-72-M-US | 380 |  | 3 |  |  | 0.97 |  | Outdoor
NJADRE1560278314 | Administratively Determined Incentive Program | BURLNGTN TWP | 8016 | 14.76 | Residential | Behind the Meter | Yes | Sunrun Installation Services, Inc. | PSE&G |  | Accepted | 2025-08-11 | 2025-09-08 | 2026-09-08 | Inverters | SolarEdge Technologies | SE10000H-USMN | 10000 |  | 1 |  |  | 0.99 |  | Outdoor
NJADRE1560278314 | Administratively Determined Incentive Program | BURLNGTN TWP | 8016 | 14.76 | Residential | Behind the Meter | Yes | Sunrun Installation Services, Inc. | PSE&G |  | Accepted | 2025-08-11 | 2025-09-08 | 2026-09-08 | Solar Panels | Elin Energy (Sirius PV) | ELNSM54M-HC-410 |  | 0.41 | 9 | 242 | 18 |  | Fixed | Roof
NJADRE1560278314 | Administratively Determined Incentive Program | BURLNGTN TWP | 8016 | 14.76 | Residential | Behind the Meter | Yes | Sunrun Installation Services, Inc. | PSE&G |  | Accepted | 2025-08-11 | 2025-09-08 | 2026-09-08 | Solar Panels | Elin Energy (Sirius PV) | ELNSM54M-HC-410 |  | 0.41 | 13 | 62 | 27 |  | Fixed | Roof
NJADRE1560278314 | Administratively Determined Incentive Program | BURLNGTN TWP | 8016 | 14.76 | Residential | Behind the Meter | Yes | Sunrun Installation Services, Inc. | PSE&G |  | Accepted | 2025-08-11 | 2025-09-08 | 2026-09-08 | Solar Panels | Elin Energy (Sirius PV) | ELNSM54M-HC-410 |  | 0.41 | 14 | 242 | 27 |  | Fixed | Roof
NJADRE1560278337 | Administratively Determined Incentive Program | WOODLAND PARK | 7424 | 4.1 | Residential | Behind the Meter | Yes | Pro Custom Solar dba Momentum Solar | PSE&G |  | Accepted | 2025-08-11 | 2025-09-08 | 2026-09-08 | Solar Panels | HANWHA | HANWHA Q.PEAK DUO BLK ML-G10+410 |  | 0.41 | 8 | 22 | 18 |  | Fixed | Roof
NJADRE1560278337 | Administratively Determined Incentive Program | WOODLAND PARK | 7424 | 4.1 | Residential | Behind the Meter | Yes | Pro Custom Solar dba Momentum Solar | PSE&G |  | Accepted | 2025-08-11 | 2025-09-08 | 2026-09-08 | Inverters | ENPHASE | IQ8HC-72-M-US | 380 |  | 10 |  |  | 0.97 |  | Outdoor
NJADRE1560278337 | Administratively Determined Incentive Program | WOODLAND PARK | 7424 | 4.1 | Residential | Behind the Meter | Yes | Pro Custom Solar dba Momentum Solar | PSE&G |  | Accepted | 2025-08-11 | 2025-09-08 | 2026-09-08 | Solar Panels | HANWHA | HANWHA Q.PEAK DUO BLK ML-G10+410 |  | 0.41 | 2 | 112 | 19 |  | Fixed | Roof
NJADRE1560278345 | Administratively Determined Incentive Program | HADDONFIELD | 8033 | 5.16 | Residential | Behind the Meter | No | Green Power Energy, LLC | PSE&G |  | Accepted | 2025-08-11 | 2025-09-08 | 2026-09-08 | Solar Panels | SEG Solar | SEG-430-BTD-BG |  | 0.43 | 3 | 316 | 25 |  | Fixed | Roof
NJADRE1560278345 | Administratively Determined Incentive Program | HADDONFIELD | 8033 | 5.16 | Residential | Behind the Meter | No | Green Power Energy, LLC | PSE&G |  | Accepted | 2025-08-11 | 2025-09-08 | 2026-09-08 | Inverters | Enphase | IQ8MC-72-M-US [240V] | 320 |  | 12 |  |  | 0.98 |  | Outside
NJADRE1560278345 | Administratively Determined Incentive Program | HADDONFIELD | 8033 | 5.16 | Residential | Behind the Meter | No | Green Power Energy, LLC | PSE&G |  | Accepted | 2025-08-11 | 2025-09-08 | 2026-09-08 | Solar Panels | SEG Solar | SEG-430-BTD-BG |  | 0.43 | 9 | 136 | 25 |  | Fixed | Roof
NJADRE1560278354 | Administratively Determined Incentive Program | MULLICA HILL | 8062 | 15.58 | Residential | Behind the Meter | Yes | Trinity Solar, LLC | AC Electric |  | Accepted | 2025-08-11 | 2025-09-08 | 2026-09-08 | Inverters | SE6000H-US | SE6000H-US | 6000 |  | 2 |  |  | 0.97 |  | Outside
NJADRE1560278354 | Administratively Determined Incentive Program | MULLICA HILL | 8062 | 15.58 | Residential | Behind the Meter | Yes | Trinity Solar, LLC | AC Electric |  | Accepted | 2025-08-11 | 2025-09-08 | 2026-09-08 | Solar Panels | HANWHA 410 (Q.PEAK DUO BLK ML-G10+ 410) | HANWHA 410 (Q.PEAK DUO BLK ML-G10+ 410) |  | 0.41 | 20 | 181 | 19 |  | Fixed | Roof
NJADRE1560278354 | Administratively Determined Incentive Program | MULLICA HILL | 8062 | 15.58 | Residential | Behind the Meter | Yes | Trinity Solar, LLC | AC Electric |  | Accepted | 2025-08-11 | 2025-09-08 | 2026-09-08 | Solar Panels | HANWHA 410 (Q.PEAK DUO BLK ML-G10+ 410) | HANWHA 410 (Q.PEAK DUO BLK ML-G10+ 410) |  | 0.41 | 18 | 1 | 19 |  | Fixed | Roof
NJADRE1560278358 | Administratively Determined Incentive Program | RAHWAY | 7065 | 5.22 | Residential | Behind the Meter | Yes | SunnyMac, LLC | PSE&G |  | Accepted | 2025-08-11 | 2025-09-08 | 2026-09-08 | Solar Panels | HANWHA | QTRON BLK M-G2+ |  | 0.435 | 3 | 120 | 37 |  | Fixed | Roof
NJADRE1560278358 | Administratively Determined Incentive Program | RAHWAY | 7065 | 5.22 | Residential | Behind the Meter | Yes | SunnyMac, LLC | PSE&G |  | Accepted | 2025-08-11 | 2025-09-08 | 2026-09-08 | Inverters | SOLAREDGE HOME HUB | SE3800H-US | 3800 |  | 1 |  |  | 0.99 |  | Outdoor | next to meter
NJADRE1560278358 | Administratively Determined Incentive Program | RAHWAY | 7065 | 5.22 | Residential | Behind the Meter | Yes | SunnyMac, LLC | PSE&G |  | Accepted | 2025-08-11 | 2025-09-08 | 2026-09-08 | Solar Panels | HANWHA | QTRON BLK M-G2+ |  | 0.435 | 5 | 210 | 35 |  | Fixed | Roof
NJADRE1560278358 | Administratively Determined Incentive Program | RAHWAY | 7065 | 5.22 | Residential | Behind the Meter | Yes | SunnyMac, LLC | PSE&G |  | Accepted | 2025-08-11 | 2025-09-08 | 2026-09-08 | Solar Panels | HANWHA | QTRON BLK M-G2+ |  | 0.435 | 4 | 300 | 37 |  | Fixed | Roof
NJADRE1560278364 | Administratively Determined Incentive Program | Lawrence Township | 8648 | 8.2 | Residential | Behind the Meter | No | Tesla Energy Operations, Inc. | PSE&G |  | Accepted | 2025-08-11 | 2025-09-08 | 2026-09-08 | Electric Storage Battery | Powerwall 3 | Powerwall 3 |  |  | 1 |  |  |  | Lithium Ion |  | OUTSIDE
NJADRE1560278364 | Administratively Determined Incentive Program | Lawrence Township | 8648 | 8.2 | Residential | Behind the Meter | No | Tesla Energy Operations, Inc. | PSE&G |  | Accepted | 2025-08-11 | 2025-09-08 | 2026-09-08 | Inverters | Tesla | 1707000-XX-Y | 10000 |  | 1 |  |  | 0.98 |  | Outdoor
NJADRE1560278364 | Administratively Determined Incentive Program | Lawrence Township | 8648 | 8.2 | Residential | Behind the Meter | No | Tesla Energy Operations, Inc. | PSE&G |  | Accepted | 2025-08-11 | 2025-09-08 | 2026-09-08 | Solar Panels | Hanwha | Q.PEAK DUO BLK ML-G10+/TS 410 |  | 0.41 | 6 | 299 | 38 |  | Fixed | Roof
NJADRE1560278364 | Administratively Determined Incentive Program | Lawrence Township | 8648 | 8.2 | Residential | Behind the Meter | No | Tesla Energy Operations, Inc. | PSE&G |  | Accepted | 2025-08-11 | 2025-09-08 | 2026-09-08 | Solar Panels | Hanwha | Q.PEAK DUO BLK ML-G10+/TS 410 |  | 0.41 | 10 | 209 | 24 |  | Fixed | Roof
NJADRE1560278364 | Administratively Determined Incentive Program | Lawrence Township | 8648 | 8.2 | Residential | Behind the Meter | No | Tesla Energy Operations, Inc. | PSE&G |  | Accepted | 2025-08-11 | 2025-09-08 | 2026-09-08 | Solar Panels | Hanwha | Q.PEAK DUO BLK ML-G10+/TS 410 |  | 0.41 | 4 | 29 | 24 |  | Fixed | Roof
NJADRE1560278375 | Administratively Determined Incentive Program | Lakewood | 8701 | 11.83 | Residential | Behind the Meter | Yes | Powerlutions | JCP&L |  | Accepted | 2025-08-11 | 2025-09-08 | 2026-09-08 | Solar Panels | CANADIAN | CS6.1-54TM-455H |  | 0.455 | 26 | 98 | 34 |  | Fixed | Roof
NJADRE1560278375 | Administratively Determined Incentive Program | Lakewood | 8701 | 11.83 | Residential | Behind the Meter | Yes | Powerlutions | JCP&L |  | Accepted | 2025-08-11 | 2025-09-08 | 2026-09-08 | Inverters | Enphase | IQ8MC-72-M-US | 320 |  | 26 |  |  | 0.98 |  | Outdoor
NJADRE1560278377 | Administratively Determined Incentive Program | BOUND BROOK BORO | 8805 | 7.79 | Residential | Behind the Meter | Yes | Sunrun Installation Services, Inc. | PSE&G |  | Accepted | 2025-08-11 | 2025-09-08 | 2026-09-08 | Solar Panels | Elin Energy (Sirius PV) | ELNSM54M-HC-410 |  | 0.41 | 4 | 262 | 11 |  | Fixed | Roof
NJADRE1560278377 | Administratively Determined Incentive Program | BOUND BROOK BORO | 8805 | 7.79 | Residential | Behind the Meter | Yes | Sunrun Installation Services, Inc. | PSE&G |  | Accepted | 2025-08-11 | 2025-09-08 | 2026-09-08 | Solar Panels | Elin Energy (Sirius PV) | ELNSM54M-HC-410 |  | 0.41 | 7 | 172 | 32 |  | Fixed | Roof
NJADRE1560278377 | Administratively Determined Incentive Program | BOUND BROOK BORO | 8805 | 7.79 | Residential | Behind the Meter | Yes | Sunrun Installation Services, Inc. | PSE&G |  | Accepted | 2025-08-11 | 2025-09-08 | 2026-09-08 | Solar Panels | Elin Energy (Sirius PV) | ELNSM54M-HC-410 |  | 0.41 | 8 | 352 | 32 |  | Fixed | Roof
NJADRE1560278377 | Administratively Determined Incentive Program | BOUND BROOK BORO | 8805 | 7.79 | Residential | Behind the Meter | Yes | Sunrun Installation Services, Inc. | PSE&G |  | Accepted | 2025-08-11 | 2025-09-08 | 2026-09-08 | Inverters | SolarEdge Technologies | SE5700H-USMN | 5760 |  | 1 |  |  | 0.99 |  | Outdoor
NJADRE1560278380 | Administratively Determined Incentive Program | CHERRY HILL TWP | 8002 | 11.18 | Residential | Behind the Meter | No | Green Power Energy, LLC | PSE&G |  | Accepted | 2025-08-11 | 2025-09-08 | 2026-09-08 | Inverters | Enphase | IQ8MC-72-M-US [240V] | 320 |  | 26 |  |  | 0.98 |  | Outside
NJADRE1560278380 | Administratively Determined Incentive Program | CHERRY HILL TWP | 8002 | 11.18 | Residential | Behind the Meter | No | Green Power Energy, LLC | PSE&G |  | Accepted | 2025-08-11 | 2025-09-08 | 2026-09-08 | Solar Panels | SEG Solar | SEG-430-BTD-BG |  | 0.43 | 5 | 194 | 20 |  | Fixed | Roof
NJADRE1560278380 | Administratively Determined Incentive Program | CHERRY HILL TWP | 8002 | 11.18 | Residential | Behind the Meter | No | Green Power Energy, LLC | PSE&G |  | Accepted | 2025-08-11 | 2025-09-08 | 2026-09-08 | Solar Panels | SEG Solar | SEG-430-BTD-BG |  | 0.43 | 21 | 194 | 20 |  | Fixed | Roof
NJADRE1560278384 | Administratively Determined Incentive Program | IRVINGTON | 7111 | 4.05 | Residential | Behind the Meter | Yes | Sunrun Installation Services, Inc. | PSE&G |  | Accepted | 2025-08-11 | 2025-09-08 | 2026-09-08 | Inverters | SolarEdge Technologies | SE3800H-USMN | 3800 |  | 1 |  |  | 0.99 |  | Outdoor
NJADRE1560278384 | Administratively Determined Incentive Program | IRVINGTON | 7111 | 4.05 | Residential | Behind the Meter | Yes | Sunrun Installation Services, Inc. | PSE&G |  | Accepted | 2025-08-11 | 2025-09-08 | 2026-09-08 | Solar Panels | JA Solar | JAM54S31-405/MR |  | 0.405 | 10 | 301 | 30 |  | Fixed | Roof
NJADRE1560278386 | Administratively Determined Incentive Program | NEWARK | 7104 | 5.81 | Residential | Behind the Meter | Yes | Fusion Solar Energy, LLC | PSE&G |  | Accepted | 2025-08-11 | 2025-09-08 | 2026-09-08 | Solar Panels | Q CELLS | Q.PEAK DUO BLK ML-G10+_017 |  | 0.415 | 14 | 200.93 | 33 |  | Fixed | Roof
NJADRE1560278386 | Administratively Determined Incentive Program | NEWARK | 7104 | 5.81 | Residential | Behind the Meter | Yes | Fusion Solar Energy, LLC | PSE&G |  | Accepted | 2025-08-11 | 2025-09-08 | 2026-09-08 | Inverters | ENPHASE | IQ8HC-72-M-DOM-US | 380 |  | 14 |  |  | 0.97 |  | Outside | Roof
NJADRE1560278411 | Administratively Determined Incentive Program | Whitehouse Station | 8889 | 14.35 | Residential | Behind the Meter | Yes | Sunrun Installation Services, Inc. | JCP&L |  | Accepted | 2025-08-11 | 2025-09-08 | 2026-09-08 | Electric Storage Battery | TESLA | Powerwall 3 1707000-xx-y |  |  | 1 |  |  |  | Lithium Ion |  | OUTSIDE
NJADRE1560278411 | Administratively Determined Incentive Program | Whitehouse Station | 8889 | 14.35 | Residential | Behind the Meter | Yes | Sunrun Installation Services, Inc. | JCP&L |  | Accepted | 2025-08-11 | 2025-09-08 | 2026-09-08 | Inverters | TESLA | Powerwall 3 1707000-xx-y | 11500 |  | 1 |  |  | 0.97 |  | Outdoor | Next to meter
NJADRE1560278411 | Administratively Determined Incentive Program | Whitehouse Station | 8889 | 14.35 | Residential | Behind the Meter | Yes | Sunrun Installation Services, Inc. | JCP&L |  | Accepted | 2025-08-11 | 2025-09-08 | 2026-09-08 | Solar Panels | Elin Energy (Sirius PV) | ELNSM54M-HC-410 |  | 0.41 | 31 | 29 | 30 |  | Fixed | Roof
NJADRE1560278411 | Administratively Determined Incentive Program | Whitehouse Station | 8889 | 14.35 | Residential | Behind the Meter | Yes | Sunrun Installation Services, Inc. | JCP&L |  | Accepted | 2025-08-11 | 2025-09-08 | 2026-09-08 | Solar Panels | Elin Energy (Sirius PV) | ELNSM54M-HC-410 |  | 0.41 | 4 | 209 | 18 |  | Fixed | Roof
NJADRE1560278432 | Administratively Determined Incentive Program | Oradell | 7649 | 10.66 | Residential | Behind the Meter | No | Tesla Energy Operations, Inc. | PSE&G |  | Accepted | 2025-08-11 | 2025-09-08 | 2026-09-08 | Solar Panels | Hanwha | Q.PEAK DUO BLK ML-G10+/TS 410 |  | 0.41 | 20 | 95 | 23 |  | Fixed | Roof
NJADRE1560278432 | Administratively Determined Incentive Program | Oradell | 7649 | 10.66 | Residential | Behind the Meter | No | Tesla Energy Operations, Inc. | PSE&G |  | Accepted | 2025-08-11 | 2025-09-08 | 2026-09-08 | Inverters | Tesla | 1538000-XX-Y | 7600 |  | 1 |  |  | 0.98 |  | Outdoor
NJADRE1560278432 | Administratively Determined Incentive Program | Oradell | 7649 | 10.66 | Residential | Behind the Meter | No | Tesla Energy Operations, Inc. | PSE&G |  | Accepted | 2025-08-11 | 2025-09-08 | 2026-09-08 | Solar Panels | Hanwha | Q.PEAK DUO BLK ML-G10+/TS 410 |  | 0.41 | 6 | 275 | 23 |  | Fixed | Roof
NJADRE1560278437 | Administratively Determined Incentive Program | Atco | 8004 | 11.18 | Residential | Behind the Meter | No | EMT Renewables, LLC | AC Electric |  | Accepted | 2025-08-11 | 2025-09-10 | 2026-09-10 | Inverters | QCELL | Q.MI.349B-G1 | 349 |  | 26 |  |  | 0.98 |  | Other | UNDER EACH PANEL
NJADRE1560278437 | Administratively Determined Incentive Program | Atco | 8004 | 11.18 | Residential | Behind the Meter | No | EMT Renewables, LLC | AC Electric |  | Accepted | 2025-08-11 | 2025-09-10 | 2026-09-10 | Solar Panels | QCELL | Q.TRON BLK M-G+/AC 430 |  | 0.43 | 26 | 165 | 26 |  | Fixed | Roof
NJADRE1560278453 | Administratively Determined Incentive Program | Oakland | 7436 | 12.04 | Residential | Behind the Meter | Yes | Pro Custom Solar dba Momentum Solar | Orange Rockland Electric |  | Accepted | 2025-08-11 | 2025-09-09 | 2026-09-09 | Solar Panels | Enphase | q.tron blk m-g2 + 430 |  | 0.43 | 14 | 0 | 10 |  | Fixed | Roof
NJADRE1560278453 | Administratively Determined Incentive Program | Oakland | 7436 | 12.04 | Residential | Behind the Meter | Yes | Pro Custom Solar dba Momentum Solar | Orange Rockland Electric |  | Accepted | 2025-08-11 | 2025-09-09 | 2026-09-09 | Inverters | Enphase | IQ8HC-72-M-DOM-US | 380 |  | 28 |  |  | 0.97 |  | Outdoor
NJADRE1560278453 | Administratively Determined Incentive Program | Oakland | 7436 | 12.04 | Residential | Behind the Meter | Yes | Pro Custom Solar dba Momentum Solar | Orange Rockland Electric |  | Accepted | 2025-08-11 | 2025-09-09 | 2026-09-09 | Solar Panels | Hanwha | q.tron blk m-g2 + 430 |  | 0.43 | 14 | 90 | 4 |  | Fixed | Roof
NJADRE1560278461 | Administratively Determined Incentive Program | Woodcliff Lake | 7677 | 15.48 | Residential | Behind the Meter | No | Green Power Energy, LLC | PSE&G |  | Accepted | 2025-08-11 | 2025-09-08 | 2026-09-08 | Solar Panels | SEG Solar | SEG-430-BTD-BG |  | 0.43 | 23 | 245 | 21 |  | Fixed | Roof
NJADRE1560278461 | Administratively Determined Incentive Program | Woodcliff Lake | 7677 | 15.48 | Residential | Behind the Meter | No | Green Power Energy, LLC | PSE&G |  | Accepted | 2025-08-11 | 2025-09-08 | 2026-09-08 | Solar Panels | SEG Solar | SEG-430-BTD-BG |  | 0.43 | 13 | 245 | 21 |  | Fixed | Roof
NJADRE1560278461 | Administratively Determined Incentive Program | Woodcliff Lake | 7677 | 15.48 | Residential | Behind the Meter | No | Green Power Energy, LLC | PSE&G |  | Accepted | 2025-08-11 | 2025-09-08 | 2026-09-08 | Inverters | Enphase | IQ8MC-72-M-US [240V] | 320 |  | 36 |  |  | 0.98 |  | Outside
NJADRE1560278468 | Administratively Determined Incentive Program | WASHINGTON | 7882 | 8.61 | Residential | Behind the Meter | Yes | Sunrun Installation Services, Inc. | JCP&L |  | Accepted | 2025-08-11 | 2025-09-08 | 2026-09-08 | Electric Storage Battery | TESLA | Powerwall 3 Expansion 1807000-xx-y |  |  | 1 |  |  |  | Lithium Ion |  | OUTSIDE
NJADRE1560278468 | Administratively Determined Incentive Program | WASHINGTON | 7882 | 8.61 | Residential | Behind the Meter | Yes | Sunrun Installation Services, Inc. | JCP&L |  | Accepted | 2025-08-11 | 2025-09-08 | 2026-09-08 | Solar Panels | Elin Energy (Sirius PV) | ELNSM54M-HC-410 |  | 0.41 | 21 | 197 | 40 |  | Fixed | Roof
NJADRE1560278468 | Administratively Determined Incentive Program | WASHINGTON | 7882 | 8.61 | Residential | Behind the Meter | Yes | Sunrun Installation Services, Inc. | JCP&L |  | Accepted | 2025-08-11 | 2025-09-08 | 2026-09-08 | Inverters | TESLA | Powerwall 3 1707000-xx-y | 11500 |  | 1 |  |  | 0.97 |  | Outdoor
NJADRE1560278468 | Administratively Determined Incentive Program | WASHINGTON | 7882 | 8.61 | Residential | Behind the Meter | Yes | Sunrun Installation Services, Inc. | JCP&L |  | Accepted | 2025-08-11 | 2025-09-08 | 2026-09-08 | Electric Storage Battery | TESLA | Powerwall 3 1707000-xx-y |  |  | 1 |  |  |  | Lithium Ion |  | OUTSIDE
NJADRE1560278475 | Administratively Determined Incentive Program | TOMS RIVER | 8753 | 390.15 | Commercial | Behind the Meter | Yes | United Solar LLC | JCP&L |  | Accepted | 2025-08-14 | 2025-09-17 | 2026-09-17 | Solar Panels | PHONO SOLAR | PS450M4H-24/TH |  | 0.45 | 134 | 105 | 12 |  | Fixed | Roof
NJADRE1560278475 | Administratively Determined Incentive Program | TOMS RIVER | 8753 | 390.15 | Commercial | Behind the Meter | Yes | United Solar LLC | JCP&L |  | Accepted | 2025-08-14 | 2025-09-17 | 2026-09-17 | Solar Panels | PHONO SOLAR | PS450M4H-24/TH |  | 0.45 | 110 | 105 | 12 |  | Fixed | Roof
NJADRE1560278475 | Administratively Determined Incentive Program | TOMS RIVER | 8753 | 390.15 | Commercial | Behind the Meter | Yes | United Solar LLC | JCP&L |  | Accepted | 2025-08-14 | 2025-09-17 | 2026-09-17 | Solar Panels | PHONO SOLAR | PS450M4H-24/TH |  | 0.45 | 162 | 105 | 12 |  | Fixed | Roof
NJADRE1560278475 | Administratively Determined Incentive Program | TOMS RIVER | 8753 | 390.15 | Commercial | Behind the Meter | Yes | United Solar LLC | JCP&L |  | Accepted | 2025-08-14 | 2025-09-17 | 2026-09-17 | Inverters | SMA | SUNNY TRIPOWER CORE1 50-US | 50000 |  | 6 |  |  | 0.98 |  | Outdoor
NJADRE1560278475 | Administratively Determined Incentive Program | TOMS RIVER | 8753 | 390.15 | Commercial | Behind the Meter | Yes | United Solar LLC | JCP&L |  | Accepted | 2025-08-14 | 2025-09-17 | 2026-09-17 | Solar Panels | PHONO SOLAR | PS450M4H-24/TH |  | 0.45 | 112 | 285 | 12 |  | Fixed | Roof
NJADRE1560278475 | Administratively Determined Incentive Program | TOMS RIVER | 8753 | 390.15 | Commercial | Behind the Meter | Yes | United Solar LLC | JCP&L |  | Accepted | 2025-08-14 | 2025-09-17 | 2026-09-17 | Solar Panels | PHONO SOLAR | PS450M4H-24/TH |  | 0.45 | 136 | 285 | 12 |  | Fixed | Roof
NJADRE1560278475 | Administratively Determined Incentive Program | TOMS RIVER | 8753 | 390.15 | Commercial | Behind the Meter | Yes | United Solar LLC | JCP&L |  | Accepted | 2025-08-14 | 2025-09-17 | 2026-09-17 | Solar Panels | PHONO SOLAR | PS450M4H-24/TH |  | 0.45 | 51 | 82 | 10 |  | Fixed | Roof
NJADRE1560278475 | Administratively Determined Incentive Program | TOMS RIVER | 8753 | 390.15 | Commercial | Behind the Meter | Yes | United Solar LLC | JCP&L |  | Accepted | 2025-08-14 | 2025-09-17 | 2026-09-17 | Solar Panels | PHONO SOLAR | PS450M4H-24/TH |  | 0.45 | 162 | 15 | 12 |  | Fixed | Roof
NJADRE1560278480 | Administratively Determined Incentive Program | CAMDEN | 8104 | 8.3 | Residential | Behind the Meter | Yes | Fusion Solar Energy, LLC | PSE&G |  | Accepted | 2025-08-11 | 2025-09-08 | 2026-09-08 | Inverters | ENPHASE | IQ8HC-72-M-DOM-US | 380 |  | 20 |  |  | 0.973 |  | Outside | Roof
NJADRE1560278480 | Administratively Determined Incentive Program | CAMDEN | 8104 | 8.3 | Residential | Behind the Meter | Yes | Fusion Solar Energy, LLC | PSE&G |  | Accepted | 2025-08-11 | 2025-09-08 | 2026-09-08 | Solar Panels | Q CELLS | Q.PEAK DUO BLK ML-G10+_017 |  | 0.415 | 20 | 182.42 | 5 |  | Fixed | Roof
NJADRE1560278499 | Administratively Determined Incentive Program | METUCHEN | 8840 | 12.615 | Residential | Behind the Meter | Yes | VELOCITY ENERGY & HOME SOLUTIONS, INC. | PSE&G |  | Accepted | 2025-08-11 | 2025-09-10 | 2026-09-10 | Inverters | ENPHASE | IQ8HC | 380 |  | 19 |  |  | 0.99 |  | Outside | BEHIND PANELS
NJADRE1560278499 | Administratively Determined Incentive Program | METUCHEN | 8840 | 12.615 | Residential | Behind the Meter | Yes | VELOCITY ENERGY & HOME SOLUTIONS, INC. | PSE&G |  | Accepted | 2025-08-11 | 2025-09-10 | 2026-09-10 | Solar Panels | qtron | 435w |  | 0.435 | 4 | 324 | 36 |  | Fixed | Roof
NJADRE1560278499 | Administratively Determined Incentive Program | METUCHEN | 8840 | 12.615 | Residential | Behind the Meter | Yes | VELOCITY ENERGY & HOME SOLUTIONS, INC. | PSE&G |  | Accepted | 2025-08-11 | 2025-09-10 | 2026-09-10 | Solar Panels | qtron | 435w |  | 0.435 | 7 | 144 | 7 |  | Fixed | Roof
NJADRE1560278499 | Administratively Determined Incentive Program | METUCHEN | 8840 | 12.615 | Residential | Behind the Meter | Yes | VELOCITY ENERGY & HOME SOLUTIONS, INC. | PSE&G |  | Accepted | 2025-08-11 | 2025-09-10 | 2026-09-10 | Solar Panels | qtron | 435w |  | 0.435 | 18 | 144 | 36 |  | Fixed | Roof
NJADRE1560278506 | Administratively Determined Incentive Program | SOMERSET | 8873 | 13.12 | Residential | Behind the Meter | Yes | Pro Custom Solar dba Momentum Solar | PSE&G |  | Accepted | 2025-08-11 | 2025-09-09 | 2026-09-09 | Solar Panels | Enphase | Q. Peak duo blk ML-G10 +410 |  | 0.41 | 11 | 39 | 27 |  | Fixed | Roof
NJADRE1560278506 | Administratively Determined Incentive Program | SOMERSET | 8873 | 13.12 | Residential | Behind the Meter | Yes | Pro Custom Solar dba Momentum Solar | PSE&G |  | Accepted | 2025-08-11 | 2025-09-09 | 2026-09-09 | Solar Panels | Enphase | Q. Peak duo blk ML-G10 +410 |  | 0.41 | 21 | 219 | 27 |  | Fixed | Roof
NJADRE1560278506 | Administratively Determined Incentive Program | SOMERSET | 8873 | 13.12 | Residential | Behind the Meter | Yes | Pro Custom Solar dba Momentum Solar | PSE&G |  | Accepted | 2025-08-11 | 2025-09-09 | 2026-09-09 | Inverters | Enphase | IQ8HC-72-M-DOM-US | 380 |  | 32 |  |  | 0.97 |  | Outdoor
NJADRE1560278512 | Administratively Determined Incentive Program | CLIFTON | 7013 | 15.05 | Residential | Behind the Meter | No | Green Power Energy, LLC | PSE&G |  | Accepted | 2025-08-11 | 2025-09-08 | 2026-09-08 | Inverters | Enphase | IQ8MC-72-M-US [240V] | 320 |  | 35 |  |  | 0.98 |  | Outside
NJADRE1560278512 | Administratively Determined Incentive Program | CLIFTON | 7013 | 15.05 | Residential | Behind the Meter | No | Green Power Energy, LLC | PSE&G |  | Accepted | 2025-08-11 | 2025-09-08 | 2026-09-08 | Solar Panels | SEG Solar | SEG-430-BTD-BG |  | 0.43 | 4 | 161 | 45 |  | Fixed | Roof
NJADRE1560278512 | Administratively Determined Incentive Program | CLIFTON | 7013 | 15.05 | Residential | Behind the Meter | No | Green Power Energy, LLC | PSE&G |  | Accepted | 2025-08-11 | 2025-09-08 | 2026-09-08 | Solar Panels | SEG Solar | SEG-430-BTD-BG |  | 0.43 | 2 | 251 | 45 |  | Fixed | Roof
NJADRE1560278512 | Administratively Determined Incentive Program | CLIFTON | 7013 | 15.05 | Residential | Behind the Meter | No | Green Power Energy, LLC | PSE&G |  | Accepted | 2025-08-11 | 2025-09-08 | 2026-09-08 | Solar Panels | SEG Solar | SEG-430-BTD-BG |  | 0.43 | 11 | 71 | 40 |  | Fixed | Roof
NJADRE1560278512 | Administratively Determined Incentive Program | CLIFTON | 7013 | 15.05 | Residential | Behind the Meter | No | Green Power Energy, LLC | PSE&G |  | Accepted | 2025-08-11 | 2025-09-08 | 2026-09-08 | Solar Panels | SEG Solar | SEG-430-BTD-BG |  | 0.43 | 2 | 161 | 45 |  | Fixed | Roof
NJADRE1560278512 | Administratively Determined Incentive Program | CLIFTON | 7013 | 15.05 | Residential | Behind the Meter | No | Green Power Energy, LLC | PSE&G |  | Accepted | 2025-08-11 | 2025-09-08 | 2026-09-08 | Solar Panels | SEG Solar | SEG-430-BTD-BG |  | 0.43 | 2 | 342 | 45 |  | Fixed | Roof
NJADRE1560278512 | Administratively Determined Incentive Program | CLIFTON | 7013 | 15.05 | Residential | Behind the Meter | No | Green Power Energy, LLC | PSE&G |  | Accepted | 2025-08-11 | 2025-09-08 | 2026-09-08 | Solar Panels | SEG Solar | SEG-430-BTD-BG |  | 0.43 | 14 | 251 | 40 |  | Fixed | Roof
NJADRE1560278528 | Administratively Determined Incentive Program | HILLSDALE | 7642 | 11.89 | Residential | Behind the Meter | Yes | Sunrun Installation Services, Inc. | PSE&G |  | Accepted | 2025-08-11 | 2025-09-08 | 2026-09-08 | Electric Storage Battery | Tesla | Powerwall 3 1707000-xx-y |  |  | 1 |  |  |  | Lithium Ion |  | INSIDE
NJADRE1560278528 | Administratively Determined Incentive Program | HILLSDALE | 7642 | 11.89 | Residential | Behind the Meter | Yes | Sunrun Installation Services, Inc. | PSE&G |  | Accepted | 2025-08-11 | 2025-09-08 | 2026-09-08 | Solar Panels | Hanwha Q Cells | Q.PEAK DUO BLK ML-G10.C+ 410 |  | 0.41 | 13 | 186 | 27 |  | Fixed | Roof
NJADRE1560278528 | Administratively Determined Incentive Program | HILLSDALE | 7642 | 11.89 | Residential | Behind the Meter | Yes | Sunrun Installation Services, Inc. | PSE&G |  | Accepted | 2025-08-11 | 2025-09-08 | 2026-09-08 | Inverters | Tesla | Powerwall 3 1707000-xx-y | 11500 |  | 1 |  |  | 0.97 |  | Indoor
NJADRE1560278528 | Administratively Determined Incentive Program | HILLSDALE | 7642 | 11.89 | Residential | Behind the Meter | Yes | Sunrun Installation Services, Inc. | PSE&G |  | Accepted | 2025-08-11 | 2025-09-08 | 2026-09-08 | Solar Panels | Hanwha Q Cells | Q.PEAK DUO BLK ML-G10.C+ 410 |  | 0.41 | 16 | 186 | 27 |  | Fixed | Roof
NJADRE1560278530 | Administratively Determined Incentive Program | CLIFTON | 7013 | 9.43 | Residential | Behind the Meter | Yes | Sunrun Installation Services, Inc. | PSE&G |  | Accepted | 2025-08-11 | 2025-09-08 | 2026-09-08 | Inverters | TESLA | Powerwall 3 1707000-xx-y | 11500 |  | 1 |  |  | 0.97 |  | Outdoor
NJADRE1560278530 | Administratively Determined Incentive Program | CLIFTON | 7013 | 9.43 | Residential | Behind the Meter | Yes | Sunrun Installation Services, Inc. | PSE&G |  | Accepted | 2025-08-11 | 2025-09-08 | 2026-09-08 | Solar Panels | Hanwha Q-Cells | Q.PEAK DUO BLK ML-G10.C+ 410 (MD06G100A-017) |  | 0.41 | 23 | 221 | 29 |  | Fixed | Roof
NJADRE1560278530 | Administratively Determined Incentive Program | CLIFTON | 7013 | 9.43 | Residential | Behind the Meter | Yes | Sunrun Installation Services, Inc. | PSE&G |  | Accepted | 2025-08-11 | 2025-09-08 | 2026-09-08 | Electric Storage Battery | TESLA | Powerwall 3 1707000-xx-y |  |  | 1 |  |  |  | Lithium Ion |  | OUTSIDE
NJADRE1560278532 | Administratively Determined Incentive Program | MAYS LANDING | 8330 | 6.75 | Residential | Behind the Meter | No | Paradise Solar and Electrical, LLC | AC Electric |  | Accepted | 2025-08-11 | 2025-09-08 | 2026-09-08 | Inverters | Enphase | IQ8+ | 290 |  | 15 |  |  | 0.976 |  | Outside
NJADRE1560278532 | Administratively Determined Incentive Program | MAYS LANDING | 8330 | 6.75 | Residential | Behind the Meter | No | Paradise Solar and Electrical, LLC | AC Electric |  | Accepted | 2025-08-11 | 2025-09-08 | 2026-09-08 | Solar Panels | CanadianSolar | CS6.154TM-450H |  | 0.45 | 15 | 180 | 20 |  | Fixed | Ground
NJADRE1560278539 | Administratively Determined Incentive Program | MANVILLE | 8835 | 4.92 | Residential | Behind the Meter | Yes | Pro Custom Solar dba Momentum Solar | PSE&G |  | Accepted | 2025-08-11 | 2025-09-09 | 2026-09-09 | Solar Panels | Enphase | Q. Peak duo blk ML-G10 +410 |  | 0.41 | 12 | 193 | 33 |  | Fixed | Roof
NJADRE1560278539 | Administratively Determined Incentive Program | MANVILLE | 8835 | 4.92 | Residential | Behind the Meter | Yes | Pro Custom Solar dba Momentum Solar | PSE&G |  | Accepted | 2025-08-11 | 2025-09-09 | 2026-09-09 | Inverters | Enphase | IQ8HC-72-M-DOM-US | 380 |  | 12 |  |  | 0.97 |  | Outdoor
NJADRE1560278541 | Administratively Determined Incentive Program | CLIFTON | 7013 | 12.3 | Residential | Behind the Meter | No | Tesla Energy Operations, Inc. | PSE&G |  | Accepted | 2025-08-11 | 2025-09-08 | 2026-09-08 | Solar Panels | Hanwha | Q.PEAK DUO BLK ML-G10+/TS 410 |  | 0.41 | 3 | 314 | 23 |  | Fixed | Roof
NJADRE1560278541 | Administratively Determined Incentive Program | CLIFTON | 7013 | 12.3 | Residential | Behind the Meter | No | Tesla Energy Operations, Inc. | PSE&G |  | Accepted | 2025-08-11 | 2025-09-08 | 2026-09-08 | Solar Panels | Hanwha | Q.PEAK DUO BLK ML-G10+/TS 410 |  | 0.41 | 5 | 224 | 23 |  | Fixed | Roof
NJADRE1560278541 | Administratively Determined Incentive Program | CLIFTON | 7013 | 12.3 | Residential | Behind the Meter | No | Tesla Energy Operations, Inc. | PSE&G |  | Accepted | 2025-08-11 | 2025-09-08 | 2026-09-08 | Solar Panels | Hanwha | Q.PEAK DUO BLK ML-G10+/TS 410 |  | 0.41 | 9 | 44 | 23 |  | Fixed | Roof
NJADRE1560278541 | Administratively Determined Incentive Program | CLIFTON | 7013 | 12.3 | Residential | Behind the Meter | No | Tesla Energy Operations, Inc. | PSE&G |  | Accepted | 2025-08-11 | 2025-09-08 | 2026-09-08 | Inverters | Tesla | 1538000-XX-Y | 7600 |  | 2 |  |  | 0.98 |  | Outdoor
NJADRE1560278541 | Administratively Determined Incentive Program | CLIFTON | 7013 | 12.3 | Residential | Behind the Meter | No | Tesla Energy Operations, Inc. | PSE&G |  | Accepted | 2025-08-11 | 2025-09-08 | 2026-09-08 | Solar Panels | Hanwha | Q.PEAK DUO BLK ML-G10+/TS 410 |  | 0.41 | 4 | 44 | 23 |  | Fixed | Roof
NJADRE1560278541 | Administratively Determined Incentive Program | CLIFTON | 7013 | 12.3 | Residential | Behind the Meter | No | Tesla Energy Operations, Inc. | PSE&G |  | Accepted | 2025-08-11 | 2025-09-08 | 2026-09-08 | Solar Panels | Hanwha | Q.PEAK DUO BLK ML-G10+/TS 410 |  | 0.41 | 2 | 224 | 23 |  | Fixed | Roof
NJADRE1560278541 | Administratively Determined Incentive Program | CLIFTON | 7013 | 12.3 | Residential | Behind the Meter | No | Tesla Energy Operations, Inc. | PSE&G |  | Accepted | 2025-08-11 | 2025-09-08 | 2026-09-08 | Solar Panels | Hanwha | Q.PEAK DUO BLK ML-G10+/TS 410 |  | 0.41 | 2 | 134 | 14 |  | Fixed | Roof
NJADRE1560278541 | Administratively Determined Incentive Program | CLIFTON | 7013 | 12.3 | Residential | Behind the Meter | No | Tesla Energy Operations, Inc. | PSE&G |  | Accepted | 2025-08-11 | 2025-09-08 | 2026-09-08 | Solar Panels | Hanwha | Q.PEAK DUO BLK ML-G10+/TS 410 |  | 0.41 | 2 | 314 | 14 |  | Fixed | Roof
NJADRE1560278541 | Administratively Determined Incentive Program | CLIFTON | 7013 | 12.3 | Residential | Behind the Meter | No | Tesla Energy Operations, Inc. | PSE&G |  | Accepted | 2025-08-11 | 2025-09-08 | 2026-09-08 | Solar Panels | Hanwha | Q.PEAK DUO BLK ML-G10+/TS 410 |  | 0.41 | 3 | 134 | 23 |  | Fixed | Roof
NJADRE1560278543 | Administratively Determined Incentive Program | LINDEN | 7036 | 10.005 | Residential | Behind the Meter | Yes | SunnyMac, LLC | PSE&G |  | Accepted | 2025-08-11 | 2025-09-08 | 2026-09-08 | Solar Panels | HANWHA | Q.TRON BLK M-G2+ |  | 0.435 | 12 | 310 | 40 |  | Fixed | Roof
NJADRE1560278543 | Administratively Determined Incentive Program | LINDEN | 7036 | 10.005 | Residential | Behind the Meter | Yes | SunnyMac, LLC | PSE&G |  | Accepted | 2025-08-11 | 2025-09-08 | 2026-09-08 | Solar Panels | HANWHA | Q.TRON BLK M-G2+ |  | 0.435 | 11 | 130 | 17 |  | Fixed | Roof
NJADRE1560278543 | Administratively Determined Incentive Program | LINDEN | 7036 | 10.005 | Residential | Behind the Meter | Yes | SunnyMac, LLC | PSE&G |  | Accepted | 2025-08-11 | 2025-09-08 | 2026-09-08 | Inverters | SOLAREDGE HOME HUB | SE7600H-US | 7600 |  | 1 |  |  | 0.99 |  | Outdoor | next to meter
NJADRE1560278551 | Administratively Determined Incentive Program | FRANKLINVILLE | 8322 | 9.89 | Residential | Behind the Meter | No | Velocity Energy & Home Solutions, Inc. | AC Electric |  | Accepted | 2025-08-11 | 2025-09-10 | 2026-09-10 | Inverters | enphase | iq8plus | 290 |  | 23 |  |  | 0.99 |  | Outside | behins panels
NJADRE1560278551 | Administratively Determined Incentive Program | FRANKLINVILLE | 8322 | 9.89 | Residential | Behind the Meter | No | Velocity Energy & Home Solutions, Inc. | AC Electric |  | Accepted | 2025-08-11 | 2025-09-10 | 2026-09-10 | Solar Panels | SEG | 430W |  | 0.43 | 2 | 72 | 16 |  | Fixed | Roof
NJADRE1560278551 | Administratively Determined Incentive Program | FRANKLINVILLE | 8322 | 9.89 | Residential | Behind the Meter | No | Velocity Energy & Home Solutions, Inc. | AC Electric |  | Accepted | 2025-08-11 | 2025-09-10 | 2026-09-10 | Solar Panels | SEG | 430W |  | 0.43 | 2 | 72 | 35 |  | Fixed | Roof
NJADRE1560278551 | Administratively Determined Incentive Program | FRANKLINVILLE | 8322 | 9.89 | Residential | Behind the Meter | No | Velocity Energy & Home Solutions, Inc. | AC Electric |  | Accepted | 2025-08-11 | 2025-09-10 | 2026-09-10 | Solar Panels | SEG | 430W |  | 0.43 | 12 | 252 | 16 |  | Fixed | Roof
NJADRE1560278551 | Administratively Determined Incentive Program | FRANKLINVILLE | 8322 | 9.89 | Residential | Behind the Meter | No | Velocity Energy & Home Solutions, Inc. | AC Electric |  | Accepted | 2025-08-11 | 2025-09-10 | 2026-09-10 | Solar Panels | SEG | 430W |  | 0.43 | 2 | 252 | 35 |  | Fixed | Roof
NJADRE1560278551 | Administratively Determined Incentive Program | FRANKLINVILLE | 8322 | 9.89 | Residential | Behind the Meter | No | Velocity Energy & Home Solutions, Inc. | AC Electric |  | Accepted | 2025-08-11 | 2025-09-10 | 2026-09-10 | Solar Panels | SEG | 430W |  | 0.43 | 5 | 72 | 20 |  | Fixed | Roof
NJADRE1560278559 | Administratively Determined Incentive Program | TRENTON | 8608 | 11.96 | Residential | Behind the Meter | No | Sea Bright Solar, LLC | PSE&G |  | Accepted | 2025-08-11 | 2025-09-08 | 2026-09-08 | Inverters | Enphase | IQ8X-80-M-US | 380 |  | 26 |  |  | 0.97 |  | Outdoor
NJADRE1560278559 | Administratively Determined Incentive Program | TRENTON | 8608 | 11.96 | Residential | Behind the Meter | No | Sea Bright Solar, LLC | PSE&G |  | Accepted | 2025-08-11 | 2025-09-08 | 2026-09-08 | Solar Panels | REC | REC-460AA-Pure-RX |  | 0.46 | 14 | 200 | 10 |  | Fixed | Roof
NJADRE1560278559 | Administratively Determined Incentive Program | TRENTON | 8608 | 11.96 | Residential | Behind the Meter | No | Sea Bright Solar, LLC | PSE&G |  | Accepted | 2025-08-11 | 2025-09-08 | 2026-09-08 | Solar Panels | REC | REC-460AA-Pure-RX |  | 0.46 | 12 | 20 | 10 |  | Fixed | Roof
NJADRE1560278582 | Administratively Determined Incentive Program | LINDEN | 7036 | 9.96 | Residential | Behind the Meter | Yes | Big Wave Roofing and Solar, LLC | PSE&G |  | Accepted | 2025-08-11 | 2025-09-08 | 2026-09-08 | Solar Panels | Q cells | Q.PEAK DUO BLK ML-G10.C+ 415W |  | 0.415 | 12 | 308 | 35 |  | Fixed | Roof
NJADRE1560278582 | Administratively Determined Incentive Program | LINDEN | 7036 | 9.96 | Residential | Behind the Meter | Yes | Big Wave Roofing and Solar, LLC | PSE&G |  | Accepted | 2025-08-11 | 2025-09-08 | 2026-09-08 | Solar Panels | QCELLS | Q.PEAK DUO BLK ML-G10.C+ 415W |  | 0.415 | 2 | 128 | 35 |  | Fixed | Roof
NJADRE1560278582 | Administratively Determined Incentive Program | LINDEN | 7036 | 9.96 | Residential | Behind the Meter | Yes | Big Wave Roofing and Solar, LLC | PSE&G |  | Accepted | 2025-08-11 | 2025-09-08 | 2026-09-08 | Solar Panels | QCELLS | Q.PEAK DUO BLK ML-G10.C+ 415W |  | 0.415 | 7 | 128 | 10 |  | Fixed | Roof
NJADRE1560278582 | Administratively Determined Incentive Program | LINDEN | 7036 | 9.96 | Residential | Behind the Meter | Yes | Big Wave Roofing and Solar, LLC | PSE&G |  | Accepted | 2025-08-11 | 2025-09-08 | 2026-09-08 | Inverters | Enphase | IQ8HC-72-M-DOM-US | 380 |  | 24 |  |  | 0.97 |  | Outdoor
NJADRE1560278582 | Administratively Determined Incentive Program | LINDEN | 7036 | 9.96 | Residential | Behind the Meter | Yes | Big Wave Roofing and Solar, LLC | PSE&G |  | Accepted | 2025-08-11 | 2025-09-08 | 2026-09-08 | Solar Panels | QCELLS | Q.PEAK DUO BLK ML-G10.C+ 415W |  | 0.415 | 3 | 128 | 10 |  | Fixed | Roof
NJADRE1560278587 | Administratively Determined Incentive Program | PERTH AMBOY | 8861 | 7.38 | Residential | Behind the Meter | Yes | Pro Custom Solar dba Momentum Solar | PSE&G |  | Accepted | 2025-08-11 | 2025-09-09 | 2026-09-09 | Solar Panels | Enphase | Q. Peak duo blk ML-G10 +410 |  | 0.41 | 5 | 21 | 35 |  | Fixed | Roof
NJADRE1560278587 | Administratively Determined Incentive Program | PERTH AMBOY | 8861 | 7.38 | Residential | Behind the Meter | Yes | Pro Custom Solar dba Momentum Solar | PSE&G |  | Accepted | 2025-08-11 | 2025-09-09 | 2026-09-09 | Solar Panels | Enphase | Q. Peak duo blk ML-G10 +410 |  | 0.41 | 4 | 21 | 7 |  | Fixed | Roof
NJADRE1560278587 | Administratively Determined Incentive Program | PERTH AMBOY | 8861 | 7.38 | Residential | Behind the Meter | Yes | Pro Custom Solar dba Momentum Solar | PSE&G |  | Accepted | 2025-08-11 | 2025-09-09 | 2026-09-09 | Solar Panels | Enphase | Q. Peak duo blk ML-G10 +410 |  | 0.41 | 3 | 291 | 26 |  | Fixed | Roof
NJADRE1560278587 | Administratively Determined Incentive Program | PERTH AMBOY | 8861 | 7.38 | Residential | Behind the Meter | Yes | Pro Custom Solar dba Momentum Solar | PSE&G |  | Accepted | 2025-08-11 | 2025-09-09 | 2026-09-09 | Solar Panels | Enphase | Q. Peak duo blk ML-G10 +410 |  | 0.41 | 6 | 201 | 34 |  | Fixed | Roof
NJADRE1560278587 | Administratively Determined Incentive Program | PERTH AMBOY | 8861 | 7.38 | Residential | Behind the Meter | Yes | Pro Custom Solar dba Momentum Solar | PSE&G |  | Accepted | 2025-08-11 | 2025-09-09 | 2026-09-09 | Inverters | Enphase | IQ8HC-72-M-DOM-US | 380 |  | 18 |  |  | 0.97 |  | Outdoor
NJADRE1560278590 | Administratively Determined Incentive Program | HILLSIDE | 7205 | 7.31 | Residential | Behind the Meter | Yes | Solar Mite Solutions, LLC | PSE&G |  | Accepted | 2025-08-11 | 2025-09-08 | 2026-09-08 | Inverters | Enphase | IQ8PLUS-72-M-US | 290 |  | 17 |  |  | 0.98 |  | Outside
NJADRE1560278590 | Administratively Determined Incentive Program | HILLSIDE | 7205 | 7.31 | Residential | Behind the Meter | Yes | Solar Mite Solutions, LLC | PSE&G |  | Accepted | 2025-08-11 | 2025-09-08 | 2026-09-08 | Solar Panels | Jinko | JKM430N-54HL4-B |  | 0.43 | 8 | 218 | 36 |  | Fixed | Roof
NJADRE1560278590 | Administratively Determined Incentive Program | HILLSIDE | 7205 | 7.31 | Residential | Behind the Meter | Yes | Solar Mite Solutions, LLC | PSE&G |  | Accepted | 2025-08-11 | 2025-09-08 | 2026-09-08 | Solar Panels | Jinko | JKM430N-54HL4-B |  | 0.43 | 9 | 218 | 5 |  | Fixed | Roof
NJADRE1560278621 | Administratively Determined Incentive Program | EAST WINDSOR | 8520 | 10.66 | Residential | Behind the Meter | Yes | Pro Custom Solar dba Momentum Solar | JCP&L |  | Accepted | 2025-08-11 | 2025-09-09 | 2026-09-09 | Inverters | Enphase | IQ8HC-72-M-DOM-US | 380 |  | 26 |  |  | 0.97 |  | Outdoor
NJADRE1560278621 | Administratively Determined Incentive Program | EAST WINDSOR | 8520 | 10.66 | Residential | Behind the Meter | Yes | Pro Custom Solar dba Momentum Solar | JCP&L |  | Accepted | 2025-08-11 | 2025-09-09 | 2026-09-09 | Solar Panels | Enphase | Q. Peak duo blk ML-G10 +410 |  | 0.41 | 3 | 210 | 23 |  | Fixed | Roof
NJADRE1560278621 | Administratively Determined Incentive Program | EAST WINDSOR | 8520 | 10.66 | Residential | Behind the Meter | Yes | Pro Custom Solar dba Momentum Solar | JCP&L |  | Accepted | 2025-08-11 | 2025-09-09 | 2026-09-09 | Solar Panels | Enphase | Q. Peak duo blk ML-G10 +410 |  | 0.41 | 7 | 210 | 22 |  | Fixed | Roof
NJADRE1560278621 | Administratively Determined Incentive Program | EAST WINDSOR | 8520 | 10.66 | Residential | Behind the Meter | Yes | Pro Custom Solar dba Momentum Solar | JCP&L |  | Accepted | 2025-08-11 | 2025-09-09 | 2026-09-09 | Solar Panels | Enphase | Q. Peak duo blk ML-G10 +410 |  | 0.41 | 16 | 30 | 23 |  | Fixed | Roof
NJADRE1560278632 | Administratively Determined Incentive Program | WASHINGTON | 7882 | 11.48 | Residential | Behind the Meter | Yes | Trinity Solar, LLC | JCP&L |  | Accepted | 2025-08-11 | 2025-09-08 | 2026-09-08 | Solar Panels | HANWHA | Q.PEAK DUO BLK ML-G10+ 410 |  | 0.41 | 19 | 196 | 30 |  | Fixed | Roof
NJADRE1560278632 | Administratively Determined Incentive Program | WASHINGTON | 7882 | 11.48 | Residential | Behind the Meter | Yes | Trinity Solar, LLC | JCP&L |  | Accepted | 2025-08-11 | 2025-09-08 | 2026-09-08 | Inverters | SOLAREDGE | SE10000H-US | 10000 |  | 1 |  |  | 0.97 |  | Outside
NJADRE1560278632 | Administratively Determined Incentive Program | WASHINGTON | 7882 | 11.48 | Residential | Behind the Meter | Yes | Trinity Solar, LLC | JCP&L |  | Accepted | 2025-08-11 | 2025-09-08 | 2026-09-08 | Solar Panels | HANWHA | Q.PEAK DUO BLK ML-G10+ 410 |  | 0.41 | 9 | 196 | 30 |  | Fixed | Roof
NJADRE1560278635 | Administratively Determined Incentive Program | Paramus | 7652 | 5.655 | Residential | Behind the Meter | No | Sea Bright Solar, LLC | PSE&G |  | Accepted | 2025-08-11 | 2025-09-08 | 2026-09-08 | Solar Panels | QCell | Q.TRON BLK M-G2+ 435 |  | 0.435 | 7 | 273 | 20 |  | Fixed | Roof
NJADRE1560278635 | Administratively Determined Incentive Program | Paramus | 7652 | 5.655 | Residential | Behind the Meter | No | Sea Bright Solar, LLC | PSE&G |  | Accepted | 2025-08-11 | 2025-09-08 | 2026-09-08 | Electric Storage Battery | Tesla | Powerwall 3.0 |  |  | 1 |  |  |  | Lithium Ion |  | outside
NJADRE1560278635 | Administratively Determined Incentive Program | Paramus | 7652 | 5.655 | Residential | Behind the Meter | No | Sea Bright Solar, LLC | PSE&G |  | Accepted | 2025-08-11 | 2025-09-08 | 2026-09-08 | Solar Panels | QCell | Q.TRON BLK M-G2+ 435 |  | 0.435 | 6 | 93 | 20 |  | Fixed | Roof
NJADRE1560278635 | Administratively Determined Incentive Program | Paramus | 7652 | 5.655 | Residential | Behind the Meter | No | Sea Bright Solar, LLC | PSE&G |  | Accepted | 2025-08-11 | 2025-09-08 | 2026-09-08 | Inverters | Enphase | IQ8A-72-2-US | 349 |  | 13 |  |  | 0.97 |  | Outdoor
NJADRE1560278658 | Administratively Determined Incentive Program | GARFIELD | 7026 | 4.98 | Residential | Behind the Meter | Yes | Big Wave Roofing and Solar, LLC | PSE&G |  | Accepted | 2025-08-11 | 2025-09-08 | 2026-09-08 | Inverters | Enphase | ENPHASE IQ8HC-72-M-DOM-US | 380 |  | 12 |  |  | 0.98 |  | Outdoor
NJADRE1560278658 | Administratively Determined Incentive Program | GARFIELD | 7026 | 4.98 | Residential | Behind the Meter | Yes | Big Wave Roofing and Solar, LLC | PSE&G |  | Accepted | 2025-08-11 | 2025-09-08 | 2026-09-08 | Solar Panels | Q cells | Q.PEAK DUO BLK ML-G10.C+ 415W |  | 0.415 | 12 | 161 | 35 |  | Fixed | Roof
NJADRE1560278679 | Administratively Determined Incentive Program | BLACKWOOD | 8012 | 3.28 | Residential | Behind the Meter | Yes | Trinity Solar, LLC | PSE&G |  | Accepted | 2025-08-11 | 2025-09-08 | 2026-09-08 | Solar Panels | HANWHA | Q.PEAK DUO BLK ML-G10+ 410 |  | 0.41 | 8 | 162 | 27 |  | Fixed | Roof
NJADRE1560278679 | Administratively Determined Incentive Program | BLACKWOOD | 8012 | 3.28 | Residential | Behind the Meter | Yes | Trinity Solar, LLC | PSE&G |  | Accepted | 2025-08-11 | 2025-09-08 | 2026-09-08 | Inverters | SOLAREDGE | SE3800H-US | 3800 |  | 1 |  |  | 0.97 |  | Outside
NJADRE1560278695 | Administratively Determined Incentive Program | HAMMONTON | 8037 | 6.525 | Residential | Behind the Meter | No | SunnyMac, LLC | AC Electric |  | Accepted | 2025-08-11 | 2025-09-08 | 2026-09-08 | Solar Panels | HANWHA | Q.TRON BLK M-G2+ |  | 0.435 | 3 | 27 | 0 |  | Fixed | Roof
NJADRE1560278695 | Administratively Determined Incentive Program | HAMMONTON | 8037 | 6.525 | Residential | Behind the Meter | No | SunnyMac, LLC | AC Electric |  | Accepted | 2025-08-11 | 2025-09-08 | 2026-09-08 | Solar Panels | HANWHA | Q.TRON BLK M-G2+ |  | 0.435 | 12 | 27 | 0 |  | Fixed | Roof
NJADRE1560278695 | Administratively Determined Incentive Program | HAMMONTON | 8037 | 6.525 | Residential | Behind the Meter | No | SunnyMac, LLC | AC Electric |  | Accepted | 2025-08-11 | 2025-09-08 | 2026-09-08 | Inverters | SOLAREDGE HOME HUB | SE5700H-US | 5760 |  | 1 |  |  | 0.99 |  | Outdoor | next to meter
NJADRE1560278704 | Administratively Determined Incentive Program | CHESTERFIELD | 8515 | 10.125 | Residential | Behind the Meter | Yes | Sunrun Installation Services, Inc. | PSE&G |  | Accepted | 2025-08-11 | 2025-09-08 | 2026-09-08 | Solar Panels | JA Solar | JAM54S31-405/MR |  | 0.405 | 6 | 304 | 29 |  | Fixed | Roof
NJADRE1560278704 | Administratively Determined Incentive Program | CHESTERFIELD | 8515 | 10.125 | Residential | Behind the Meter | Yes | Sunrun Installation Services, Inc. | PSE&G |  | Accepted | 2025-08-11 | 2025-09-08 | 2026-09-08 | Solar Panels | JA Solar | JAM54S31-405/MR |  | 0.405 | 19 | 124 | 29 |  | Fixed | Roof
NJADRE1560278704 | Administratively Determined Incentive Program | CHESTERFIELD | 8515 | 10.125 | Residential | Behind the Meter | Yes | Sunrun Installation Services, Inc. | PSE&G |  | Accepted | 2025-08-11 | 2025-09-08 | 2026-09-08 | Inverters | SolarEdge Technologies | SE7600H-USMN | 7600 |  | 1 |  |  | 0.99 |  | Outdoor
NJADRE1560278707 | Administratively Determined Incentive Program | LAKE HIAWATHA | 7034 | 4.1 | Residential | Behind the Meter | Yes | Pro Custom Solar dba Momentum Solar | JCP&L |  | Accepted | 2025-08-11 | 2025-09-08 | 2026-09-08 | Inverters | Enphase | IQ8HC-72-M-DOM-US | 380 |  | 10 |  |  | 0.97 |  | Outdoor
NJADRE1560278707 | Administratively Determined Incentive Program | LAKE HIAWATHA | 7034 | 4.1 | Residential | Behind the Meter | Yes | Pro Custom Solar dba Momentum Solar | JCP&L |  | Accepted | 2025-08-11 | 2025-09-08 | 2026-09-08 | Solar Panels | Enphase | Q. Peak duo blk ML-G10 +410 |  | 0.41 | 7 | 275 | 20 |  | Fixed | Roof
NJADRE1560278707 | Administratively Determined Incentive Program | LAKE HIAWATHA | 7034 | 4.1 | Residential | Behind the Meter | Yes | Pro Custom Solar dba Momentum Solar | JCP&L |  | Accepted | 2025-08-11 | 2025-09-08 | 2026-09-08 | Solar Panels | Enphase | Q. Peak duo blk ML-G10 +410 |  | 0.41 | 3 | 185 | 26 |  | Fixed | Roof
NJADRE1560278730 | Administratively Determined Incentive Program | SUMMIT | 7901 | 9.84 | Residential | Behind the Meter | Yes | Pro Custom Solar dba Momentum Solar | JCP&L |  | Accepted | 2025-08-11 | 2025-09-08 | 2026-09-08 | Inverters | Enphase | IQ8HC-72-M-DOM-US | 380 |  | 24 |  |  | 0.97 |  | Outdoor
NJADRE1560278730 | Administratively Determined Incentive Program | SUMMIT | 7901 | 9.84 | Residential | Behind the Meter | Yes | Pro Custom Solar dba Momentum Solar | JCP&L |  | Accepted | 2025-08-11 | 2025-09-08 | 2026-09-08 | Solar Panels | Hanwha | Q. Peak duo blk ML-G10 +410 |  | 0.41 | 8 | 299 | 21 |  | Fixed | Roof
NJADRE1560278730 | Administratively Determined Incentive Program | SUMMIT | 7901 | 9.84 | Residential | Behind the Meter | Yes | Pro Custom Solar dba Momentum Solar | JCP&L |  | Accepted | 2025-08-11 | 2025-09-08 | 2026-09-08 | Solar Panels | Hanwha | Q. Peak duo blk ML-G10 +410 |  | 0.41 | 8 | 29 | 33 |  | Fixed | Roof
NJADRE1560278730 | Administratively Determined Incentive Program | SUMMIT | 7901 | 9.84 | Residential | Behind the Meter | Yes | Pro Custom Solar dba Momentum Solar | JCP&L |  | Accepted | 2025-08-11 | 2025-09-08 | 2026-09-08 | Solar Panels | Hanwha | Q. Peak duo blk ML-G10 +410 |  | 0.41 | 8 | 119 | 21 |  | Fixed | Roof
NJADRE1560278763 | Administratively Determined Incentive Program | DEPTFORD | 8096 | 21.75 | Residential | Behind the Meter | Yes | SunnyMac, LLC | PSE&G |  | Accepted | 2025-08-11 | 2025-09-08 | 2026-09-08 | Solar Panels | HANWHA | Q.TRON BLK M-G2+ |  | 0.435 | 18 | 253 | 25 |  | Fixed | Roof
NJADRE1560278763 | Administratively Determined Incentive Program | DEPTFORD | 8096 | 21.75 | Residential | Behind the Meter | Yes | SunnyMac, LLC | PSE&G |  | Accepted | 2025-08-11 | 2025-09-08 | 2026-09-08 | Inverters | SOLAREDGE HOME HUB | SE7600H-US | 7600 |  | 2 |  |  | 0.99 |  | Outdoor | next to meter
NJADRE1560278763 | Administratively Determined Incentive Program | DEPTFORD | 8096 | 21.75 | Residential | Behind the Meter | Yes | SunnyMac, LLC | PSE&G |  | Accepted | 2025-08-11 | 2025-09-08 | 2026-09-08 | Solar Panels | HANWHA | Q.TRON BLK M-G2+ |  | 0.435 | 6 | 73 | 25 |  | Fixed | Roof
NJADRE1560278763 | Administratively Determined Incentive Program | DEPTFORD | 8096 | 21.75 | Residential | Behind the Meter | Yes | SunnyMac, LLC | PSE&G |  | Accepted | 2025-08-11 | 2025-09-08 | 2026-09-08 | Solar Panels | HANWHA | Q.TRON BLK M-G2+ |  | 0.435 | 24 | 73 | 3 |  | Fixed | Roof
NJADRE1560278763 | Administratively Determined Incentive Program | DEPTFORD | 8096 | 21.75 | Residential | Behind the Meter | Yes | SunnyMac, LLC | PSE&G |  | Accepted | 2025-08-11 | 2025-09-08 | 2026-09-08 | Solar Panels | HANWHA | Q.TRON BLK M-G2+ |  | 0.435 | 2 | 73 | 12 |  | Fixed | Roof
NJADRE1560279170 | Administratively Determined Incentive Program | PEQUANNOCK | 7440 | 7.74 | Residential | Behind the Meter | No | Solartec Systems, LLC | JCP&L |  | Accepted | 2025-08-11 | 2025-09-09 | 2026-09-09 | Inverters | ENPHASE ENERGY | IQ8PLUS-72 | 290 |  | 18 |  |  | 0.97 |  | Outside
NJADRE1560279170 | Administratively Determined Incentive Program | PEQUANNOCK | 7440 | 7.74 | Residential | Behind the Meter | No | Solartec Systems, LLC | JCP&L |  | Accepted | 2025-08-11 | 2025-09-09 | 2026-09-09 | Solar Panels | SEG Solar | SEG-430-BTD-BG |  | 0.43 | 18 | 169 | 42 |  | Fixed | Roof
NJADRE1560279170 | Administratively Determined Incentive Program | PEQUANNOCK | 7440 | 7.74 | Residential | Behind the Meter | No | Solartec Systems, LLC | JCP&L |  | Accepted | 2025-08-11 | 2025-09-09 | 2026-09-09 | Electric Storage Battery | Enphase Energy | IQBATTERY-10C-1P-NA |  |  | 1 |  |  |  | Lithium Ion |  | Inside
NJADRE1560279253 | Administratively Determined Incentive Program | Sayreville | 8872 | 3.28 | Residential | Behind the Meter | Yes | Sunrun Installation Services, Inc. | JCP&L |  | Accepted | 2025-08-11 | 2025-09-08 | 2026-09-08 | Solar Panels | ELIN ENERGY | ELNSM54M-HC-410 |  | 0.41 | 2 | 336 | 29 |  | Fixed | Roof
NJADRE1560279253 | Administratively Determined Incentive Program | Sayreville | 8872 | 3.28 | Residential | Behind the Meter | Yes | Sunrun Installation Services, Inc. | JCP&L |  | Accepted | 2025-08-11 | 2025-09-08 | 2026-09-08 | Inverters | SOLAREDGE TECHNOLOGIES | SE3800H-USMN | 3800 |  | 1 |  |  | 0.99 |  | Outdoor
NJADRE1560279253 | Administratively Determined Incentive Program | Sayreville | 8872 | 3.28 | Residential | Behind the Meter | Yes | Sunrun Installation Services, Inc. | JCP&L |  | Accepted | 2025-08-11 | 2025-09-08 | 2026-09-08 | Solar Panels | ELIN ENERGY | ELNSM54M-HC-410 |  | 0.41 | 6 | 155 | 29 |  | Fixed | Roof
NJADRE1560279325 | Administratively Determined Incentive Program | LAKE HOPATCONG | 7849 | 8.61 | Residential | Behind the Meter | Yes | Sunrun Installation Services, Inc. | JCP&L |  | Accepted | 2025-08-11 | 2025-09-08 | 2026-09-08 | Solar Panels | Hanwha Q-Cells | Q.PEAK DUO BLK ML-G10.C+ 410 (MD06G100A-017) |  | 0.41 | 12 | 50 | 18 |  | Fixed | Roof
NJADRE1560279325 | Administratively Determined Incentive Program | LAKE HOPATCONG | 7849 | 8.61 | Residential | Behind the Meter | Yes | Sunrun Installation Services, Inc. | JCP&L |  | Accepted | 2025-08-11 | 2025-09-08 | 2026-09-08 | Solar Panels | Hanwha Q-Cells | Q.PEAK DUO BLK ML-G10.C+ 410 (MD06G100A-017) |  | 0.41 | 9 | 230 | 18 |  | Fixed | Roof
NJADRE1560279325 | Administratively Determined Incentive Program | LAKE HOPATCONG | 7849 | 8.61 | Residential | Behind the Meter | Yes | Sunrun Installation Services, Inc. | JCP&L |  | Accepted | 2025-08-11 | 2025-09-08 | 2026-09-08 | Inverters | TESLA | Powerwall 3 1707000-xx-y | 11500 |  | 1 |  |  | 0.97 |  | Outdoor
NJADRE1560279325 | Administratively Determined Incentive Program | LAKE HOPATCONG | 7849 | 8.61 | Residential | Behind the Meter | Yes | Sunrun Installation Services, Inc. | JCP&L |  | Accepted | 2025-08-11 | 2025-09-08 | 2026-09-08 | Electric Storage Battery | TESLA | Powerwall 3 1707000-xx-y |  |  | 1 |  |  |  | Lithium Ion |  | OUTSIDE
NJADRE1560280376 | Administratively Determined Incentive Program | Keyport | 7735 | 5.33 | Residential | Behind the Meter | Yes | Sunrun Installation Services, Inc. | JCP&L |  | Accepted | 2025-08-11 | 2025-09-08 | 2026-09-08 | Inverters | SolarEdge Technologies | SE3800H-USMN | 3800 |  | 1 |  |  | 0.99 |  | Outdoor
NJADRE1560280376 | Administratively Determined Incentive Program | Keyport | 7735 | 5.33 | Residential | Behind the Meter | Yes | Sunrun Installation Services, Inc. | JCP&L |  | Accepted | 2025-08-11 | 2025-09-08 | 2026-09-08 | Solar Panels | Elin Energy (Sirius PV) | ELNSM54M-HC-410 |  | 0.41 | 13 | 160 | 27 |  | Fixed | Roof
NJADRE1560280387 | Administratively Determined Incentive Program | TITUSVILLE | 8560 | 3.28 | Residential | Behind the Meter | Yes | Freedom Forever New Jersey, LLC | JCP&L |  | Accepted | 2025-08-12 | 2025-09-08 | 2026-09-08 | Solar Panels | Hanwha | Q.PEAK DUO BLK ML-G10.C+ 410 |  | 0.41 | 8 | 309 | 33 |  | Fixed | Roof
NJADRE1560280387 | Administratively Determined Incentive Program | TITUSVILLE | 8560 | 3.28 | Residential | Behind the Meter | Yes | Freedom Forever New Jersey, LLC | JCP&L |  | Accepted | 2025-08-12 | 2025-09-08 | 2026-09-08 | Inverters | Solar Edge | SE3800H-US | 3800 |  | 1 |  |  | 0.99 |  | Outside
NJADRE1560280400 | Administratively Determined Incentive Program | Union | 7083 | 7.47 | Residential | Behind the Meter | Yes | Fusion Solar Energy, LLC | PSE&G |  | Accepted | 2025-08-11 | 2025-09-08 | 2026-09-08 | Solar Panels | QCELLS | Q.PEAK DUO BLK ML-G10+ |  | 0.415 | 4 | 37.26 | 18 |  | Fixed | Roof
NJADRE1560280400 | Administratively Determined Incentive Program | Union | 7083 | 7.47 | Residential | Behind the Meter | Yes | Fusion Solar Energy, LLC | PSE&G |  | Accepted | 2025-08-11 | 2025-09-08 | 2026-09-08 | Inverters | ENPHASE | IQ8HC-72-M-DOM-US | 380 |  | 18 |  |  | 0.97 |  | Outside | Roof
NJADRE1560280400 | Administratively Determined Incentive Program | Union | 7083 | 7.47 | Residential | Behind the Meter | Yes | Fusion Solar Energy, LLC | PSE&G |  | Accepted | 2025-08-11 | 2025-09-08 | 2026-09-08 | Solar Panels | QCELLS | Q.PEAK DUO BLK ML-G10+ |  | 0.415 | 11 | 217.26 | 40 |  | Fixed | Roof
NJADRE1560280400 | Administratively Determined Incentive Program | Union | 7083 | 7.47 | Residential | Behind the Meter | Yes | Fusion Solar Energy, LLC | PSE&G |  | Accepted | 2025-08-11 | 2025-09-08 | 2026-09-08 | Solar Panels | QCELLS | Q.PEAK DUO BLK ML-G10+ |  | 0.415 | 3 | 217.26 | 39 |  | Fixed | Roof
NJADRE1560280420 | Administratively Determined Incentive Program | Berlin | 8009 | 9.43 | Residential | Behind the Meter | Yes | Trinity Solar, LLC | AC Electric |  | Accepted | 2025-08-11 | 2025-09-08 | 2026-09-08 | Inverters | TESLA 7.6kW (PV ONLY) | TESLA 7.6kW (PV ONLY) | 7600 |  | 1 |  |  | 0.97 |  | Outside
NJADRE1560280420 | Administratively Determined Incentive Program | Berlin | 8009 | 9.43 | Residential | Behind the Meter | Yes | Trinity Solar, LLC | AC Electric |  | Accepted | 2025-08-11 | 2025-09-08 | 2026-09-08 | Solar Panels | HANWHA 410 (Q.PEAK DUO BLK ML-G10+ 410) | HANWHA 410 (Q.PEAK DUO BLK ML-G10+ 410) |  | 0.41 | 23 | 183 | 34 |  | Fixed | Roof
NJADRE1560280432 | Administratively Determined Incentive Program | Berlin | 8009 | 15.58 | Residential | Behind the Meter | Yes | Trinity Solar, LLC | AC Electric |  | Accepted | 2025-08-11 | 2025-09-08 | 2026-09-08 | Solar Panels | HANWHA 410 (Q.PEAK DUO BLK ML-G10+ 410) | HANWHA 410 (Q.PEAK DUO BLK ML-G10+ 410) |  | 0.41 | 23 | 207 | 32 |  | Fixed | Roof
NJADRE1560280432 | Administratively Determined Incentive Program | Berlin | 8009 | 15.58 | Residential | Behind the Meter | Yes | Trinity Solar, LLC | AC Electric |  | Accepted | 2025-08-11 | 2025-09-08 | 2026-09-08 | Inverters | TESLA 7.6kW (PV ONLY) | TESLA 7.6kW (PV ONLY) | 7600 |  | 1 |  |  | 0.97 |  | Outside
NJADRE1560280432 | Administratively Determined Incentive Program | Berlin | 8009 | 15.58 | Residential | Behind the Meter | Yes | Trinity Solar, LLC | AC Electric |  | Accepted | 2025-08-11 | 2025-09-08 | 2026-09-08 | Inverters | TESLA 5.0kW (PV ONLY) | TESLA 5.0kW (PV ONLY) | 5000 |  | 1 |  |  | 0.97 |  | Outside
NJADRE1560280432 | Administratively Determined Incentive Program | Berlin | 8009 | 15.58 | Residential | Behind the Meter | Yes | Trinity Solar, LLC | AC Electric |  | Accepted | 2025-08-11 | 2025-09-08 | 2026-09-08 | Solar Panels | HANWHA 410 (Q.PEAK DUO BLK ML-G10+ 410) | HANWHA 410 (Q.PEAK DUO BLK ML-G10+ 410) |  | 0.41 | 15 | 27 | 32 |  | Fixed | Roof
NJADRE1560280442 | Administratively Determined Incentive Program | West New York | 7093 | 5.395 | Residential | Behind the Meter | No | Fusion Solar Energy, LLC | PSE&G |  | Accepted | 2025-08-11 | 2025-09-08 | 2026-09-08 | Solar Panels | QCELLS | Q.PEAK DUO BLK ML-G10.C+ 415 |  | 0.415 | 13 | 119.7 | 5 |  | Fixed | Roof
NJADRE1560280442 | Administratively Determined Incentive Program | West New York | 7093 | 5.395 | Residential | Behind the Meter | No | Fusion Solar Energy, LLC | PSE&G |  | Accepted | 2025-08-11 | 2025-09-08 | 2026-09-08 | Inverters | ENPHASE | IQ8HC-72-M-DOM-US | 380 |  | 13 |  |  | 0.97 |  | Outside | Roof
NJADRE1560283324 | Administratively Determined Incentive Program | Cherry Hill | 8003 | 15.91 | Residential | Behind the Meter | No | Sun Up Zero Down, LLC | PSE&G |  | Accepted | 2025-08-12 | 2025-09-08 | 2026-09-08 | Solar Panels | SEG | SEG-430-BTD-BG |  | 0.43 | 37 | 95 | 57 |  | Fixed | Roof
NJADRE1560283324 | Administratively Determined Incentive Program | Cherry Hill | 8003 | 15.91 | Residential | Behind the Meter | No | Sun Up Zero Down, LLC | PSE&G |  | Accepted | 2025-08-12 | 2025-09-08 | 2026-09-08 | Inverters | Enphase | IQ8PLUS-72-2-US | 290 |  | 37 |  |  | 0.976 |  | Outdoor
NJADRE1560283324 | Administratively Determined Incentive Program | Cherry Hill | 8003 | 15.91 | Residential | Behind the Meter | No | Sun Up Zero Down, LLC | PSE&G |  | Accepted | 2025-08-12 | 2025-09-08 | 2026-09-08 | Meters | Enphase | TBD |  |  | 1 |  |  |  | Yes | Outdoor
NJADRE1560283344 | Administratively Determined Incentive Program | Atco | 8004 | 8.2 | Residential | Behind the Meter | Yes | Sunrun Installation Services, Inc. | AC Electric |  | Accepted | 2025-08-12 | 2025-09-08 | 2026-09-08 | Solar Panels | Elin Energy (Sirius PV) | ELNSM54M-HC-410 |  | 0.41 | 2 | 199 | 23 |  | Fixed | Roof
NJADRE1560283344 | Administratively Determined Incentive Program | Atco | 8004 | 8.2 | Residential | Behind the Meter | Yes | Sunrun Installation Services, Inc. | AC Electric |  | Accepted | 2025-08-12 | 2025-09-08 | 2026-09-08 | Solar Panels | Elin Energy (Sirius PV) | ELNSM54M-HC-410 |  | 0.41 | 9 | 19 | 23 |  | Fixed | Roof
NJADRE1560283344 | Administratively Determined Incentive Program | Atco | 8004 | 8.2 | Residential | Behind the Meter | Yes | Sunrun Installation Services, Inc. | AC Electric |  | Accepted | 2025-08-12 | 2025-09-08 | 2026-09-08 | Inverters | SolarEdge Technologies | SE5700H-USMN | 5760 |  | 1 |  |  | 0.99 |  | Outdoor | Next to meter
NJADRE1560283344 | Administratively Determined Incentive Program | Atco | 8004 | 8.2 | Residential | Behind the Meter | Yes | Sunrun Installation Services, Inc. | AC Electric |  | Accepted | 2025-08-12 | 2025-09-08 | 2026-09-08 | Solar Panels | Elin Energy (Sirius PV) | ELNSM54M-HC-410 |  | 0.41 | 9 | 199 | 23 |  | Fixed | Roof
NJADRE1560283346 | Administratively Determined Incentive Program | Little Egg Harbor Twp | 8087 | 8.61 | Residential | Behind the Meter | Yes | Pro Custom Solar dba Momentum Solar | AC Electric |  | Accepted | 2025-08-12 | 2025-09-08 | 2026-09-08 | Inverters | ENPHASE | IQ8PLUS-72-2-US | 290 |  | 21 |  |  | 0.97 |  | Outdoor
NJADRE1560283346 | Administratively Determined Incentive Program | Little Egg Harbor Twp | 8087 | 8.61 | Residential | Behind the Meter | Yes | Pro Custom Solar dba Momentum Solar | AC Electric |  | Accepted | 2025-08-12 | 2025-09-08 | 2026-09-08 | Solar Panels | HANWHA | HANWHA Q.PEAK DUO BLK ML-G10+410 |  | 0.41 | 6 | 33 | 16 |  | Fixed | Roof
NJADRE1560283346 | Administratively Determined Incentive Program | Little Egg Harbor Twp | 8087 | 8.61 | Residential | Behind the Meter | Yes | Pro Custom Solar dba Momentum Solar | AC Electric |  | Accepted | 2025-08-12 | 2025-09-08 | 2026-09-08 | Solar Panels | HANWHA | HANWHA Q.PEAK DUO BLK ML-G10+410 |  | 0.41 | 15 | 213 | 17 |  | Fixed | Roof
NJADRE1560283348 | Administratively Determined Incentive Program | WRIGHTSTOWN | 8562 | 15.58 | Residential | Behind the Meter | Yes | Pro Custom Solar dba Momentum Solar | JCP&L |  | Accepted | 2025-08-12 | 2025-09-08 | 2026-09-08 | Solar Panels | HANWHA | HANWHA Q.PEAK DUO BLK ML-G10+410 |  | 0.41 | 20 | 175 | 19 |  | Fixed | Roof
NJADRE1560283348 | Administratively Determined Incentive Program | WRIGHTSTOWN | 8562 | 15.58 | Residential | Behind the Meter | Yes | Pro Custom Solar dba Momentum Solar | JCP&L |  | Accepted | 2025-08-12 | 2025-09-08 | 2026-09-08 | Solar Panels | HANWHA | HANWHA Q.PEAK DUO BLK ML-G10+410 |  | 0.41 | 18 | 355 | 19 |  | Fixed | Roof
NJADRE1560283348 | Administratively Determined Incentive Program | WRIGHTSTOWN | 8562 | 15.58 | Residential | Behind the Meter | Yes | Pro Custom Solar dba Momentum Solar | JCP&L |  | Accepted | 2025-08-12 | 2025-09-08 | 2026-09-08 | Inverters | ENPHASE | IQ8HC-72-M-DOM-US | 390 |  | 38 |  |  | 0.97 |  | Outdoor
NJADRE1560283350 | Administratively Determined Incentive Program | Manalapan | 7726 | 20.09 | Residential | Behind the Meter | Yes | Sunrun Installation Services, Inc. | JCP&L |  | Accepted | 2025-08-12 | 2025-09-08 | 2026-09-08 | Solar Panels | Elin Energy (Sirius PV) | ELNSM54M-HC-410 |  | 0.41 | 14 | 199 | 37 |  | Fixed | Roof
NJADRE1560283350 | Administratively Determined Incentive Program | Manalapan | 7726 | 20.09 | Residential | Behind the Meter | Yes | Sunrun Installation Services, Inc. | JCP&L |  | Accepted | 2025-08-12 | 2025-09-08 | 2026-09-08 | Solar Panels | Elin Energy (Sirius PV) | ELNSM54M-HC-410 |  | 0.41 | 15 | 199 | 27 |  | Fixed | Roof
NJADRE1560283350 | Administratively Determined Incentive Program | Manalapan | 7726 | 20.09 | Residential | Behind the Meter | Yes | Sunrun Installation Services, Inc. | JCP&L |  | Accepted | 2025-08-12 | 2025-09-08 | 2026-09-08 | Solar Panels | Elin Energy (Sirius PV) | ELNSM54M-HC-410 |  | 0.41 | 14 | 19 | 27 |  | Fixed | Roof
NJADRE1560283350 | Administratively Determined Incentive Program | Manalapan | 7726 | 20.09 | Residential | Behind the Meter | Yes | Sunrun Installation Services, Inc. | JCP&L |  | Accepted | 2025-08-12 | 2025-09-08 | 2026-09-08 | Solar Panels | Elin Energy (Sirius PV) | ELNSM54M-HC-410 |  | 0.41 | 6 | 109 | 43 |  | Fixed | Roof
NJADRE1560283350 | Administratively Determined Incentive Program | Manalapan | 7726 | 20.09 | Residential | Behind the Meter | Yes | Sunrun Installation Services, Inc. | JCP&L |  | Accepted | 2025-08-12 | 2025-09-08 | 2026-09-08 | Inverters | SolarEdge Technologies | SE3800H-USMN | 3800 |  | 1 |  |  | 0.99 |  | Outdoor
NJADRE1560283350 | Administratively Determined Incentive Program | Manalapan | 7726 | 20.09 | Residential | Behind the Meter | Yes | Sunrun Installation Services, Inc. | JCP&L |  | Accepted | 2025-08-12 | 2025-09-08 | 2026-09-08 | Inverters | SolarEdge Technologies | SE10000H-USMN | 10000 |  | 1 |  |  | 0.99 |  | Outdoor
NJADRE1560283356 | Administratively Determined Incentive Program | Wayne | 7470 | 12.3 | Residential | Behind the Meter | Yes | Pro Custom Solar dba Momentum Solar | JCP&L |  | Accepted | 2025-08-12 | 2025-09-18 | 2026-09-18 | Inverters | ENPHASE | IQ8HC-72-M-DOM-US | 380 |  | 30 |  |  | 0.97 |  | Outdoor
NJADRE1560283356 | Administratively Determined Incentive Program | Wayne | 7470 | 12.3 | Residential | Behind the Meter | Yes | Pro Custom Solar dba Momentum Solar | JCP&L |  | Accepted | 2025-08-12 | 2025-09-18 | 2026-09-18 | Solar Panels | HANWHA | HANWHA Q.PEAK DUO BLK ML-G10+410 |  | 0.41 | 20 | 278 | 23 |  | Fixed | Roof
NJADRE1560283356 | Administratively Determined Incentive Program | Wayne | 7470 | 12.3 | Residential | Behind the Meter | Yes | Pro Custom Solar dba Momentum Solar | JCP&L |  | Accepted | 2025-08-12 | 2025-09-18 | 2026-09-18 | Solar Panels | HANWHA | HANWHA Q.PEAK DUO BLK ML-G10+410 |  | 0.41 | 10 | 98 | 23 |  | Fixed | Roof
NJADRE1560283368 | Administratively Determined Incentive Program | Willingboro | 8046 | 11.07 | Residential | Behind the Meter | Yes | Sunrun Installation Services, Inc. | PSE&G |  | Accepted | 2025-08-12 | 2025-09-08 | 2026-09-08 | Solar Panels | Elin Energy (Sirius PV) | ELNSM54M-HC-410 |  | 0.41 | 18 | 267 | 43 |  | Fixed | Roof
NJADRE1560283368 | Administratively Determined Incentive Program | Willingboro | 8046 | 11.07 | Residential | Behind the Meter | Yes | Sunrun Installation Services, Inc. | PSE&G |  | Accepted | 2025-08-12 | 2025-09-08 | 2026-09-08 | Solar Panels | Elin Energy (Sirius PV) | ELNSM54M-HC-410 |  | 0.41 | 9 | 87 | 43 |  | Fixed | Roof
NJADRE1560283368 | Administratively Determined Incentive Program | Willingboro | 8046 | 11.07 | Residential | Behind the Meter | Yes | Sunrun Installation Services, Inc. | PSE&G |  | Accepted | 2025-08-12 | 2025-09-08 | 2026-09-08 | Inverters | SolarEdge Technologies | SE7600H-USMN | 7600 |  | 1 |  |  | 0.99 |  | Outdoor
NJADRE1560283378 | Administratively Determined Incentive Program | PENNSAUKEN | 8109 | 10.005 | Residential | Behind the Meter | Yes | SunnyMac, LLC | PSE&G |  | Accepted | 2025-08-12 | 2025-09-08 | 2026-09-08 | Solar Panels | HANWHA | Q.TRON BLK M-G2+ |  | 0.435 | 12 | 247 | 42 |  | Fixed | Roof
NJADRE1560283378 | Administratively Determined Incentive Program | PENNSAUKEN | 8109 | 10.005 | Residential | Behind the Meter | Yes | SunnyMac, LLC | PSE&G |  | Accepted | 2025-08-12 | 2025-09-08 | 2026-09-08 | Solar Panels | HANWHA | Q.TRON BLK M-G2+ |  | 0.435 | 2 | 247 | 9 |  | Fixed | Roof
NJADRE1560283378 | Administratively Determined Incentive Program | PENNSAUKEN | 8109 | 10.005 | Residential | Behind the Meter | Yes | SunnyMac, LLC | PSE&G |  | Accepted | 2025-08-12 | 2025-09-08 | 2026-09-08 | Inverters | SOLAREDGE HOME HUB | SE7600H-US | 7600 |  | 1 |  |  | 0.99 |  | Outdoor | next to meter
NJADRE1560283378 | Administratively Determined Incentive Program | PENNSAUKEN | 8109 | 10.005 | Residential | Behind the Meter | Yes | SunnyMac, LLC | PSE&G |  | Accepted | 2025-08-12 | 2025-09-08 | 2026-09-08 | Solar Panels | HANWHA | Q.TRON BLK M-G2+ |  | 0.435 | 5 | 67 | 42 |  | Fixed | Roof
NJADRE1560283378 | Administratively Determined Incentive Program | PENNSAUKEN | 8109 | 10.005 | Residential | Behind the Meter | Yes | SunnyMac, LLC | PSE&G |  | Accepted | 2025-08-12 | 2025-09-08 | 2026-09-08 | Solar Panels | HANWHA | Q.TRON BLK M-G2+ |  | 0.435 | 4 | 67 | 21 |  | Fixed | Roof
NJADRE1560283381 | Administratively Determined Incentive Program | Hillside | 7205 | 4.51 | Residential | Behind the Meter | Yes | Pro Custom Solar dba Momentum Solar | PSE&G |  | Accepted | 2025-08-12 | 2025-09-18 | 2026-09-18 | Inverters | ENPHASE | IQ8HC-72-M-DOM-US | 380 |  | 11 |  |  | 0.97 |  | Outdoor
NJADRE1560283381 | Administratively Determined Incentive Program | Hillside | 7205 | 4.51 | Residential | Behind the Meter | Yes | Pro Custom Solar dba Momentum Solar | PSE&G |  | Accepted | 2025-08-12 | 2025-09-18 | 2026-09-18 | Solar Panels | HANWHA | HANWHA Q.PEAK DUO BLK ML-G10+410 |  | 0.41 | 3 | 328 | 15 |  | Fixed | Roof
NJADRE1560283381 | Administratively Determined Incentive Program | Hillside | 7205 | 4.51 | Residential | Behind the Meter | Yes | Pro Custom Solar dba Momentum Solar | PSE&G |  | Accepted | 2025-08-12 | 2025-09-18 | 2026-09-18 | Solar Panels | HANWHA | HANWHA Q.PEAK DUO BLK ML-G10+410 |  | 0.41 | 3 | 149 | 15 |  | Fixed | Roof
NJADRE1560283381 | Administratively Determined Incentive Program | Hillside | 7205 | 4.51 | Residential | Behind the Meter | Yes | Pro Custom Solar dba Momentum Solar | PSE&G |  | Accepted | 2025-08-12 | 2025-09-18 | 2026-09-18 | Solar Panels | HANWHA | HANWHA Q.PEAK DUO BLK ML-G10+410 |  | 0.41 | 5 | 330 | 15 |  | Fixed | Roof
NJADRE1560283387 | Administratively Determined Incentive Program | SOUTH PLAINFIELD | 7080 | 7.38 | Residential | Behind the Meter | Yes | Sunrun Installation Services, Inc. | PSE&G |  | Accepted | 2025-08-12 | 2025-09-08 | 2026-09-08 | Inverters | SolarEdge Technologies | SE5700H-USMN | 5760 |  | 1 |  |  | 0.99 |  | Outdoor
NJADRE1560283387 | Administratively Determined Incentive Program | SOUTH PLAINFIELD | 7080 | 7.38 | Residential | Behind the Meter | Yes | Sunrun Installation Services, Inc. | PSE&G |  | Accepted | 2025-08-12 | 2025-09-08 | 2026-09-08 | Solar Panels | Elin Energy (Sirius PV) | ELNSM54M-HC-410 |  | 0.41 | 18 | 75 | 37 |  | Fixed | Roof
NJADRE1560283401 | Administratively Determined Incentive Program | BERLIN | 8009 | 14.355 | Residential | Behind the Meter | Yes | SunnyMac, LLC | AC Electric |  | Accepted | 2025-08-12 | 2025-09-08 | 2026-09-08 | Solar Panels | HANWHA | Q.TRON BLK M-G2+ |  | 0.435 | 4 | 343 | 15 |  | Fixed | Roof
NJADRE1560283401 | Administratively Determined Incentive Program | BERLIN | 8009 | 14.355 | Residential | Behind the Meter | Yes | SunnyMac, LLC | AC Electric |  | Accepted | 2025-08-12 | 2025-09-08 | 2026-09-08 | Solar Panels | HANWHA | Q.TRON BLK M-G2+ |  | 0.435 | 4 | 164 | 15 |  | Fixed | Roof
NJADRE1560283401 | Administratively Determined Incentive Program | BERLIN | 8009 | 14.355 | Residential | Behind the Meter | Yes | SunnyMac, LLC | AC Electric |  | Accepted | 2025-08-12 | 2025-09-08 | 2026-09-08 | Solar Panels | HANWHA | Q.TRON BLK M-G2+ |  | 0.435 | 10 | 164 | 22 |  | Fixed | Roof
NJADRE1560283401 | Administratively Determined Incentive Program | BERLIN | 8009 | 14.355 | Residential | Behind the Meter | Yes | SunnyMac, LLC | AC Electric |  | Accepted | 2025-08-12 | 2025-09-08 | 2026-09-08 | Inverters | SOLAREDGE HOME HUB | SE10000H-US | 10000 |  | 1 |  |  | 0.99 |  | Outdoor | next to meter
NJADRE1560283401 | Administratively Determined Incentive Program | BERLIN | 8009 | 14.355 | Residential | Behind the Meter | Yes | SunnyMac, LLC | AC Electric |  | Accepted | 2025-08-12 | 2025-09-08 | 2026-09-08 | Solar Panels | HANWHA | Q.TRON BLK M-G2+ |  | 0.435 | 5 | 164 | 42 |  | Fixed | Roof
NJADRE1560283401 | Administratively Determined Incentive Program | BERLIN | 8009 | 14.355 | Residential | Behind the Meter | Yes | SunnyMac, LLC | AC Electric |  | Accepted | 2025-08-12 | 2025-09-08 | 2026-09-08 | Solar Panels | HANWHA | Q.TRON BLK M-G2+ |  | 0.435 | 10 | 343 | 22 |  | Fixed | Roof
NJADRE1560283421 | Administratively Determined Incentive Program | EAST BRUNSWICK | 8816 | 11.9 | Residential | Behind the Meter | No | US Clean Energy Construction, Inc. | PSE&G |  | Accepted | 2025-08-12 | 2025-09-08 | 2026-09-08 | Meters | VISION METERING | Cat VM-2E2A1P |  |  | 1 |  |  |  | Yes | Outdoor
NJADRE1560283421 | Administratively Determined Incentive Program | EAST BRUNSWICK | 8816 | 11.9 | Residential | Behind the Meter | No | US Clean Energy Construction, Inc. | PSE&G |  | Accepted | 2025-08-12 | 2025-09-08 | 2026-09-08 | Solar Panels | Trina Solar | Trina 425W |  | 0.425 | 28 | 170 | 20 |  | Fixed | Roof
NJADRE1560283421 | Administratively Determined Incentive Program | EAST BRUNSWICK | 8816 | 11.9 | Residential | Behind the Meter | No | US Clean Energy Construction, Inc. | PSE&G |  | Accepted | 2025-08-12 | 2025-09-08 | 2026-09-08 | Inverters | SMA AMERICA | SMA SB-7.7-US | 7700 |  | 1 |  |  | 0.98 |  | Outdoor
NJADRE1560283425 | Administratively Determined Incentive Program | MEDFORD | 8055 | 8.715 | Residential | Behind the Meter | Yes | Big Wave Roofing and Solar, LLC | PSE&G |  | Accepted | 2025-08-12 | 2025-09-08 | 2026-09-08 | Inverters | Enphase | IQ8HC-72-M-DOM-US | 380 |  | 21 |  |  | 0.97 |  | Outdoor
NJADRE1560283425 | Administratively Determined Incentive Program | MEDFORD | 8055 | 8.715 | Residential | Behind the Meter | Yes | Big Wave Roofing and Solar, LLC | PSE&G |  | Accepted | 2025-08-12 | 2025-09-08 | 2026-09-08 | Solar Panels | Q cells | Q.PEAK DUO BLK ML-G10.C+ 415W |  | 0.415 | 8 | 220 | 17 |  | Fixed | Roof
NJADRE1560283425 | Administratively Determined Incentive Program | MEDFORD | 8055 | 8.715 | Residential | Behind the Meter | Yes | Big Wave Roofing and Solar, LLC | PSE&G |  | Accepted | 2025-08-12 | 2025-09-08 | 2026-09-08 | Solar Panels | Q cells | Q.PEAK DUO BLK ML-G10.C+ 415W |  | 0.415 | 13 | 130 | 23 |  | Fixed | Roof
NJADRE1560283433 | Administratively Determined Incentive Program | MANALAPAN | 7726 | 8.6 | Residential | Behind the Meter | No | Green Power Energy, LLC | JCP&L |  | Accepted | 2025-08-12 | 2025-09-08 | 2026-09-08 | Solar Panels | SEG Solar | SEG-430-BTD-BG |  | 0.43 | 10 | 159 | 45 |  | Fixed | Roof
NJADRE1560283433 | Administratively Determined Incentive Program | MANALAPAN | 7726 | 8.6 | Residential | Behind the Meter | No | Green Power Energy, LLC | JCP&L |  | Accepted | 2025-08-12 | 2025-09-08 | 2026-09-08 | Solar Panels | SEG Solar | SEG-430-BTD-BG |  | 0.43 | 10 | 249 | 34 |  | Fixed | Roof
NJADRE1560283433 | Administratively Determined Incentive Program | MANALAPAN | 7726 | 8.6 | Residential | Behind the Meter | No | Green Power Energy, LLC | JCP&L |  | Accepted | 2025-08-12 | 2025-09-08 | 2026-09-08 | Inverters | Enphase | IQ8MC-72-M-US [240V] | 320 |  | 20 |  |  | 0.98 |  | Outside
NJADRE1560283454 | Administratively Determined Incentive Program | MONTCLAIR | 7042 | 6.45 | Residential | Behind the Meter | Yes | Infinity Solar Systems, LLC | PSE&G |  | Accepted | 2025-08-12 | 2025-09-12 | 2026-09-12 | Inverters | Enphase | IQ8HC-72-M-DOM-US | 360 |  | 15 |  |  | 0.95 |  | Outdoor
NJADRE1560283454 | Administratively Determined Incentive Program | MONTCLAIR | 7042 | 6.45 | Residential | Behind the Meter | Yes | Infinity Solar Systems, LLC | PSE&G |  | Accepted | 2025-08-12 | 2025-09-12 | 2026-09-12 | Solar Panels | SEG Solar | SEG-430-BTD-BG |  | 0.43 | 15 | 196 | 39 |  | Fixed | Roof
NJADRE1560283455 | Administratively Determined Incentive Program | VERONA | 7044 | 8.61 | Residential | Behind the Meter | Yes | Pro Custom Solar dba Momentum Solar | PSE&G |  | Accepted | 2025-08-12 | 2025-09-09 | 2026-09-09 | Solar Panels | HANWHA | Q.PEAK DUO BLK ML-G10+410 |  | 0.41 | 3 | 206 | 27 |  | Fixed | Roof
NJADRE1560283455 | Administratively Determined Incentive Program | VERONA | 7044 | 8.61 | Residential | Behind the Meter | Yes | Pro Custom Solar dba Momentum Solar | PSE&G |  | Accepted | 2025-08-12 | 2025-09-09 | 2026-09-09 | Solar Panels | HANWHA | Q.PEAK DUO BLK ML-G10+410 |  | 0.41 | 6 | 296 | 9 |  | Fixed | Roof
NJADRE1560283455 | Administratively Determined Incentive Program | VERONA | 7044 | 8.61 | Residential | Behind the Meter | Yes | Pro Custom Solar dba Momentum Solar | PSE&G |  | Accepted | 2025-08-12 | 2025-09-09 | 2026-09-09 | Solar Panels | HANWHA | Q.PEAK DUO BLK ML-G10+410 |  | 0.41 | 3 | 26 | 26 |  | Fixed | Roof
NJADRE1560283455 | Administratively Determined Incentive Program | VERONA | 7044 | 8.61 | Residential | Behind the Meter | Yes | Pro Custom Solar dba Momentum Solar | PSE&G |  | Accepted | 2025-08-12 | 2025-09-09 | 2026-09-09 | Inverters | ENPHASE | IQ8HC-72-M-DOM-US | 380 |  | 21 |  |  | 0.97 |  | Outdoor
NJADRE1560283455 | Administratively Determined Incentive Program | VERONA | 7044 | 8.61 | Residential | Behind the Meter | Yes | Pro Custom Solar dba Momentum Solar | PSE&G |  | Accepted | 2025-08-12 | 2025-09-09 | 2026-09-09 | Solar Panels | HANWHA | Q.PEAK DUO BLK ML-G10+410 |  | 0.41 | 9 | 116 | 33 |  | Fixed | Roof
NJADRE1560283481 | Administratively Determined Incentive Program | EDISON | 8820 | 11.18 | Residential | Behind the Meter | No | Green Power Energy, LLC | PSE&G |  | Accepted | 2025-08-12 | 2025-09-08 | 2026-09-08 | Solar Panels | SEG Solar | SEG-430-BTD-BG |  | 0.43 | 9 | 169 | 30 |  | Fixed | Roof
NJADRE1560283481 | Administratively Determined Incentive Program | EDISON | 8820 | 11.18 | Residential | Behind the Meter | No | Green Power Energy, LLC | PSE&G |  | Accepted | 2025-08-12 | 2025-09-08 | 2026-09-08 | Solar Panels | SEG Solar | SEG-430-BTD-BG |  | 0.43 | 17 | 79 | 30 |  | Fixed | Roof
NJADRE1560283481 | Administratively Determined Incentive Program | EDISON | 8820 | 11.18 | Residential | Behind the Meter | No | Green Power Energy, LLC | PSE&G |  | Accepted | 2025-08-12 | 2025-09-08 | 2026-09-08 | Inverters | Enphase | IQ8MC-72-M-US [240V] | 320 |  | 26 |  |  | 0.98 |  | Outside
NJADRE1560283494 | Administratively Determined Incentive Program | ROCKY HILL | 8553 | 3.32 | Residential | Behind the Meter | Yes | Big Wave Roofing and Solar, LLC | PSE&G |  | Accepted | 2025-08-12 | 2025-09-08 | 2026-09-08 | Solar Panels | QCELLS | Q.PEAK DUO BLK ML-G10.C+ 415W |  | 0.415 | 8 | 285 | 31 |  | Fixed | Roof
NJADRE1560283494 | Administratively Determined Incentive Program | ROCKY HILL | 8553 | 3.32 | Residential | Behind the Meter | Yes | Big Wave Roofing and Solar, LLC | PSE&G |  | Accepted | 2025-08-12 | 2025-09-08 | 2026-09-08 | Inverters | Enphase | IQ8HC-72-M-DOM-US | 380 |  | 8 |  |  | 0.97 |  | Outside
NJADRE1560283498 | Administratively Determined Incentive Program | Buena Vista Township | 8094 | 8.7 | Residential | Behind the Meter | Yes | SunnyMac, LLC | AC Electric |  | Accepted | 2025-08-12 | 2025-09-08 | 2026-09-08 | Solar Panels | HANWHA | Q.TRON BLK M-G2+ |  | 0.435 | 15 | 266 | 20 |  | Fixed | Roof
NJADRE1560283498 | Administratively Determined Incentive Program | Buena Vista Township | 8094 | 8.7 | Residential | Behind the Meter | Yes | SunnyMac, LLC | AC Electric |  | Accepted | 2025-08-12 | 2025-09-08 | 2026-09-08 | Inverters | SOLAREDGE HOME HUB | SE5700H-US | 5760 |  | 1 |  |  | 0.99 |  | Outdoor | next to meter
NJADRE1560283498 | Administratively Determined Incentive Program | Buena Vista Township | 8094 | 8.7 | Residential | Behind the Meter | Yes | SunnyMac, LLC | AC Electric |  | Accepted | 2025-08-12 | 2025-09-08 | 2026-09-08 | Solar Panels | HANWHA | Q.TRON BLK M-G2+ |  | 0.435 | 5 | 86 | 20 |  | Fixed | Roof
NJADRE1560283499 | Administratively Determined Incentive Program | EAST HANOVER | 7936 | 6.44 | Residential | Behind the Meter | No | Infinity Solar Systems, LLC | JCP&L |  | Accepted | 2025-08-12 | 2025-09-08 | 2026-09-08 | Solar Panels | REC Solar | REC 460AA PURE-RX |  | 0.46 | 14 | 153 | 31 |  | Fixed | Roof
NJADRE1560283499 | Administratively Determined Incentive Program | EAST HANOVER | 7936 | 6.44 | Residential | Behind the Meter | No | Infinity Solar Systems, LLC | JCP&L |  | Accepted | 2025-08-12 | 2025-09-08 | 2026-09-08 | Inverters | TESLA | TESLA POWERWALL 3 1707000-xx-y | 320 |  | 1 |  |  | 0.97 |  | Outdoor
NJADRE1560283515 | Administratively Determined Incentive Program | LEBANON | 8833 | 19.8 | Residential | Behind the Meter | No | Advanced Solar & Energy Solutions, LLC | JCP&L |  | Accepted | 2025-08-12 | 2025-09-09 | 2026-09-09 | Solar Panels | Canadian Solar | CS3W-450w |  | 0.45 | 22 | 175 | 25 |  | Fixed | Ground
NJADRE1560283515 | Administratively Determined Incentive Program | LEBANON | 8833 | 19.8 | Residential | Behind the Meter | No | Advanced Solar & Energy Solutions, LLC | JCP&L |  | Accepted | 2025-08-12 | 2025-09-09 | 2026-09-09 | Solar Panels | Canadian Solar | 450w |  | 0.45 | 22 | 175 | 25 |  | Fixed | Ground
NJADRE1560283515 | Administratively Determined Incentive Program | LEBANON | 8833 | 19.8 | Residential | Behind the Meter | No | Advanced Solar & Energy Solutions, LLC | JCP&L |  | Accepted | 2025-08-12 | 2025-09-09 | 2026-09-09 | Inverters | solar edge | 11400A-US | 11400 |  | 2 |  |  | 0.97 |  | Outdoor
NJADRE1560283515 | Administratively Determined Incentive Program | LEBANON | 8833 | 19.8 | Residential | Behind the Meter | No | Advanced Solar & Energy Solutions, LLC | JCP&L |  | Accepted | 2025-08-12 | 2025-09-09 | 2026-09-09 | Meters | solar edge | Itron |  |  | 1 |  |  |  | Yes | Outdoor
NJADRE1560283524 | Administratively Determined Incentive Program | CRESSKILL | 7626 | 15.925 | Residential | Behind the Meter | No | Powerlutions, LLC | PSE&G |  | Accepted | 2025-08-12 | 2025-09-08 | 2026-09-08 | Solar Panels | CANADIAN | CS6.1-54TM-455H |  | 0.455 | 17 | 94 | 20 |  | Fixed | Roof
NJADRE1560283524 | Administratively Determined Incentive Program | CRESSKILL | 7626 | 15.925 | Residential | Behind the Meter | No | Powerlutions, LLC | PSE&G |  | Accepted | 2025-08-12 | 2025-09-08 | 2026-09-08 | Inverters | Enphase | IQ8MC-72-M-US | 320 |  | 35 |  |  | 0.98 |  | Outdoor
NJADRE1560283524 | Administratively Determined Incentive Program | CRESSKILL | 7626 | 15.925 | Residential | Behind the Meter | No | Powerlutions, LLC | PSE&G |  | Accepted | 2025-08-12 | 2025-09-08 | 2026-09-08 | Solar Panels | CANADIAN | CS6.1-54TM-455H |  | 0.455 | 14 | 274 | 20 |  | Fixed | Roof
NJADRE1560283524 | Administratively Determined Incentive Program | CRESSKILL | 7626 | 15.925 | Residential | Behind the Meter | No | Powerlutions, LLC | PSE&G |  | Accepted | 2025-08-12 | 2025-09-08 | 2026-09-08 | Solar Panels | CANADIAN | CS6.1-54TM-455H |  | 0.455 | 4 | 184 | 29 |  | Fixed | Roof
NJADRE1560283528 | Administratively Determined Incentive Program | LODI | 7644 | 8.2 | Residential | Behind the Meter | Yes | Trinity Solar, LLC | PSE&G |  | Accepted | 2025-08-12 | 2025-09-08 | 2026-09-08 | Solar Panels | HANWHA 410 (Q.PEAK DUO BLK ML-G10+410) | HANWHA 410 (Q.PEAK DUO BLK ML-G10+410) |  | 0.41 | 4 | 161 | 23 |  | Fixed | Roof
NJADRE1560283528 | Administratively Determined Incentive Program | LODI | 7644 | 8.2 | Residential | Behind the Meter | Yes | Trinity Solar, LLC | PSE&G |  | Accepted | 2025-08-12 | 2025-09-08 | 2026-09-08 | Inverters | SOLAREDGE | SE7600H-US | 7600 |  | 1 |  |  | 0.97 |  | Outside
NJADRE1560283528 | Administratively Determined Incentive Program | LODI | 7644 | 8.2 | Residential | Behind the Meter | Yes | Trinity Solar, LLC | PSE&G |  | Accepted | 2025-08-12 | 2025-09-08 | 2026-09-08 | Solar Panels | HANWHA 410 (Q.PEAK DUO BLK ML-G10+410) | HANWHA 410 (Q.PEAK DUO BLK ML-G10+410) |  | 0.41 | 16 | 251 | 23 |  | Fixed | Roof
NJADRE1560283566 | Administratively Determined Incentive Program | LINDEN | 7036 | 5.265 | Residential | Behind the Meter | Yes | Sunrun Installation Services, Inc. | PSE&G |  | Accepted | 2025-08-12 | 2025-09-08 | 2026-09-08 | Solar Panels | JA Solar | JAM54S31-405/MR |  | 0.405 | 13 | 129 | 9 |  | Fixed | Roof
NJADRE1560283566 | Administratively Determined Incentive Program | LINDEN | 7036 | 5.265 | Residential | Behind the Meter | Yes | Sunrun Installation Services, Inc. | PSE&G |  | Accepted | 2025-08-12 | 2025-09-08 | 2026-09-08 | Inverters | SolarEdge Technologies | SE3800H-USMN | 3800 |  | 1 |  |  | 0.99 |  | Outdoor
NJADRE1560283585 | Administratively Determined Incentive Program | SOMERVILLE | 8876 | 6.64 | Residential | Behind the Meter | Yes | Big Wave Roofing and Solar, LLC | JCP&L |  | Accepted | 2025-08-12 | 2025-09-08 | 2026-09-08 | Solar Panels | QCELLS | Q.PEAK DUO BLK ML-G10.C+ 415W |  | 0.415 | 1 | 240 | 32 |  | Fixed | Roof
NJADRE1560283585 | Administratively Determined Incentive Program | SOMERVILLE | 8876 | 6.64 | Residential | Behind the Meter | Yes | Big Wave Roofing and Solar, LLC | JCP&L |  | Accepted | 2025-08-12 | 2025-09-08 | 2026-09-08 | Inverters | Enphase | IQ8HC-72-M-DOM-US | 380 |  | 16 |  |  | 0.97 |  | Outside
NJADRE1560283585 | Administratively Determined Incentive Program | SOMERVILLE | 8876 | 6.64 | Residential | Behind the Meter | Yes | Big Wave Roofing and Solar, LLC | JCP&L |  | Accepted | 2025-08-12 | 2025-09-08 | 2026-09-08 | Solar Panels | QCELLS | Q.PEAK DUO BLK ML-G10.C+ 415W |  | 0.415 | 15 | 150 | 22 |  | Fixed | Roof
NJADRE1560283592 | Administratively Determined Incentive Program | CHESTERFIELD | 8515 | 11.31 | Residential | Behind the Meter | No | Solar Energy World | PSE&G |  | Accepted | 2025-08-12 | 2025-09-08 | 2026-09-08 | Solar Panels | HANWHA | Q.TRON BLKM-G2+ 435W |  | 0.435 | 6 | 181 | 40 |  | Fixed | Roof
NJADRE1560283592 | Administratively Determined Incentive Program | CHESTERFIELD | 8515 | 11.31 | Residential | Behind the Meter | No | Solar Energy World | PSE&G |  | Accepted | 2025-08-12 | 2025-09-08 | 2026-09-08 | Inverters | Enphase | IQ8MC-72-M-US | 320 |  | 26 |  |  | 0.97 |  | Outside
NJADRE1560283592 | Administratively Determined Incentive Program | CHESTERFIELD | 8515 | 11.31 | Residential | Behind the Meter | No | Solar Energy World | PSE&G |  | Accepted | 2025-08-12 | 2025-09-08 | 2026-09-08 | Solar Panels | HANWHA | Q.TRON BLKM-G2+ 435W |  | 0.435 | 14 | 181 | 38 |  | Fixed | Roof
NJADRE1560283592 | Administratively Determined Incentive Program | CHESTERFIELD | 8515 | 11.31 | Residential | Behind the Meter | No | Solar Energy World | PSE&G |  | Accepted | 2025-08-12 | 2025-09-08 | 2026-09-08 | Solar Panels | HANWHA | Q.TRON BLKM-G2+ 435W |  | 0.435 | 6 | 91 | 27 |  | Fixed | Roof
NJADRE1560283622 | Administratively Determined Incentive Program | Clark | 7066 | 5.2 | Residential | Behind the Meter | No | Advanced Solar & Energy Solutions, LLC | PSE&G |  | Accepted | 2025-08-12 | 2025-09-09 | 2026-09-09 | Solar Panels | trina solar | TRINA SOLAR TSM-400DD05H.08(II) (4000W) |  | 0.4 | 13 | 127 | 35 |  | Fixed | Roof
NJADRE1560283622 | Administratively Determined Incentive Program | Clark | 7066 | 5.2 | Residential | Behind the Meter | No | Advanced Solar & Energy Solutions, LLC | PSE&G |  | Accepted | 2025-08-12 | 2025-09-09 | 2026-09-09 | Inverters | enphase | iq8plus-72-m-us | 300 |  | 13 |  |  | 0.97 |  | Outside
NJADRE1560283634 | Administratively Determined Incentive Program | NORTH HALEDON | 7508 | 9.24 | Residential | Behind the Meter | No | Summit Solar Company, LLC | PSE&G |  | Accepted | 2025-08-26 | 2025-09-16 | 2026-09-16 | Inverters | Enphase | Enphase IQ8 Plus | 240 |  | 21 |  |  | 0.9 |  | Outdoor
NJADRE1560283634 | Administratively Determined Incentive Program | NORTH HALEDON | 7508 | 9.24 | Residential | Behind the Meter | No | Summit Solar Company, LLC | PSE&G |  | Accepted | 2025-08-26 | 2025-09-16 | 2026-09-16 | Solar Panels | AXITEC SOLAR | AXITEC SOLAR 440 |  | 0.44 | 21 | 180 | 25 |  | Fixed | Roof
NJADRE1560283648 | Administratively Determined Incentive Program | NEW MILFORD | 7646 | 6.02 | Residential | Behind the Meter | No | Infinity Solar Systems, LLC | PSE&G |  | Accepted | 2025-08-12 | 2025-09-08 | 2026-09-08 | Inverters | Enphase | IQ8MC-72-M-US | 320 |  | 14 |  |  | 0.97 |  | Outdoor
NJADRE1560283648 | Administratively Determined Incentive Program | NEW MILFORD | 7646 | 6.02 | Residential | Behind the Meter | No | Infinity Solar Systems, LLC | PSE&G |  | Accepted | 2025-08-12 | 2025-09-08 | 2026-09-08 | Solar Panels | SEG Solar | SEG-430-BTD-BG |  | 0.43 | 6 | 270 | 25 |  | Fixed | Roof
NJADRE1560283648 | Administratively Determined Incentive Program | NEW MILFORD | 7646 | 6.02 | Residential | Behind the Meter | No | Infinity Solar Systems, LLC | PSE&G |  | Accepted | 2025-08-12 | 2025-09-08 | 2026-09-08 | Solar Panels | SEG Solar | SEG-430-BTD-BG |  | 0.43 | 5 | 90 | 30 |  | Fixed | Roof
NJADRE1560283648 | Administratively Determined Incentive Program | NEW MILFORD | 7646 | 6.02 | Residential | Behind the Meter | No | Infinity Solar Systems, LLC | PSE&G |  | Accepted | 2025-08-12 | 2025-09-08 | 2026-09-08 | Solar Panels | SEG Solar | SEG-430-BTD-BG |  | 0.43 | 3 | 90 | 25 |  | Fixed | Roof
NJADRE1560283650 | Administratively Determined Incentive Program | DELRAN TWP | 8075 | 9.84 | Residential | Behind the Meter | Yes | Sunrun Installation Services, Inc. | PSE&G |  | Accepted | 2025-08-12 | 2025-09-08 | 2026-09-08 | Solar Panels | Elin Energy (Sirius PV) | ELNSM54M-HC-410 |  | 0.41 | 2 | 34 | 18 |  | Fixed | Roof
NJADRE1560283650 | Administratively Determined Incentive Program | DELRAN TWP | 8075 | 9.84 | Residential | Behind the Meter | Yes | Sunrun Installation Services, Inc. | PSE&G |  | Accepted | 2025-08-12 | 2025-09-08 | 2026-09-08 | Solar Panels | Elin Energy (Sirius PV) | ELNSM54M-HC-410 |  | 0.41 | 6 | 304 | 18 |  | Fixed | Roof
NJADRE1560283650 | Administratively Determined Incentive Program | DELRAN TWP | 8075 | 9.84 | Residential | Behind the Meter | Yes | Sunrun Installation Services, Inc. | PSE&G |  | Accepted | 2025-08-12 | 2025-09-08 | 2026-09-08 | Solar Panels | Elin Energy (Sirius PV) | ELNSM54M-HC-410 |  | 0.41 | 8 | 124 | 18 |  | Fixed | Roof
NJADRE1560283650 | Administratively Determined Incentive Program | DELRAN TWP | 8075 | 9.84 | Residential | Behind the Meter | Yes | Sunrun Installation Services, Inc. | PSE&G |  | Accepted | 2025-08-12 | 2025-09-08 | 2026-09-08 | Solar Panels | Elin Energy (Sirius PV) | ELNSM54M-HC-410 |  | 0.41 | 8 | 214 | 18 |  | Fixed | Roof
NJADRE1560283650 | Administratively Determined Incentive Program | DELRAN TWP | 8075 | 9.84 | Residential | Behind the Meter | Yes | Sunrun Installation Services, Inc. | PSE&G |  | Accepted | 2025-08-12 | 2025-09-08 | 2026-09-08 | Inverters | SolarEdge Technologies | SE7600H-USMN | 7600 |  | 1 |  |  | 0.99 |  | Outdoor
NJADRE1560283669 | Administratively Determined Incentive Program | Moorestown | 8057 | 15.225 | Residential | Behind the Meter | No | Impact Solar, LLC | PSE&G |  | Accepted | 2025-08-12 | 2025-09-08 | 2026-09-08 | Electric Storage Battery | Tesla | Powerwall 3 |  |  | 1 |  |  |  | Other |  | Inside
NJADRE1560283669 | Administratively Determined Incentive Program | Moorestown | 8057 | 15.225 | Residential | Behind the Meter | No | Impact Solar, LLC | PSE&G |  | Accepted | 2025-08-12 | 2025-09-08 | 2026-09-08 | Meters | Tesla | Powerwall 3 |  |  | 1 |  |  |  | Yes | Indoor
NJADRE1560283669 | Administratively Determined Incentive Program | Moorestown | 8057 | 15.225 | Residential | Behind the Meter | No | Impact Solar, LLC | PSE&G |  | Accepted | 2025-08-12 | 2025-09-08 | 2026-09-08 | Inverters | Tesla | Powerwall 3 | 10000 |  | 1 |  |  | 0.975 |  | Indoor
NJADRE1560283669 | Administratively Determined Incentive Program | Moorestown | 8057 | 15.225 | Residential | Behind the Meter | No | Impact Solar, LLC | PSE&G |  | Accepted | 2025-08-12 | 2025-09-08 | 2026-09-08 | Solar Panels | Hanwha | Q.Tron BLK M-G2+ 435 |  | 0.435 | 30 | 154 | 27 |  | Fixed | Roof
NJADRE1560283669 | Administratively Determined Incentive Program | Moorestown | 8057 | 15.225 | Residential | Behind the Meter | No | Impact Solar, LLC | PSE&G |  | Accepted | 2025-08-12 | 2025-09-08 | 2026-09-08 | Solar Panels | Hanwha | Q.Tron BLK M-G2+ 435 |  | 0.435 | 5 | 154 | 19 |  | Fixed | Roof
NJADRE1560283669 | Administratively Determined Incentive Program | Moorestown | 8057 | 15.225 | Residential | Behind the Meter | No | Impact Solar, LLC | PSE&G |  | Accepted | 2025-08-12 | 2025-09-08 | 2026-09-08 | Electric Storage Battery | Tesla | Powerwall 3 |  |  | 1 |  |  |  | Other |  | Inside
NJADRE1560283677 | Administratively Determined Incentive Program | TOMS RIVER | 8755 | 15.015 | Residential | Behind the Meter | No | Powerlutions, LLC | JCP&L |  | Accepted | 2025-08-12 | 2025-09-08 | 2026-09-08 | Solar Panels | CANADIAN | CS6.1-54TM-455H |  | 0.455 | 17 | 236 | 34 |  | Fixed | Roof
NJADRE1560283677 | Administratively Determined Incentive Program | TOMS RIVER | 8755 | 15.015 | Residential | Behind the Meter | No | Powerlutions, LLC | JCP&L |  | Accepted | 2025-08-12 | 2025-09-08 | 2026-09-08 | Solar Panels | CANADIAN | CS6.1-54TM-455H |  | 0.455 | 4 | 146 | 32 |  | Fixed | Roof
NJADRE1560283677 | Administratively Determined Incentive Program | TOMS RIVER | 8755 | 15.015 | Residential | Behind the Meter | No | Powerlutions, LLC | JCP&L |  | Accepted | 2025-08-12 | 2025-09-08 | 2026-09-08 | Solar Panels | CANADIAN | CS6.1-54TM-455H |  | 0.455 | 12 | 56 | 34 |  | Fixed | Roof
NJADRE1560283677 | Administratively Determined Incentive Program | TOMS RIVER | 8755 | 15.015 | Residential | Behind the Meter | No | Powerlutions, LLC | JCP&L |  | Accepted | 2025-08-12 | 2025-09-08 | 2026-09-08 | Inverters | Enphase | IQ8MC-72-M-US | 320 |  | 33 |  |  | 0.98 |  | Outdoor
NJADRE1560283691 | Administratively Determined Incentive Program | WEST ORANGE TWP | 7052 | 8.265 | Residential | Behind the Meter | No | Integrity Solar & Home Solutions, LLC | PSE&G |  | Accepted | 2025-08-12 | 2025-09-08 | 2026-09-08 | Inverters | ENPHASE | IQ8+ | 290 |  | 19 |  |  | 0.98 |  | Other | UNDER EACH PANEL
NJADRE1560283691 | Administratively Determined Incentive Program | WEST ORANGE TWP | 7052 | 8.265 | Residential | Behind the Meter | No | Integrity Solar & Home Solutions, LLC | PSE&G |  | Accepted | 2025-08-12 | 2025-09-08 | 2026-09-08 | Solar Panels | Q CELLS | Q.TRON BLK M-G2H+ 435 |  | 0.435 | 8 | 117 | 20 |  | Fixed | Roof
NJADRE1560283691 | Administratively Determined Incentive Program | WEST ORANGE TWP | 7052 | 8.265 | Residential | Behind the Meter | No | Integrity Solar & Home Solutions, LLC | PSE&G |  | Accepted | 2025-08-12 | 2025-09-08 | 2026-09-08 | Solar Panels | Q CELLS | Q.TRON BLK M-G2H+ 435 |  | 0.435 | 9 | 117 | 20 |  | Fixed | Roof
NJADRE1560283691 | Administratively Determined Incentive Program | WEST ORANGE TWP | 7052 | 8.265 | Residential | Behind the Meter | No | Integrity Solar & Home Solutions, LLC | PSE&G |  | Accepted | 2025-08-12 | 2025-09-08 | 2026-09-08 | Solar Panels | Q CELLS | Q.TRON BLK M-G2H+ 435 |  | 0.435 | 2 | 117 | 20 |  | Fixed | Roof
NJADRE1560283711 | Administratively Determined Incentive Program | Woodstown | 8098 | 22.14 | Residential | Behind the Meter | No | RCL Enterprises, Inc. | AC Electric |  | Accepted | 2025-08-12 | 2025-09-08 | 2026-09-08 | Solar Panels | Mission Solar | MSE 410 PERC |  | 0.41 | 50 | 215 | 18 |  | Fixed | Roof
NJADRE1560283711 | Administratively Determined Incentive Program | Woodstown | 8098 | 22.14 | Residential | Behind the Meter | No | RCL Enterprises, Inc. | AC Electric |  | Accepted | 2025-08-12 | 2025-09-08 | 2026-09-08 | Inverters | Enphase | IQ8+ | 290 |  | 54 |  |  | 0.97 |  | Outside
NJADRE1560283711 | Administratively Determined Incentive Program | Woodstown | 8098 | 22.14 | Residential | Behind the Meter | No | RCL Enterprises, Inc. | AC Electric |  | Accepted | 2025-08-12 | 2025-09-08 | 2026-09-08 | Solar Panels | Mission Solar | MSE 410 PERC |  | 0.41 | 4 | 215 | 12 |  | Fixed | Roof
NJADRE1560283713 | Administratively Determined Incentive Program | Montclair Township | 7043 | 6.075 | Residential | Behind the Meter | No | Solar Energy World | PSE&G |  | Accepted | 2025-08-12 | 2025-09-08 | 2026-09-08 | Solar Panels | LONGi | LR5-54HPB-405M |  | 0.405 | 9 | 209 | 18 |  | Fixed | Roof
NJADRE1560283713 | Administratively Determined Incentive Program | Montclair Township | 7043 | 6.075 | Residential | Behind the Meter | No | Solar Energy World | PSE&G |  | Accepted | 2025-08-12 | 2025-09-08 | 2026-09-08 | Solar Panels | LONGi | LR5-54HPB-405M |  | 0.405 | 6 | 118 | 19 |  | Fixed | Roof
NJADRE1560283713 | Administratively Determined Incentive Program | Montclair Township | 7043 | 6.075 | Residential | Behind the Meter | No | Solar Energy World | PSE&G |  | Accepted | 2025-08-12 | 2025-09-08 | 2026-09-08 | Inverters | Enphase | IQ8+-72-M-US | 290 |  | 15 |  |  | 0.97 |  | Outside
NJADRE1560283757 | Administratively Determined Incentive Program | Fair Lawn Boro | 7410 | 8.7 | Residential | Behind the Meter | No | Sea Bright Solar, LLC | PSE&G |  | Accepted | 2025-08-12 | 2025-09-08 | 2026-09-08 | Inverters | Enphase | IQ8A-72-2-US | 349 |  | 20 |  |  | 0.97 |  | Outdoor
NJADRE1560283757 | Administratively Determined Incentive Program | Fair Lawn Boro | 7410 | 8.7 | Residential | Behind the Meter | No | Sea Bright Solar, LLC | PSE&G |  | Accepted | 2025-08-12 | 2025-09-08 | 2026-09-08 | Solar Panels | QCell | Q.TRON BLK M-G2+ 435 |  | 0.435 | 5 | 160 | 22 |  | Fixed | Roof
NJADRE1560283757 | Administratively Determined Incentive Program | Fair Lawn Boro | 7410 | 8.7 | Residential | Behind the Meter | No | Sea Bright Solar, LLC | PSE&G |  | Accepted | 2025-08-12 | 2025-09-08 | 2026-09-08 | Solar Panels | QCell | Q.TRON BLK M-G2+ 435 |  | 0.435 | 15 | 160 | 22 |  | Fixed | Roof
NJADRE1560283765 | Administratively Determined Incentive Program | WILLINGBORO | 8046 | 5.74 | Residential | Behind the Meter | Yes | Sunrun Installation Services, Inc. | PSE&G |  | Accepted | 2025-08-12 | 2025-09-08 | 2026-09-08 | Inverters | SolarEdge Technologies | SE5700H-USMN | 5760 |  | 1 |  |  | 0.99 |  | Outdoor | Next to meter
NJADRE1560283765 | Administratively Determined Incentive Program | WILLINGBORO | 8046 | 5.74 | Residential | Behind the Meter | Yes | Sunrun Installation Services, Inc. | PSE&G |  | Accepted | 2025-08-12 | 2025-09-08 | 2026-09-08 | Solar Panels | Elin Energy (Sirius PV) | ELNSM54M-HC-410 |  | 0.41 | 3 | 112 | 25 |  | Fixed | Roof
NJADRE1560283765 | Administratively Determined Incentive Program | WILLINGBORO | 8046 | 5.74 | Residential | Behind the Meter | Yes | Sunrun Installation Services, Inc. | PSE&G |  | Accepted | 2025-08-12 | 2025-09-08 | 2026-09-08 | Solar Panels | Elin Energy (Sirius PV) | ELNSM54M-HC-410 |  | 0.41 | 11 | 22 | 18 |  | Fixed | Roof
NJADRE1560283774 | Administratively Determined Incentive Program | JERSEY CITY | 7306 | 2.765 | Residential | Behind the Meter | Yes | Freedom Forever New Jersey, LLC | PSE&G |  | Accepted | 2025-08-12 | 2025-09-08 | 2026-09-08 | Inverters | Solar Edge | SE3800H-USRGM [SI1] | 3800 |  | 1 |  |  | 0.99 |  | Outside
NJADRE1560283774 | Administratively Determined Incentive Program | JERSEY CITY | 7306 | 2.765 | Residential | Behind the Meter | Yes | Freedom Forever New Jersey, LLC | PSE&G |  | Accepted | 2025-08-12 | 2025-09-08 | 2026-09-08 | Solar Panels | Canadian Solar | CS6R-395MS-HL |  | 0.395 | 7 | 209 | 11 |  | Fixed | Roof
NJADRE1560284120 | Administratively Determined Incentive Program | Surf City | 8008 | 7.65 | Residential | Behind the Meter | No | Eznergy NJ, LLC | AC Electric |  | Accepted | 2025-08-12 | 2025-09-12 | 2026-09-12 | Meters | Enphase | Elcor WattsOn | 10 |  | 1 |  |  |  | Yes | Outdoor
NJADRE1560284120 | Administratively Determined Incentive Program | Surf City | 8008 | 7.65 | Residential | Behind the Meter | No | Eznergy NJ, LLC | AC Electric |  | Accepted | 2025-08-12 | 2025-09-12 | 2026-09-12 | Inverters | Enphase | IQ8-3P-72-E-US | 10 |  | 18 |  |  | 0.98 |  | Outdoor
NJADRE1560284120 | Administratively Determined Incentive Program | Surf City | 8008 | 7.65 | Residential | Behind the Meter | No | Eznergy NJ, LLC | AC Electric |  | Accepted | 2025-08-12 | 2025-09-12 | 2026-09-12 | Solar Panels | Trina | Trina Vertex TSM-NE09RC.05 425 |  | 0.425 | 18 | 32 | 20 |  | Fixed | Roof
NJADRE1560284474 | Administratively Determined Incentive Program | Franklin | 8873 | 9.13 | Residential | Behind the Meter | Yes | Big Wave Roofing and Solar, LLC | PSE&G |  | Accepted | 2025-08-12 | 2025-09-08 | 2026-09-08 | Inverters | Enphase | IQ8HC-72-M-DOM-US | 380 |  | 22 |  |  | 0.97 |  | Outdoor
NJADRE1560284474 | Administratively Determined Incentive Program | Franklin | 8873 | 9.13 | Residential | Behind the Meter | Yes | Big Wave Roofing and Solar, LLC | PSE&G |  | Accepted | 2025-08-12 | 2025-09-08 | 2026-09-08 | Solar Panels | Q cells | Q.PEAK DUO BLK ML-G10.C+415w |  | 0.415 | 18 | 218 | 40 |  | Fixed | Roof
NJADRE1560284474 | Administratively Determined Incentive Program | Franklin | 8873 | 9.13 | Residential | Behind the Meter | Yes | Big Wave Roofing and Solar, LLC | PSE&G |  | Accepted | 2025-08-12 | 2025-09-08 | 2026-09-08 | Solar Panels | Q cells | Q.PEAK DUO BLK ML-G10.C+415w |  | 0.415 | 4 | 218 | 40 |  | Fixed | Roof
NJADRE1560284503 | Administratively Determined Incentive Program | Woodbridge | 7064 | 7.79 | Residential | Behind the Meter | No | Big Wave Roofing and Solar, LLC | PSE&G |  | Accepted | 2025-08-12 | 2025-09-08 | 2026-09-08 | Solar Panels | Mission | MSE410HT0B |  | 0.41 | 15 | 94 | 20 |  | Fixed | Roof
NJADRE1560284503 | Administratively Determined Incentive Program | Woodbridge | 7064 | 7.79 | Residential | Behind the Meter | No | Big Wave Roofing and Solar, LLC | PSE&G |  | Accepted | 2025-08-12 | 2025-09-08 | 2026-09-08 | Solar Panels | Mission | MSE410HT0B |  | 0.41 | 4 | 274 | 20 |  | Fixed | Roof
NJADRE1560284503 | Administratively Determined Incentive Program | Woodbridge | 7064 | 7.79 | Residential | Behind the Meter | No | Big Wave Roofing and Solar, LLC | PSE&G |  | Accepted | 2025-08-12 | 2025-09-08 | 2026-09-08 | Inverters | Enphase | IQ8PLUS-72-2-US | 290 |  | 19 |  |  | 0.97 |  | Outside
NJADRE1560284515 | Administratively Determined Incentive Program | CHERRY HILL | 8003 | 5.655 | Residential | Behind the Meter | No | Impact Solar, LLC | PSE&G |  | Accepted | 2025-08-12 | 2025-09-08 | 2026-09-08 | Solar Panels | Hanwha | Q.Tron BLK M-G2+ 435 |  | 0.435 | 3 | 233 | 23 |  | Fixed | Roof
NJADRE1560284515 | Administratively Determined Incentive Program | CHERRY HILL | 8003 | 5.655 | Residential | Behind the Meter | No | Impact Solar, LLC | PSE&G |  | Accepted | 2025-08-12 | 2025-09-08 | 2026-09-08 | Meters | Enphase | Envoy |  |  | 1 |  |  |  | Yes | Indoor
NJADRE1560284515 | Administratively Determined Incentive Program | CHERRY HILL | 8003 | 5.655 | Residential | Behind the Meter | No | Impact Solar, LLC | PSE&G |  | Accepted | 2025-08-12 | 2025-09-08 | 2026-09-08 | Solar Panels | Hanwha | Q.Tron BLK M-G2+ 435 |  | 0.435 | 10 | 233 | 23 |  | Fixed | Roof
NJADRE1560284515 | Administratively Determined Incentive Program | CHERRY HILL | 8003 | 5.655 | Residential | Behind the Meter | No | Impact Solar, LLC | PSE&G |  | Accepted | 2025-08-12 | 2025-09-08 | 2026-09-08 | Inverters | Enphase | IQ8MC-72-2-US | 320 |  | 13 |  |  | 0.97 |  | Outdoor | under panels
NJADRE1560284535 | Administratively Determined Incentive Program | METUCHEN | 8840 | 14.355 | Residential | Behind the Meter | No | Solar Energy World | PSE&G |  | Accepted | 2025-08-12 | 2025-09-08 | 2026-09-08 | Solar Panels | HANWHA | Q.TRON BLKM-G2+ 435W |  | 0.435 | 3 | 181 | 44 |  | Fixed | Roof
NJADRE1560284535 | Administratively Determined Incentive Program | METUCHEN | 8840 | 14.355 | Residential | Behind the Meter | No | Solar Energy World | PSE&G |  | Accepted | 2025-08-12 | 2025-09-08 | 2026-09-08 | Solar Panels | HANWHA | Q.TRON BLKM-G2+ 435W |  | 0.435 | 3 | 181 | 45 |  | Fixed | Roof
NJADRE1560284535 | Administratively Determined Incentive Program | METUCHEN | 8840 | 14.355 | Residential | Behind the Meter | No | Solar Energy World | PSE&G |  | Accepted | 2025-08-12 | 2025-09-08 | 2026-09-08 | Inverters | Enphase | IQ8HC-72-M-DOM-US | 380 |  | 33 |  |  | 0.97 |  | Outside
NJADRE1560284535 | Administratively Determined Incentive Program | METUCHEN | 8840 | 14.355 | Residential | Behind the Meter | No | Solar Energy World | PSE&G |  | Accepted | 2025-08-12 | 2025-09-08 | 2026-09-08 | Solar Panels | HANWHA | Q.TRON BLKM-G2+ 435W |  | 0.435 | 3 | 181 | 45 |  | Fixed | Roof
NJADRE1560284535 | Administratively Determined Incentive Program | METUCHEN | 8840 | 14.355 | Residential | Behind the Meter | No | Solar Energy World | PSE&G |  | Accepted | 2025-08-12 | 2025-09-08 | 2026-09-08 | Solar Panels | HANWHA | Q.TRON BLKM-G2+ 435W |  | 0.435 | 24 | 271 | 32 |  | Fixed | Roof
NJADRE1560284537 | Administratively Determined Incentive Program | BRIGANTINE | 8203 | 6.02 | Residential | Behind the Meter | No | RCL Enterprises, Inc. | AC Electric |  | Accepted | 2025-08-12 | 2025-09-08 | 2026-09-08 | Solar Panels | SEG Solar | SEG-430-BTD-BG |  | 0.43 | 14 | 95 | 30 |  | Fixed | Roof
NJADRE1560284537 | Administratively Determined Incentive Program | BRIGANTINE | 8203 | 6.02 | Residential | Behind the Meter | No | RCL Enterprises, Inc. | AC Electric |  | Accepted | 2025-08-12 | 2025-09-08 | 2026-09-08 | Inverters | Enphase | IQ8+ | 290 |  | 14 |  |  | 0.97 |  | Outside
NJADRE1560284540 | Administratively Determined Incentive Program | PRINCETON | 8540 | 22.95 | Residential | Behind the Meter | No | Impact Solar, LLC | PSE&G |  | Accepted | 2025-08-12 | 2025-09-08 | 2026-09-08 | Inverters | Enphase | IQ8MC-72-2-US | 320 |  | 51 |  |  | 0.97 |  | Outdoor | under panels
NJADRE1560284540 | Administratively Determined Incentive Program | PRINCETON | 8540 | 22.95 | Residential | Behind the Meter | No | Impact Solar, LLC | PSE&G |  | Accepted | 2025-08-12 | 2025-09-08 | 2026-09-08 | Solar Panels | Canadian Solar | CS6.1-54TM-450 |  | 0.45 | 29 | 203 | 23 |  | Fixed | Roof
NJADRE1560284540 | Administratively Determined Incentive Program | PRINCETON | 8540 | 22.95 | Residential | Behind the Meter | No | Impact Solar, LLC | PSE&G |  | Accepted | 2025-08-12 | 2025-09-08 | 2026-09-08 | Solar Panels | Canadian Solar | CS6.1-54TM-450 |  | 0.45 | 14 | 23 | 23 |  | Fixed | Roof
NJADRE1560284540 | Administratively Determined Incentive Program | PRINCETON | 8540 | 22.95 | Residential | Behind the Meter | No | Impact Solar, LLC | PSE&G |  | Accepted | 2025-08-12 | 2025-09-08 | 2026-09-08 | Meters | Enphase | Envoy |  |  | 1 |  |  |  | Yes | Indoor
NJADRE1560284540 | Administratively Determined Incentive Program | PRINCETON | 8540 | 22.95 | Residential | Behind the Meter | No | Impact Solar, LLC | PSE&G |  | Accepted | 2025-08-12 | 2025-09-08 | 2026-09-08 | Solar Panels | Canadian Solar | CS6.1-54TM-450 |  | 0.45 | 8 | 203 | 23 |  | Fixed | Roof
NJADRE1560284553 | Administratively Determined Incentive Program | MEDFORD | 8055 | 22.62 | Residential | Behind the Meter | No | SEA BRIGHT SOLAR, LLC | PSE&G |  | Accepted | 2025-08-12 | 2025-09-08 | 2026-09-08 | Solar Panels | Hyundai | HIN-T435NF(BK) |  | 0.435 | 2 | 291 | 39 |  | Fixed | Roof
NJADRE1560284553 | Administratively Determined Incentive Program | MEDFORD | 8055 | 22.62 | Residential | Behind the Meter | No | SEA BRIGHT SOLAR, LLC | PSE&G |  | Accepted | 2025-08-12 | 2025-09-08 | 2026-09-08 | Solar Panels | Hyundai | HIN-T435NF |  | 0.435 | 34 | 201 | 34 |  | Fixed | Roof
NJADRE1560284553 | Administratively Determined Incentive Program | MEDFORD | 8055 | 22.62 | Residential | Behind the Meter | No | SEA BRIGHT SOLAR, LLC | PSE&G |  | Accepted | 2025-08-12 | 2025-09-08 | 2026-09-08 | Solar Panels | Hyundai | HIN-T435NF(BK) |  | 0.435 | 3 | 291 | 39 |  | Fixed | Roof
NJADRE1560284553 | Administratively Determined Incentive Program | MEDFORD | 8055 | 22.62 | Residential | Behind the Meter | No | SEA BRIGHT SOLAR, LLC | PSE&G |  | Accepted | 2025-08-12 | 2025-09-08 | 2026-09-08 | Solar Panels | Hyundai | HIN-T435NF(BK) |  | 0.435 | 3 | 111 | 38 |  | Fixed | Roof
NJADRE1560284553 | Administratively Determined Incentive Program | MEDFORD | 8055 | 22.62 | Residential | Behind the Meter | No | SEA BRIGHT SOLAR, LLC | PSE&G |  | Accepted | 2025-08-12 | 2025-09-08 | 2026-09-08 | Solar Panels | Hyundai | HIN-T435NF(BK) |  | 0.435 | 8 | 291 | 39 |  | Fixed | Roof
NJADRE1560284553 | Administratively Determined Incentive Program | MEDFORD | 8055 | 22.62 | Residential | Behind the Meter | No | SEA BRIGHT SOLAR, LLC | PSE&G |  | Accepted | 2025-08-12 | 2025-09-08 | 2026-09-08 | Inverters | Enphase | IQ8A-72-2-US | 349 |  | 52 |  |  | 0.97 |  | Outdoor
NJADRE1560284553 | Administratively Determined Incentive Program | MEDFORD | 8055 | 22.62 | Residential | Behind the Meter | No | SEA BRIGHT SOLAR, LLC | PSE&G |  | Accepted | 2025-08-12 | 2025-09-08 | 2026-09-08 | Solar Panels | Hyundai | HIN-T435NF(BK) |  | 0.435 | 2 | 111 | 39 |  | Fixed | Roof
NJADRE1560284566 | Administratively Determined Incentive Program | HADDONFIELD | 8033 | 4.785 | Residential | Behind the Meter | No | Impact Solar, LLC | PSE&G |  | Accepted | 2025-08-12 | 2025-09-08 | 2026-09-08 | Inverters | Enphase | IQ8MC-72-2-US | 320 |  | 11 |  |  | 0.97 |  | Outdoor | under panels
NJADRE1560284566 | Administratively Determined Incentive Program | HADDONFIELD | 8033 | 4.785 | Residential | Behind the Meter | No | Impact Solar, LLC | PSE&G |  | Accepted | 2025-08-12 | 2025-09-08 | 2026-09-08 | Solar Panels | Hanwha | Q.Tron BLK M-G2+ 435 |  | 0.435 | 5 | 348 | 23 |  | Fixed | Roof
NJADRE1560284566 | Administratively Determined Incentive Program | HADDONFIELD | 8033 | 4.785 | Residential | Behind the Meter | No | Impact Solar, LLC | PSE&G |  | Accepted | 2025-08-12 | 2025-09-08 | 2026-09-08 | Solar Panels | Hanwha | Q.Tron BLK M-G2+ 435 |  | 0.435 | 6 | 78 | 23 |  | Fixed | Roof
NJADRE1560284566 | Administratively Determined Incentive Program | HADDONFIELD | 8033 | 4.785 | Residential | Behind the Meter | No | Impact Solar, LLC | PSE&G |  | Accepted | 2025-08-12 | 2025-09-08 | 2026-09-08 | Meters | Enphase | Envoy |  |  | 1 |  |  |  | Yes | Indoor
NJADRE1560284610 | Administratively Determined Incentive Program | Sayreville | 8872 | 20.09 | Residential | Behind the Meter | Yes | Pro Custom Solar dba Momentum Solar | JCP&L |  | Accepted | 2025-08-12 | 2025-09-09 | 2026-09-09 | Solar Panels | Hanwha | Q. Peak duo blk ML-G10 +410 |  | 0.41 | 14 | 157 | 17 |  | Fixed | Roof
NJADRE1560284610 | Administratively Determined Incentive Program | Sayreville | 8872 | 20.09 | Residential | Behind the Meter | Yes | Pro Custom Solar dba Momentum Solar | JCP&L |  | Accepted | 2025-08-12 | 2025-09-09 | 2026-09-09 | Inverters | Enphase | IQ8HC-72-M-DOM-US | 380 |  | 49 |  |  | 0.97 |  | Outdoor
NJADRE1560284610 | Administratively Determined Incentive Program | Sayreville | 8872 | 20.09 | Residential | Behind the Meter | Yes | Pro Custom Solar dba Momentum Solar | JCP&L |  | Accepted | 2025-08-12 | 2025-09-09 | 2026-09-09 | Solar Panels | Hanwha | Q. Peak duo blk ML-G10 +410 |  | 0.41 | 12 | 337 | 17 |  | Fixed | Roof
NJADRE1560284610 | Administratively Determined Incentive Program | Sayreville | 8872 | 20.09 | Residential | Behind the Meter | Yes | Pro Custom Solar dba Momentum Solar | JCP&L |  | Accepted | 2025-08-12 | 2025-09-09 | 2026-09-09 | Solar Panels | Hanwha | Q. Peak duo blk ML-G10 +410 |  | 0.41 | 18 | 248 | 16 |  | Fixed | Roof
NJADRE1560284610 | Administratively Determined Incentive Program | Sayreville | 8872 | 20.09 | Residential | Behind the Meter | Yes | Pro Custom Solar dba Momentum Solar | JCP&L |  | Accepted | 2025-08-12 | 2025-09-09 | 2026-09-09 | Solar Panels | Hanwha | Q. Peak duo blk ML-G10 +410 |  | 0.41 | 5 | 68 | 16 |  | Fixed | Roof
NJADRE1560284617 | Administratively Determined Incentive Program | Toms River | 8755 | 22.295 | Residential | Behind the Meter | No | Powerlutions | JCP&L |  | Accepted | 2025-08-12 | 2025-09-08 | 2026-09-08 | Solar Panels | CANADIAN | CS6.1-54TM-455H |  | 0.455 | 16 | 97 | 38 |  | Fixed | Roof
NJADRE1560284617 | Administratively Determined Incentive Program | Toms River | 8755 | 22.295 | Residential | Behind the Meter | No | Powerlutions | JCP&L |  | Accepted | 2025-08-12 | 2025-09-08 | 2026-09-08 | Inverters | Enphase | IQ8MC-72-M-US | 320 |  | 49 |  |  | 0.98 |  | Outdoor
NJADRE1560284617 | Administratively Determined Incentive Program | Toms River | 8755 | 22.295 | Residential | Behind the Meter | No | Powerlutions | JCP&L |  | Accepted | 2025-08-12 | 2025-09-08 | 2026-09-08 | Solar Panels | CANADIAN | CS6.1-54TM-455H |  | 0.455 | 18 | 187 | 38 |  | Fixed | Roof
NJADRE1560284617 | Administratively Determined Incentive Program | Toms River | 8755 | 22.295 | Residential | Behind the Meter | No | Powerlutions | JCP&L |  | Accepted | 2025-08-12 | 2025-09-08 | 2026-09-08 | Solar Panels | CANADIAN | CS6.1-54TM-455H |  | 0.455 | 6 | 277 | 38 |  | Fixed | Roof
NJADRE1560284617 | Administratively Determined Incentive Program | Toms River | 8755 | 22.295 | Residential | Behind the Meter | No | Powerlutions | JCP&L |  | Accepted | 2025-08-12 | 2025-09-08 | 2026-09-08 | Solar Panels | CANADIAN | CS6.1-54TM-455H |  | 0.455 | 6 | 97 | 40 |  | Fixed | Roof
NJADRE1560284617 | Administratively Determined Incentive Program | Toms River | 8755 | 22.295 | Residential | Behind the Meter | No | Powerlutions | JCP&L |  | Accepted | 2025-08-12 | 2025-09-08 | 2026-09-08 | Solar Panels | CANADIAN | CS6.1-54TM-455H |  | 0.455 | 3 | 277 | 40 |  | Fixed | Roof
NJADRE1560284662 | Administratively Determined Incentive Program | Atco | 8004 | 8.61 | Residential | Behind the Meter | Yes | Pro Custom Solar dba Momentum Solar | AC Electric |  | Accepted | 2025-08-12 | 2025-09-09 | 2026-09-09 | Inverters | Enphase | IQ8HC-72-M-DOM-US | 380 |  | 21 |  |  | 0.97 |  | Outdoor
NJADRE1560284662 | Administratively Determined Incentive Program | Atco | 8004 | 8.61 | Residential | Behind the Meter | Yes | Pro Custom Solar dba Momentum Solar | AC Electric |  | Accepted | 2025-08-12 | 2025-09-09 | 2026-09-09 | Solar Panels | Enphase | Q. Peak duo blk ML-G10 +410 |  | 0.41 | 9 | 311 | 21 |  | Fixed | Roof
NJADRE1560284662 | Administratively Determined Incentive Program | Atco | 8004 | 8.61 | Residential | Behind the Meter | Yes | Pro Custom Solar dba Momentum Solar | AC Electric |  | Accepted | 2025-08-12 | 2025-09-09 | 2026-09-09 | Solar Panels | Hanwha | Q. Peak duo blk ML-G10 +410 |  | 0.41 | 12 | 131 | 21 |  | Fixed | Roof
NJADRE1560284670 | Administratively Determined Incentive Program | Franklinville | 8322 | 18.45 | Residential | Behind the Meter | No | RCL Enterprises, Inc. | AC Electric |  | Accepted | 2025-08-12 | 2025-09-11 | 2026-09-11 | Electric Storage Battery | Enphase | IQBATTERY-5P |  |  | 4 |  |  |  | Lithium Ion |  | outside
NJADRE1560284670 | Administratively Determined Incentive Program | Franklinville | 8322 | 18.45 | Residential | Behind the Meter | No | RCL Enterprises, Inc. | AC Electric |  | Accepted | 2025-08-12 | 2025-09-11 | 2026-09-11 | Solar Panels | Mission Solar | MSE 410 PERC |  | 0.41 | 45 | 257 | 20 |  | Fixed | Roof
NJADRE1560284670 | Administratively Determined Incentive Program | Franklinville | 8322 | 18.45 | Residential | Behind the Meter | No | RCL Enterprises, Inc. | AC Electric |  | Accepted | 2025-08-12 | 2025-09-11 | 2026-09-11 | Inverters | Enphase | IQ8+ | 290 |  | 45 |  |  | 0.97 |  | Outside
NJADRE1560284699 | Administratively Determined Incentive Program | Wenonah | 8090 | 7.83 | Residential | Behind the Meter | No | Integrity Solar & Home Solutions, LLC | AC Electric |  | Accepted | 2025-08-12 | 2025-09-08 | 2026-09-08 | Solar Panels | Q CELLS | Q.TRON BLK M-G2H+ 435 |  | 0.435 | 4 | 107 | 15 |  | Fixed | Roof
NJADRE1560284699 | Administratively Determined Incentive Program | Wenonah | 8090 | 7.83 | Residential | Behind the Meter | No | Integrity Solar & Home Solutions, LLC | AC Electric |  | Accepted | 2025-08-12 | 2025-09-08 | 2026-09-08 | Inverters | ENPHASE | IQ8HC | 380 |  | 18 |  |  | 0.98 |  | Other | UNDER EACH PANEL
NJADRE1560284699 | Administratively Determined Incentive Program | Wenonah | 8090 | 7.83 | Residential | Behind the Meter | No | Integrity Solar & Home Solutions, LLC | AC Electric |  | Accepted | 2025-08-12 | 2025-09-08 | 2026-09-08 | Solar Panels | Q CELLS | Q.TRON BLK M-G2H+ 435 |  | 0.435 | 8 | 197 | 21 |  | Fixed | Roof
NJADRE1560284699 | Administratively Determined Incentive Program | Wenonah | 8090 | 7.83 | Residential | Behind the Meter | No | Integrity Solar & Home Solutions, LLC | AC Electric |  | Accepted | 2025-08-12 | 2025-09-08 | 2026-09-08 | Solar Panels | Q CELLS | Q.TRON BLK M-G2H+ 435 |  | 0.435 | 3 | 287 | 15 |  | Fixed | Roof
NJADRE1560284699 | Administratively Determined Incentive Program | Wenonah | 8090 | 7.83 | Residential | Behind the Meter | No | Integrity Solar & Home Solutions, LLC | AC Electric |  | Accepted | 2025-08-12 | 2025-09-08 | 2026-09-08 | Solar Panels | Q CELLS | Q.TRON BLK M-G2H+ 435 |  | 0.435 | 3 | 18 | 20 |  | Fixed | Roof
NJADRE1560284749 | Administratively Determined Incentive Program | Metuchen | 8840 | 16.605 | Residential | Behind the Meter | No | Solar Energy World | PSE&G |  | Accepted | 2025-08-12 | 2025-09-08 | 2026-09-08 | Solar Panels | LONGi | LR5-54HPB-405M |  | 0.405 | 18 | 324 | 18 |  | Fixed | Roof
NJADRE1560284749 | Administratively Determined Incentive Program | Metuchen | 8840 | 16.605 | Residential | Behind the Meter | No | Solar Energy World | PSE&G |  | Accepted | 2025-08-12 | 2025-09-08 | 2026-09-08 | Inverters | Enphase | IQ8+-72-M-US | 290 |  | 41 |  |  | 0.97 |  | Outside
NJADRE1560284749 | Administratively Determined Incentive Program | Metuchen | 8840 | 16.605 | Residential | Behind the Meter | No | Solar Energy World | PSE&G |  | Accepted | 2025-08-12 | 2025-09-08 | 2026-09-08 | Solar Panels | LONGi | LR5-54HPB-405M |  | 0.405 | 23 | 144 | 38 |  | Fixed | Roof
NJADRE1560284750 | Administratively Determined Incentive Program | Ridgefield | 7657 | 6.88 | Residential | Behind the Meter | No | Infinity Solar Systems, LLC | PSE&G |  | Accepted | 2025-08-12 | 2025-09-08 | 2026-09-08 | Inverters | Enphase | IQ8MC-72-M-US | 320 |  | 16 |  |  | 0.97 |  | Outdoor
NJADRE1560284750 | Administratively Determined Incentive Program | Ridgefield | 7657 | 6.88 | Residential | Behind the Meter | No | Infinity Solar Systems, LLC | PSE&G |  | Accepted | 2025-08-12 | 2025-09-08 | 2026-09-08 | Solar Panels | SEG Solar | SEG-430-BTD-BG |  | 0.43 | 3 | 127 | 22 |  | Fixed | Roof
NJADRE1560284750 | Administratively Determined Incentive Program | Ridgefield | 7657 | 6.88 | Residential | Behind the Meter | No | Infinity Solar Systems, LLC | PSE&G |  | Accepted | 2025-08-12 | 2025-09-08 | 2026-09-08 | Solar Panels | SEG Solar | SEG-430-BTD-BG |  | 0.43 | 7 | 127 | 22 |  | Fixed | Roof
NJADRE1560284750 | Administratively Determined Incentive Program | Ridgefield | 7657 | 6.88 | Residential | Behind the Meter | No | Infinity Solar Systems, LLC | PSE&G |  | Accepted | 2025-08-12 | 2025-09-08 | 2026-09-08 | Solar Panels | SEG Solar | SEG-430-BTD-BG |  | 0.43 | 6 | 307 | 22 |  | Fixed | Roof
NJADRE1560284767 | Administratively Determined Incentive Program | CLIFTON | 7013 | 16.81 | Residential | Behind the Meter | Yes | Sunrun Installation Services, Inc. | PSE&G |  | Accepted | 2025-08-12 | 2025-09-08 | 2026-09-08 | Solar Panels | Elin Energy (Sirius PV) | ELNSM54M-HC-410 |  | 0.41 | 9 | 173 | 37 |  | Fixed | Roof
NJADRE1560284767 | Administratively Determined Incentive Program | CLIFTON | 7013 | 16.81 | Residential | Behind the Meter | Yes | Sunrun Installation Services, Inc. | PSE&G |  | Accepted | 2025-08-12 | 2025-09-08 | 2026-09-08 | Solar Panels | Elin Energy (Sirius PV) | ELNSM54M-HC-410 |  | 0.41 | 18 | 84 | 38 |  | Fixed | Roof
NJADRE1560284767 | Administratively Determined Incentive Program | CLIFTON | 7013 | 16.81 | Residential | Behind the Meter | Yes | Sunrun Installation Services, Inc. | PSE&G |  | Accepted | 2025-08-12 | 2025-09-08 | 2026-09-08 | Inverters | SolarEdge Technologies | SE10000H-USMN | 10000 |  | 1 |  |  | 0.99 |  | Outdoor
NJADRE1560284767 | Administratively Determined Incentive Program | CLIFTON | 7013 | 16.81 | Residential | Behind the Meter | Yes | Sunrun Installation Services, Inc. | PSE&G |  | Accepted | 2025-08-12 | 2025-09-08 | 2026-09-08 | Inverters | SolarEdge Technologies | SE3800H-USMN | 3800 |  | 1 |  |  | 0.99 |  | Outdoor
NJADRE1560284767 | Administratively Determined Incentive Program | CLIFTON | 7013 | 16.81 | Residential | Behind the Meter | Yes | Sunrun Installation Services, Inc. | PSE&G |  | Accepted | 2025-08-12 | 2025-09-08 | 2026-09-08 | Solar Panels | Elin Energy (Sirius PV) | ELNSM54M-HC-410 |  | 0.41 | 10 | 264 | 38 |  | Fixed | Roof
NJADRE1560284767 | Administratively Determined Incentive Program | CLIFTON | 7013 | 16.81 | Residential | Behind the Meter | Yes | Sunrun Installation Services, Inc. | PSE&G |  | Accepted | 2025-08-12 | 2025-09-08 | 2026-09-08 | Solar Panels | Elin Energy (Sirius PV) | ELNSM54M-HC-410 |  | 0.41 | 4 | 353 | 37 |  | Fixed | Roof
NJADRE1560285597 | Administratively Determined Incentive Program | East Rutherford | 7073 | 4.92 | Residential | Behind the Meter | Yes | Pro Custom Solar dba Momentum Solar | PSE&G |  | Accepted | 2025-08-12 | 2025-09-09 | 2026-09-09 | Solar Panels | Enphase | Q. Peak duo blk ML-G10 +410 |  | 0.41 | 12 | 215 | 37 |  | Fixed | Roof
NJADRE1560285597 | Administratively Determined Incentive Program | East Rutherford | 7073 | 4.92 | Residential | Behind the Meter | Yes | Pro Custom Solar dba Momentum Solar | PSE&G |  | Accepted | 2025-08-12 | 2025-09-09 | 2026-09-09 | Inverters | Enphase | IQ8HC-72-M-DOM-US | 380 |  | 12 |  |  | 0.97 |  | Outdoor
NJADRE1560285783 | Administratively Determined Incentive Program | LIVINGSTON | 7039 | 5.81 | Residential | Behind the Meter | Yes | Fusion Solar Energy, LLC | PSE&G |  | Accepted | 2025-08-12 | 2025-09-08 | 2026-09-08 | Inverters | ENPHASE | IQ8HC-72-M-DOM-US | 380 |  | 14 |  |  | 0.97 |  | Outside | Roof
NJADRE1560285783 | Administratively Determined Incentive Program | LIVINGSTON | 7039 | 5.81 | Residential | Behind the Meter | Yes | Fusion Solar Energy, LLC | PSE&G |  | Accepted | 2025-08-12 | 2025-09-08 | 2026-09-08 | Solar Panels | QCELLS | Q.PEAK DUO BLK ML-G10.C+ 415 |  | 0.415 | 8 | 224.58 | 34 |  | Fixed | Roof
NJADRE1560285783 | Administratively Determined Incentive Program | LIVINGSTON | 7039 | 5.81 | Residential | Behind the Meter | Yes | Fusion Solar Energy, LLC | PSE&G |  | Accepted | 2025-08-12 | 2025-09-08 | 2026-09-08 | Solar Panels | QCELLS | Q.PEAK DUO BLK ML-G10.C+ 415 |  | 0.415 | 3 | 224.58 | 8 |  | Fixed | Roof
NJADRE1560285783 | Administratively Determined Incentive Program | LIVINGSTON | 7039 | 5.81 | Residential | Behind the Meter | Yes | Fusion Solar Energy, LLC | PSE&G |  | Accepted | 2025-08-12 | 2025-09-08 | 2026-09-08 | Solar Panels | QCELLS | Q.PEAK DUO BLK ML-G10.C+ 415 |  | 0.415 | 3 | 224.58 | 27 |  | Fixed | Roof
NJADRE1560285825 | Administratively Determined Incentive Program | MEDFORD | 8055 | 6.96 | Residential | Behind the Meter | No | Sunwise Energy, LLC | PSE&G |  | Accepted | 2025-08-12 | 2025-09-08 | 2026-09-08 | Solar Panels | Q CELLS | Q TRON BLK M-G2+SERIES |  | 0.435 | 16 | 154 | 25 |  | Fixed | Roof
NJADRE1560285825 | Administratively Determined Incentive Program | MEDFORD | 8055 | 6.96 | Residential | Behind the Meter | No | Sunwise Energy, LLC | PSE&G |  | Accepted | 2025-08-12 | 2025-09-08 | 2026-09-08 | Inverters | ENPHASE ENERGY | IQ8HC-72-M-DOM-US | 380 |  | 16 |  |  | 0.973 |  | Outside
NJADRE1560285920 | Administratively Determined Incentive Program | CHERRY HILL | 8003 | 6.48 | Residential | Behind the Meter | No | Solar Energy World | PSE&G |  | Accepted | 2025-08-12 | 2025-09-08 | 2026-09-08 | Solar Panels | LONGi | LR5-54HPB-405M |  | 0.405 | 12 | 204 | 24 |  | Fixed | Roof
NJADRE1560285920 | Administratively Determined Incentive Program | CHERRY HILL | 8003 | 6.48 | Residential | Behind the Meter | No | Solar Energy World | PSE&G |  | Accepted | 2025-08-12 | 2025-09-08 | 2026-09-08 | Solar Panels | LONGi | LR5-54HPB-405M |  | 0.405 | 4 | 204 | 24 |  | Fixed | Roof
NJADRE1560285920 | Administratively Determined Incentive Program | CHERRY HILL | 8003 | 6.48 | Residential | Behind the Meter | No | Solar Energy World | PSE&G |  | Accepted | 2025-08-12 | 2025-09-08 | 2026-09-08 | Inverters | Enphase | IQ8+-72-M-US | 290 |  | 16 |  |  | 0.97 |  | Outside
NJADRE1560285925 | Administratively Determined Incentive Program | PRINCETON JUNCTION | 8550 | 10.2 | Residential | Behind the Meter | No | Solar Mite Solutions, LLC | PSE&G |  | Accepted | 2025-08-12 | 2025-09-08 | 2026-09-08 | Solar Panels | Jinko | JKM425N |  | 0.425 | 8 | 178 | 37 |  | Fixed | Roof
NJADRE1560285925 | Administratively Determined Incentive Program | PRINCETON JUNCTION | 8550 | 10.2 | Residential | Behind the Meter | No | Solar Mite Solutions, LLC | PSE&G |  | Accepted | 2025-08-12 | 2025-09-08 | 2026-09-08 | Inverters | Enphase | IQ7HS-66-M-US | 384 |  | 24 |  |  | 0.97 |  | Outside
NJADRE1560285925 | Administratively Determined Incentive Program | PRINCETON JUNCTION | 8550 | 10.2 | Residential | Behind the Meter | No | Solar Mite Solutions, LLC | PSE&G |  | Accepted | 2025-08-12 | 2025-09-08 | 2026-09-08 | Solar Panels | Jinko | JKM425N |  | 0.425 | 4 | 268 | 37 |  | Fixed | Roof
NJADRE1560285925 | Administratively Determined Incentive Program | PRINCETON JUNCTION | 8550 | 10.2 | Residential | Behind the Meter | No | Solar Mite Solutions, LLC | PSE&G |  | Accepted | 2025-08-12 | 2025-09-08 | 2026-09-08 | Solar Panels | Jinko | JKM425N |  | 0.425 | 6 | 88 | 37 |  | Fixed | Roof
NJADRE1560285925 | Administratively Determined Incentive Program | PRINCETON JUNCTION | 8550 | 10.2 | Residential | Behind the Meter | No | Solar Mite Solutions, LLC | PSE&G |  | Accepted | 2025-08-12 | 2025-09-08 | 2026-09-08 | Solar Panels | Jinko | JKM425N |  | 0.425 | 6 | 178 | 37 |  | Fixed | Roof
NJADRE1560285974 | Administratively Determined Incentive Program | OLD BRIDGE | 8857 | 12.035 | Residential | Behind the Meter | No | Solar Energy World | JCP&L |  | Accepted | 2025-08-12 | 2025-09-08 | 2026-09-08 | Solar Panels | HANWHA | Q.PEAK DUOBLK ML-G10+-415W |  | 0.415 | 16 | 282 | 28 |  | Fixed | Roof
NJADRE1560285974 | Administratively Determined Incentive Program | OLD BRIDGE | 8857 | 12.035 | Residential | Behind the Meter | No | Solar Energy World | JCP&L |  | Accepted | 2025-08-12 | 2025-09-08 | 2026-09-08 | Solar Panels | HANWHA | Q.PEAK DUOBLK ML-G10+-415W |  | 0.415 | 13 | 102 | 27 |  | Fixed | Roof
NJADRE1560285974 | Administratively Determined Incentive Program | OLD BRIDGE | 8857 | 12.035 | Residential | Behind the Meter | No | Solar Energy World | JCP&L |  | Accepted | 2025-08-12 | 2025-09-08 | 2026-09-08 | Inverters | Enphase | IQ8+-72-M-US | 290 |  | 29 |  |  | 0.97 |  | Outside
NJADRE1560285994 | Administratively Determined Incentive Program | MONROE | 8831 | 14.875 | Residential | Behind the Meter | No | US Clean Energy Construction, Inc. | JCP&L |  | Accepted | 2025-08-12 | 2025-09-08 | 2026-09-08 | Meters | VISION METERING | Cat VM-2E2A1P |  |  | 1 |  |  |  | Yes | Outdoor
NJADRE1560285994 | Administratively Determined Incentive Program | MONROE | 8831 | 14.875 | Residential | Behind the Meter | No | US Clean Energy Construction, Inc. | JCP&L |  | Accepted | 2025-08-12 | 2025-09-08 | 2026-09-08 | Inverters | SMA AMERICA | SMA SB-11.5-US | 11500 |  | 1 |  |  | 0.98 |  | Outdoor
NJADRE1560285994 | Administratively Determined Incentive Program | MONROE | 8831 | 14.875 | Residential | Behind the Meter | No | US Clean Energy Construction, Inc. | JCP&L |  | Accepted | 2025-08-12 | 2025-09-08 | 2026-09-08 | Solar Panels | Trina Solar | Trina 425W |  | 0.425 | 13 | 182 | 30 |  | Fixed | Roof
NJADRE1560285994 | Administratively Determined Incentive Program | MONROE | 8831 | 14.875 | Residential | Behind the Meter | No | US Clean Energy Construction, Inc. | JCP&L |  | Accepted | 2025-08-12 | 2025-09-08 | 2026-09-08 | Solar Panels | Trina Solar | Trina 425W |  | 0.425 | 7 | 272 | 30 |  | Fixed | Roof
NJADRE1560285994 | Administratively Determined Incentive Program | MONROE | 8831 | 14.875 | Residential | Behind the Meter | No | US Clean Energy Construction, Inc. | JCP&L |  | Accepted | 2025-08-12 | 2025-09-08 | 2026-09-08 | Solar Panels | Trina Solar | Trina 425W |  | 0.425 | 15 | 92 | 30 |  | Fixed | Roof
NJADRE1560285995 | Administratively Determined Incentive Program | LAWRENCE TOWNSHIP | 8648 | 4.98 | Residential | Behind the Meter | Yes | Sunwise Energy, LLC | PSE&G |  | Accepted | 2025-08-12 | 2025-09-08 | 2026-09-08 | Inverters | SOLAREDGE TECHNOLOGY | SE3800H-US | 12500 |  | 12 |  |  | 0.985 |  | Outside
NJADRE1560285995 | Administratively Determined Incentive Program | LAWRENCE TOWNSHIP | 8648 | 4.98 | Residential | Behind the Meter | Yes | Sunwise Energy, LLC | PSE&G |  | Accepted | 2025-08-12 | 2025-09-08 | 2026-09-08 | Solar Panels | Q CELLS | Q PEAK DUO BLK ML-G10+_GL_017 |  | 0.415 | 12 | 117 | 12 |  | Fixed | Roof
NJADRE1560285996 | Administratively Determined Incentive Program | NEWARK | 7106 | 4.4 | Residential | Behind the Meter | Yes | Pro Custom Solar dba Momentum Solar | PSE&G |  | Accepted | 2025-08-12 | 2025-09-11 | 2026-09-11 | Solar Panels | Enphase | Q.PEAK DUO BLK ML-G10+400 |  | 0.4 | 11 | 121 | 9 |  | Fixed | Roof
NJADRE1560285996 | Administratively Determined Incentive Program | NEWARK | 7106 | 4.4 | Residential | Behind the Meter | Yes | Pro Custom Solar dba Momentum Solar | PSE&G |  | Accepted | 2025-08-12 | 2025-09-11 | 2026-09-11 | Inverters | Enphase | IQ8plus-72-2-US | 290 |  | 11 |  |  | 0.97 |  | Outdoor
NJADRE1560286004 | Administratively Determined Incentive Program | Upper Deerfield Twp | 8302 | 10.66 | Residential | Behind the Meter | Yes | Sunrun Installation Services, Inc. | AC Electric |  | Accepted | 2025-08-12 | 2025-09-08 | 2026-09-08 | Solar Panels | HANWHA Q-CELLS | Q.PEAK DUO BLK ML-G10+ 410 |  | 0.41 | 12 | 341 | 23 |  | Fixed | Roof
NJADRE1560286004 | Administratively Determined Incentive Program | Upper Deerfield Twp | 8302 | 10.66 | Residential | Behind the Meter | Yes | Sunrun Installation Services, Inc. | AC Electric |  | Accepted | 2025-08-12 | 2025-09-08 | 2026-09-08 | Inverters | SOLAREDGE TECHNOLOGIES | SE7600H-USMN | 7600 |  | 1 |  |  | 0.99 |  | Outdoor
NJADRE1560286004 | Administratively Determined Incentive Program | Upper Deerfield Twp | 8302 | 10.66 | Residential | Behind the Meter | Yes | Sunrun Installation Services, Inc. | AC Electric |  | Accepted | 2025-08-12 | 2025-09-08 | 2026-09-08 | Solar Panels | HANWHA Q-CELLS | Q.PEAK DUO BLK ML-G10+ 410 |  | 0.41 | 5 | 71 | 23 |  | Fixed | Roof
NJADRE1560286004 | Administratively Determined Incentive Program | Upper Deerfield Twp | 8302 | 10.66 | Residential | Behind the Meter | Yes | Sunrun Installation Services, Inc. | AC Electric |  | Accepted | 2025-08-12 | 2025-09-08 | 2026-09-08 | Solar Panels | HANWHA Q-CELLS | Q.PEAK DUO BLK ML-G10+ 410 |  | 0.41 | 9 | 161 | 23 |  | Fixed | Roof
NJADRE1560286024 | Administratively Determined Incentive Program | Princeton Junction | 8550 | 11.31 | Residential | Behind the Meter | No | Solar Energy World | PSE&G |  | Accepted | 2025-08-12 | 2025-09-08 | 2026-09-08 | Solar Panels | HANWHA | Q.TRON BLKM-G2+ 435W |  | 0.435 | 6 | 296 | 30 |  | Fixed | Roof
NJADRE1560286024 | Administratively Determined Incentive Program | Princeton Junction | 8550 | 11.31 | Residential | Behind the Meter | No | Solar Energy World | PSE&G |  | Accepted | 2025-08-12 | 2025-09-08 | 2026-09-08 | Solar Panels | HANWHA | Q.TRON BLKM-G2+ 435W |  | 0.435 | 16 | 116 | 30 |  | Fixed | Roof
NJADRE1560286024 | Administratively Determined Incentive Program | Princeton Junction | 8550 | 11.31 | Residential | Behind the Meter | No | Solar Energy World | PSE&G |  | Accepted | 2025-08-12 | 2025-09-08 | 2026-09-08 | Solar Panels | HANWHA | Q.TRON BLKM-G2+ 435W |  | 0.435 | 4 | 206 | 30 |  | Fixed | Roof
NJADRE1560286024 | Administratively Determined Incentive Program | Princeton Junction | 8550 | 11.31 | Residential | Behind the Meter | No | Solar Energy World | PSE&G |  | Accepted | 2025-08-12 | 2025-09-08 | 2026-09-08 | Inverters | Enphase | IQ8MC-72-M-US | 320 |  | 26 |  |  | 0.97 |  | Outside
NJADRE1560286027 | Administratively Determined Incentive Program | BELLEVILLE | 7109 | 6.97 | Residential | Behind the Meter | Yes | Sunrun Installation Services, Inc. | PSE&G |  | Accepted | 2025-08-12 | 2025-09-09 | 2026-09-09 | Solar Panels | Elin Energy (Sirius PV) | ELNSM54M-HC-410 |  | 0.41 | 6 | 20 | 38 |  | Fixed | Roof
NJADRE1560286027 | Administratively Determined Incentive Program | BELLEVILLE | 7109 | 6.97 | Residential | Behind the Meter | Yes | Sunrun Installation Services, Inc. | PSE&G |  | Accepted | 2025-08-12 | 2025-09-09 | 2026-09-09 | Inverters | SolarEdge Technologies | SE5700H-USMN | 5760 |  | 1 |  |  | 0.99 |  | Outdoor
NJADRE1560286027 | Administratively Determined Incentive Program | BELLEVILLE | 7109 | 6.97 | Residential | Behind the Meter | Yes | Sunrun Installation Services, Inc. | PSE&G |  | Accepted | 2025-08-12 | 2025-09-09 | 2026-09-09 | Solar Panels | Elin Energy (Sirius PV) | ELNSM54M-HC-410 |  | 0.41 | 11 | 200 | 45 |  | Fixed | Roof
NJADRE1560286054 | Administratively Determined Incentive Program | OLD BRIDGE | 8857 | 11.745 | Residential | Behind the Meter | No | NJ Solar Power, LLC | JCP&L |  | Accepted | 2025-08-12 | 2025-09-08 | 2026-09-08 | Inverters | SolarEdge | SE5700H-US | 5760 |  | 1 |  |  | 0.97 |  | Outside
NJADRE1560286054 | Administratively Determined Incentive Program | OLD BRIDGE | 8857 | 11.745 | Residential | Behind the Meter | No | NJ Solar Power, LLC | JCP&L |  | Accepted | 2025-08-12 | 2025-09-08 | 2026-09-08 | Solar Panels | Hanwha | Q.TRON BLK M-G2+ 435 |  | 0.435 | 22 | 126 | 32 |  | Fixed | Roof | Roof 2
NJADRE1560286054 | Administratively Determined Incentive Program | OLD BRIDGE | 8857 | 11.745 | Residential | Behind the Meter | No | NJ Solar Power, LLC | JCP&L |  | Accepted | 2025-08-12 | 2025-09-08 | 2026-09-08 | Inverters | SolarEdge | SE3800H-US | 3800 |  | 1 |  |  | 0.97 |  | Outside
NJADRE1560286054 | Administratively Determined Incentive Program | OLD BRIDGE | 8857 | 11.745 | Residential | Behind the Meter | No | NJ Solar Power, LLC | JCP&L |  | Accepted | 2025-08-12 | 2025-09-08 | 2026-09-08 | Solar Panels | Hanwha | Q.TRON BLK M-G2+ 435 |  | 0.435 | 5 | 306 | 32 |  | Fixed | Pole | Roof 1
NJADRE1560286075 | Administratively Determined Incentive Program | SICKLERVILLE | 8081 | 5.33 | Residential | Behind the Meter | Yes | Sunrun Installation Services, Inc. | AC Electric |  | Accepted | 2025-08-12 | 2025-09-08 | 2026-09-08 | Inverters | SOLAREDGE TECHNOLOGIES | SE3800H-USMN | 3800 |  | 1 |  |  | 0.99 |  | Outdoor
NJADRE1560286075 | Administratively Determined Incentive Program | SICKLERVILLE | 8081 | 5.33 | Residential | Behind the Meter | Yes | Sunrun Installation Services, Inc. | AC Electric |  | Accepted | 2025-08-12 | 2025-09-08 | 2026-09-08 | Solar Panels | ELIN ENERGY (SIRIUS PV) | ELNSM54M-HC-410 |  | 0.41 | 13 | 38 | 23 |  | Fixed | Roof
NJADRE1560286077 | Administratively Determined Incentive Program | Bloomsbury | 8804 | 12.71 | Residential | Behind the Meter | Yes | Trinity Solar, LLC | JCP&L |  | Accepted | 2025-08-12 | 2025-09-09 | 2026-09-09 | Solar Panels | HANWHA | (Q.PEAK DUO BLK ML-G10.C+ 410) |  | 0.41 | 2 | 165 | 30 |  | Fixed | Roof
NJADRE1560286077 | Administratively Determined Incentive Program | Bloomsbury | 8804 | 12.71 | Residential | Behind the Meter | Yes | Trinity Solar, LLC | JCP&L |  | Accepted | 2025-08-12 | 2025-09-09 | 2026-09-09 | Solar Panels | HANWHA | (Q.PEAK DUO BLK ML-G10.C+ 410) |  | 0.41 | 16 | 165 | 30 |  | Fixed | Roof
NJADRE1560286077 | Administratively Determined Incentive Program | Bloomsbury | 8804 | 12.71 | Residential | Behind the Meter | Yes | Trinity Solar, LLC | JCP&L |  | Accepted | 2025-08-12 | 2025-09-09 | 2026-09-09 | Solar Panels | HANWHA | (Q.PEAK DUO BLK ML-G10.C+ 410) |  | 0.41 | 4 | 345 | 30 |  | Fixed | Roof
NJADRE1560286077 | Administratively Determined Incentive Program | Bloomsbury | 8804 | 12.71 | Residential | Behind the Meter | Yes | Trinity Solar, LLC | JCP&L |  | Accepted | 2025-08-12 | 2025-09-09 | 2026-09-09 | Solar Panels | HANWHA | (Q.PEAK DUO BLK ML-G10.C+ 410) |  | 0.41 | 9 | 345 | 30 |  | Fixed | Roof
NJADRE1560286077 | Administratively Determined Incentive Program | Bloomsbury | 8804 | 12.71 | Residential | Behind the Meter | Yes | Trinity Solar, LLC | JCP&L |  | Accepted | 2025-08-12 | 2025-09-09 | 2026-09-09 | Inverters | Solar Edge | USE10000H-USMNBL75 | 10000 |  | 1 |  |  | 0.97 |  | Outdoor
NJADRE1560286089 | Administratively Determined Incentive Program | Mays Landing | 8330 | 8.2 | Residential | Behind the Meter | Yes | Sunrun Installation Services, Inc. | AC Electric |  | Accepted | 2025-08-12 | 2025-09-08 | 2026-09-08 | Solar Panels | Elin Energy (Sirius PV) | ELNSM54M-HC-410 |  | 0.41 | 11 | 131 | 34 |  | Fixed | Roof
NJADRE1560286089 | Administratively Determined Incentive Program | Mays Landing | 8330 | 8.2 | Residential | Behind the Meter | Yes | Sunrun Installation Services, Inc. | AC Electric |  | Accepted | 2025-08-12 | 2025-09-08 | 2026-09-08 | Inverters | SolarEdge Technologies | SE5700H-USMN | 5760 |  | 1 |  |  | 0.99 |  | Outdoor
NJADRE1560286089 | Administratively Determined Incentive Program | Mays Landing | 8330 | 8.2 | Residential | Behind the Meter | Yes | Sunrun Installation Services, Inc. | AC Electric |  | Accepted | 2025-08-12 | 2025-09-08 | 2026-09-08 | Solar Panels | Elin Energy (Sirius PV) | ELNSM54M-HC-410 |  | 0.41 | 5 | 311 | 34 |  | Fixed | Roof
NJADRE1560286089 | Administratively Determined Incentive Program | Mays Landing | 8330 | 8.2 | Residential | Behind the Meter | Yes | Sunrun Installation Services, Inc. | AC Electric |  | Accepted | 2025-08-12 | 2025-09-08 | 2026-09-08 | Solar Panels | Elin Energy (Sirius PV) | ELNSM54M-HC-410 |  | 0.41 | 4 | 311 | 34 |  | Fixed | Roof
NJADRE1560286091 | Administratively Determined Incentive Program | Burlington | 8016 | 5.59 | Residential | Behind the Meter | Yes | Solar Mite Solutions, LLC | PSE&G |  | Accepted | 2025-08-12 | 2025-09-08 | 2026-09-08 | Solar Panels | Jinko | JKM430N-54HL4-B |  | 0.43 | 13 | 160 | 35 |  | Fixed | Roof
NJADRE1560286091 | Administratively Determined Incentive Program | Burlington | 8016 | 5.59 | Residential | Behind the Meter | Yes | Solar Mite Solutions, LLC | PSE&G |  | Accepted | 2025-08-12 | 2025-09-08 | 2026-09-08 | Inverters | Enphase | IQ8PLUS-72-M-US | 290 |  | 13 |  |  | 0.96 |  | Outside
NJADRE1560286096 | Administratively Determined Incentive Program | LYNDHURST | 7071 | 3.32 | Residential | Behind the Meter | Yes | Fusion Solar Energy, LLC | PSE&G |  | Accepted | 2025-08-12 | 2025-09-15 | 2026-09-15 | Inverters | ENPHASE | IQ8HC-72-M-DOM-US | 380 |  | 8 |  |  | 0.97 |  | Outside | Roof
NJADRE1560286096 | Administratively Determined Incentive Program | LYNDHURST | 7071 | 3.32 | Residential | Behind the Meter | Yes | Fusion Solar Energy, LLC | PSE&G |  | Accepted | 2025-08-12 | 2025-09-15 | 2026-09-15 | Solar Panels | QCELLS | Q.PEAK DUO BLK ML-G10.C+ 415 |  | 0.415 | 8 | 136.13 | 36 |  | Fixed | Roof
NJADRE1560286119 | Administratively Determined Incentive Program | FRANKLINVILLE | 8322 | 7.38 | Residential | Behind the Meter | Yes | Sunrun Installation Services, Inc. | AC Electric |  | Accepted | 2025-08-12 | 2025-09-08 | 2026-09-08 | Solar Panels | Elin Energy (Sirius PV) | ELNSM54M-HC-410 |  | 0.41 | 14 | 181 | 20 |  | Fixed | Roof
NJADRE1560286119 | Administratively Determined Incentive Program | FRANKLINVILLE | 8322 | 7.38 | Residential | Behind the Meter | Yes | Sunrun Installation Services, Inc. | AC Electric |  | Accepted | 2025-08-12 | 2025-09-08 | 2026-09-08 | Solar Panels | Elin Energy (Sirius PV) | ELNSM54M-HC-410 |  | 0.41 | 4 | 1 | 18 |  | Fixed | Roof
NJADRE1560286119 | Administratively Determined Incentive Program | FRANKLINVILLE | 8322 | 7.38 | Residential | Behind the Meter | Yes | Sunrun Installation Services, Inc. | AC Electric |  | Accepted | 2025-08-12 | 2025-09-08 | 2026-09-08 | Inverters | SolarEdge Technologies | SE5700H-USMN | 5760 |  | 1 |  |  | 0.99 |  | Outdoor
NJADRE1560286132 | Administratively Determined Incentive Program | EGG HARBOR TOWNSHIP | 8234 | 6.15 | Residential | Behind the Meter | Yes | Trinity Solar, LLC | AC Electric |  | Accepted | 2025-08-12 | 2025-09-08 | 2026-09-08 | Solar Panels | HANWHA | Q.PEAK DUO BLK ML-G10+ 410 |  | 0.41 | 15 | 125 | 26 |  | Fixed | Roof
NJADRE1560286132 | Administratively Determined Incentive Program | EGG HARBOR TOWNSHIP | 8234 | 6.15 | Residential | Behind the Meter | Yes | Trinity Solar, LLC | AC Electric |  | Accepted | 2025-08-12 | 2025-09-08 | 2026-09-08 | Inverters | Solar Edge | USE5700H-USMNBL75 | 5760 |  | 1 |  |  | 0.97 |  | Outdoor
NJADRE1560286138 | Administratively Determined Incentive Program | ATCO | 8004 | 13.12 | Residential | Behind the Meter | Yes | Sunrun Installation Services, Inc. | AC Electric |  | Accepted | 2025-08-12 | 2025-09-08 | 2026-09-08 | Solar Panels | ELIN ENERGY (SIRIUS PV) | ELNSM54M-HC-410 |  | 0.41 | 5 | 192 | 23 |  | Fixed | Roof
NJADRE1560286138 | Administratively Determined Incentive Program | ATCO | 8004 | 13.12 | Residential | Behind the Meter | Yes | Sunrun Installation Services, Inc. | AC Electric |  | Accepted | 2025-08-12 | 2025-09-08 | 2026-09-08 | Solar Panels | ELIN ENERGY (SIRIUS PV) | ELNSM54M-HC-410 |  | 0.41 | 6 | 12 | 23 |  | Fixed | Roof
NJADRE1560286138 | Administratively Determined Incentive Program | ATCO | 8004 | 13.12 | Residential | Behind the Meter | Yes | Sunrun Installation Services, Inc. | AC Electric |  | Accepted | 2025-08-12 | 2025-09-08 | 2026-09-08 | Solar Panels | ELIN ENERGY (SIRIUS PV) | ELNSM54M-HC-410 |  | 0.41 | 3 | 192 | 23 |  | Fixed | Roof
NJADRE1560286138 | Administratively Determined Incentive Program | ATCO | 8004 | 13.12 | Residential | Behind the Meter | Yes | Sunrun Installation Services, Inc. | AC Electric |  | Accepted | 2025-08-12 | 2025-09-08 | 2026-09-08 | Inverters | SOLAREDGE TECHNOLOGIES | SE10000H-USSN | 10000 |  | 1 |  |  | 0.99 |  | Outside
NJADRE1560286138 | Administratively Determined Incentive Program | ATCO | 8004 | 13.12 | Residential | Behind the Meter | Yes | Sunrun Installation Services, Inc. | AC Electric |  | Accepted | 2025-08-12 | 2025-09-08 | 2026-09-08 | Solar Panels | ELIN ENERGY (SIRIUS PV) | ELNSM54M-HC-410 |  | 0.41 | 6 | 12 | 23 |  | Fixed | Roof
NJADRE1560286138 | Administratively Determined Incentive Program | ATCO | 8004 | 13.12 | Residential | Behind the Meter | Yes | Sunrun Installation Services, Inc. | AC Electric |  | Accepted | 2025-08-12 | 2025-09-08 | 2026-09-08 | Solar Panels | ELIN ENERGY (SIRIUS PV) | ELNSM54M-HC-410 |  | 0.41 | 5 | 102 | 23 |  | Fixed | Roof
NJADRE1560286138 | Administratively Determined Incentive Program | ATCO | 8004 | 13.12 | Residential | Behind the Meter | Yes | Sunrun Installation Services, Inc. | AC Electric |  | Accepted | 2025-08-12 | 2025-09-08 | 2026-09-08 | Solar Panels | ELIN ENERGY (SIRIUS PV) | ELNSM54M-HC-410 |  | 0.41 | 7 | 192 | 23 |  | Fixed | Roof
NJADRE1560286139 | Administratively Determined Incentive Program | BRIDGETON | 8302 | 5.33 | Residential | Behind the Meter | Yes | Sunrun Installation Services, Inc. | AC Electric |  | Accepted | 2025-08-12 | 2025-09-08 | 2026-09-08 | Inverters | SolarEdge Technologies | SE3800H-USMN | 3800 |  | 1 |  |  | 0.99 |  | Outdoor
NJADRE1560286139 | Administratively Determined Incentive Program | BRIDGETON | 8302 | 5.33 | Residential | Behind the Meter | Yes | Sunrun Installation Services, Inc. | AC Electric |  | Accepted | 2025-08-12 | 2025-09-08 | 2026-09-08 | Solar Panels | Elin Energy (Sirius PV) | ELNSM54M-HC-410 |  | 0.41 | 13 | 1 | 29 |  | Fixed | Roof
NJADRE1560286148 | Administratively Determined Incentive Program | MEDFORD | 8055 | 7.83 | Residential | Behind the Meter | No | Sunwise Energy, LLC | PSE&G |  | Accepted | 2025-08-12 | 2025-09-08 | 2026-09-08 | Inverters | ENPHASE ENERGY | IQ8HC-72-M-DOM-US | 380 |  | 18 |  |  | 0.973 |  | Outside
NJADRE1560286148 | Administratively Determined Incentive Program | MEDFORD | 8055 | 7.83 | Residential | Behind the Meter | No | Sunwise Energy, LLC | PSE&G |  | Accepted | 2025-08-12 | 2025-09-08 | 2026-09-08 | Solar Panels | Q CELLS | Q TRON BLK M-G2+SERIES |  | 0.435 | 18 | 253 | 27 |  | Fixed | Roof
NJADRE1560286156 | Administratively Determined Incentive Program | WENONAH | 8090 | 14.56 | Residential | Behind the Meter | No | Kaitanna Solar, LLC | AC Electric |  | Accepted | 2025-08-14 | 2025-09-09 | 2026-09-09 | Solar Panels | Canadian Solar | CS6.1-54TM-455H |  | 0.455 | 4 | 92 | 23 |  | Fixed | Roof
NJADRE1560286156 | Administratively Determined Incentive Program | WENONAH | 8090 | 14.56 | Residential | Behind the Meter | No | Kaitanna Solar, LLC | AC Electric |  | Accepted | 2025-08-14 | 2025-09-09 | 2026-09-09 | Meters | Enphase | Envoy |  |  | 1 |  |  |  | Yes | Outdoor
NJADRE1560286156 | Administratively Determined Incentive Program | WENONAH | 8090 | 14.56 | Residential | Behind the Meter | No | Kaitanna Solar, LLC | AC Electric |  | Accepted | 2025-08-14 | 2025-09-09 | 2026-09-09 | Solar Panels | Canadian Solar | CS6.1-54TM-455H |  | 0.455 | 4 | 272 | 23 |  | Fixed | Roof
NJADRE1560286156 | Administratively Determined Incentive Program | WENONAH | 8090 | 14.56 | Residential | Behind the Meter | No | Kaitanna Solar, LLC | AC Electric |  | Accepted | 2025-08-14 | 2025-09-09 | 2026-09-09 | Solar Panels | Canadian Solar | CS6.1-54TM-455H |  | 0.455 | 12 | 268 | 34 |  | Fixed | Roof
NJADRE1560286156 | Administratively Determined Incentive Program | WENONAH | 8090 | 14.56 | Residential | Behind the Meter | No | Kaitanna Solar, LLC | AC Electric |  | Accepted | 2025-08-14 | 2025-09-09 | 2026-09-09 | Solar Panels | Canadian Solar | CS6.1-54TM-455H |  | 0.455 | 12 | 88 | 34 |  | Fixed | Roof
NJADRE1560286156 | Administratively Determined Incentive Program | WENONAH | 8090 | 14.56 | Residential | Behind the Meter | No | Kaitanna Solar, LLC | AC Electric |  | Accepted | 2025-08-14 | 2025-09-09 | 2026-09-09 | Inverters | Enphase | IQ8A-72-2-US | 349 |  | 32 |  |  | 0.977 |  | Outdoor | Under module
NJADRE1560286297 | Administratively Determined Incentive Program | Tinton Falls | 7753 | 9.02 | Residential | Behind the Meter | Yes | Trinity Solar, LLC | JCP&L |  | Accepted | 2025-08-12 | 2025-09-15 | 2026-09-15 | Inverters | Solar Edge | USE7600H-USMNBL75 | 5760 |  | 1 |  |  | 0.97 |  | Outdoor
NJADRE1560286297 | Administratively Determined Incentive Program | Tinton Falls | 7753 | 9.02 | Residential | Behind the Meter | Yes | Trinity Solar, LLC | JCP&L |  | Accepted | 2025-08-12 | 2025-09-15 | 2026-09-15 | Solar Panels | HANWHA | (Q.PEAK DUO BLK ML-G10.C+ 410) |  | 0.41 | 10 | 83 | 30 |  | Fixed | Roof
NJADRE1560286297 | Administratively Determined Incentive Program | Tinton Falls | 7753 | 9.02 | Residential | Behind the Meter | Yes | Trinity Solar, LLC | JCP&L |  | Accepted | 2025-08-12 | 2025-09-15 | 2026-09-15 | Solar Panels | HANWHA | (Q.PEAK DUO BLK ML-G10.C+ 410) |  | 0.41 | 3 | 173 | 29 |  | Fixed | Roof
NJADRE1560286297 | Administratively Determined Incentive Program | Tinton Falls | 7753 | 9.02 | Residential | Behind the Meter | Yes | Trinity Solar, LLC | JCP&L |  | Accepted | 2025-08-12 | 2025-09-15 | 2026-09-15 | Solar Panels | HANWHA | (Q.PEAK DUO BLK ML-G10.C+ 410) |  | 0.41 | 9 | 173 | 31 |  | Fixed | Roof
NJADRE1560287175 | Administratively Determined Incentive Program | HILLSIDE | 7205 | 3.32 | Residential | Behind the Meter | Yes | Fusion Solar Energy, LLC | PSE&G |  | Accepted | 2025-08-12 | 2025-09-08 | 2026-09-08 | Inverters | ENPHASE | IQ8HC-72-M-DOM-US | 380 |  | 8 |  |  | 0.97 |  | Outside | Roof
NJADRE1560287175 | Administratively Determined Incentive Program | HILLSIDE | 7205 | 3.32 | Residential | Behind the Meter | Yes | Fusion Solar Energy, LLC | PSE&G |  | Accepted | 2025-08-12 | 2025-09-08 | 2026-09-08 | Solar Panels | QCELLS | Q.PEAK DUO BLK ML-G10.C+ 415 |  | 0.415 | 8 | 86.33 | 14 |  | Fixed | Roof
NJADRE1560287254 | Administratively Determined Incentive Program | BELLEVILLE | 7109 | 7.47 | Residential | Behind the Meter | Yes | Fusion Solar Energy, LLC | PSE&G |  | Accepted | 2025-08-12 | 2025-09-11 | 2026-09-11 | Inverters | ENPHASE | IQ8HC-72-M-DOM-US | 380 |  | 18 |  |  | 0.97 |  | Outside | Roof
NJADRE1560287254 | Administratively Determined Incentive Program | BELLEVILLE | 7109 | 7.47 | Residential | Behind the Meter | Yes | Fusion Solar Energy, LLC | PSE&G |  | Accepted | 2025-08-12 | 2025-09-11 | 2026-09-11 | Solar Panels | Q CELLS | Q.PEAK DUO BLK ML-G10.C+ |  | 0.415 | 18 | 301.22 | 30 |  | Fixed | Roof
NJADRE1560287270 | Administratively Determined Incentive Program | SUSSEX | 7461 | 9.96 | Residential | Behind the Meter | Yes | Fusion Solar Energy, LLC | JCP&L |  | Accepted | 2025-08-12 | 2025-09-08 | 2026-09-08 | Solar Panels | QCELLS | Q.PEAK DUO BLK ML-G10.C+ 415 |  | 0.415 | 7 | 138.92 | 22 |  | Fixed | Roof
NJADRE1560287270 | Administratively Determined Incentive Program | SUSSEX | 7461 | 9.96 | Residential | Behind the Meter | Yes | Fusion Solar Energy, LLC | JCP&L |  | Accepted | 2025-08-12 | 2025-09-08 | 2026-09-08 | Solar Panels | QCELLS | Q.PEAK DUO BLK ML-G10.C+ 415 |  | 0.415 | 17 | 139.08 | 25 |  | Fixed | Roof
NJADRE1560287270 | Administratively Determined Incentive Program | SUSSEX | 7461 | 9.96 | Residential | Behind the Meter | Yes | Fusion Solar Energy, LLC | JCP&L |  | Accepted | 2025-08-12 | 2025-09-08 | 2026-09-08 | Inverters | ENPHASE | IQ8HC-72-M-DOM-US | 380 |  | 24 |  |  | 0.97 |  | Outside | Roof
NJADRE1560288568 | Administratively Determined Incentive Program | LAWRENCE TOWNSHIP | 8648 | 9.02 | Residential | Behind the Meter | Yes | SunnyMac, LLC | PSE&G |  | Accepted | 2025-08-13 | 2025-09-08 | 2026-09-08 | Solar Panels | HANWHA | Q.PEAK DUO BLK ML-G10+ 410W |  | 0.41 | 6 | 44 | 21 |  | Fixed | Roof
NJADRE1560288568 | Administratively Determined Incentive Program | LAWRENCE TOWNSHIP | 8648 | 9.02 | Residential | Behind the Meter | Yes | SunnyMac, LLC | PSE&G |  | Accepted | 2025-08-13 | 2025-09-08 | 2026-09-08 | Solar Panels | HANWHA | Q.PEAK DUO BLK ML-G10+ 410W |  | 0.41 | 4 | 44 | 11 |  | Fixed | Roof
NJADRE1560288568 | Administratively Determined Incentive Program | LAWRENCE TOWNSHIP | 8648 | 9.02 | Residential | Behind the Meter | Yes | SunnyMac, LLC | PSE&G |  | Accepted | 2025-08-13 | 2025-09-08 | 2026-09-08 | Solar Panels | HANWHA | Q.PEAK DUO BLK ML-G10+ 410W |  | 0.41 | 12 | 134 | 8 |  | Fixed | Roof
NJADRE1560288568 | Administratively Determined Incentive Program | LAWRENCE TOWNSHIP | 8648 | 9.02 | Residential | Behind the Meter | Yes | SunnyMac, LLC | PSE&G |  | Accepted | 2025-08-13 | 2025-09-08 | 2026-09-08 | Inverters | Solaredge | SE7600H-US | 7600 |  | 1 |  |  | 0.99 |  | Outdoor | next to meter
NJADRE1560288568 | Administratively Determined Incentive Program | LAWRENCE TOWNSHIP | 8648 | 9.02 | Residential | Behind the Meter | Yes | SunnyMac, LLC | PSE&G |  | Accepted | 2025-08-13 | 2025-09-08 | 2026-09-08 | Meters | SOLAREDGE HOME HUB | SE-RGMTR-1D-240C-B |  |  | 1 |  |  |  | Yes | Outdoor
NJADRE1560288593 | Administratively Determined Incentive Program | NORTH BRUNSWICK | 8902 | 13.94 | Residential | Behind the Meter | Yes | Pro Custom Solar dba Momentum Solar | PSE&G |  | Accepted | 2025-08-13 | 2025-09-18 | 2026-09-18 | Inverters | ENPHASE | IQ8HC-72-M-DOM-US | 380 |  | 34 |  |  | 0.97 |  | Outdoor
NJADRE1560288593 | Administratively Determined Incentive Program | NORTH BRUNSWICK | 8902 | 13.94 | Residential | Behind the Meter | Yes | Pro Custom Solar dba Momentum Solar | PSE&G |  | Accepted | 2025-08-13 | 2025-09-18 | 2026-09-18 | Solar Panels | HANWHA | HANWHA Q.PEAK DUO BLK ML-G10+410 |  | 0.41 | 4 | 223 | 18 |  | Fixed | Roof
NJADRE1560288593 | Administratively Determined Incentive Program | NORTH BRUNSWICK | 8902 | 13.94 | Residential | Behind the Meter | Yes | Pro Custom Solar dba Momentum Solar | PSE&G |  | Accepted | 2025-08-13 | 2025-09-18 | 2026-09-18 | Solar Panels | HANWHA | HANWHA Q.PEAK DUO BLK ML-G10+410 |  | 0.41 | 15 | 42 | 18 |  | Fixed | Roof
NJADRE1560288593 | Administratively Determined Incentive Program | NORTH BRUNSWICK | 8902 | 13.94 | Residential | Behind the Meter | Yes | Pro Custom Solar dba Momentum Solar | PSE&G |  | Accepted | 2025-08-13 | 2025-09-18 | 2026-09-18 | Solar Panels | HANWHA | HANWHA Q.PEAK DUO BLK ML-G10+410 |  | 0.41 | 15 | 222 | 18 |  | Fixed | Roof
NJADRE1560288600 | Administratively Determined Incentive Program | RIDGEWOOD | 7450 | 11.18 | Residential | Behind the Meter | No | Infinity Solar Systems, LLC | PSE&G |  | Accepted | 2025-08-13 | 2025-09-08 | 2026-09-08 | Solar Panels | SEG Solar | SEG-430-BTD-BG |  | 0.43 | 14 | 105 | 29 |  | Fixed | Roof
NJADRE1560288600 | Administratively Determined Incentive Program | RIDGEWOOD | 7450 | 11.18 | Residential | Behind the Meter | No | Infinity Solar Systems, LLC | PSE&G |  | Accepted | 2025-08-13 | 2025-09-08 | 2026-09-08 | Solar Panels | SEG Solar | SEG-430-BTD-BG |  | 0.43 | 12 | 285 | 27 |  | Fixed | Roof
NJADRE1560288600 | Administratively Determined Incentive Program | RIDGEWOOD | 7450 | 11.18 | Residential | Behind the Meter | No | Infinity Solar Systems, LLC | PSE&G |  | Accepted | 2025-08-13 | 2025-09-08 | 2026-09-08 | Inverters | SEG Solar | SEG-430-BTD-BG | 320 |  | 26 |  |  | 0.97 |  | Outdoor
NJADRE1560288609 | Administratively Determined Incentive Program | HO HO KUS | 7423 | 16.4 | Residential | Behind the Meter | Yes | Trinity Solar, LLC | PSE&G |  | Accepted | 2025-08-13 | 2025-09-10 | 2026-09-10 | Solar Panels | HANWHA 410 (Q.PEAK DUO BLK ML-G10+ 410) | HANWHA 410 (Q.PEAK DUO BLK ML-G10+ 410) |  | 0.41 | 9 | 188 | 22 |  | Fixed | Roof
NJADRE1560288609 | Administratively Determined Incentive Program | HO HO KUS | 7423 | 16.4 | Residential | Behind the Meter | Yes | Trinity Solar, LLC | PSE&G |  | Accepted | 2025-08-13 | 2025-09-10 | 2026-09-10 | Inverters | SOLAREDGE | SE38000H-US | 3800 |  | 1 |  |  | 0.97 |  | Outside
NJADRE1560288609 | Administratively Determined Incentive Program | HO HO KUS | 7423 | 16.4 | Residential | Behind the Meter | Yes | Trinity Solar, LLC | PSE&G |  | Accepted | 2025-08-13 | 2025-09-10 | 2026-09-10 | Solar Panels | HANWHA 410 (Q.PEAK DUO BLK ML-G10+ 410) | HANWHA 410 (Q.PEAK DUO BLK ML-G10+ 410) |  | 0.41 | 14 | 188 | 45 |  | Fixed | Roof
NJADRE1560288609 | Administratively Determined Incentive Program | HO HO KUS | 7423 | 16.4 | Residential | Behind the Meter | Yes | Trinity Solar, LLC | PSE&G |  | Accepted | 2025-08-13 | 2025-09-10 | 2026-09-10 | Solar Panels | HANWHA 410 (Q.PEAK DUO BLK ML-G10+ 410) | HANWHA 410 (Q.PEAK DUO BLK ML-G10+ 410) |  | 0.41 | 9 | 8 | 21 |  | Fixed | Roof
NJADRE1560288609 | Administratively Determined Incentive Program | HO HO KUS | 7423 | 16.4 | Residential | Behind the Meter | Yes | Trinity Solar, LLC | PSE&G |  | Accepted | 2025-08-13 | 2025-09-10 | 2026-09-10 | Inverters | SOLAREDGE | SE10000H-US | 10000 |  | 1 |  |  | 0.97 |  | Outside
NJADRE1560288609 | Administratively Determined Incentive Program | HO HO KUS | 7423 | 16.4 | Residential | Behind the Meter | Yes | Trinity Solar, LLC | PSE&G |  | Accepted | 2025-08-13 | 2025-09-10 | 2026-09-10 | Solar Panels | HANWHA 410 (Q.PEAK DUO BLK ML-G10+ 410) | HANWHA 410 (Q.PEAK DUO BLK ML-G10+ 410) |  | 0.41 | 8 | 98 | 38 |  | Fixed | Roof
NJADRE1560288622 | Administratively Determined Incentive Program | Franklin Twp Som | 8873 | 12.04 | Residential | Behind the Meter | No | Green Power Energy, LLC | PSE&G |  | Accepted | 2025-08-13 | 2025-09-08 | 2026-09-08 | Solar Panels | SEG Solar | SEG-430-BTD-BG |  | 0.43 | 28 | 137 | 34 |  | Fixed | Roof
NJADRE1560288622 | Administratively Determined Incentive Program | Franklin Twp Som | 8873 | 12.04 | Residential | Behind the Meter | No | Green Power Energy, LLC | PSE&G |  | Accepted | 2025-08-13 | 2025-09-08 | 2026-09-08 | Inverters | Enphase | IQ8MC-72-M-US [240V] | 320 |  | 28 |  |  | 0.98 |  | Outside
NJADRE1560288623 | Administratively Determined Incentive Program | RIVERSIDE | 8075 | 5.74 | Residential | Behind the Meter | Yes | Sunrun Installation Services, Inc. | PSE&G |  | Accepted | 2025-08-13 | 2025-09-08 | 2026-09-08 | Solar Panels | HANWHA Q-CELLS | Q.PEAK DUO BLK ML-G10.C+ 410 |  | 0.41 | 6 | 300 | 40 |  | Fixed | Roof
NJADRE1560288623 | Administratively Determined Incentive Program | RIVERSIDE | 8075 | 5.74 | Residential | Behind the Meter | Yes | Sunrun Installation Services, Inc. | PSE&G |  | Accepted | 2025-08-13 | 2025-09-08 | 2026-09-08 | Inverters | GROWATT NEW ENERGY TECHNOLOGY CO LTD | MIN 6000TL-XH-US | 6000 |  | 1 |  |  | 0.98 |  | Outdoor
NJADRE1560288623 | Administratively Determined Incentive Program | RIVERSIDE | 8075 | 5.74 | Residential | Behind the Meter | Yes | Sunrun Installation Services, Inc. | PSE&G |  | Accepted | 2025-08-13 | 2025-09-08 | 2026-09-08 | Solar Panels | HANWHA Q-CELLS | Q.PEAK DUO BLK ML-G10.C+ 410 |  | 0.41 | 8 | 120 | 3 |  | Fixed | Roof
NJADRE1560288633 | Administratively Determined Incentive Program | NORTH BERGEN TWP | 7047 | 7.79 | Residential | Behind the Meter | Yes | Sunrun Installation Services, Inc. | PSE&G |  | Accepted | 2025-08-13 | 2025-09-08 | 2026-09-08 | Inverters | SOLAREDGE TECHNOLOGIES | SE5700H-USMN | 5760 |  | 1 |  |  | 0.99 |  | Outside
NJADRE1560288633 | Administratively Determined Incentive Program | NORTH BERGEN TWP | 7047 | 7.79 | Residential | Behind the Meter | Yes | Sunrun Installation Services, Inc. | PSE&G |  | Accepted | 2025-08-13 | 2025-09-08 | 2026-09-08 | Solar Panels | ELIN ENERGY (SIRIUS PV) | ELNSM54M-HC-410 |  | 0.41 | 3 | 301 | 19 |  | Fixed | Roof
NJADRE1560288633 | Administratively Determined Incentive Program | NORTH BERGEN TWP | 7047 | 7.79 | Residential | Behind the Meter | Yes | Sunrun Installation Services, Inc. | PSE&G |  | Accepted | 2025-08-13 | 2025-09-08 | 2026-09-08 | Solar Panels | ELIN ENERGY (SIRIUS PV) | ELNSM54M-HC-410 |  | 0.41 | 16 | 121 | 19 |  | Fixed | Roof
NJADRE1560288636 | Administratively Determined Incentive Program | Forked River | 8731 | 12.47 | Residential | Behind the Meter | No | Green Sun Energy Services, LLC | JCP&L |  | Accepted | 2025-08-15 | 2025-09-10 | 2026-09-10 | Meters | EnPhase | X-IQ-AM1-240-5C | 8410 |  | 1 |  |  |  | Yes | Outdoor
NJADRE1560288636 | Administratively Determined Incentive Program | Forked River | 8731 | 12.47 | Residential | Behind the Meter | No | Green Sun Energy Services, LLC | JCP&L |  | Accepted | 2025-08-15 | 2025-09-10 | 2026-09-10 | Solar Panels | Jinko | JKM430 N-54HL4-B |  | 0.43 | 29 | 134 | 20 |  | Fixed | Roof
NJADRE1560288636 | Administratively Determined Incentive Program | Forked River | 8731 | 12.47 | Residential | Behind the Meter | No | Green Sun Energy Services, LLC | JCP&L |  | Accepted | 2025-08-15 | 2025-09-10 | 2026-09-10 | Inverters | EnPhase | IQ8PLUS-72-M-US | 290 |  | 29 |  |  | 0.97 |  | Outdoor
NJADRE1560288639 | Administratively Determined Incentive Program | Orange | 7050 | 4.1 | Residential | Behind the Meter | Yes | Trinity Solar, LLC | PSE&G |  | Accepted | 2025-08-13 | 2025-09-08 | 2026-09-08 | Solar Panels | HANWHA 410 (Q.PEAK DUO BLK ML-G10+ 410) | HANWHA 410 (Q.PEAK DUO BLK ML-G10+ 410) |  | 0.41 | 10 | 186 | 37 |  | Fixed | Roof
NJADRE1560288639 | Administratively Determined Incentive Program | Orange | 7050 | 4.1 | Residential | Behind the Meter | Yes | Trinity Solar, LLC | PSE&G |  | Accepted | 2025-08-13 | 2025-09-08 | 2026-09-08 | Inverters | SOLAREDGE | SE3800H-US | 3800 |  | 1 |  |  | 0.97 |  | Outside
NJADRE1560288640 | Administratively Determined Incentive Program | Piscataway | 8854 | 14.76 | Residential | Behind the Meter | Yes | Pro Custom Solar dba Momentum Solar | PSE&G |  | Accepted | 2025-08-13 | 2025-09-18 | 2026-09-18 | Solar Panels | HANWHA | HANWHA Q.PEAK DUO BLK ML-G10+410 |  | 0.41 | 12 | 174 | 22 |  | Fixed | Roof
NJADRE1560288640 | Administratively Determined Incentive Program | Piscataway | 8854 | 14.76 | Residential | Behind the Meter | Yes | Pro Custom Solar dba Momentum Solar | PSE&G |  | Accepted | 2025-08-13 | 2025-09-18 | 2026-09-18 | Solar Panels | HANWHA | HANWHA Q.PEAK DUO BLK ML-G10+410 |  | 0.41 | 24 | 354 | 22 |  | Fixed | Roof
NJADRE1560288640 | Administratively Determined Incentive Program | Piscataway | 8854 | 14.76 | Residential | Behind the Meter | Yes | Pro Custom Solar dba Momentum Solar | PSE&G |  | Accepted | 2025-08-13 | 2025-09-18 | 2026-09-18 | Inverters | ENPHASE | IQ8HC-72-M-DOM-US | 380 |  | 36 |  |  | 0.97 |  | Outdoor
NJADRE1560288645 | Administratively Determined Incentive Program | BRIDGETON | 8302 | 19.35 | Residential | Behind the Meter | No | EMT Renewables, LLC | AC Electric |  | Accepted | 2025-08-13 | 2025-09-09 | 2026-09-09 | Inverters | ENPHASE | IQ8+ | 290 |  | 45 |  |  | 0.98 |  | Other | UNDER EACH PANEL
NJADRE1560288645 | Administratively Determined Incentive Program | BRIDGETON | 8302 | 19.35 | Residential | Behind the Meter | No | EMT Renewables, LLC | AC Electric |  | Accepted | 2025-08-13 | 2025-09-09 | 2026-09-09 | Solar Panels | Q.CELLS | Q.PEAK DUO |  | 0.43 | 8 | 205 | 28 |  | Fixed | Roof
NJADRE1560288645 | Administratively Determined Incentive Program | BRIDGETON | 8302 | 19.35 | Residential | Behind the Meter | No | EMT Renewables, LLC | AC Electric |  | Accepted | 2025-08-13 | 2025-09-09 | 2026-09-09 | Solar Panels | Q.CELLS | Q.PEAK DUO |  | 0.43 | 33 | 205 | 49 |  | Fixed | Roof
NJADRE1560288645 | Administratively Determined Incentive Program | BRIDGETON | 8302 | 19.35 | Residential | Behind the Meter | No | EMT Renewables, LLC | AC Electric |  | Accepted | 2025-08-13 | 2025-09-09 | 2026-09-09 | Solar Panels | Q.CELLS | Q.PEAK DUO |  | 0.43 | 4 | 25 | 16 |  | Fixed | Roof
NJADRE1560288652 | Administratively Determined Incentive Program | MOUNT LAUREL | 8054 | 12.42 | Residential | Behind the Meter | No | Green Power Energy, LLC | PSE&G |  | Accepted | 2025-08-13 | 2025-09-08 | 2026-09-08 | Inverters | Enphase | IQ8X-80-M-US [240V] | 380 |  | 27 |  |  | 0.98 |  | Outside
NJADRE1560288652 | Administratively Determined Incentive Program | MOUNT LAUREL | 8054 | 12.42 | Residential | Behind the Meter | No | Green Power Energy, LLC | PSE&G |  | Accepted | 2025-08-13 | 2025-09-08 | 2026-09-08 | Solar Panels | REC | REC460AA PURE-RX |  | 0.46 | 12 | 93 | 34 |  | Fixed | Roof
NJADRE1560288652 | Administratively Determined Incentive Program | MOUNT LAUREL | 8054 | 12.42 | Residential | Behind the Meter | No | Green Power Energy, LLC | PSE&G |  | Accepted | 2025-08-13 | 2025-09-08 | 2026-09-08 | Solar Panels | REC | REC460AA PURE-RX |  | 0.46 | 4 | 183 | 45 |  | Fixed | Roof
NJADRE1560288652 | Administratively Determined Incentive Program | MOUNT LAUREL | 8054 | 12.42 | Residential | Behind the Meter | No | Green Power Energy, LLC | PSE&G |  | Accepted | 2025-08-13 | 2025-09-08 | 2026-09-08 | Solar Panels | REC | REC460AA PURE-RX |  | 0.46 | 11 | 93 | 34 |  | Fixed | Roof
NJADRE1560288700 | Administratively Determined Incentive Program | Sicklerville | 8081 | 10.66 | Residential | Behind the Meter | Yes | Trinity Solar, LLC | AC Electric |  | Accepted | 2025-08-13 | 2025-09-08 | 2026-09-08 | Inverters | Solar Edge | USE10000H-USMNBL75 | 10000 |  | 1 |  |  | 0.97 |  | Outdoor
NJADRE1560288700 | Administratively Determined Incentive Program | Sicklerville | 8081 | 10.66 | Residential | Behind the Meter | Yes | Trinity Solar, LLC | AC Electric |  | Accepted | 2025-08-13 | 2025-09-08 | 2026-09-08 | Solar Panels | HANWHA | (Q.PEAK DUO BLK ML-G10.C+ 410) |  | 0.41 | 26 | 197 | 33 |  | Fixed | Roof
NJADRE1560288711 | Administratively Determined Incentive Program | SECAUCUS | 7094 | 6.56 | Residential | Behind the Meter | Yes | Pro Custom Solar dba Momentum Solar | PSE&G |  | Accepted | 2025-08-13 | 2025-09-18 | 2026-09-18 | Solar Panels | HANWHA | HANWHA Q.PEAK DUO BLK ML-G10+410 |  | 0.41 | 3 | 298 | 37 |  | Fixed | Roof
NJADRE1560288711 | Administratively Determined Incentive Program | SECAUCUS | 7094 | 6.56 | Residential | Behind the Meter | Yes | Pro Custom Solar dba Momentum Solar | PSE&G |  | Accepted | 2025-08-13 | 2025-09-18 | 2026-09-18 | Solar Panels | HANWHA | HANWHA Q.PEAK DUO BLK ML-G10+410 |  | 0.41 | 6 | 120 | 32 |  | Fixed | Roof
NJADRE1560288711 | Administratively Determined Incentive Program | SECAUCUS | 7094 | 6.56 | Residential | Behind the Meter | Yes | Pro Custom Solar dba Momentum Solar | PSE&G |  | Accepted | 2025-08-13 | 2025-09-18 | 2026-09-18 | Solar Panels | HANWHA | HANWHA Q.PEAK DUO BLK ML-G10+410 |  | 0.41 | 2 | 210 | 32 |  | Fixed | Roof
NJADRE1560288711 | Administratively Determined Incentive Program | SECAUCUS | 7094 | 6.56 | Residential | Behind the Meter | Yes | Pro Custom Solar dba Momentum Solar | PSE&G |  | Accepted | 2025-08-13 | 2025-09-18 | 2026-09-18 | Solar Panels | HANWHA | HANWHA Q.PEAK DUO BLK ML-G10+410 |  | 0.41 | 2 | 300 | 32 |  | Fixed | Roof
NJADRE1560288711 | Administratively Determined Incentive Program | SECAUCUS | 7094 | 6.56 | Residential | Behind the Meter | Yes | Pro Custom Solar dba Momentum Solar | PSE&G |  | Accepted | 2025-08-13 | 2025-09-18 | 2026-09-18 | Inverters | ENPHASE | IQ8HC-72-M-DOM-US | 380 |  | 16 |  |  | 0.97 |  | Outdoor
NJADRE1560288711 | Administratively Determined Incentive Program | SECAUCUS | 7094 | 6.56 | Residential | Behind the Meter | Yes | Pro Custom Solar dba Momentum Solar | PSE&G |  | Accepted | 2025-08-13 | 2025-09-18 | 2026-09-18 | Solar Panels | HANWHA | HANWHA Q.PEAK DUO BLK ML-G10+410 |  | 0.41 | 3 | 118 | 37 |  | Fixed | Roof
NJADRE1560288718 | Administratively Determined Incentive Program | VOORHEES | 8043 | 6.56 | Residential | Behind the Meter | Yes | Trinity Solar, LLC | PSE&G |  | Accepted | 2025-08-13 | 2025-09-08 | 2026-09-08 | Solar Panels | Hanwha | Q.PEAK DUO BLK ML-G10.C+ 410 |  | 0.41 | 3 | 238 | 29 |  | Fixed | Roof
NJADRE1560288718 | Administratively Determined Incentive Program | VOORHEES | 8043 | 6.56 | Residential | Behind the Meter | Yes | Trinity Solar, LLC | PSE&G |  | Accepted | 2025-08-13 | 2025-09-08 | 2026-09-08 | Inverters | Solar Edge | USE5700H-US | 5760 |  | 1 |  |  | 0.97 |  | Outside
NJADRE1560288718 | Administratively Determined Incentive Program | VOORHEES | 8043 | 6.56 | Residential | Behind the Meter | Yes | Trinity Solar, LLC | PSE&G |  | Accepted | 2025-08-13 | 2025-09-08 | 2026-09-08 | Solar Panels | Hanwha | Q.PEAK DUO BLK ML-G10.C+ 410 |  | 0.41 | 13 | 238 | 29 |  | Fixed | Roof
NJADRE1560288725 | Administratively Determined Incentive Program | BARNEGAT | 8005 | 11.48 | Residential | Behind the Meter | Yes | Sunrun Installation Services, Inc. | JCP&L |  | Accepted | 2025-08-13 | 2025-09-09 | 2026-09-09 | Solar Panels | Elin Energy (Sirius PV) | ELNSM54M-HC-410 |  | 0.41 | 12 | 36 | 27 |  | Fixed | Roof
NJADRE1560288725 | Administratively Determined Incentive Program | BARNEGAT | 8005 | 11.48 | Residential | Behind the Meter | Yes | Sunrun Installation Services, Inc. | JCP&L |  | Accepted | 2025-08-13 | 2025-09-09 | 2026-09-09 | Solar Panels | Elin Energy (Sirius PV) | ELNSM54M-HC-410 |  | 0.41 | 16 | 216 | 27 |  | Fixed | Roof
NJADRE1560288725 | Administratively Determined Incentive Program | BARNEGAT | 8005 | 11.48 | Residential | Behind the Meter | Yes | Sunrun Installation Services, Inc. | JCP&L |  | Accepted | 2025-08-13 | 2025-09-09 | 2026-09-09 | Inverters | SolarEdge Technologies | SE10000H-USMN | 10000 |  | 1 |  |  | 0.99 |  | Outdoor
NJADRE1560288726 | Administratively Determined Incentive Program | EDISON | 8820 | 6.88 | Residential | Behind the Meter | No | Green Power Energy, LLC | PSE&G |  | Accepted | 2025-08-13 | 2025-09-08 | 2026-09-08 | Inverters | Enphase | IQ8MC-72-M-US [240V] | 320 |  | 16 |  |  | 0.98 |  | Outside
NJADRE1560288726 | Administratively Determined Incentive Program | EDISON | 8820 | 6.88 | Residential | Behind the Meter | No | Green Power Energy, LLC | PSE&G |  | Accepted | 2025-08-13 | 2025-09-08 | 2026-09-08 | Solar Panels | SEG Solar | SEG-430-BTD-BG |  | 0.43 | 16 | 175 | 23 |  | Fixed | Roof
NJADRE1560288731 | Administratively Determined Incentive Program | WEST CREEK | 8092 | 10.25 | Residential | Behind the Meter | Yes | Trinity Solar, LLC | AC Electric |  | Accepted | 2025-08-13 | 2025-09-09 | 2026-09-09 | Inverters | Solar Edge | USE7600H-USMNBL75 | 7600 |  | 1 |  |  | 0.97 |  | Outdoor
NJADRE1560288731 | Administratively Determined Incentive Program | WEST CREEK | 8092 | 10.25 | Residential | Behind the Meter | Yes | Trinity Solar, LLC | AC Electric |  | Accepted | 2025-08-13 | 2025-09-09 | 2026-09-09 | Solar Panels | HANWHA | (Q.PEAK DUO BLK ML-G10.C+ 410) |  | 0.41 | 11 | 222 | 34 |  | Fixed | Roof
NJADRE1560288731 | Administratively Determined Incentive Program | WEST CREEK | 8092 | 10.25 | Residential | Behind the Meter | Yes | Trinity Solar, LLC | AC Electric |  | Accepted | 2025-08-13 | 2025-09-09 | 2026-09-09 | Solar Panels | HANWHA | (Q.PEAK DUO BLK ML-G10.C+ 410) |  | 0.41 | 4 | 132 | 43 |  | Fixed | Roof
NJADRE1560288731 | Administratively Determined Incentive Program | WEST CREEK | 8092 | 10.25 | Residential | Behind the Meter | Yes | Trinity Solar, LLC | AC Electric |  | Accepted | 2025-08-13 | 2025-09-09 | 2026-09-09 | Solar Panels | HANWHA | (Q.PEAK DUO BLK ML-G10.C+ 410) |  | 0.41 | 10 | 222 | 37 |  | Fixed | Roof
NJADRE1560288745 | Administratively Determined Incentive Program | Hamilton | 8330 | 7.055 | Residential | Behind the Meter | Yes | Big Wave Roofing and Solar, LLC | AC Electric |  | Accepted | 2025-08-13 | 2025-09-08 | 2026-09-08 | Inverters | Enphase | IQ8HC-72-M-DOM-US | 380 |  | 17 |  |  | 0.97 |  | Outdoor
NJADRE1560288745 | Administratively Determined Incentive Program | Hamilton | 8330 | 7.055 | Residential | Behind the Meter | Yes | Big Wave Roofing and Solar, LLC | AC Electric |  | Accepted | 2025-08-13 | 2025-09-08 | 2026-09-08 | Solar Panels | Q cells | Q.PEAK DUO BLK ML-G10.C+ 415W |  | 0.415 | 11 | 178 | 22 |  | Fixed | Roof
NJADRE1560288745 | Administratively Determined Incentive Program | Hamilton | 8330 | 7.055 | Residential | Behind the Meter | Yes | Big Wave Roofing and Solar, LLC | AC Electric |  | Accepted | 2025-08-13 | 2025-09-08 | 2026-09-08 | Solar Panels | Q cells | Q.PEAK DUO BLK ML-G10.C+ 415W |  | 0.415 | 6 | 178 | 22 |  | Fixed | Roof
NJADRE1560288758 | Administratively Determined Incentive Program | EASTAMPTN TWP | 8060 | 6.09 | Residential | Behind the Meter | Yes | Velocity Energy & Home Solutions, Inc. | PSE&G |  | Accepted | 2025-08-13 | 2025-09-10 | 2026-09-10 | Inverters | ENPHASE | IQ8H | 380 |  | 14 |  |  | 0.99 |  | Outside | BEHIND PANELS
NJADRE1560288758 | Administratively Determined Incentive Program | EASTAMPTN TWP | 8060 | 6.09 | Residential | Behind the Meter | Yes | Velocity Energy & Home Solutions, Inc. | PSE&G |  | Accepted | 2025-08-13 | 2025-09-10 | 2026-09-10 | Solar Panels | QTRON | 435W |  | 0.435 | 14 | 121 | 28 |  | Fixed | Roof
NJADRE1560288763 | Administratively Determined Incentive Program | UNION | 7083 | 13.28 | Residential | Behind the Meter | Yes | Big Wave Roofing and Solar, LLC | PSE&G |  | Accepted | 2025-08-13 | 2025-09-08 | 2026-09-08 | Inverters | Enphase | IQ8HC-72-M-DOM-US | 380 |  | 32 |  |  | 0.97 |  | Outside
NJADRE1560288763 | Administratively Determined Incentive Program | UNION | 7083 | 13.28 | Residential | Behind the Meter | Yes | Big Wave Roofing and Solar, LLC | PSE&G |  | Accepted | 2025-08-13 | 2025-09-08 | 2026-09-08 | Solar Panels | QCELLS | Q.PEAK DUO BLK ML-G10.C+ 415W |  | 0.415 | 11 | 107 | 30 |  | Fixed | Roof
NJADRE1560288763 | Administratively Determined Incentive Program | UNION | 7083 | 13.28 | Residential | Behind the Meter | Yes | Big Wave Roofing and Solar, LLC | PSE&G |  | Accepted | 2025-08-13 | 2025-09-08 | 2026-09-08 | Solar Panels | QCELLS | Q.PEAK DUO BLK ML-G10.C+ 415W |  | 0.415 | 21 | 307 | 30 |  | Fixed | Roof
NJADRE1560288774 | Administratively Determined Incentive Program | BLOOMFIELD TWP | 7003 | 11.34 | Residential | Behind the Meter | Yes | Sunrun Installation Services, Inc. | PSE&G |  | Accepted | 2025-08-13 | 2025-09-08 | 2026-09-08 | Solar Panels | JA Solar | JAM54S31-405/MR |  | 0.405 | 11 | 202 | 39 |  | Fixed | Roof
NJADRE1560288774 | Administratively Determined Incentive Program | BLOOMFIELD TWP | 7003 | 11.34 | Residential | Behind the Meter | Yes | Sunrun Installation Services, Inc. | PSE&G |  | Accepted | 2025-08-13 | 2025-09-08 | 2026-09-08 | Solar Panels | JA Solar | JAM54S31-405/MR |  | 0.405 | 6 | 22 | 30 |  | Fixed | Roof
NJADRE1560288774 | Administratively Determined Incentive Program | BLOOMFIELD TWP | 7003 | 11.34 | Residential | Behind the Meter | Yes | Sunrun Installation Services, Inc. | PSE&G |  | Accepted | 2025-08-13 | 2025-09-08 | 2026-09-08 | Solar Panels | JA Solar | JAM54S31-405/MR |  | 0.405 | 11 | 22 | 40 |  | Fixed | Roof
NJADRE1560288774 | Administratively Determined Incentive Program | BLOOMFIELD TWP | 7003 | 11.34 | Residential | Behind the Meter | Yes | Sunrun Installation Services, Inc. | PSE&G |  | Accepted | 2025-08-13 | 2025-09-08 | 2026-09-08 | Inverters | SolarEdge Technologies | SE7600H-USMN | 7600 |  | 1 |  |  | 0.99 |  | Outdoor
NJADRE1560288776 | Administratively Determined Incentive Program | WOODLAND PARK | 7424 | 18.45 | Residential | Behind the Meter | Yes | Pro Custom Solar dba Momentum Solar | PSE&G |  | Accepted | 2025-08-13 | 2025-09-08 | 2026-09-08 | Solar Panels | HANWHA | HANWHA Q.PEAK DUO BLK ML-G10+410 |  | 0.41 | 2 | 259 | 22 |  | Fixed | Roof
NJADRE1560288776 | Administratively Determined Incentive Program | WOODLAND PARK | 7424 | 18.45 | Residential | Behind the Meter | Yes | Pro Custom Solar dba Momentum Solar | PSE&G |  | Accepted | 2025-08-13 | 2025-09-08 | 2026-09-08 | Solar Panels | HANWHA | HANWHA Q.PEAK DUO BLK ML-G10+410 |  | 0.41 | 10 | 259 | 22 |  | Fixed | Roof
NJADRE1560288776 | Administratively Determined Incentive Program | WOODLAND PARK | 7424 | 18.45 | Residential | Behind the Meter | Yes | Pro Custom Solar dba Momentum Solar | PSE&G |  | Accepted | 2025-08-13 | 2025-09-08 | 2026-09-08 | Solar Panels | HANWHA | HANWHA Q.PEAK DUO BLK ML-G10+410 |  | 0.41 | 6 | 349 | 22 |  | Fixed | Roof
NJADRE1560288776 | Administratively Determined Incentive Program | WOODLAND PARK | 7424 | 18.45 | Residential | Behind the Meter | Yes | Pro Custom Solar dba Momentum Solar | PSE&G |  | Accepted | 2025-08-13 | 2025-09-08 | 2026-09-08 | Inverters | ENPHASE | IQ8HC-72-M-DOM-US | 380 |  | 45 |  |  | 0.97 |  | Outdoor
NJADRE1560288776 | Administratively Determined Incentive Program | WOODLAND PARK | 7424 | 18.45 | Residential | Behind the Meter | Yes | Pro Custom Solar dba Momentum Solar | PSE&G |  | Accepted | 2025-08-13 | 2025-09-08 | 2026-09-08 | Solar Panels | HANWHA | HANWHA Q.PEAK DUO BLK ML-G10+410 |  | 0.41 | 2 | 169 | 22 |  | Fixed | Roof
NJADRE1560288776 | Administratively Determined Incentive Program | WOODLAND PARK | 7424 | 18.45 | Residential | Behind the Meter | Yes | Pro Custom Solar dba Momentum Solar | PSE&G |  | Accepted | 2025-08-13 | 2025-09-08 | 2026-09-08 | Solar Panels | HANWHA | HANWHA Q.PEAK DUO BLK ML-G10+410 |  | 0.41 | 25 | 79 | 22 |  | Fixed | Roof
NJADRE1560288794 | Administratively Determined Incentive Program | MAYS LANDING | 8330 | 5.74 | Residential | Behind the Meter | No | Trinity Solar, LLC | AC Electric |  | Accepted | 2025-08-13 | 2025-09-08 | 2026-09-08 | Solar Panels | HANWHA | Q.PEAK DUO BLK ML-G10.C+ 410 |  | 0.41 | 8 | 203 | 19 |  | Fixed | Roof
NJADRE1560288794 | Administratively Determined Incentive Program | MAYS LANDING | 8330 | 5.74 | Residential | Behind the Meter | No | Trinity Solar, LLC | AC Electric |  | Accepted | 2025-08-13 | 2025-09-08 | 2026-09-08 | Inverters | Solar Edge | USE5700H-USMNBL75 | 5760 |  | 1 |  |  | 0.97 |  | Outdoor
NJADRE1560288794 | Administratively Determined Incentive Program | MAYS LANDING | 8330 | 5.74 | Residential | Behind the Meter | No | Trinity Solar, LLC | AC Electric |  | Accepted | 2025-08-13 | 2025-09-08 | 2026-09-08 | Solar Panels | HANWHA | Q.PEAK DUO BLK ML-G10.C+ 410 |  | 0.41 | 6 | 203 | 19 |  | Fixed | Roof
NJADRE1560288810 | Administratively Determined Incentive Program | Ledgewood | 7852 | 4.35 | Residential | Behind the Meter | No | Maier Solar Engineering dba Solar Me | JCP&L |  | Accepted | 2025-08-13 | 2025-09-08 | 2026-09-08 | Inverters | SolarEdge | SE3800H-US | 3800 |  | 1 |  |  | 0.99 |  | Outdoor | NEAR METER
NJADRE1560288810 | Administratively Determined Incentive Program | Ledgewood | 7852 | 4.35 | Residential | Behind the Meter | No | Maier Solar Engineering dba Solar Me | JCP&L |  | Accepted | 2025-08-13 | 2025-09-08 | 2026-09-08 | Solar Panels | TRINA | TSM-DE09R.05-435 |  | 0.435 | 10 | 121 | 27 |  | Fixed | Roof
NJADRE1560288815 | Administratively Determined Incentive Program | Hillsborough Twp | 8844 | 7.38 | Residential | Behind the Meter | No | Trinity Solar, LLC | PSE&G |  | Accepted | 2025-08-13 | 2025-09-08 | 2026-09-08 | Inverters | Solar Edge | USE5700H-USMNBL75 | 5760 |  | 1 |  |  | 0.97 |  | Outdoor
NJADRE1560288815 | Administratively Determined Incentive Program | Hillsborough Twp | 8844 | 7.38 | Residential | Behind the Meter | No | Trinity Solar, LLC | PSE&G |  | Accepted | 2025-08-13 | 2025-09-08 | 2026-09-08 | Solar Panels | HANWHA | (Q.PEAK DUO BLK ML-G10.C+ 410) |  | 0.41 | 5 | 184 | 27 |  | Fixed | Roof
NJADRE1560288815 | Administratively Determined Incentive Program | Hillsborough Twp | 8844 | 7.38 | Residential | Behind the Meter | No | Trinity Solar, LLC | PSE&G |  | Accepted | 2025-08-13 | 2025-09-08 | 2026-09-08 | Electric Storage Battery | Tesla | 1707000-XX-Y |  |  | 2 |  |  |  | Lithium Ion |  | inside
NJADRE1560288815 | Administratively Determined Incentive Program | Hillsborough Twp | 8844 | 7.38 | Residential | Behind the Meter | No | Trinity Solar, LLC | PSE&G |  | Accepted | 2025-08-13 | 2025-09-08 | 2026-09-08 | Solar Panels | HANWHA | (Q.PEAK DUO BLK ML-G10.C+ 410) |  | 0.41 | 6 | 94 | 27 |  | Fixed | Roof
NJADRE1560288815 | Administratively Determined Incentive Program | Hillsborough Twp | 8844 | 7.38 | Residential | Behind the Meter | No | Trinity Solar, LLC | PSE&G |  | Accepted | 2025-08-13 | 2025-09-08 | 2026-09-08 | Solar Panels | HANWHA | (Q.PEAK DUO BLK ML-G10.C+ 410) |  | 0.41 | 7 | 184 | 27 |  | Fixed | Roof
NJADRE1560288832 | Administratively Determined Incentive Program | Skillman | 8558 | 12.865 | Residential | Behind the Meter | No | Kamtech Solar Solutions | PSE&G |  | Accepted | 2025-08-13 | 2025-09-15 | 2026-09-15 | Inverters | ENPHASE | IQ7HS-66-M-US | 384 |  | 31 |  |  | 0.97 |  | Outdoor | ROOFTOP
NJADRE1560288832 | Administratively Determined Incentive Program | Skillman | 8558 | 12.865 | Residential | Behind the Meter | No | Kamtech Solar Solutions | PSE&G |  | Accepted | 2025-08-13 | 2025-09-15 | 2026-09-15 | Solar Panels | SUNPOWER | SPR-M415-BLK-H-AC |  | 0.415 | 6 | 113 | 34 |  | Fixed | Roof
NJADRE1560288832 | Administratively Determined Incentive Program | Skillman | 8558 | 12.865 | Residential | Behind the Meter | No | Kamtech Solar Solutions | PSE&G |  | Accepted | 2025-08-13 | 2025-09-15 | 2026-09-15 | Solar Panels | SUNPOWER | SPR-M415-BLK-H-AC |  | 0.415 | 8 | 203 | 45 |  | Fixed | Roof
NJADRE1560288832 | Administratively Determined Incentive Program | Skillman | 8558 | 12.865 | Residential | Behind the Meter | No | Kamtech Solar Solutions | PSE&G |  | Accepted | 2025-08-13 | 2025-09-15 | 2026-09-15 | Solar Panels | SUNPOWER | SPR-M415-BLK-H-AC |  | 0.415 | 7 | 203 | 45 |  | Fixed | Roof
NJADRE1560288832 | Administratively Determined Incentive Program | Skillman | 8558 | 12.865 | Residential | Behind the Meter | No | Kamtech Solar Solutions | PSE&G |  | Accepted | 2025-08-13 | 2025-09-15 | 2026-09-15 | Solar Panels | SUNPOWER | SPR-M415-BLK-H-AC |  | 0.415 | 10 | 113 | 34 |  | Fixed | Roof
NJADRE1560288881 | Administratively Determined Incentive Program | BOUND BROOK | 8805 | 6.64 | Residential | Behind the Meter | Yes | Big Wave Roofing and Solar, LLC | PSE&G |  | Accepted | 2025-08-13 | 2025-09-08 | 2026-09-08 | Solar Panels | QCELLS | Q.PEAK DUO BLK ML-G10.C+ 415W |  | 0.415 | 8 | 258 | 40 |  | Fixed | Roof
NJADRE1560288881 | Administratively Determined Incentive Program | BOUND BROOK | 8805 | 6.64 | Residential | Behind the Meter | Yes | Big Wave Roofing and Solar, LLC | PSE&G |  | Accepted | 2025-08-13 | 2025-09-08 | 2026-09-08 | Solar Panels | QCELLS | Q.PEAK DUO BLK ML-G10.C+ 415W |  | 0.415 | 8 | 78 | 40 |  | Fixed | Roof
NJADRE1560288881 | Administratively Determined Incentive Program | BOUND BROOK | 8805 | 6.64 | Residential | Behind the Meter | Yes | Big Wave Roofing and Solar, LLC | PSE&G |  | Accepted | 2025-08-13 | 2025-09-08 | 2026-09-08 | Inverters | Enphase | IQ8HC-72-M-DOM-US | 380 |  | 16 |  |  | 0.97 |  | Outside
NJADRE1560288892 | Administratively Determined Incentive Program | Hamilton | 8330 | 9.13 | Residential | Behind the Meter | Yes | Big Wave Roofing and Solar, LLC | AC Electric |  | Accepted | 2025-08-13 | 2025-09-09 | 2026-09-09 | Solar Panels | Q cells | Q.PEAK DUO BLK ML-G10.C+ 415W |  | 0.415 | 9 | 169 | 18 |  | Fixed | Roof
NJADRE1560288892 | Administratively Determined Incentive Program | Hamilton | 8330 | 9.13 | Residential | Behind the Meter | Yes | Big Wave Roofing and Solar, LLC | AC Electric |  | Accepted | 2025-08-13 | 2025-09-09 | 2026-09-09 | Solar Panels | Q cells | Q.PEAK DUO BLK ML-G10.C+ 415W |  | 0.415 | 13 | 169 | 18 |  | Fixed | Roof
NJADRE1560288892 | Administratively Determined Incentive Program | Hamilton | 8330 | 9.13 | Residential | Behind the Meter | Yes | Big Wave Roofing and Solar, LLC | AC Electric |  | Accepted | 2025-08-13 | 2025-09-09 | 2026-09-09 | Inverters | Enphase | IQ8HC-72-M-DOM-US | 380 |  | 22 |  |  | 1 |  | Outdoor
NJADRE1560288932 | Administratively Determined Incentive Program | High Bridge | 8829 | 5.74 | Residential | Behind the Meter | Yes | Trinity Solar, LLC | JCP&L |  | Accepted | 2025-08-13 | 2025-09-08 | 2026-09-08 | Inverters | Solar Edge | USE5700H-USMNBL75 | 5760 |  | 1 |  |  | 0.97 |  | Outdoor
NJADRE1560288932 | Administratively Determined Incentive Program | High Bridge | 8829 | 5.74 | Residential | Behind the Meter | Yes | Trinity Solar, LLC | JCP&L |  | Accepted | 2025-08-13 | 2025-09-08 | 2026-09-08 | Solar Panels | HANWHA | (Q.PEAK DUO BLK ML-G10.C+ 410) |  | 0.41 | 12 | 149 | 29 |  | Fixed | Roof
NJADRE1560288932 | Administratively Determined Incentive Program | High Bridge | 8829 | 5.74 | Residential | Behind the Meter | Yes | Trinity Solar, LLC | JCP&L |  | Accepted | 2025-08-13 | 2025-09-08 | 2026-09-08 | Solar Panels | HANWHA | (Q.PEAK DUO BLK ML-G10.C+ 410) |  | 0.41 | 2 | 329 | 29 |  | Fixed | Roof
NJADRE1560288936 | Administratively Determined Incentive Program | South Brunswick | 8852 | 10.92 | Residential | Behind the Meter | No | Sustainable Energy Systems, LLC | PSE&G |  | Accepted | 2025-08-14 | 2025-09-10 | 2026-09-10 | Solar Panels | SILFAB Solar | SIL-420 QD |  | 0.42 | 13 | 152 | 15 |  | Fixed | Roof
NJADRE1560288936 | Administratively Determined Incentive Program | South Brunswick | 8852 | 10.92 | Residential | Behind the Meter | No | Sustainable Energy Systems, LLC | PSE&G |  | Accepted | 2025-08-14 | 2025-09-10 | 2026-09-10 | Solar Panels | SILFAB Solar | SIL-420 QD |  | 0.42 | 13 | 152 | 15 |  | Fixed | Roof
NJADRE1560288936 | Administratively Determined Incentive Program | South Brunswick | 8852 | 10.92 | Residential | Behind the Meter | No | Sustainable Energy Systems, LLC | PSE&G |  | Accepted | 2025-08-14 | 2025-09-10 | 2026-09-10 | Inverters | Enphase | IQ8-60-2-US | 10 |  | 1 |  |  | 0.99 |  | Outside
NJADRE1560288941 | Administratively Determined Incentive Program | Matawan | 7747 | 14.76 | Residential | Behind the Meter | Yes | Trinity Solar, LLC | JCP&L |  | Accepted | 2025-08-13 | 2025-09-08 | 2026-09-08 | Solar Panels | HANWHA 410 (Q.PEAK DUO BLK ML-G10+ 410) | HANWHA 410 (Q.PEAK DUO BLK ML-G10+ 410) |  | 0.41 | 10 | 313 | 23 |  | Fixed | Roof
NJADRE1560288941 | Administratively Determined Incentive Program | Matawan | 7747 | 14.76 | Residential | Behind the Meter | Yes | Trinity Solar, LLC | JCP&L |  | Accepted | 2025-08-13 | 2025-09-08 | 2026-09-08 | Solar Panels | HANWHA 410 (Q.PEAK DUO BLK ML-G10+ 410) | HANWHA 410 (Q.PEAK DUO BLK ML-G10+ 410) |  | 0.41 | 7 | 133 | 78 |  | Fixed | Roof
NJADRE1560288941 | Administratively Determined Incentive Program | Matawan | 7747 | 14.76 | Residential | Behind the Meter | Yes | Trinity Solar, LLC | JCP&L |  | Accepted | 2025-08-13 | 2025-09-08 | 2026-09-08 | Solar Panels | HANWHA 410 (Q.PEAK DUO BLK ML-G10+ 410) | HANWHA 410 (Q.PEAK DUO BLK ML-G10+ 410) |  | 0.41 | 19 | 113 | 16 |  | Fixed | Roof
NJADRE1560288941 | Administratively Determined Incentive Program | Matawan | 7747 | 14.76 | Residential | Behind the Meter | Yes | Trinity Solar, LLC | JCP&L |  | Accepted | 2025-08-13 | 2025-09-08 | 2026-09-08 | Inverters | SOLAREDGE | SE11400H-US | 11400 |  | 1 |  |  | 0.97 |  | Outside
NJADRE1560288955 | Administratively Determined Incentive Program | OLD BRIDGE | 8857 | 9.88 | Residential | Behind the Meter | No |  | JCP&L |  | Accepted | 2025-08-13 | 2025-09-09 | 2026-09-09 | Inverters | growatt | min10000tl-xh-us | 10000 |  | 1 |  |  | 0.96 |  | Indoor
NJADRE1560288955 | Administratively Determined Incentive Program | OLD BRIDGE | 8857 | 9.88 | Residential | Behind the Meter | No |  | JCP&L |  | Accepted | 2025-08-13 | 2025-09-09 | 2026-09-09 | Solar Panels | Renogy | RSP200DC-ASR-US |  | 0.2 | 19 | 240 | 30 |  | Fixed | Ground
NJADRE1560288955 | Administratively Determined Incentive Program | OLD BRIDGE | 8857 | 9.88 | Residential | Behind the Meter | No |  | JCP&L |  | Accepted | 2025-08-13 | 2025-09-09 | 2026-09-09 | Solar Panels | Renogy | RNG-320D |  | 0.32 | 10 | 240 | 30 |  | Fixed | Ground
NJADRE1560288955 | Administratively Determined Incentive Program | OLD BRIDGE | 8857 | 9.88 | Residential | Behind the Meter | No |  | JCP&L |  | Accepted | 2025-08-13 | 2025-09-09 | 2026-09-09 | Solar Panels | Renogy | RSP120DC-ASR-US |  | 0.12 | 14 | 240 | 30 |  | Fixed | Roof | Shed Roof
NJADRE1560288955 | Administratively Determined Incentive Program | OLD BRIDGE | 8857 | 9.88 | Residential | Behind the Meter | No |  | JCP&L |  | Accepted | 2025-08-13 | 2025-09-09 | 2026-09-09 | Solar Panels | Ecoworthy | US-L02M195TM-1 |  | 0.2 | 6 | 240 | 30 |  | Double Axis | Ground
NJADRE1560289199 | Administratively Determined Incentive Program | SAYREVILLE | 8859 | 8.7 | Residential | Behind the Meter | Yes | Skyline Solar, LLC | JCP&L |  | Accepted | 2025-08-13 | 2025-09-18 | 2026-09-18 | Solar Panels | Hanwha | Q. Tron BLK M-G2.H+ |  | 0.435 | 6 | 79 | 35 |  | Fixed | Roof
NJADRE1560289199 | Administratively Determined Incentive Program | SAYREVILLE | 8859 | 8.7 | Residential | Behind the Meter | Yes | Skyline Solar, LLC | JCP&L |  | Accepted | 2025-08-13 | 2025-09-18 | 2026-09-18 | Solar Panels | Hanwha | Q. Tron BLK M-G2.H+ |  | 0.435 | 4 | 79 | 30 |  | Fixed | Roof
NJADRE1560289199 | Administratively Determined Incentive Program | SAYREVILLE | 8859 | 8.7 | Residential | Behind the Meter | Yes | Skyline Solar, LLC | JCP&L |  | Accepted | 2025-08-13 | 2025-09-18 | 2026-09-18 | Solar Panels | Hanwha | Q. Tron BLK M-G2.H+ |  | 0.435 | 2 | 259 | 41 |  | Fixed | Roof
NJADRE1560289199 | Administratively Determined Incentive Program | SAYREVILLE | 8859 | 8.7 | Residential | Behind the Meter | Yes | Skyline Solar, LLC | JCP&L |  | Accepted | 2025-08-13 | 2025-09-18 | 2026-09-18 | Solar Panels | Hanwha | Q. Tron BLK M-G2.H+ |  | 0.435 | 2 | 169 | 25 |  | Fixed | Roof
NJADRE1560289199 | Administratively Determined Incentive Program | SAYREVILLE | 8859 | 8.7 | Residential | Behind the Meter | Yes | Skyline Solar, LLC | JCP&L |  | Accepted | 2025-08-13 | 2025-09-18 | 2026-09-18 | Inverters | Solaredge | USE7600H-USMNBL75 | 8 |  | 1 |  |  | 0.992 |  | Outside
NJADRE1560289199 | Administratively Determined Incentive Program | SAYREVILLE | 8859 | 8.7 | Residential | Behind the Meter | Yes | Skyline Solar, LLC | JCP&L |  | Accepted | 2025-08-13 | 2025-09-18 | 2026-09-18 | Solar Panels | Hanwha | Q. Tron BLK M-G2.H+ |  | 0.435 | 6 | 259 | 30 |  | Fixed | Roof
NJADRE1560289200 | Administratively Determined Incentive Program | PLAINFIELD CITY | 7063 | 10.25 | Residential | Behind the Meter | Yes | Sunrun Installation Services, Inc. | PSE&G |  | Accepted | 2025-08-13 | 2025-09-08 | 2026-09-08 | Solar Panels | Elin Energy (Sirius PV) | ELNSM54M-HC-410 |  | 0.41 | 9 | 129 | 20 |  | Fixed | Roof
NJADRE1560289200 | Administratively Determined Incentive Program | PLAINFIELD CITY | 7063 | 10.25 | Residential | Behind the Meter | Yes | Sunrun Installation Services, Inc. | PSE&G |  | Accepted | 2025-08-13 | 2025-09-08 | 2026-09-08 | Inverters | SolarEdge Technologies | SE7600H-USMN | 7600 |  | 1 |  |  | 0.99 |  | Outdoor
NJADRE1560289200 | Administratively Determined Incentive Program | PLAINFIELD CITY | 7063 | 10.25 | Residential | Behind the Meter | Yes | Sunrun Installation Services, Inc. | PSE&G |  | Accepted | 2025-08-13 | 2025-09-08 | 2026-09-08 | Solar Panels | Elin Energy (Sirius PV) | ELNSM54M-HC-410 |  | 0.41 | 16 | 309 | 18 |  | Fixed | Roof
NJADRE1560289220 | Administratively Determined Incentive Program | WOODBRIDGE TOWNSHIP | 8830 | 6.56 | Residential | Behind the Meter | Yes | Freedom Forever New Jersey, LLC | PSE&G |  | Accepted | 2025-08-13 | 2025-09-18 | 2026-09-18 | Inverters | Solar Edge | SE5700H-US | 5760 |  | 1 |  |  | 0.99 |  | Outside
NJADRE1560289220 | Administratively Determined Incentive Program | WOODBRIDGE TOWNSHIP | 8830 | 6.56 | Residential | Behind the Meter | Yes | Freedom Forever New Jersey, LLC | PSE&G |  | Accepted | 2025-08-13 | 2025-09-18 | 2026-09-18 | Solar Panels | Hanwha | Q.PEAK DUO BLK ML-G10.C+ 410 |  | 0.41 | 16 | 267 | 30 |  | Fixed | Roof
NJADRE1560289573 | Administratively Determined Incentive Program | DUMONT | 7628 | 3.69 | Residential | Behind the Meter | Yes | Pro Custom Solar dba Momentum Solar | PSE&G |  | Accepted | 2025-08-13 | 2025-09-09 | 2026-09-09 | Inverters | Enphase | IQ8HC-72-M-DOM-US | 380 |  | 9 |  |  | 0.97 |  | Outdoor
NJADRE1560289573 | Administratively Determined Incentive Program | DUMONT | 7628 | 3.69 | Residential | Behind the Meter | Yes | Pro Custom Solar dba Momentum Solar | PSE&G |  | Accepted | 2025-08-13 | 2025-09-09 | 2026-09-09 | Solar Panels | Enphase | Q. Peak duo blk ML-G10 +410 |  | 0.41 | 9 | 267 | 25 |  | Fixed | Roof
NJADRE1560289704 | Administratively Determined Incentive Program | PISCATAWAY | 8854 | 6.88 | Residential | Behind the Meter | No | Pro Custom Solar dba Momentum Solar | PSE&G |  | Accepted | 2025-08-20 | 2025-09-11 | 2026-09-11 | Inverters | ENPHASE | IQ8MC-72-M-US | 380 |  | 16 |  |  | 0.97 |  | Outdoor
NJADRE1560289704 | Administratively Determined Incentive Program | PISCATAWAY | 8854 | 6.88 | Residential | Behind the Meter | No | Pro Custom Solar dba Momentum Solar | PSE&G |  | Accepted | 2025-08-20 | 2025-09-11 | 2026-09-11 | Solar Panels | Hanwha | q.peak duo blk-g10+410 |  | 0.43 | 16 | 155 | 35 |  | Fixed | Roof
NJADRE1560289902 | Administratively Determined Incentive Program | BLOOMFIELD | 7003 | 8.17 | Residential | Behind the Meter | Yes | Solar Mite Solutions, LLC | PSE&G |  | Accepted | 2025-08-13 | 2025-09-08 | 2026-09-08 | Solar Panels | Jinko | JKM430N-54HL4-B |  | 0.43 | 4 | 42 | 30 |  | Fixed | Roof
NJADRE1560289902 | Administratively Determined Incentive Program | BLOOMFIELD | 7003 | 8.17 | Residential | Behind the Meter | Yes | Solar Mite Solutions, LLC | PSE&G |  | Accepted | 2025-08-13 | 2025-09-08 | 2026-09-08 | Solar Panels | Jinko | JKM430N-54HL4-B |  | 0.43 | 2 | 222 | 15 |  | Fixed | Roof
NJADRE1560289902 | Administratively Determined Incentive Program | BLOOMFIELD | 7003 | 8.17 | Residential | Behind the Meter | Yes | Solar Mite Solutions, LLC | PSE&G |  | Accepted | 2025-08-13 | 2025-09-08 | 2026-09-08 | Inverters | Enphase | IQ8PLUS-72-M-US | 290 |  | 19 |  |  | 0.96 |  | Outside
NJADRE1560289902 | Administratively Determined Incentive Program | BLOOMFIELD | 7003 | 8.17 | Residential | Behind the Meter | Yes | Solar Mite Solutions, LLC | PSE&G |  | Accepted | 2025-08-13 | 2025-09-08 | 2026-09-08 | Solar Panels | Jinko | JKM430N-54HL4-B |  | 0.43 | 13 | 222 | 30 |  | Fixed | Roof
NJADRE1560289903 | Administratively Determined Incentive Program | SECAUCUS | 7094 | 12.18 | Residential | Behind the Meter | Yes | SunnyMac, LLC | PSE&G |  | Accepted | 2025-08-13 | 2025-09-09 | 2026-09-09 | Solar Panels | HANWHA | Q.TRON BLK M-G2.H+ |  | 0.435 | 7 | 218 | 22 |  | Fixed | Roof
NJADRE1560289903 | Administratively Determined Incentive Program | SECAUCUS | 7094 | 12.18 | Residential | Behind the Meter | Yes | SunnyMac, LLC | PSE&G |  | Accepted | 2025-08-13 | 2025-09-09 | 2026-09-09 | Solar Panels | HANWHA | Q.TRON BLK M-G2.H+ |  | 0.435 | 8 | 38 | 22 |  | Fixed | Roof
NJADRE1560289903 | Administratively Determined Incentive Program | SECAUCUS | 7094 | 12.18 | Residential | Behind the Meter | Yes | SunnyMac, LLC | PSE&G |  | Accepted | 2025-08-13 | 2025-09-09 | 2026-09-09 | Inverters | SOLAREDGE HOME HUB | SE10000H-US | 10000 |  | 1 |  |  | 0.99 |  | Outdoor | next to meter
NJADRE1560289903 | Administratively Determined Incentive Program | SECAUCUS | 7094 | 12.18 | Residential | Behind the Meter | Yes | SunnyMac, LLC | PSE&G |  | Accepted | 2025-08-13 | 2025-09-09 | 2026-09-09 | Solar Panels | HANWHA | Q.TRON BLK M-G2.H+ |  | 0.435 | 8 | 38 | 22 |  | Fixed | Roof
NJADRE1560289903 | Administratively Determined Incentive Program | SECAUCUS | 7094 | 12.18 | Residential | Behind the Meter | Yes | SunnyMac, LLC | PSE&G |  | Accepted | 2025-08-13 | 2025-09-09 | 2026-09-09 | Solar Panels | HANWHA | Q.TRON BLK M-G2.H+ |  | 0.435 | 5 | 218 | 22 |  | Fixed | Roof
NJADRE1560289906 | Administratively Determined Incentive Program | GALLOWAY | 8205 | 4.51 | Residential | Behind the Meter | Yes | Trinity Solar, LLC | AC Electric |  | Accepted | 2025-08-15 | 2025-09-10 | 2026-09-10 | Inverters | Hanwha | USE3800H-US | 3800 |  | 1 |  |  | 0.97 |  | Outside
NJADRE1560289906 | Administratively Determined Incentive Program | GALLOWAY | 8205 | 4.51 | Residential | Behind the Meter | Yes | Trinity Solar, LLC | AC Electric |  | Accepted | 2025-08-15 | 2025-09-10 | 2026-09-10 | Solar Panels | Hanwha | Q.PEAK DUO BLK ML-G10.C+ 410 |  | 0.41 | 11 | 101 | 22 |  | Fixed | Roof
NJADRE1560289915 | Administratively Determined Incentive Program | BURLINGTON | 8016 | 6.56 | Residential | Behind the Meter | Yes | Pro Custom Solar dba Momentum Solar | PSE&G |  | Accepted | 2025-08-13 | 2025-09-09 | 2026-09-09 | Inverters | ENPHASE | IQ8HC-72-M-DOM-US | 380 |  | 16 |  |  | 0.97 |  | Outdoor
NJADRE1560289915 | Administratively Determined Incentive Program | BURLINGTON | 8016 | 6.56 | Residential | Behind the Meter | Yes | Pro Custom Solar dba Momentum Solar | PSE&G |  | Accepted | 2025-08-13 | 2025-09-09 | 2026-09-09 | Solar Panels | Hanwha | q.peak duo blk-g10+410 |  | 0.41 | 16 | 169 | 25 |  | Fixed | Roof
NJADRE1560289920 | Administratively Determined Incentive Program | CARTERET | 7008 | 9.02 | Residential | Behind the Meter | Yes | Sunrun Installation Services, Inc. | PSE&G |  | Accepted | 2025-08-13 | 2025-09-08 | 2026-09-08 | Electric Storage Battery | Tesla | Powerwall 3 1707000-xx-y |  |  | 1 |  |  |  | Lithium Ion |  | OUTSIDE
NJADRE1560289920 | Administratively Determined Incentive Program | CARTERET | 7008 | 9.02 | Residential | Behind the Meter | Yes | Sunrun Installation Services, Inc. | PSE&G |  | Accepted | 2025-08-13 | 2025-09-08 | 2026-09-08 | Solar Panels | Hanwha Q Cells | Q.PEAK DUO BLK ML-G10+ 410 |  | 0.41 | 4 | 90 | 18 |  | Fixed | Roof
NJADRE1560289920 | Administratively Determined Incentive Program | CARTERET | 7008 | 9.02 | Residential | Behind the Meter | Yes | Sunrun Installation Services, Inc. | PSE&G |  | Accepted | 2025-08-13 | 2025-09-08 | 2026-09-08 | Inverters | Tesla | Powerwall 3 1707000-xx-y | 11500 |  | 1 |  |  | 0.97 |  | Outdoor
NJADRE1560289920 | Administratively Determined Incentive Program | CARTERET | 7008 | 9.02 | Residential | Behind the Meter | Yes | Sunrun Installation Services, Inc. | PSE&G |  | Accepted | 2025-08-13 | 2025-09-08 | 2026-09-08 | Solar Panels | Hanwha Q Cells | Q.PEAK DUO BLK ML-G10+ 410 |  | 0.41 | 18 | 270 | 18 |  | Fixed | Roof
NJADRE1560289928 | Administratively Determined Incentive Program | WESTVILLE | 8093 | 14.79 | Residential | Behind the Meter | Yes | SunnyMac, LLC | PSE&G |  | Accepted | 2025-08-13 | 2025-09-08 | 2026-09-08 | Solar Panels | HANWHA | Q.TRON BLK M-G2.H+ |  | 0.435 | 7 | 161 | 17 |  | Fixed | Roof
NJADRE1560289928 | Administratively Determined Incentive Program | WESTVILLE | 8093 | 14.79 | Residential | Behind the Meter | Yes | SunnyMac, LLC | PSE&G |  | Accepted | 2025-08-13 | 2025-09-08 | 2026-09-08 | Solar Panels | HANWHA | Q.TRON BLK M-G2.H+ |  | 0.435 | 16 | 161 | 16 |  | Fixed | Roof
NJADRE1560289928 | Administratively Determined Incentive Program | WESTVILLE | 8093 | 14.79 | Residential | Behind the Meter | Yes | SunnyMac, LLC | PSE&G |  | Accepted | 2025-08-13 | 2025-09-08 | 2026-09-08 | Solar Panels | HANWHA | Q.TRON BLK M-G2.H+ |  | 0.435 | 4 | 341 | 20 |  | Fixed | Roof
NJADRE1560289928 | Administratively Determined Incentive Program | WESTVILLE | 8093 | 14.79 | Residential | Behind the Meter | Yes | SunnyMac, LLC | PSE&G |  | Accepted | 2025-08-13 | 2025-09-08 | 2026-09-08 | Inverters | SOLAREDGE ENERGY HUB | SE10000H-US | 10000 |  | 1 |  |  | 0.99 |  | Outdoor | next to meter
NJADRE1560289928 | Administratively Determined Incentive Program | WESTVILLE | 8093 | 14.79 | Residential | Behind the Meter | Yes | SunnyMac, LLC | PSE&G |  | Accepted | 2025-08-13 | 2025-09-08 | 2026-09-08 | Meters | SOLAREDGE HOME HUB | SE-RGMTR-1D-240C-B |  |  | 1 |  |  |  | Yes | Outdoor
NJADRE1560289928 | Administratively Determined Incentive Program | WESTVILLE | 8093 | 14.79 | Residential | Behind the Meter | Yes | SunnyMac, LLC | PSE&G |  | Accepted | 2025-08-13 | 2025-09-08 | 2026-09-08 | Solar Panels | HANWHA | Q.TRON BLK M-G2.H+ |  | 0.435 | 7 | 161 | 15 |  | Fixed | Roof
NJADRE1560289929 | Administratively Determined Incentive Program | MANALAPAN | 7726 | 12 | Residential | Behind the Meter | No | Ecological Systems, LLC | JCP&L |  | Accepted | 2025-08-13 | 2025-09-10 | 2026-09-10 | Inverters | General Electric | GEP 5-11.4kw | 11400 |  | 1 |  |  | 1 |  | Outdoor
NJADRE1560289929 | Administratively Determined Incentive Program | MANALAPAN | 7726 | 12 | Residential | Behind the Meter | No | Ecological Systems, LLC | JCP&L |  | Accepted | 2025-08-13 | 2025-09-10 | 2026-09-10 | Solar Panels | Trina | Vertex S 400 |  | 0.4 | 30 | 197 | 18 |  | Fixed | Roof
NJADRE1560289938 | Administratively Determined Incentive Program | Blairstown | 7825 | 19.35 | Residential | Behind the Meter | Yes | Pro Custom Solar dba Momentum Solar | JCP&L |  | Accepted | 2025-08-13 | 2025-09-09 | 2026-09-09 | Solar Panels | Enphase | q.tron blk m-g2 + 430 |  | 0.43 | 5 | 213 | 24 |  | Fixed | Roof
NJADRE1560289938 | Administratively Determined Incentive Program | Blairstown | 7825 | 19.35 | Residential | Behind the Meter | Yes | Pro Custom Solar dba Momentum Solar | JCP&L |  | Accepted | 2025-08-13 | 2025-09-09 | 2026-09-09 | Solar Panels | Enphase | q.tron blk m-g2 + 430 |  | 0.43 | 7 | 123 | 26 |  | Fixed | Roof
NJADRE1560289938 | Administratively Determined Incentive Program | Blairstown | 7825 | 19.35 | Residential | Behind the Meter | Yes | Pro Custom Solar dba Momentum Solar | JCP&L |  | Accepted | 2025-08-13 | 2025-09-09 | 2026-09-09 | Solar Panels | Enphase | q.tron blk m-g2 + 430 |  | 0.43 | 7 | 303 | 26 |  | Fixed | Roof
NJADRE1560289938 | Administratively Determined Incentive Program | Blairstown | 7825 | 19.35 | Residential | Behind the Meter | Yes | Pro Custom Solar dba Momentum Solar | JCP&L |  | Accepted | 2025-08-13 | 2025-09-09 | 2026-09-09 | Solar Panels | Enphase | q.tron blk m-g2 + 430 |  | 0.43 | 15 | 33 | 25 |  | Fixed | Roof
NJADRE1560289938 | Administratively Determined Incentive Program | Blairstown | 7825 | 19.35 | Residential | Behind the Meter | Yes | Pro Custom Solar dba Momentum Solar | JCP&L |  | Accepted | 2025-08-13 | 2025-09-09 | 2026-09-09 | Solar Panels | Enphase | q.tron blk m-g2 + 430 |  | 0.43 | 11 | 214 | 25 |  | Fixed | Roof
NJADRE1560289938 | Administratively Determined Incentive Program | Blairstown | 7825 | 19.35 | Residential | Behind the Meter | Yes | Pro Custom Solar dba Momentum Solar | JCP&L |  | Accepted | 2025-08-13 | 2025-09-09 | 2026-09-09 | Inverters | Enphase | IQ8HC-72-M-DOM-US | 380 |  | 45 |  |  | 0.97 |  | Outdoor
NJADRE1560289939 | Administratively Determined Incentive Program | Hackettstown | 7840 | 19.975 | Residential | Behind the Meter | No | Maier Solar Engineering dba Solar Me | JCP&L |  | Accepted | 2025-08-13 | 2025-09-08 | 2026-09-08 | Solar Panels | Jinko | JKM425N-54HL4-B |  | 0.425 | 18 | 150 | 34 |  | Fixed | Roof
NJADRE1560289939 | Administratively Determined Incentive Program | Hackettstown | 7840 | 19.975 | Residential | Behind the Meter | No | Maier Solar Engineering dba Solar Me | JCP&L |  | Accepted | 2025-08-13 | 2025-09-08 | 2026-09-08 | Electric Storage Battery | TESLA | POWERWALL 3 |  |  | 1 |  |  |  | Lithium Ion |  | OUTSIDE
NJADRE1560289939 | Administratively Determined Incentive Program | Hackettstown | 7840 | 19.975 | Residential | Behind the Meter | No | Maier Solar Engineering dba Solar Me | JCP&L |  | Accepted | 2025-08-13 | 2025-09-08 | 2026-09-08 | Solar Panels | Jinko | JKM425N-54HL4-B |  | 0.425 | 8 | 330 | 34 |  | Fixed | Roof
NJADRE1560289939 | Administratively Determined Incentive Program | Hackettstown | 7840 | 19.975 | Residential | Behind the Meter | No | Maier Solar Engineering dba Solar Me | JCP&L |  | Accepted | 2025-08-13 | 2025-09-08 | 2026-09-08 | Solar Panels | Jinko | JKM425N-54HL4-B |  | 0.425 | 21 | 330 | 34 |  | Fixed | Roof
NJADRE1560289939 | Administratively Determined Incentive Program | Hackettstown | 7840 | 19.975 | Residential | Behind the Meter | No | Maier Solar Engineering dba Solar Me | JCP&L |  | Accepted | 2025-08-13 | 2025-09-08 | 2026-09-08 | Inverters | TESLA | POWERWALL 3 | 11500 |  | 1 |  |  | 0.97 |  | Outdoor | NEAR METER
NJADRE1560289963 | Administratively Determined Incentive Program | PENNSVILLE | 8070 | 10.44 | Residential | Behind the Meter | Yes | SunnyMac, LLC | AC Electric |  | Accepted | 2025-08-13 | 2025-09-08 | 2026-09-08 | Solar Panels | HANWHA | Q.TRON BLK M-G2.H+ |  | 0.435 | 17 | 256 | 27 |  | Fixed | Roof
NJADRE1560289963 | Administratively Determined Incentive Program | PENNSVILLE | 8070 | 10.44 | Residential | Behind the Meter | Yes | SunnyMac, LLC | AC Electric |  | Accepted | 2025-08-13 | 2025-09-08 | 2026-09-08 | Solar Panels | HANWHA | Q.TRON BLK M-G2.H+ |  | 0.435 | 3 | 76 | 27 |  | Fixed | Roof
NJADRE1560289963 | Administratively Determined Incentive Program | PENNSVILLE | 8070 | 10.44 | Residential | Behind the Meter | Yes | SunnyMac, LLC | AC Electric |  | Accepted | 2025-08-13 | 2025-09-08 | 2026-09-08 | Solar Panels | HANWHA | Q.TRON BLK M-G2.H+ |  | 0.435 | 4 | 346 | 26 |  | Fixed | Roof
NJADRE1560289963 | Administratively Determined Incentive Program | PENNSVILLE | 8070 | 10.44 | Residential | Behind the Meter | Yes | SunnyMac, LLC | AC Electric |  | Accepted | 2025-08-13 | 2025-09-08 | 2026-09-08 | Inverters | SOLAREDGE HOME HUB | SE7600H-US | 7600 |  | 1 |  |  | 0.99 |  | Outdoor | next to meter
NJADRE1560289975 | Administratively Determined Incentive Program | Toms River | 8753 | 9.43 | Residential | Behind the Meter | Yes | Trinity Solar, LLC | JCP&L |  | Accepted | 2025-08-13 | 2025-09-08 | 2026-09-08 | Solar Panels | HANWHA 410 (Q.PEAK DUO BLK ML-G10+ 410) | HANWHA 410 (Q.PEAK DUO BLK ML-G10+ 410) |  | 0.41 | 4 | 260 | 28 |  | Fixed | Roof
NJADRE1560289975 | Administratively Determined Incentive Program | Toms River | 8753 | 9.43 | Residential | Behind the Meter | Yes | Trinity Solar, LLC | JCP&L |  | Accepted | 2025-08-13 | 2025-09-08 | 2026-09-08 | Solar Panels | HANWHA 410 (Q.PEAK DUO BLK ML-G10+ 410) | HANWHA 410 (Q.PEAK DUO BLK ML-G10+ 410) |  | 0.41 | 11 | 170 | 28 |  | Fixed | Roof
NJADRE1560289975 | Administratively Determined Incentive Program | Toms River | 8753 | 9.43 | Residential | Behind the Meter | Yes | Trinity Solar, LLC | JCP&L |  | Accepted | 2025-08-13 | 2025-09-08 | 2026-09-08 | Inverters | SOLAREDGE | SE7600H-US | 7600 |  | 1 |  |  | 0.97 |  | Outside
NJADRE1560289975 | Administratively Determined Incentive Program | Toms River | 8753 | 9.43 | Residential | Behind the Meter | Yes | Trinity Solar, LLC | JCP&L |  | Accepted | 2025-08-13 | 2025-09-08 | 2026-09-08 | Solar Panels | HANWHA 410 (Q.PEAK DUO BLK ML-G10+ 410) | HANWHA 410 (Q.PEAK DUO BLK ML-G10+ 410) |  | 0.41 | 8 | 170 | 28 |  | Fixed | Roof
NJADRE1560289978 | Administratively Determined Incentive Program | Lawrenceville | 8648 | 9.03 | Residential | Behind the Meter | No | Pro Custom Solar dba Momentum Solar | PSE&G |  | Accepted | 2025-08-13 | 2025-09-09 | 2026-09-09 | Inverters | ENPHASE | IQ8PLUS-72-2-US | 320 |  | 21 |  |  | 0.97 |  | Outdoor
NJADRE1560289978 | Administratively Determined Incentive Program | Lawrenceville | 8648 | 9.03 | Residential | Behind the Meter | No | Pro Custom Solar dba Momentum Solar | PSE&G |  | Accepted | 2025-08-13 | 2025-09-09 | 2026-09-09 | Solar Panels | HANWHA | Q.TRON BLK M-G2+430 |  | 0.43 | 15 | 307 | 22 |  | Fixed | Roof
NJADRE1560289978 | Administratively Determined Incentive Program | Lawrenceville | 8648 | 9.03 | Residential | Behind the Meter | No | Pro Custom Solar dba Momentum Solar | PSE&G |  | Accepted | 2025-08-13 | 2025-09-09 | 2026-09-09 | Solar Panels | HANWHA | Q.TRON BLK M-G2+430 |  | 0.43 | 6 | 307 | 22 |  | Fixed | Roof
NJADRE1560289988 | Administratively Determined Incentive Program | DEPTFORD | 8096 | 14.355 | Residential | Behind the Meter | Yes | Velocity Energy & Home Solutions, Inc. | PSE&G |  | Accepted | 2025-08-13 | 2025-09-10 | 2026-09-10 | Inverters | enphase | iq8hc | 380 |  | 33 |  |  | 0.99 |  | Outside | behind panels
NJADRE1560289988 | Administratively Determined Incentive Program | DEPTFORD | 8096 | 14.355 | Residential | Behind the Meter | Yes | Velocity Energy & Home Solutions, Inc. | PSE&G |  | Accepted | 2025-08-13 | 2025-09-10 | 2026-09-10 | Solar Panels | qtron | 435w |  | 0.435 | 23 | 275 | 23 |  | Fixed | Roof
NJADRE1560289988 | Administratively Determined Incentive Program | DEPTFORD | 8096 | 14.355 | Residential | Behind the Meter | Yes | Velocity Energy & Home Solutions, Inc. | PSE&G |  | Accepted | 2025-08-13 | 2025-09-10 | 2026-09-10 | Solar Panels | qtron | 435w |  | 0.435 | 10 | 95 | 23 |  | Fixed | Roof
NJADRE1560289990 | Administratively Determined Incentive Program | HAMPTON | 8827 | 8.17 | Residential | Behind the Meter | No | Green Power Energy, LLC | JCP&L |  | Accepted | 2025-08-13 | 2025-09-09 | 2026-09-09 | Inverters | Enphase Energy | IQ8MC-72-M-US [240V] | 320 |  | 19 |  |  | 0.98 |  | Outdoor | Roof
NJADRE1560289990 | Administratively Determined Incentive Program | HAMPTON | 8827 | 8.17 | Residential | Behind the Meter | No | Green Power Energy, LLC | JCP&L |  | Accepted | 2025-08-13 | 2025-09-09 | 2026-09-09 | Solar Panels | SEG Solar | SEG-430-BTD-BG |  | 0.43 | 15 | 174 | 35 |  | Fixed | Roof
NJADRE1560289990 | Administratively Determined Incentive Program | HAMPTON | 8827 | 8.17 | Residential | Behind the Meter | No | Green Power Energy, LLC | JCP&L |  | Accepted | 2025-08-13 | 2025-09-09 | 2026-09-09 | Solar Panels | SEG Solar | SEG-430-BTD-BG |  | 0.43 | 4 | 265 | 45 |  | Fixed | Roof
NJADRE1560289996 | Administratively Determined Incentive Program | CEDAR BROOK | 8018 | 14.35 | Residential | Behind the Meter | Yes | Freedom Forever New Jersey, LLC | AC Electric |  | Accepted | 2025-08-13 | 2025-09-08 | 2026-09-08 | Inverters | Solar Edge | SE10000H-US | 10000 |  | 1 |  |  | 0.99 |  | Outside
NJADRE1560289996 | Administratively Determined Incentive Program | CEDAR BROOK | 8018 | 14.35 | Residential | Behind the Meter | Yes | Freedom Forever New Jersey, LLC | AC Electric |  | Accepted | 2025-08-13 | 2025-09-08 | 2026-09-08 | Solar Panels | Hanwha | : Q.PEAK DUO BLK ML-G10.C+ 410 |  | 0.41 | 21 | 269 | 33 |  | Fixed | Roof
NJADRE1560289996 | Administratively Determined Incentive Program | CEDAR BROOK | 8018 | 14.35 | Residential | Behind the Meter | Yes | Freedom Forever New Jersey, LLC | AC Electric |  | Accepted | 2025-08-13 | 2025-09-08 | 2026-09-08 | Solar Panels | Hanwha | : Q.PEAK DUO BLK ML-G10.C+ 410 |  | 0.41 | 14 | 89 | 33 |  | Fixed | Roof
NJADRE1560290009 | Administratively Determined Incentive Program | GLOUCESTER CITY | 8030 | 12.18 | Residential | Behind the Meter | Yes | SunnyMac, LLC | PSE&G |  | Accepted | 2025-08-13 | 2025-09-09 | 2026-09-09 | Inverters | SOLAREDGE | SE10000H-US | 10000 |  | 1 |  |  | 0.99 |  | Outdoor | next to meter
NJADRE1560290009 | Administratively Determined Incentive Program | GLOUCESTER CITY | 8030 | 12.18 | Residential | Behind the Meter | Yes | SunnyMac, LLC | PSE&G |  | Accepted | 2025-08-13 | 2025-09-09 | 2026-09-09 | Solar Panels | HANWHA | Q.TRON BLK M-G2.H+ |  | 0.435 | 4 | 25 | 18 |  | Fixed | Roof
NJADRE1560290009 | Administratively Determined Incentive Program | GLOUCESTER CITY | 8030 | 12.18 | Residential | Behind the Meter | Yes | SunnyMac, LLC | PSE&G |  | Accepted | 2025-08-13 | 2025-09-09 | 2026-09-09 | Solar Panels | HANWHA | Q.TRON BLK M-G2.H+ |  | 0.435 | 9 | 25 | 18 |  | Fixed | Roof
NJADRE1560290009 | Administratively Determined Incentive Program | GLOUCESTER CITY | 8030 | 12.18 | Residential | Behind the Meter | Yes | SunnyMac, LLC | PSE&G |  | Accepted | 2025-08-13 | 2025-09-09 | 2026-09-09 | Solar Panels | HANWHA | Q.TRON BLK M-G2.H+ |  | 0.435 | 9 | 205 | 18 |  | Fixed | Roof
NJADRE1560290009 | Administratively Determined Incentive Program | GLOUCESTER CITY | 8030 | 12.18 | Residential | Behind the Meter | Yes | SunnyMac, LLC | PSE&G |  | Accepted | 2025-08-13 | 2025-09-09 | 2026-09-09 | Solar Panels | HANWHA | Q.TRON BLK M-G2.H+ 435W |  | 0.435 | 6 | 205 | 18 |  | Fixed | Roof
NJADRE1560290009 | Administratively Determined Incentive Program | GLOUCESTER CITY | 8030 | 12.18 | Residential | Behind the Meter | Yes | SunnyMac, LLC | PSE&G |  | Accepted | 2025-08-13 | 2025-09-09 | 2026-09-09 | Meters | SOLAREDGE HOME HUB | SE-RGMTR-1D-240C-B |  |  | 1 |  |  |  | Yes | Outdoor
NJADRE1560290027 | Administratively Determined Incentive Program | POINT PLEASANT BORO | 8742 | 6.97 | Residential | Behind the Meter | Yes | Trinity Solar, LLC | JCP&L |  | Accepted | 2025-08-13 | 2025-09-08 | 2026-09-08 | Inverters | Solar Edge | USE5700H-USMNBL75 | 5760 |  | 1 |  |  | 0.97 |  | Outdoor
NJADRE1560290027 | Administratively Determined Incentive Program | POINT PLEASANT BORO | 8742 | 6.97 | Residential | Behind the Meter | Yes | Trinity Solar, LLC | JCP&L |  | Accepted | 2025-08-13 | 2025-09-08 | 2026-09-08 | Solar Panels | HANWHA | (Q.PEAK DUO BLK ML-G10.C+ 410) |  | 0.41 | 12 | 223 | 18 |  | Fixed | Roof
NJADRE1560290027 | Administratively Determined Incentive Program | POINT PLEASANT BORO | 8742 | 6.97 | Residential | Behind the Meter | Yes | Trinity Solar, LLC | JCP&L |  | Accepted | 2025-08-13 | 2025-09-08 | 2026-09-08 | Solar Panels | HANWHA | (Q.PEAK DUO BLK ML-G10.C+ 410) |  | 0.41 | 5 | 223 | 37 |  | Fixed | Roof
NJADRE1560290031 | Administratively Determined Incentive Program | Union | 7083 | 6.525 | Residential | Behind the Meter | Yes | SunnyMac, LLC | PSE&G |  | Accepted | 2025-08-13 | 2025-09-08 | 2026-09-08 | Inverters | SOLAREDGE HOME HUB | SE5700H-US | 5760 |  | 1 |  |  | 0.99 |  | Outdoor | next to meter
NJADRE1560290031 | Administratively Determined Incentive Program | Union | 7083 | 6.525 | Residential | Behind the Meter | Yes | SunnyMac, LLC | PSE&G |  | Accepted | 2025-08-13 | 2025-09-08 | 2026-09-08 | Solar Panels | HANWHA | Q.TRON BLK M-G2.H+ |  | 0.435 | 15 | 131 | 33 |  | Fixed | Roof
NJADRE1560290035 | Administratively Determined Incentive Program | Woodbury | 8096 | 6.97 | Residential | Behind the Meter | Yes | Pro Custom Solar dba Momentum Solar | PSE&G |  | Accepted | 2025-08-13 | 2025-09-11 | 2026-09-11 | Inverters | Enphase | IQ8HC-72-M-DOM-US | 380 |  | 17 |  |  | 0.97 |  | Outdoor
NJADRE1560290035 | Administratively Determined Incentive Program | Woodbury | 8096 | 6.97 | Residential | Behind the Meter | Yes | Pro Custom Solar dba Momentum Solar | PSE&G |  | Accepted | 2025-08-13 | 2025-09-11 | 2026-09-11 | Solar Panels | Enphase | Q. Peak duo blk ML-G10 +410 |  | 0.41 | 4 | 105 | 27 |  | Fixed | Roof
NJADRE1560290035 | Administratively Determined Incentive Program | Woodbury | 8096 | 6.97 | Residential | Behind the Meter | Yes | Pro Custom Solar dba Momentum Solar | PSE&G |  | Accepted | 2025-08-13 | 2025-09-11 | 2026-09-11 | Solar Panels | Enphase | Q. Peak duo blk ML-G10 +410 |  | 0.41 | 3 | 195 | 29 |  | Fixed | Roof
NJADRE1560290035 | Administratively Determined Incentive Program | Woodbury | 8096 | 6.97 | Residential | Behind the Meter | Yes | Pro Custom Solar dba Momentum Solar | PSE&G |  | Accepted | 2025-08-13 | 2025-09-11 | 2026-09-11 | Solar Panels | Enphase | Q. Peak duo blk ML-G10 +410 |  | 0.41 | 7 | 285 | 26 |  | Fixed | Roof
NJADRE1560290035 | Administratively Determined Incentive Program | Woodbury | 8096 | 6.97 | Residential | Behind the Meter | Yes | Pro Custom Solar dba Momentum Solar | PSE&G |  | Accepted | 2025-08-13 | 2025-09-11 | 2026-09-11 | Solar Panels | Enphase | Q. Peak duo blk ML-G10 +410 |  | 0.41 | 3 | 15 | 29 |  | Fixed | Roof
NJADRE1560290061 | Administratively Determined Incentive Program | Toms River | 8753 | 10.25 | Residential | Behind the Meter | Yes | Trinity Solar, LLC | JCP&L |  | Accepted | 2025-08-13 | 2025-09-09 | 2026-09-09 | Inverters | Solar Edge | USE7600H-USMNBL75 | 7600 |  | 1 |  |  | 0.97 |  | Outdoor
NJADRE1560290061 | Administratively Determined Incentive Program | Toms River | 8753 | 10.25 | Residential | Behind the Meter | Yes | Trinity Solar, LLC | JCP&L |  | Accepted | 2025-08-13 | 2025-09-09 | 2026-09-09 | Solar Panels | HANWHA | (Q.PEAK DUO BLK ML-G10.C+ 410) |  | 0.41 | 11 | 356 | 21 |  | Fixed | Roof
NJADRE1560290061 | Administratively Determined Incentive Program | Toms River | 8753 | 10.25 | Residential | Behind the Meter | Yes | Trinity Solar, LLC | JCP&L |  | Accepted | 2025-08-13 | 2025-09-09 | 2026-09-09 | Solar Panels | HANWHA | (Q.PEAK DUO BLK ML-G10.C+ 410) |  | 0.41 | 14 | 176 | 21 |  | Fixed | Roof
NJADRE1560290067 | Administratively Determined Incentive Program | River Edge | 7661 | 6.88 | Residential | Behind the Meter | No | Green Power Energy, LLC | PSE&G |  | Accepted | 2025-08-13 | 2025-09-09 | 2026-09-09 | Inverters | Enphase Energy | IQ8MC-72-M-US [240V] | 320 |  | 16 |  |  | 0.98 |  | Outdoor | Roof
NJADRE1560290067 | Administratively Determined Incentive Program | River Edge | 7661 | 6.88 | Residential | Behind the Meter | No | Green Power Energy, LLC | PSE&G |  | Accepted | 2025-08-13 | 2025-09-09 | 2026-09-09 | Solar Panels | Enphase Energy | SEG-430-BTD-BG |  | 0.43 | 7 | 289 | 3 |  | Fixed | Roof
NJADRE1560290067 | Administratively Determined Incentive Program | River Edge | 7661 | 6.88 | Residential | Behind the Meter | No | Green Power Energy, LLC | PSE&G |  | Accepted | 2025-08-13 | 2025-09-09 | 2026-09-09 | Solar Panels | SEG Solar | SEG-430-BTD-BG |  | 0.43 | 9 | 199 | 40 |  | Fixed | Roof
NJADRE1560290082 | Administratively Determined Incentive Program | Franklin Twp | 8540 | 15.2 | Residential | Behind the Meter | No | Freedom Forever New Jersey, LLC | PSE&G |  | Accepted | 2025-08-13 | 2025-09-09 | 2026-09-09 | Inverters | Solar Edge | SE5700H-USMNUBL15 | 5760 |  | 2 |  |  | 0.99 |  | Outdoor
NJADRE1560290082 | Administratively Determined Incentive Program | Franklin Twp | 8540 | 15.2 | Residential | Behind the Meter | No | Freedom Forever New Jersey, LLC | PSE&G |  | Accepted | 2025-08-13 | 2025-09-09 | 2026-09-09 | Solar Panels | Hanwha | Q.PEAK DUO XL-G10.2 475 |  | 0.475 | 16 | 205 | 30 |  | Fixed | Ground
NJADRE1560290082 | Administratively Determined Incentive Program | Franklin Twp | 8540 | 15.2 | Residential | Behind the Meter | No | Freedom Forever New Jersey, LLC | PSE&G |  | Accepted | 2025-08-13 | 2025-09-09 | 2026-09-09 | Solar Panels | Hanwha | Q.PEAK DUO XL-G10.2 475 |  | 0.475 | 16 | 205 | 30 |  | Fixed | Ground
NJADRE1560290086 | Administratively Determined Incentive Program | Columbus | 8022 | 10.25 | Residential | Behind the Meter | No | Trinity Solar, LLC | PSE&G |  | Accepted | 2025-08-13 | 2025-09-09 | 2026-09-09 | Solar Panels | HANWHA | Q.PEAK DUO BLK ML-G10.C+ 410 |  | 0.41 | 15 | 193 | 20 |  | Fixed | Roof
NJADRE1560290086 | Administratively Determined Incentive Program | Columbus | 8022 | 10.25 | Residential | Behind the Meter | No | Trinity Solar, LLC | PSE&G |  | Accepted | 2025-08-13 | 2025-09-09 | 2026-09-09 | Inverters | Solar Edge | USE7600H-US | 7600 |  | 1 |  |  | 0.97 |  | Outside
NJADRE1560290086 | Administratively Determined Incentive Program | Columbus | 8022 | 10.25 | Residential | Behind the Meter | No | Trinity Solar, LLC | PSE&G |  | Accepted | 2025-08-13 | 2025-09-09 | 2026-09-09 | Solar Panels | Hanwha | Q.PEAK DUO BLK ML-G10.C+ 410 |  | 0.41 | 10 | 193 | 25 |  | Fixed | Roof
NJADRE1560290101 | Administratively Determined Incentive Program | Edison | 8820 | 12.71 | Residential | Behind the Meter | No | Tesla Energy Operations, Inc. | PSE&G |  | Accepted | 2025-08-13 | 2025-09-09 | 2026-09-09 | Solar Panels | Hanwha | Q.PEAK DUO BLK ML-G10+/TS 410 |  | 0.41 | 15 | 357 | 23 |  | Fixed | Roof
NJADRE1560290101 | Administratively Determined Incentive Program | Edison | 8820 | 12.71 | Residential | Behind the Meter | No | Tesla Energy Operations, Inc. | PSE&G |  | Accepted | 2025-08-13 | 2025-09-09 | 2026-09-09 | Electric Storage Battery | 11500 | Powerwall 3 |  |  | 2 |  |  |  | Lithium Ion |  | OUTSIDE
NJADRE1560290101 | Administratively Determined Incentive Program | Edison | 8820 | 12.71 | Residential | Behind the Meter | No | Tesla Energy Operations, Inc. | PSE&G |  | Accepted | 2025-08-13 | 2025-09-09 | 2026-09-09 | Solar Panels | Hanwha | Q.PEAK DUO BLK ML-G10+/TS 410 |  | 0.41 | 16 | 177 | 23 |  | Fixed | Roof
NJADRE1560290101 | Administratively Determined Incentive Program | Edison | 8820 | 12.71 | Residential | Behind the Meter | No | Tesla Energy Operations, Inc. | PSE&G |  | Accepted | 2025-08-13 | 2025-09-09 | 2026-09-09 | Inverters | Tesla | 1707000-XX-Y | 11500 |  | 1 |  |  | 0.98 |  | Outdoor
NJADRE1560290117 | Administratively Determined Incentive Program | Mountainside | 7092 | 12.04 | Residential | Behind the Meter | No | Pro Custom Solar dba Momentum Solar | PSE&G |  | Accepted | 2025-08-13 | 2025-09-09 | 2026-09-09 | Solar Panels | Hanwha | Q.TRON BLK M-G2+430 |  | 0.43 | 15 | 115 | 28 |  | Fixed | Roof
NJADRE1560290117 | Administratively Determined Incentive Program | Mountainside | 7092 | 12.04 | Residential | Behind the Meter | No | Pro Custom Solar dba Momentum Solar | PSE&G |  | Accepted | 2025-08-13 | 2025-09-09 | 2026-09-09 | Solar Panels | HANWHA | Q.TRON BLK M-G2+430 |  | 0.43 | 4 | 25 | 27 |  | Fixed | Roof
NJADRE1560290117 | Administratively Determined Incentive Program | Mountainside | 7092 | 12.04 | Residential | Behind the Meter | No | Pro Custom Solar dba Momentum Solar | PSE&G |  | Accepted | 2025-08-13 | 2025-09-09 | 2026-09-09 | Solar Panels | HANWHA | Q.TRON BLK M-G2+430 |  | 0.43 | 6 | 115 | 28 |  | Fixed | Roof
NJADRE1560290117 | Administratively Determined Incentive Program | Mountainside | 7092 | 12.04 | Residential | Behind the Meter | No | Pro Custom Solar dba Momentum Solar | PSE&G |  | Accepted | 2025-08-13 | 2025-09-09 | 2026-09-09 | Inverters | ENPHASE | IQ8PLUS-72-2-US | 320 |  | 28 |  |  | 0.97 |  | Outdoor
NJADRE1560290117 | Administratively Determined Incentive Program | Mountainside | 7092 | 12.04 | Residential | Behind the Meter | No | Pro Custom Solar dba Momentum Solar | PSE&G |  | Accepted | 2025-08-13 | 2025-09-09 | 2026-09-09 | Solar Panels | Hanwha | Q.TRON BLK M-G2+430 |  | 0.43 | 3 | 205 | 25 |  | Fixed | Roof
NJADRE1560290119 | Administratively Determined Incentive Program | HOPEWELL TOWNSHIP | 8560 | 18.27 | Residential | Behind the Meter | No | SEA BRIGHT SOLAR, LLC | PSE&G |  | Accepted | 2025-08-13 | 2025-09-10 | 2026-09-10 | Solar Panels | QCell | Q.TRON BLK M-G2+ 435 |  | 0.435 | 10 | 308 | 34 |  | Fixed | Roof
NJADRE1560290119 | Administratively Determined Incentive Program | HOPEWELL TOWNSHIP | 8560 | 18.27 | Residential | Behind the Meter | No | SEA BRIGHT SOLAR, LLC | PSE&G |  | Accepted | 2025-08-13 | 2025-09-10 | 2026-09-10 | Solar Panels | QCell | Q.TRON BLK M-G2+ 435 |  | 0.435 | 9 | 128 | 34 |  | Fixed | Roof
NJADRE1560290119 | Administratively Determined Incentive Program | HOPEWELL TOWNSHIP | 8560 | 18.27 | Residential | Behind the Meter | No | SEA BRIGHT SOLAR, LLC | PSE&G |  | Accepted | 2025-08-13 | 2025-09-10 | 2026-09-10 | Inverters | Tesla | Powerwall 3.0 | 11500 |  | 1 |  |  | 0.97 |  | Outdoor
NJADRE1560290119 | Administratively Determined Incentive Program | HOPEWELL TOWNSHIP | 8560 | 18.27 | Residential | Behind the Meter | No | SEA BRIGHT SOLAR, LLC | PSE&G |  | Accepted | 2025-08-13 | 2025-09-10 | 2026-09-10 | Solar Panels | QCell | Q.TRON BLK M-G2+ 435 |  | 0.435 | 8 | 128 | 34 |  | Fixed | Roof
NJADRE1560290119 | Administratively Determined Incentive Program | HOPEWELL TOWNSHIP | 8560 | 18.27 | Residential | Behind the Meter | No | SEA BRIGHT SOLAR, LLC | PSE&G |  | Accepted | 2025-08-13 | 2025-09-10 | 2026-09-10 | Electric Storage Battery | Tesla | Powerwall 3.0 |  |  | 1 |  |  |  | Lithium Ion |  | outside
NJADRE1560290119 | Administratively Determined Incentive Program | HOPEWELL TOWNSHIP | 8560 | 18.27 | Residential | Behind the Meter | No | SEA BRIGHT SOLAR, LLC | PSE&G |  | Accepted | 2025-08-13 | 2025-09-10 | 2026-09-10 | Solar Panels | QCell | Q.TRON BLK M-G2+ 435 |  | 0.435 | 15 | 128 | 34 |  | Fixed | Roof
NJADRE1560290123 | Administratively Determined Incentive Program | Boonton | 7005 | 8.2 | Residential | Behind the Meter | No | Trinity Solar, LLC | JCP&L |  | Accepted | 2025-08-13 | 2025-09-09 | 2026-09-09 | Solar Panels | HANWHA | (Q.PEAK DUO BLK ML-G10.C+ 410) |  | 0.41 | 20 | 146 | 23 |  | Fixed | Roof
NJADRE1560290123 | Administratively Determined Incentive Program | Boonton | 7005 | 8.2 | Residential | Behind the Meter | No | Trinity Solar, LLC | JCP&L |  | Accepted | 2025-08-13 | 2025-09-09 | 2026-09-09 | Inverters | Solar Edge | USE7600H-USMNBL75 | 7600 |  | 1 |  |  | 0.97 |  | Outdoor
NJADRE1560290139 | Administratively Determined Incentive Program | WASHINGTON TOWNSHIP | 8080 | 10.875 | Residential | Behind the Meter | Yes | Skyline Solar, LLC | AC Electric |  | Accepted | 2025-08-13 | 2025-09-09 | 2026-09-09 | Inverters | Enphase | IQ8HC-72-M-DOM-US | 380 |  | 25 |  |  | 0.976 |  | Outside
NJADRE1560290139 | Administratively Determined Incentive Program | WASHINGTON TOWNSHIP | 8080 | 10.875 | Residential | Behind the Meter | Yes | Skyline Solar, LLC | AC Electric |  | Accepted | 2025-08-13 | 2025-09-09 | 2026-09-09 | Solar Panels | Hanwha | Q. Tron BLK M-G2.H+ |  | 0.435 | 4 | 154 | 22 |  | Fixed | Roof
NJADRE1560290139 | Administratively Determined Incentive Program | WASHINGTON TOWNSHIP | 8080 | 10.875 | Residential | Behind the Meter | Yes | Skyline Solar, LLC | AC Electric |  | Accepted | 2025-08-13 | 2025-09-09 | 2026-09-09 | Solar Panels | Hanwha | Q. Tron BLK M-G2.H+ |  | 0.435 | 4 | 244 | 18 |  | Fixed | Roof
NJADRE1560290139 | Administratively Determined Incentive Program | WASHINGTON TOWNSHIP | 8080 | 10.875 | Residential | Behind the Meter | Yes | Skyline Solar, LLC | AC Electric |  | Accepted | 2025-08-13 | 2025-09-09 | 2026-09-09 | Solar Panels | Hanwha | Q. Tron BLK M-G2.H+ |  | 0.435 | 17 | 154 | 22 |  | Fixed | Roof
NJADRE1560290145 | Administratively Determined Incentive Program | FORKED RIVER | 8731 | 9.02 | Residential | Behind the Meter | Yes | Trinity Solar, LLC | JCP&L |  | Accepted | 2025-08-13 | 2025-09-09 | 2026-09-09 | Inverters | Solar Edge | USE7600H-USMNBL75 | 7600 |  | 1 |  |  | 0.97 |  | Outdoor
NJADRE1560290145 | Administratively Determined Incentive Program | FORKED RIVER | 8731 | 9.02 | Residential | Behind the Meter | Yes | Trinity Solar, LLC | JCP&L |  | Accepted | 2025-08-13 | 2025-09-09 | 2026-09-09 | Solar Panels | HANWHA | Q.PEAK DUO BLK ML-G10.C+ 410 |  | 0.41 | 13 | 2 | 28 |  | Fixed | Roof
NJADRE1560290145 | Administratively Determined Incentive Program | FORKED RIVER | 8731 | 9.02 | Residential | Behind the Meter | Yes | Trinity Solar, LLC | JCP&L |  | Accepted | 2025-08-13 | 2025-09-09 | 2026-09-09 | Solar Panels | HANWHA | Q.PEAK DUO BLK ML-G10.C+ 410 |  | 0.41 | 9 | 182 | 28 |  | Fixed | Roof
NJADRE1560290153 | Administratively Determined Incentive Program | EAST ORANGE | 7017 | 9.43 | Residential | Behind the Meter | Yes | Pro Custom Solar dba Momentum Solar | PSE&G |  | Accepted | 2025-08-13 | 2025-09-09 | 2026-09-09 | Solar Panels | Hanwha | Q. Peak duo blk ML-G10 +410 |  | 0.41 | 7 | 204 | 26 |  | Fixed | Roof
NJADRE1560290153 | Administratively Determined Incentive Program | EAST ORANGE | 7017 | 9.43 | Residential | Behind the Meter | Yes | Pro Custom Solar dba Momentum Solar | PSE&G |  | Accepted | 2025-08-13 | 2025-09-09 | 2026-09-09 | Solar Panels | Hanwha | Q. Peak duo blk ML-G10 +410 |  | 0.41 | 12 | 113 | 31 |  | Fixed | Roof
NJADRE1560290153 | Administratively Determined Incentive Program | EAST ORANGE | 7017 | 9.43 | Residential | Behind the Meter | Yes | Pro Custom Solar dba Momentum Solar | PSE&G |  | Accepted | 2025-08-13 | 2025-09-09 | 2026-09-09 | Inverters | Enphase | IQ8HC-72-M-DOM-US | 380 |  | 23 |  |  | 0.97 |  | Outdoor
NJADRE1560290153 | Administratively Determined Incentive Program | EAST ORANGE | 7017 | 9.43 | Residential | Behind the Meter | Yes | Pro Custom Solar dba Momentum Solar | PSE&G |  | Accepted | 2025-08-13 | 2025-09-09 | 2026-09-09 | Solar Panels | Hanwha | Q. Peak duo blk ML-G10 +410 |  | 0.41 | 4 | 113 | 18 |  | Fixed | Roof
NJADRE1560290170 | Administratively Determined Incentive Program | East Orange | 7017 | 7.47 | Residential | Behind the Meter | Yes | Fusion Solar Energy, LLC | PSE&G |  | Accepted | 2025-08-13 | 2025-09-09 | 2026-09-09 | Solar Panels | QCELLS | Q.PEAK DUO BLK ML-G10.C+ 415 |  | 0.415 | 18 | 129.39 | 29 |  | Fixed | Roof
NJADRE1560290170 | Administratively Determined Incentive Program | East Orange | 7017 | 7.47 | Residential | Behind the Meter | Yes | Fusion Solar Energy, LLC | PSE&G |  | Accepted | 2025-08-13 | 2025-09-09 | 2026-09-09 | Inverters | ENPHASE | IQ8HC-72-M-DOM-US | 380 |  | 18 |  |  | 0.97 |  | Outside | Roof
NJADRE1560290240 | Administratively Determined Incentive Program | Little Egg Harbor Twp | 8087 | 7.83 | Residential | Behind the Meter | Yes | EMT Renewables, LLC | AC Electric |  | Accepted | 2025-08-13 | 2025-09-09 | 2026-09-09 | Solar Panels | Q CELLS | Q TRON |  | 0.435 | 2 | 123 | 34 |  | Fixed | Roof
NJADRE1560290240 | Administratively Determined Incentive Program | Little Egg Harbor Twp | 8087 | 7.83 | Residential | Behind the Meter | Yes | EMT Renewables, LLC | AC Electric |  | Accepted | 2025-08-13 | 2025-09-09 | 2026-09-09 | Inverters | IQ8HC | IQ8+ | 290 |  | 18 |  |  | 0.98 |  | Other | UNDER EACH PANEL
NJADRE1560290240 | Administratively Determined Incentive Program | Little Egg Harbor Twp | 8087 | 7.83 | Residential | Behind the Meter | Yes | EMT Renewables, LLC | AC Electric |  | Accepted | 2025-08-13 | 2025-09-09 | 2026-09-09 | Solar Panels | Q CELLS | Q TRON |  | 0.435 | 8 | 123 | 34 |  | Fixed | Roof
NJADRE1560290240 | Administratively Determined Incentive Program | Little Egg Harbor Twp | 8087 | 7.83 | Residential | Behind the Meter | Yes | EMT Renewables, LLC | AC Electric |  | Accepted | 2025-08-13 | 2025-09-09 | 2026-09-09 | Solar Panels | Q CELLS | Q TRON |  | 0.435 | 2 | 213 | 34 |  | Fixed | Roof
NJADRE1560290240 | Administratively Determined Incentive Program | Little Egg Harbor Twp | 8087 | 7.83 | Residential | Behind the Meter | Yes | EMT Renewables, LLC | AC Electric |  | Accepted | 2025-08-13 | 2025-09-09 | 2026-09-09 | Solar Panels | Q CELLS | Q TRON |  | 0.435 | 6 | 303 | 34 |  | Fixed | Roof
NJADRE1560290517 | Administratively Determined Incentive Program | EDISON | 8817 | 10.125 | Residential | Behind the Meter | Yes | Sunrun Installation Services, Inc. | PSE&G |  | Accepted | 2025-08-13 | 2025-09-09 | 2026-09-09 | Inverters | SolarEdge Technologies | SE7600H-USMN | 7600 |  | 1 |  |  | 0.99 |  | Outdoor
NJADRE1560290517 | Administratively Determined Incentive Program | EDISON | 8817 | 10.125 | Residential | Behind the Meter | Yes | Sunrun Installation Services, Inc. | PSE&G |  | Accepted | 2025-08-13 | 2025-09-09 | 2026-09-09 | Solar Panels | JA Solar | JAM54S31-405/MR |  | 0.405 | 12 | 119 | 31 |  | Fixed | Roof
NJADRE1560290517 | Administratively Determined Incentive Program | EDISON | 8817 | 10.125 | Residential | Behind the Meter | Yes | Sunrun Installation Services, Inc. | PSE&G |  | Accepted | 2025-08-13 | 2025-09-09 | 2026-09-09 | Solar Panels | JA Solar | JAM54S31-405/MR |  | 0.405 | 13 | 299 | 31 |  | Fixed | Roof
NJADRE1560290620 | Administratively Determined Incentive Program | Clifton | 7011 | 6.97 | Residential | Behind the Meter | Yes | Trinity Solar, LLC | PSE&G |  | Accepted | 2025-08-13 | 2025-09-09 | 2026-09-09 | Solar Panels | HANWHA | (Q.PEAK DUO BLK ML-G10+ 410) |  | 0.41 | 8 | 77 | 18 |  | Fixed | Roof
NJADRE1560290620 | Administratively Determined Incentive Program | Clifton | 7011 | 6.97 | Residential | Behind the Meter | Yes | Trinity Solar, LLC | PSE&G |  | Accepted | 2025-08-13 | 2025-09-09 | 2026-09-09 | Solar Panels | HANWHA | (Q.PEAK DUO BLK ML-G10+ 410) |  | 0.41 | 9 | 257 | 18 |  | Fixed | Roof
NJADRE1560290620 | Administratively Determined Incentive Program | Clifton | 7011 | 6.97 | Residential | Behind the Meter | Yes | Trinity Solar, LLC | PSE&G |  | Accepted | 2025-08-13 | 2025-09-09 | 2026-09-09 | Inverters | Solar Edge | USE5700H-USMNBL75 | 5760 |  | 1 |  |  | 0.97 |  | Outdoor
NJADRE1560290623 | Administratively Determined Incentive Program | Salem | 8079 | 7.47 | Residential | Behind the Meter | Yes | RCL Enterprises, Inc. | AC Electric |  | Accepted | 2025-08-13 | 2025-09-09 | 2026-09-09 | Inverters | Enphase | IQ8HC | 380 |  | 18 |  |  | 0.97 |  | Outside
NJADRE1560290623 | Administratively Determined Incentive Program | Salem | 8079 | 7.47 | Residential | Behind the Meter | Yes | RCL Enterprises, Inc. | AC Electric |  | Accepted | 2025-08-13 | 2025-09-09 | 2026-09-09 | Solar Panels | QPEAK | DUOBLKMLG10 |  | 0.415 | 18 | 172 | 24 |  | Fixed | Roof
NJADRE1560290925 | Administratively Determined Incentive Program | OLD BRIDGE | 8857 | 6.96 | Residential | Behind the Meter | No | NJ Solar Power, LLC | JCP&L |  | Accepted | 2025-08-13 | 2025-09-09 | 2026-09-09 | Inverters | Enphase | IQ8HC-72-M-US | 380 |  | 16 |  |  | 0.976 |  | Outside
NJADRE1560290925 | Administratively Determined Incentive Program | OLD BRIDGE | 8857 | 6.96 | Residential | Behind the Meter | No | NJ Solar Power, LLC | JCP&L |  | Accepted | 2025-08-13 | 2025-09-09 | 2026-09-09 | Solar Panels | Hanwha | Q.TRON BLK M-G2+ 435 |  | 0.435 | 16 | 178 | 27 |  | Fixed | Roof | Roof 1
NJADRE1560290931 | Administratively Determined Incentive Program | LIVINGSTON | 7039 | 16.4 | Residential | Behind the Meter | No | Tesla Energy Operations, Inc. | JCP&L |  | Accepted | 2025-08-13 | 2025-09-09 | 2026-09-09 | Solar Panels | Hanwha | Q.PEAK DUO BLK ML-G10+/TS 410 |  | 0.41 | 19 | 21 | 28 |  | Fixed | Roof
NJADRE1560290931 | Administratively Determined Incentive Program | LIVINGSTON | 7039 | 16.4 | Residential | Behind the Meter | No | Tesla Energy Operations, Inc. | JCP&L |  | Accepted | 2025-08-13 | 2025-09-09 | 2026-09-09 | Solar Panels | Hanwha | Q.PEAK DUO BLK ML-G10+/TS 410 |  | 0.41 | 4 | 111 | 28 |  | Fixed | Roof
NJADRE1560290931 | Administratively Determined Incentive Program | LIVINGSTON | 7039 | 16.4 | Residential | Behind the Meter | No | Tesla Energy Operations, Inc. | JCP&L |  | Accepted | 2025-08-13 | 2025-09-09 | 2026-09-09 | Solar Panels | Hanwha | Q.PEAK DUO BLK ML-G10+/TS 410 |  | 0.41 | 6 | 201 | 28 |  | Fixed | Roof
NJADRE1560290931 | Administratively Determined Incentive Program | LIVINGSTON | 7039 | 16.4 | Residential | Behind the Meter | No | Tesla Energy Operations, Inc. | JCP&L |  | Accepted | 2025-08-13 | 2025-09-09 | 2026-09-09 | Inverters | Tesla | 1538000-XX-Y | 7600 |  | 2 |  |  | 0.98 |  | Outdoor
NJADRE1560290931 | Administratively Determined Incentive Program | LIVINGSTON | 7039 | 16.4 | Residential | Behind the Meter | No | Tesla Energy Operations, Inc. | JCP&L |  | Accepted | 2025-08-13 | 2025-09-09 | 2026-09-09 | Solar Panels | Hanwha | Q.PEAK DUO BLK ML-G10+/TS 410 |  | 0.41 | 5 | 201 | 28 |  | Fixed | Roof
NJADRE1560290931 | Administratively Determined Incentive Program | LIVINGSTON | 7039 | 16.4 | Residential | Behind the Meter | No | Tesla Energy Operations, Inc. | JCP&L |  | Accepted | 2025-08-13 | 2025-09-09 | 2026-09-09 | Solar Panels | Hanwha | Q.PEAK DUO BLK ML-G10+/TS 410 |  | 0.41 | 6 | 201 | 28 |  | Fixed | Roof
NJADRE1560290942 | Administratively Determined Incentive Program | JERSEY CITY | 7302 | 7.38 | Residential | Behind the Meter | Yes | Pro Custom Solar dba Momentum Solar | PSE&G |  | Accepted | 2025-08-13 | 2025-09-11 | 2026-09-11 | Inverters | Enphase | Q. Peak duo blk ML-G10 +410 | 380 |  | 18 |  |  | 0.97 |  | Outdoor
NJADRE1560290942 | Administratively Determined Incentive Program | JERSEY CITY | 7302 | 7.38 | Residential | Behind the Meter | Yes | Pro Custom Solar dba Momentum Solar | PSE&G |  | Accepted | 2025-08-13 | 2025-09-11 | 2026-09-11 | Solar Panels | Enphase | Q. Peak duo blk ML-G10 +410 |  | 0.41 | 18 | 97 | 20 |  | Fixed | Roof
NJADRE1560290947 | Administratively Determined Incentive Program | GLASSBORO | 8028 | 6.525 | Residential | Behind the Meter | Yes | EMT Renewables, LLC | AC Electric |  | Accepted | 2025-08-13 | 2025-09-09 | 2026-09-09 | Inverters | IQ8HC | IQ8+ | 290 |  | 15 |  |  | 0.98 |  | Other | UNDER EACH PANEL
NJADRE1560290947 | Administratively Determined Incentive Program | GLASSBORO | 8028 | 6.525 | Residential | Behind the Meter | Yes | EMT Renewables, LLC | AC Electric |  | Accepted | 2025-08-13 | 2025-09-09 | 2026-09-09 | Solar Panels | Q CELLS | Q TRON |  | 0.435 | 15 | 244 | 43 |  | Fixed | Roof
NJADRE1560290949 | Administratively Determined Incentive Program | EAST ORANGE | 7017 | 7.885 | Residential | Behind the Meter | Yes | Fusion Solar Energy, LLC | PSE&G |  | Accepted | 2025-08-13 | 2025-09-09 | 2026-09-09 | Solar Panels | QCELLS | Q.PEAK DUO BLK ML-G10.C+ 415 |  | 0.415 | 6 | 219.36 | 28 |  | Fixed | Roof
NJADRE1560290949 | Administratively Determined Incentive Program | EAST ORANGE | 7017 | 7.885 | Residential | Behind the Meter | Yes | Fusion Solar Energy, LLC | PSE&G |  | Accepted | 2025-08-13 | 2025-09-09 | 2026-09-09 | Solar Panels | QCELLS | Q.PEAK DUO BLK ML-G10.C+ 415 |  | 0.415 | 13 | 129.39 | 29 |  | Fixed | Roof
NJADRE1560290949 | Administratively Determined Incentive Program | EAST ORANGE | 7017 | 7.885 | Residential | Behind the Meter | Yes | Fusion Solar Energy, LLC | PSE&G |  | Accepted | 2025-08-13 | 2025-09-09 | 2026-09-09 | Inverters | ENPHASE | IQ8HC-72-M-DOM-US | 380 |  | 19 |  |  | 0.97 |  | Outside | Roof
NJADRE1560290954 | Administratively Determined Incentive Program | LINDENWOLD | 8021 | 9.57 | Residential | Behind the Meter | Yes | EMT Renewables, LLC | AC Electric |  | Accepted | 2025-08-13 | 2025-09-09 | 2026-09-09 | Inverters | IQ8HC | IQ8+ | 290 |  | 22 |  |  | 0.98 |  | Other | UNDER EACH PANEL
NJADRE1560290954 | Administratively Determined Incentive Program | LINDENWOLD | 8021 | 9.57 | Residential | Behind the Meter | Yes | EMT Renewables, LLC | AC Electric |  | Accepted | 2025-08-13 | 2025-09-09 | 2026-09-09 | Solar Panels | Q CELLS | Q TRON-BLK-M-G2.H+ |  | 0.435 | 10 | 295 | 20 |  | Fixed | Roof
NJADRE1560290954 | Administratively Determined Incentive Program | LINDENWOLD | 8021 | 9.57 | Residential | Behind the Meter | Yes | EMT Renewables, LLC | AC Electric |  | Accepted | 2025-08-13 | 2025-09-09 | 2026-09-09 | Solar Panels | Q CELLS | Q TRON-BLK-M-G2.H+ |  | 0.435 | 12 | 115 | 20 |  | Fixed | Roof
NJADRE1560290959 | Administratively Determined Incentive Program | WENONAH | 8090 | 5.005 | Residential | Behind the Meter | Yes | Power Energy Solutions, LLC | AC Electric |  | Accepted | 2025-08-13 | 2025-09-22 | 2026-09-22 | Inverters | Enphase | IQ8MC-72-M-US | 330 |  | 11 |  |  | 0.97 |  | Outdoor
NJADRE1560290959 | Administratively Determined Incentive Program | WENONAH | 8090 | 5.005 | Residential | Behind the Meter | Yes | Power Energy Solutions, LLC | AC Electric |  | Accepted | 2025-08-13 | 2025-09-22 | 2026-09-22 | Solar Panels | Canadian Solar | CS6.1-54TM-455 |  | 0.455 | 2 | 263 | 20 |  | Fixed | Roof
NJADRE1560290959 | Administratively Determined Incentive Program | WENONAH | 8090 | 5.005 | Residential | Behind the Meter | Yes | Power Energy Solutions, LLC | AC Electric |  | Accepted | 2025-08-13 | 2025-09-22 | 2026-09-22 | Solar Panels | Canadian Solar | CS6.1-54TM-455 |  | 0.455 | 5 | 353 | 29 |  | Fixed | Roof
NJADRE1560290959 | Administratively Determined Incentive Program | WENONAH | 8090 | 5.005 | Residential | Behind the Meter | Yes | Power Energy Solutions, LLC | AC Electric |  | Accepted | 2025-08-13 | 2025-09-22 | 2026-09-22 | Solar Panels | Canadian Solar | CS6.1-54TM-455 |  | 0.455 | 2 | 83 | 20 |  | Fixed | Roof
NJADRE1560290959 | Administratively Determined Incentive Program | WENONAH | 8090 | 5.005 | Residential | Behind the Meter | Yes | Power Energy Solutions, LLC | AC Electric |  | Accepted | 2025-08-13 | 2025-09-22 | 2026-09-22 | Solar Panels | Canadian Solar | CS6.1-54TM-455 |  | 0.455 | 2 | 174 | 20 |  | Fixed | Roof
NJADRE1560290960 | Administratively Determined Incentive Program | HILLSBOROUGH | 8844 | 9.03 | Residential | Behind the Meter | No | RCL Enterprises, Inc. | PSE&G |  | Accepted | 2025-08-13 | 2025-09-09 | 2026-09-09 | Inverters | Enphase | IQ8HC | 380 |  | 21 |  |  | 0.97 |  | Outside
NJADRE1560290960 | Administratively Determined Incentive Program | HILLSBOROUGH | 8844 | 9.03 | Residential | Behind the Meter | No | RCL Enterprises, Inc. | PSE&G |  | Accepted | 2025-08-13 | 2025-09-09 | 2026-09-09 | Solar Panels | SEG Solar | SEG430BTD |  | 0.43 | 21 | 199 | 28 |  | Fixed | Roof
NJADRE1560290964 | Administratively Determined Incentive Program | CAMDEN | 8105 | 11.31 | Residential | Behind the Meter | Yes | SunnyMac, LLC | PSE&G |  | Accepted | 2025-08-13 | 2025-09-09 | 2026-09-09 | Solar Panels | HANWHA | Q.TRON BLK M-G2.H+ |  | 0.435 | 11 | 222 | 10 |  | Fixed | Roof
NJADRE1560290964 | Administratively Determined Incentive Program | CAMDEN | 8105 | 11.31 | Residential | Behind the Meter | Yes | SunnyMac, LLC | PSE&G |  | Accepted | 2025-08-13 | 2025-09-09 | 2026-09-09 | Solar Panels | HANWHA | Q.TRON BLK M-G2.H+ |  | 0.435 | 9 | 42 | 37 |  | Fixed | Roof
NJADRE1560290964 | Administratively Determined Incentive Program | CAMDEN | 8105 | 11.31 | Residential | Behind the Meter | Yes | SunnyMac, LLC | PSE&G |  | Accepted | 2025-08-13 | 2025-09-09 | 2026-09-09 | Solar Panels | HANWHA | Q.TRON BLK M-G2.H+ |  | 0.435 | 6 | 222 | 37 |  | Fixed | Roof
NJADRE1560290964 | Administratively Determined Incentive Program | CAMDEN | 8105 | 11.31 | Residential | Behind the Meter | Yes | SunnyMac, LLC | PSE&G |  | Accepted | 2025-08-13 | 2025-09-09 | 2026-09-09 | Inverters | SOLAREDGE HOME HUB | SE7600H-US | 7600 |  | 1 |  |  | 0.99 |  | Outdoor | next to meter
NJADRE1560290966 | Administratively Determined Incentive Program | WOODBURY | 8096 | 3.24 | Residential | Behind the Meter | No | Solar Energy World | PSE&G |  | Accepted | 2025-08-13 | 2025-09-09 | 2026-09-09 | Solar Panels | LONGi | LR5-54HPB-405M |  | 0.405 | 8 | 195 | 31 |  | Fixed | Roof
NJADRE1560290966 | Administratively Determined Incentive Program | WOODBURY | 8096 | 3.24 | Residential | Behind the Meter | No | Solar Energy World | PSE&G |  | Accepted | 2025-08-13 | 2025-09-09 | 2026-09-09 | Inverters | SolarEdge | SE3000H-USRGM | 3000 |  | 1 |  |  | 0.99 |  | Outside
NJADRE1560290966 | Administratively Determined Incentive Program | WOODBURY | 8096 | 3.24 | Residential | Behind the Meter | No | Solar Energy World | PSE&G |  | Accepted | 2025-08-13 | 2025-09-09 | 2026-09-09 | Electric Storage Battery | Tesla | Powerwall 3 System 1 13.5kWh |  |  | 1 |  |  |  | Lithium Ion |  | outside
NJADRE1560290968 | Administratively Determined Incentive Program | WASHINGTON TOWNSHIP | 8080 | 7.83 | Residential | Behind the Meter | Yes | EMT Renewables, LLC | AC Electric |  | Accepted | 2025-08-13 | 2025-09-09 | 2026-09-09 | Inverters | Enphase | IQ8HC | 380 |  | 18 |  |  | 0.98 |  | Other | UNDER EACH PANEL
NJADRE1560290968 | Administratively Determined Incentive Program | WASHINGTON TOWNSHIP | 8080 | 7.83 | Residential | Behind the Meter | Yes | EMT Renewables, LLC | AC Electric |  | Accepted | 2025-08-13 | 2025-09-09 | 2026-09-09 | Solar Panels | Q CELLS | Q TRON-BLK-M-G2.H+ |  | 0.435 | 14 | 245 | 21 |  | Fixed | Roof
NJADRE1560290968 | Administratively Determined Incentive Program | WASHINGTON TOWNSHIP | 8080 | 7.83 | Residential | Behind the Meter | Yes | EMT Renewables, LLC | AC Electric |  | Accepted | 2025-08-13 | 2025-09-09 | 2026-09-09 | Solar Panels | Q CELLS | Q TRON-BLK-M-G2.H+ |  | 0.435 | 4 | 245 | 20 |  | Fixed | Roof
NJADRE1560290971 | Administratively Determined Incentive Program | Cherry Hill Twp | 8034 | 4.1 | Residential | Behind the Meter | Yes | Sunrun Installation Services, Inc. | PSE&G |  | Accepted | 2025-08-13 | 2025-09-09 | 2026-09-09 | Solar Panels | Elin Energy (Sirius PV) | ELNSM54M-HC-410 |  | 0.41 | 4 | 348 | 23 |  | Fixed | Roof
NJADRE1560290971 | Administratively Determined Incentive Program | Cherry Hill Twp | 8034 | 4.1 | Residential | Behind the Meter | Yes | Sunrun Installation Services, Inc. | PSE&G |  | Accepted | 2025-08-13 | 2025-09-09 | 2026-09-09 | Inverters | SolarEdge Technologies | SE3800H-USMN | 3800 |  | 1 |  |  | 0.99 |  | Outdoor
NJADRE1560290971 | Administratively Determined Incentive Program | Cherry Hill Twp | 8034 | 4.1 | Residential | Behind the Meter | Yes | Sunrun Installation Services, Inc. | PSE&G |  | Accepted | 2025-08-13 | 2025-09-09 | 2026-09-09 | Solar Panels | Elin Energy (Sirius PV) | ELNSM54M-HC-410 |  | 0.41 | 6 | 348 | 23 |  | Fixed | Roof
NJADRE1560290972 | Administratively Determined Incentive Program | HOWELL | 7731 | 7.38 | Residential | Behind the Meter | Yes | Trinity Solar, LLC | JCP&L |  | Accepted | 2025-08-13 | 2025-09-09 | 2026-09-09 | Inverters | Solar Edge | USE5700H-US | 5760 |  | 1 |  |  | 0.97 |  | Outside
NJADRE1560290972 | Administratively Determined Incentive Program | HOWELL | 7731 | 7.38 | Residential | Behind the Meter | Yes | Trinity Solar, LLC | JCP&L |  | Accepted | 2025-08-13 | 2025-09-09 | 2026-09-09 | Solar Panels | Hanwha | Q.PEAK DUO BLK ML-G10+ 410 |  | 0.41 | 6 | 235 | 22 |  | Fixed | Roof
NJADRE1560290972 | Administratively Determined Incentive Program | HOWELL | 7731 | 7.38 | Residential | Behind the Meter | Yes | Trinity Solar, LLC | JCP&L |  | Accepted | 2025-08-13 | 2025-09-09 | 2026-09-09 | Solar Panels | Hanwha | Q.PEAK DUO BLK ML-G10+ 410 |  | 0.41 | 12 | 55 | 22 |  | Fixed | Roof
NJADRE1560290980 | Administratively Determined Incentive Program | VILLAS | 8251 | 4.785 | Residential | Behind the Meter | Yes | EMT Renewables, LLC | AC Electric |  | Accepted | 2025-08-13 | 2025-09-09 | 2026-09-09 | Inverters | IQ8HC | IQ8+ | 290 |  | 11 |  |  | 0.98 |  | Other | UNDER EACH PANEL
NJADRE1560290980 | Administratively Determined Incentive Program | VILLAS | 8251 | 4.785 | Residential | Behind the Meter | Yes | EMT Renewables, LLC | AC Electric |  | Accepted | 2025-08-13 | 2025-09-09 | 2026-09-09 | Solar Panels | Q CELLS | Q TRON |  | 0.435 | 11 | 127 | 13 |  | Fixed | Roof
NJADRE1560290988 | Administratively Determined Incentive Program | West Milford | 7480 | 8.6 | Residential | Behind the Meter | No | EMT Renewables, LLC | Orange Rockland Electric |  | Accepted | 2025-08-13 | 2025-09-15 | 2026-09-15 | Inverters | Q.MI.349B | IQ8+ | 290 |  | 20 |  |  | 0.98 |  | Other | UNDER EACH PANEL
NJADRE1560290988 | Administratively Determined Incentive Program | West Milford | 7480 | 8.6 | Residential | Behind the Meter | No | EMT Renewables, LLC | Orange Rockland Electric |  | Accepted | 2025-08-13 | 2025-09-15 | 2026-09-15 | Solar Panels | Q CELLS | Q TRON |  | 0.43 | 9 | 131 | 24 |  | Fixed | Roof
NJADRE1560290988 | Administratively Determined Incentive Program | West Milford | 7480 | 8.6 | Residential | Behind the Meter | No | EMT Renewables, LLC | Orange Rockland Electric |  | Accepted | 2025-08-13 | 2025-09-15 | 2026-09-15 | Solar Panels | Q CELLS | Q TRON |  | 0.43 | 11 | 311 | 24 |  | Fixed | Roof
NJADRE1560290990 | Administratively Determined Incentive Program | DOROTHY | 8317 | 14.35 | Residential | Behind the Meter | No | RCL Enterprises, Inc. | AC Electric |  | Accepted | 2025-08-13 | 2025-09-09 | 2026-09-09 | Inverters | Enphase | IQ8plus | 290 |  | 35 |  |  | 0.97 |  | Outside
NJADRE1560290990 | Administratively Determined Incentive Program | DOROTHY | 8317 | 14.35 | Residential | Behind the Meter | No | RCL Enterprises, Inc. | AC Electric |  | Accepted | 2025-08-13 | 2025-09-09 | 2026-09-09 | Solar Panels | Mission Solar | MSE410 PERC |  | 0.41 | 35 | 180 | 25 |  | Fixed | Ground
NJADRE1560290995 | Administratively Determined Incentive Program | LAWRENCE TOWNSHIP | 8648 | 7.38 | Residential | Behind the Meter | Yes | Trinity Solar, LLC | PSE&G |  | Accepted | 2025-08-13 | 2025-09-09 | 2026-09-09 | Solar Panels | HANWHA | (Q.PEAK DUO BLK ML-G10.C+ 410) |  | 0.41 | 10 | 308 | 19 |  | Fixed | Roof
NJADRE1560290995 | Administratively Determined Incentive Program | LAWRENCE TOWNSHIP | 8648 | 7.38 | Residential | Behind the Meter | Yes | Trinity Solar, LLC | PSE&G |  | Accepted | 2025-08-13 | 2025-09-09 | 2026-09-09 | Solar Panels | HANWHA | (Q.PEAK DUO BLK ML-G10.C+ 410) |  | 0.41 | 8 | 128 | 18 |  | Fixed | Roof
NJADRE1560290995 | Administratively Determined Incentive Program | LAWRENCE TOWNSHIP | 8648 | 7.38 | Residential | Behind the Meter | Yes | Trinity Solar, LLC | PSE&G |  | Accepted | 2025-08-13 | 2025-09-09 | 2026-09-09 | Inverters | Solar Edge | USE5700H-USMNBL75 | 5760 |  | 1 |  |  | 0.97 |  | Outdoor
NJADRE1560291000 | Administratively Determined Incentive Program | NEWPORT | 8345 | 12.3 | Residential | Behind the Meter | No | RCL Enterprises, Inc. | AC Electric |  | Accepted | 2025-08-13 | 2025-09-09 | 2026-09-09 | Solar Panels | Mission Solar | MSE410 PERC |  | 0.41 | 30 | 244 | 25 |  | Fixed | Ground
NJADRE1560291000 | Administratively Determined Incentive Program | NEWPORT | 8345 | 12.3 | Residential | Behind the Meter | No | RCL Enterprises, Inc. | AC Electric |  | Accepted | 2025-08-13 | 2025-09-09 | 2026-09-09 | Inverters | Enphase | IQ8plus | 290 |  | 30 |  |  | 0.97 |  | Outside
NJADRE1560291022 | Administratively Determined Incentive Program | Millville | 8332 | 14.35 | Residential | Behind the Meter | No | RCL Enterprises, Inc. | AC Electric |  | Accepted | 2025-08-13 | 2025-09-09 | 2026-09-09 | Solar Panels | Mission Solar | MSE410 PERC |  | 0.41 | 10 | 297 | 32 |  | Fixed | Roof
NJADRE1560291022 | Administratively Determined Incentive Program | Millville | 8332 | 14.35 | Residential | Behind the Meter | No | RCL Enterprises, Inc. | AC Electric |  | Accepted | 2025-08-13 | 2025-09-09 | 2026-09-09 | Inverters | Enphase | IQ8plus | 290 |  | 35 |  |  | 0.97 |  | Outside
NJADRE1560291022 | Administratively Determined Incentive Program | Millville | 8332 | 14.35 | Residential | Behind the Meter | No | RCL Enterprises, Inc. | AC Electric |  | Accepted | 2025-08-13 | 2025-09-09 | 2026-09-09 | Solar Panels | Mission Solar | MSE410 PERC |  | 0.41 | 25 | 117 | 32 |  | Fixed | Roof
NJADRE1560291025 | Administratively Determined Incentive Program | FREEHOLD | 7728 | 13.53 | Residential | Behind the Meter | Yes | Sunrun Installation Services, Inc. | JCP&L |  | Accepted | 2025-08-13 | 2025-09-09 | 2026-09-09 | Solar Panels | Hanwha Q-Cells | Q.PEAK DUO BLK ML-G10.C+ 410 (MD06G100A-017) |  | 0.41 | 23 | 185 | 18 |  | Fixed | Roof
NJADRE1560291025 | Administratively Determined Incentive Program | FREEHOLD | 7728 | 13.53 | Residential | Behind the Meter | Yes | Sunrun Installation Services, Inc. | JCP&L |  | Accepted | 2025-08-13 | 2025-09-09 | 2026-09-09 | Solar Panels | Hanwha Q-Cells | Q.PEAK DUO BLK ML-G10.C+ 410 (MD06G100A-017) |  | 0.41 | 4 | 5 | 18 |  | Fixed | Roof
NJADRE1560291025 | Administratively Determined Incentive Program | FREEHOLD | 7728 | 13.53 | Residential | Behind the Meter | Yes | Sunrun Installation Services, Inc. | JCP&L |  | Accepted | 2025-08-13 | 2025-09-09 | 2026-09-09 | Inverters | TESLA | Powerwall 3 1707000-xx-y | 11500 |  | 1 |  |  | 0.97 |  | Outdoor
NJADRE1560291025 | Administratively Determined Incentive Program | FREEHOLD | 7728 | 13.53 | Residential | Behind the Meter | Yes | Sunrun Installation Services, Inc. | JCP&L |  | Accepted | 2025-08-13 | 2025-09-09 | 2026-09-09 | Electric Storage Battery | TESLA | Powerwall 3 1707000-xx-y |  |  | 1 |  |  |  | Lithium Ion |  | OUTSIDE
NJADRE1560291025 | Administratively Determined Incentive Program | FREEHOLD | 7728 | 13.53 | Residential | Behind the Meter | Yes | Sunrun Installation Services, Inc. | JCP&L |  | Accepted | 2025-08-13 | 2025-09-09 | 2026-09-09 | Solar Panels | Hanwha Q-Cells | Q.PEAK DUO BLK ML-G10.C+ 410 (MD06G100A-017) |  | 0.41 | 6 | 185 | 18 |  | Fixed | Roof
NJADRE1560291028 | Administratively Determined Incentive Program | Avenel | 7001 | 5.74 | Residential | Behind the Meter | Yes | Trinity Solar, LLC | PSE&G |  | Accepted | 2025-08-13 | 2025-09-09 | 2026-09-09 | Solar Panels | HANWHA | (Q.PEAK DUO BLK ML-G10.C+ 410) |  | 0.41 | 5 | 278 | 36 |  | Fixed | Roof
NJADRE1560291028 | Administratively Determined Incentive Program | Avenel | 7001 | 5.74 | Residential | Behind the Meter | Yes | Trinity Solar, LLC | PSE&G |  | Accepted | 2025-08-13 | 2025-09-09 | 2026-09-09 | Inverters | Solar Edge | USE5700H-USMNBL75 | 5760 |  | 1 |  |  | 0.97 |  | Outdoor
NJADRE1560291028 | Administratively Determined Incentive Program | Avenel | 7001 | 5.74 | Residential | Behind the Meter | Yes | Trinity Solar, LLC | PSE&G |  | Accepted | 2025-08-13 | 2025-09-09 | 2026-09-09 | Solar Panels | HANWHA | (Q.PEAK DUO BLK ML-G10.C+ 410) |  | 0.41 | 3 | 188 | 36 |  | Fixed | Roof
NJADRE1560291028 | Administratively Determined Incentive Program | Avenel | 7001 | 5.74 | Residential | Behind the Meter | Yes | Trinity Solar, LLC | PSE&G |  | Accepted | 2025-08-13 | 2025-09-09 | 2026-09-09 | Solar Panels | HANWHA | (Q.PEAK DUO BLK ML-G10.C+ 410) |  | 0.41 | 6 | 98 | 36 |  | Fixed | Roof
NJADRE1560291036 | Administratively Determined Incentive Program | NORTHFIELD | 8225 | 4.92 | Residential | Behind the Meter | Yes | Trinity Solar, LLC | AC Electric |  | Accepted | 2025-08-13 | 2025-09-09 | 2026-09-09 | Solar Panels | Hanwha | Q.PEAK DUO BLK ML-G10.C+ 410 |  | 0.41 | 12 | 131 | 19 |  | Fixed | Roof
NJADRE1560291036 | Administratively Determined Incentive Program | NORTHFIELD | 8225 | 4.92 | Residential | Behind the Meter | Yes | Trinity Solar, LLC | AC Electric |  | Accepted | 2025-08-13 | 2025-09-09 | 2026-09-09 | Inverters | Solar Edge | USE3800H-US | 3800 |  | 1 |  |  | 0.97 |  | Outside
NJADRE1560291055 | Administratively Determined Incentive Program | SALEM | 8079 | 9.43 | Residential | Behind the Meter | No | RCL Enterprises, Inc. | AC Electric |  | Accepted | 2025-08-13 | 2025-09-09 | 2026-09-09 | Inverters | Enphase | IQ8plus | 290 |  | 23 |  |  | 0.97 |  | Outside
NJADRE1560291055 | Administratively Determined Incentive Program | SALEM | 8079 | 9.43 | Residential | Behind the Meter | No | RCL Enterprises, Inc. | AC Electric |  | Accepted | 2025-08-13 | 2025-09-09 | 2026-09-09 | Solar Panels | Mission Solar | MSE410 PERC |  | 0.41 | 23 | 180 | 25 |  | Fixed | Ground
NJADRE1560291056 | Administratively Determined Incentive Program | CAPE MAY COURT HOUSE | 8210 | 8.2 | Residential | Behind the Meter | Yes | Trinity Solar, LLC | AC Electric |  | Accepted | 2025-08-13 | 2025-09-09 | 2026-09-09 | Inverters | Solar Edge | USE7600H-US | 7600 |  | 1 |  |  | 0.69 |  | Outside
NJADRE1560291056 | Administratively Determined Incentive Program | CAPE MAY COURT HOUSE | 8210 | 8.2 | Residential | Behind the Meter | Yes | Trinity Solar, LLC | AC Electric |  | Accepted | 2025-08-13 | 2025-09-09 | 2026-09-09 | Solar Panels | Hanwha | Q.PEAK DUO BLK ML-G10.C+ 410 |  | 0.41 | 20 | 199 | 30 |  | Fixed | Roof
NJADRE1560291059 | Administratively Determined Incentive Program | HASBROUCK HEIGHTS | 7604 | 6.02 | Residential | Behind the Meter | No | Green Power Energy, LLC | PSE&G |  | Accepted | 2025-08-13 | 2025-09-09 | 2026-09-09 | Inverters | Enphase | IQ8MC-72-M-US [240V] | 320 |  | 14 |  |  | 0.98 |  | Outside
NJADRE1560291059 | Administratively Determined Incentive Program | HASBROUCK HEIGHTS | 7604 | 6.02 | Residential | Behind the Meter | No | Green Power Energy, LLC | PSE&G |  | Accepted | 2025-08-13 | 2025-09-09 | 2026-09-09 | Solar Panels | SEG Solar | SEG-430-BTD-BG |  | 0.43 | 3 | 128 | 45 |  | Fixed | Roof
NJADRE1560291059 | Administratively Determined Incentive Program | HASBROUCK HEIGHTS | 7604 | 6.02 | Residential | Behind the Meter | No | Green Power Energy, LLC | PSE&G |  | Accepted | 2025-08-13 | 2025-09-09 | 2026-09-09 | Solar Panels | SEG Solar | SEG-430-BTD-BG |  | 0.43 | 2 | 128 | 30 |  | Fixed | Roof
NJADRE1560291059 | Administratively Determined Incentive Program | HASBROUCK HEIGHTS | 7604 | 6.02 | Residential | Behind the Meter | No | Green Power Energy, LLC | PSE&G |  | Accepted | 2025-08-13 | 2025-09-09 | 2026-09-09 | Solar Panels | SEG Solar | SEG-430-BTD-BG |  | 0.43 | 1 | 38 | 45 |  | Fixed | Roof
NJADRE1560291059 | Administratively Determined Incentive Program | HASBROUCK HEIGHTS | 7604 | 6.02 | Residential | Behind the Meter | No | Green Power Energy, LLC | PSE&G |  | Accepted | 2025-08-13 | 2025-09-09 | 2026-09-09 | Solar Panels | SEG Solar | SEG-430-BTD-BG |  | 0.43 | 3 | 308 | 40 |  | Fixed | Roof
NJADRE1560291059 | Administratively Determined Incentive Program | HASBROUCK HEIGHTS | 7604 | 6.02 | Residential | Behind the Meter | No | Green Power Energy, LLC | PSE&G |  | Accepted | 2025-08-13 | 2025-09-09 | 2026-09-09 | Solar Panels | SEG Solar | SEG-430-BTD-BG |  | 0.43 | 1 | 308 | 45 |  | Fixed | Roof
NJADRE1560291059 | Administratively Determined Incentive Program | HASBROUCK HEIGHTS | 7604 | 6.02 | Residential | Behind the Meter | No | Green Power Energy, LLC | PSE&G |  | Accepted | 2025-08-13 | 2025-09-09 | 2026-09-09 | Solar Panels | SEG Solar | SEG-430-BTD-BG |  | 0.43 | 1 | 218 | 45 |  | Fixed | Roof
NJADRE1560291059 | Administratively Determined Incentive Program | HASBROUCK HEIGHTS | 7604 | 6.02 | Residential | Behind the Meter | No | Green Power Energy, LLC | PSE&G |  | Accepted | 2025-08-13 | 2025-09-09 | 2026-09-09 | Solar Panels | SEG Solar | SEG-430-BTD-BG |  | 0.43 | 1 | 128 | 45 |  | Fixed | Roof
NJADRE1560291059 | Administratively Determined Incentive Program | HASBROUCK HEIGHTS | 7604 | 6.02 | Residential | Behind the Meter | No | Green Power Energy, LLC | PSE&G |  | Accepted | 2025-08-13 | 2025-09-09 | 2026-09-09 | Solar Panels | SEG Solar | SEG-430-BTD-BG |  | 0.43 | 1 | 218 | 45 |  | Fixed | Roof
NJADRE1560291059 | Administratively Determined Incentive Program | HASBROUCK HEIGHTS | 7604 | 6.02 | Residential | Behind the Meter | No | Green Power Energy, LLC | PSE&G |  | Accepted | 2025-08-13 | 2025-09-09 | 2026-09-09 | Solar Panels | SEG Solar | SEG-430-BTD-BG |  | 0.43 | 1 | 38 | 45 |  | Fixed | Roof
NJADRE1560291067 | Administratively Determined Incentive Program | Pennsauken | 8109 | 7.055 | Residential | Behind the Meter | Yes | Fusion Solar Energy, LLC | PSE&G |  | Accepted | 2025-08-13 | 2025-09-09 | 2026-09-09 | Solar Panels | QCELLS | Q.PEAK DUO BLK ML-G10.C+ 415 |  | 0.415 | 14 | 122 | 7 |  | Fixed | Roof
NJADRE1560291067 | Administratively Determined Incentive Program | Pennsauken | 8109 | 7.055 | Residential | Behind the Meter | Yes | Fusion Solar Energy, LLC | PSE&G |  | Accepted | 2025-08-13 | 2025-09-09 | 2026-09-09 | Inverters | ENPHASE | IQ8HC-72-M-DOM-US | 380 |  | 17 |  |  | 0.97 |  | Outside | Roof
NJADRE1560291067 | Administratively Determined Incentive Program | Pennsauken | 8109 | 7.055 | Residential | Behind the Meter | Yes | Fusion Solar Energy, LLC | PSE&G |  | Accepted | 2025-08-13 | 2025-09-09 | 2026-09-09 | Solar Panels | QCELLS | Q.PEAK DUO BLK ML-G10.C+ 415 |  | 0.415 | 3 | 32 | 11 |  | Fixed | Roof
NJADRE1560291068 | Administratively Determined Incentive Program | PLEASANTVILLE | 8232 | 10.66 | Residential | Behind the Meter | Yes | Sunrun Installation Services, Inc. | AC Electric |  | Accepted | 2025-08-13 | 2025-09-10 | 2026-09-10 | Solar Panels | Elin Energy (Sirius PV) | ELNSM54M-HC-410 |  | 0.41 | 17 | 142 | 23 |  | Fixed | Roof
NJADRE1560291068 | Administratively Determined Incentive Program | PLEASANTVILLE | 8232 | 10.66 | Residential | Behind the Meter | Yes | Sunrun Installation Services, Inc. | AC Electric |  | Accepted | 2025-08-13 | 2025-09-10 | 2026-09-10 | Solar Panels | Elin Energy (Sirius PV) | ELNSM54M-HC-410 |  | 0.41 | 9 | 322 | 23 |  | Fixed | Roof
NJADRE1560291068 | Administratively Determined Incentive Program | PLEASANTVILLE | 8232 | 10.66 | Residential | Behind the Meter | Yes | Sunrun Installation Services, Inc. | AC Electric |  | Accepted | 2025-08-13 | 2025-09-10 | 2026-09-10 | Inverters | SolarEdge Technologies | SE7600H-USMN | 7600 |  | 1 |  |  | 0.99 |  | Outdoor
NJADRE1560291077 | Administratively Determined Incentive Program | LAWRENCE TOWNSHIP | 8648 | 9.84 | Residential | Behind the Meter | No | Tesla Energy Operations, Inc. | PSE&G |  | Accepted | 2025-08-13 | 2025-09-09 | 2026-09-09 | Solar Panels | Hanwha | Q Cells Q.PEAK DUO BLK ML-G10+/TS 410 |  | 0.41 | 13 | 251 | 30 |  | Fixed | Roof
NJADRE1560291077 | Administratively Determined Incentive Program | LAWRENCE TOWNSHIP | 8648 | 9.84 | Residential | Behind the Meter | No | Tesla Energy Operations, Inc. | PSE&G |  | Accepted | 2025-08-13 | 2025-09-09 | 2026-09-09 | Inverters | Tesla | 1707000-XX-Y | 11500 |  | 1 |  |  | 0.98 |  | Outdoor
NJADRE1560291077 | Administratively Determined Incentive Program | LAWRENCE TOWNSHIP | 8648 | 9.84 | Residential | Behind the Meter | No | Tesla Energy Operations, Inc. | PSE&G |  | Accepted | 2025-08-13 | 2025-09-09 | 2026-09-09 | Electric Storage Battery | Tesla | Powerwall 3 |  |  | 2 |  |  |  | Lithium Ion |  | OUTSIDE
NJADRE1560291077 | Administratively Determined Incentive Program | LAWRENCE TOWNSHIP | 8648 | 9.84 | Residential | Behind the Meter | No | Tesla Energy Operations, Inc. | PSE&G |  | Accepted | 2025-08-13 | 2025-09-09 | 2026-09-09 | Solar Panels | Hanwha | Q Cells Q.PEAK DUO BLK ML-G10+/TS 410 |  | 0.41 | 5 | 252 | 30 |  | Fixed | Roof
NJADRE1560291077 | Administratively Determined Incentive Program | LAWRENCE TOWNSHIP | 8648 | 9.84 | Residential | Behind the Meter | No | Tesla Energy Operations, Inc. | PSE&G |  | Accepted | 2025-08-13 | 2025-09-09 | 2026-09-09 | Solar Panels | Hanwha | Q Cells Q.PEAK DUO BLK ML-G10+/TS 410 |  | 0.41 | 2 | 71 | 30 |  | Fixed | Roof
NJADRE1560291077 | Administratively Determined Incentive Program | LAWRENCE TOWNSHIP | 8648 | 9.84 | Residential | Behind the Meter | No | Tesla Energy Operations, Inc. | PSE&G |  | Accepted | 2025-08-13 | 2025-09-09 | 2026-09-09 | Solar Panels | Hanwha | Q Cells Q.PEAK DUO BLK ML-G10+/TS 410 |  | 0.41 | 4 | 71 | 30 |  | Fixed | Roof
NJADRE1560291087 | Administratively Determined Incentive Program | SUCCASUNNA | 7876 | 19.27 | Residential | Behind the Meter | Yes | Sunrun Installation Services, Inc. | JCP&L |  | Accepted | 2025-08-13 | 2025-09-09 | 2026-09-09 | Solar Panels | Elin Energy (Sirius PV) | ELNSM54M-HC-410 |  | 0.41 | 7 | 249 | 25 |  | Fixed | Roof
NJADRE1560291087 | Administratively Determined Incentive Program | SUCCASUNNA | 7876 | 19.27 | Residential | Behind the Meter | Yes | Sunrun Installation Services, Inc. | JCP&L |  | Accepted | 2025-08-13 | 2025-09-09 | 2026-09-09 | Solar Panels | Elin Energy (Sirius PV) | ELNSM54M-HC-410 |  | 0.41 | 18 | 69 | 25 |  | Fixed | Roof
NJADRE1560291087 | Administratively Determined Incentive Program | SUCCASUNNA | 7876 | 19.27 | Residential | Behind the Meter | Yes | Sunrun Installation Services, Inc. | JCP&L |  | Accepted | 2025-08-13 | 2025-09-09 | 2026-09-09 | Inverters | SolarEdge Technologies | SE10000H-USMN | 10000 |  | 2 |  |  | 0.99 |  | Outdoor
NJADRE1560291087 | Administratively Determined Incentive Program | SUCCASUNNA | 7876 | 19.27 | Residential | Behind the Meter | Yes | Sunrun Installation Services, Inc. | JCP&L |  | Accepted | 2025-08-13 | 2025-09-09 | 2026-09-09 | Solar Panels | Elin Energy (Sirius PV) | ELNSM54M-HC-410 |  | 0.41 | 8 | 249 | 27 |  | Fixed | Roof
NJADRE1560291087 | Administratively Determined Incentive Program | SUCCASUNNA | 7876 | 19.27 | Residential | Behind the Meter | Yes | Sunrun Installation Services, Inc. | JCP&L |  | Accepted | 2025-08-13 | 2025-09-09 | 2026-09-09 | Solar Panels | Elin Energy (Sirius PV) | ELNSM54M-HC-410 |  | 0.41 | 14 | 69 | 27 |  | Fixed | Roof
NJADRE1560291088 | Administratively Determined Incentive Program | PLAINFIELD | 7060 | 12.555 | Residential | Behind the Meter | Yes | Freedom Forever New Jersey, LLC | PSE&G |  | Accepted | 2025-08-14 | 2025-09-10 | 2026-09-10 | Solar Panels | JA Solar | JAM54S31-405/MR |  | 0.405 | 10 | 217 | 35 |  | Fixed | Roof
NJADRE1560291088 | Administratively Determined Incentive Program | PLAINFIELD | 7060 | 12.555 | Residential | Behind the Meter | Yes | Freedom Forever New Jersey, LLC | PSE&G |  | Accepted | 2025-08-14 | 2025-09-10 | 2026-09-10 | Solar Panels | JA Solar | JAM54S31-405/MR |  | 0.405 | 9 | 37 | 35 |  | Fixed | Roof
NJADRE1560291088 | Administratively Determined Incentive Program | PLAINFIELD | 7060 | 12.555 | Residential | Behind the Meter | Yes | Freedom Forever New Jersey, LLC | PSE&G |  | Accepted | 2025-08-14 | 2025-09-10 | 2026-09-10 | Inverters | Solar Edge | SE10000H-US | 10000 |  | 1 |  |  | 0.99 |  | Outside
NJADRE1560291088 | Administratively Determined Incentive Program | PLAINFIELD | 7060 | 12.555 | Residential | Behind the Meter | Yes | Freedom Forever New Jersey, LLC | PSE&G |  | Accepted | 2025-08-14 | 2025-09-10 | 2026-09-10 | Solar Panels | JA Solar | JAM54S31-405/MR |  | 0.405 | 12 | 127 | 39 |  | Fixed | Roof
NJADRE1560291095 | Administratively Determined Incentive Program | TOMS RIVER | 8753 | 6.97 | Residential | Behind the Meter | Yes | Trinity Solar, LLC | JCP&L |  | Accepted | 2025-08-13 | 2025-09-09 | 2026-09-09 | Solar Panels | Hanwha | Q.PEAK DUO BLK ML-G10.C+ 410 |  | 0.41 | 3 | 206 | 23 |  | Fixed | Roof
NJADRE1560291095 | Administratively Determined Incentive Program | TOMS RIVER | 8753 | 6.97 | Residential | Behind the Meter | Yes | Trinity Solar, LLC | JCP&L |  | Accepted | 2025-08-13 | 2025-09-09 | 2026-09-09 | Solar Panels | Solar Edge | Q.PEAK DUO BLK ML-G10.C+ 410 |  | 0.41 | 14 | 206 | 23 |  | Fixed | Roof
NJADRE1560291095 | Administratively Determined Incentive Program | TOMS RIVER | 8753 | 6.97 | Residential | Behind the Meter | Yes | Trinity Solar, LLC | JCP&L |  | Accepted | 2025-08-13 | 2025-09-09 | 2026-09-09 | Inverters | Solar Edge | USE5700H-US | 5760 |  | 1 |  |  | 0.97 |  | Outside
NJADRE1560291103 | Administratively Determined Incentive Program | MIDDLETOWN | 7748 | 6.56 | Residential | Behind the Meter | Yes | Trinity Solar, LLC | JCP&L |  | Accepted | 2025-08-13 | 2025-09-09 | 2026-09-09 | Solar Panels | HANWHA | Q.PEAK DUO BLK ML-G10.C+ 410 |  | 0.41 | 6 | 208 | 19 |  | Fixed | Roof
NJADRE1560291103 | Administratively Determined Incentive Program | MIDDLETOWN | 7748 | 6.56 | Residential | Behind the Meter | Yes | Trinity Solar, LLC | JCP&L |  | Accepted | 2025-08-13 | 2025-09-09 | 2026-09-09 | Inverters | Solar Edge | USE5700H-USMNBL75 | 5760 |  | 1 |  |  | 0.97 |  | Outdoor
NJADRE1560291103 | Administratively Determined Incentive Program | MIDDLETOWN | 7748 | 6.56 | Residential | Behind the Meter | Yes | Trinity Solar, LLC | JCP&L |  | Accepted | 2025-08-13 | 2025-09-09 | 2026-09-09 | Solar Panels | HANWHA | Q.PEAK DUO BLK ML-G10.C+ 410 |  | 0.41 | 10 | 208 | 19 |  | Fixed | Roof
NJADRE1560291109 | Administratively Determined Incentive Program | TEANECK | 7666 | 8.1 | Residential | Behind the Meter | Yes | Freedom Forever New Jersey, LLC | PSE&G |  | Accepted | 2025-08-13 | 2025-09-09 | 2026-09-09 | Solar Panels | JA Solar | JAM54S31-405/MR |  | 0.405 | 8 | 294 | 25 |  | Fixed | Roof
NJADRE1560291109 | Administratively Determined Incentive Program | TEANECK | 7666 | 8.1 | Residential | Behind the Meter | Yes | Freedom Forever New Jersey, LLC | PSE&G |  | Accepted | 2025-08-13 | 2025-09-09 | 2026-09-09 | Solar Panels | JA Solar | JAM54S31-405/MR |  | 0.405 | 12 | 114 | 25 |  | Fixed | Roof
NJADRE1560291109 | Administratively Determined Incentive Program | TEANECK | 7666 | 8.1 | Residential | Behind the Meter | Yes | Freedom Forever New Jersey, LLC | PSE&G |  | Accepted | 2025-08-13 | 2025-09-09 | 2026-09-09 | Inverters | Solar Edge | SE7600H-US | 7600 |  | 1 |  |  | 0.99 |  | Outside
NJADRE1560291112 | Administratively Determined Incentive Program | FRANKLIN | 8322 | 9.545 | Residential | Behind the Meter | Yes | RCL Enterprises, Inc. | AC Electric |  | Accepted | 2025-08-13 | 2025-09-09 | 2026-09-09 | Inverters | Enphase | IQ8HC-72-M-DOM-US | 380 |  | 23 |  |  | 0.97 |  | Outside
NJADRE1560291112 | Administratively Determined Incentive Program | FRANKLIN | 8322 | 9.545 | Residential | Behind the Meter | Yes | RCL Enterprises, Inc. | AC Electric |  | Accepted | 2025-08-13 | 2025-09-09 | 2026-09-09 | Solar Panels | Hanwha QCells | Q.PEAK-DUOBLKMLG10 |  | 0.415 | 23 | 256 | 28 |  | Fixed | Roof
NJADRE1560291114 | Administratively Determined Incentive Program | ROSELLE BORO | 7203 | 7.29 | Residential | Behind the Meter | Yes | Sunrun Installation Services, Inc. | PSE&G |  | Accepted | 2025-08-13 | 2025-09-09 | 2026-09-09 | Solar Panels | JA Solar | JAM54S31-405/MR |  | 0.405 | 7 | 80 | 21 |  | Fixed | Roof
NJADRE1560291114 | Administratively Determined Incentive Program | ROSELLE BORO | 7203 | 7.29 | Residential | Behind the Meter | Yes | Sunrun Installation Services, Inc. | PSE&G |  | Accepted | 2025-08-13 | 2025-09-09 | 2026-09-09 | Solar Panels | JA Solar | JAM54S31-405/MR |  | 0.405 | 11 | 260 | 21 |  | Fixed | Roof
NJADRE1560291114 | Administratively Determined Incentive Program | ROSELLE BORO | 7203 | 7.29 | Residential | Behind the Meter | Yes | Sunrun Installation Services, Inc. | PSE&G |  | Accepted | 2025-08-13 | 2025-09-09 | 2026-09-09 | Inverters | SolarEdge Technologies | SE5700H-USMN | 5760 |  | 1 |  |  | 0.99 |  | Outdoor
NJADRE1560291443 | Administratively Determined Incentive Program | PARAMUS | 7652 | 16.81 | Residential | Behind the Meter | No | Tesla Energy Operations, Inc | PSE&G |  | Accepted | 2025-08-13 | 2025-09-09 | 2026-09-09 | Solar Panels | Hanwha | Q.PEAK DUO BLK ML-G10+/TS 410 |  | 0.41 | 11 | 109 | 30 |  | Fixed | Roof
NJADRE1560291443 | Administratively Determined Incentive Program | PARAMUS | 7652 | 16.81 | Residential | Behind the Meter | No | Tesla Energy Operations, Inc | PSE&G |  | Accepted | 2025-08-13 | 2025-09-09 | 2026-09-09 | Solar Panels | Hanwha | Q.PEAK DUO BLK ML-G10+/TS 410 |  | 0.41 | 9 | 289 | 30 |  | Fixed | Roof
NJADRE1560291443 | Administratively Determined Incentive Program | PARAMUS | 7652 | 16.81 | Residential | Behind the Meter | No | Tesla Energy Operations, Inc | PSE&G |  | Accepted | 2025-08-13 | 2025-09-09 | 2026-09-09 | Solar Panels | Hanwha | Q.PEAK DUO BLK ML-G10+/TS 410 |  | 0.41 | 5 | 289 | 30 |  | Fixed | Roof
NJADRE1560291443 | Administratively Determined Incentive Program | PARAMUS | 7652 | 16.81 | Residential | Behind the Meter | No | Tesla Energy Operations, Inc | PSE&G |  | Accepted | 2025-08-13 | 2025-09-09 | 2026-09-09 | Electric Storage Battery | Tesla | Powerwall 3 |  |  | 2 |  |  |  | Lithium Ion |  | OUTSIDE
NJADRE1560291443 | Administratively Determined Incentive Program | PARAMUS | 7652 | 16.81 | Residential | Behind the Meter | No | Tesla Energy Operations, Inc | PSE&G |  | Accepted | 2025-08-13 | 2025-09-09 | 2026-09-09 | Inverters | Tesla | 1707000-XX-Y | 11500 |  | 2 |  |  | 0.98 |  | Outdoor
NJADRE1560291443 | Administratively Determined Incentive Program | PARAMUS | 7652 | 16.81 | Residential | Behind the Meter | No | Tesla Energy Operations, Inc | PSE&G |  | Accepted | 2025-08-13 | 2025-09-09 | 2026-09-09 | Solar Panels | Hanwha | Q.PEAK DUO BLK ML-G10+/TS 410 |  | 0.41 | 4 | 199 | 21 |  | Fixed | Roof
NJADRE1560291443 | Administratively Determined Incentive Program | PARAMUS | 7652 | 16.81 | Residential | Behind the Meter | No | Tesla Energy Operations, Inc | PSE&G |  | Accepted | 2025-08-13 | 2025-09-09 | 2026-09-09 | Solar Panels | Hanwha | Q.PEAK DUO BLK ML-G10+/TS 410 |  | 0.41 | 5 | 109 | 30 |  | Fixed | Roof
NJADRE1560291443 | Administratively Determined Incentive Program | PARAMUS | 7652 | 16.81 | Residential | Behind the Meter | No | Tesla Energy Operations, Inc | PSE&G |  | Accepted | 2025-08-13 | 2025-09-09 | 2026-09-09 | Solar Panels | Hanwha | Q.PEAK DUO BLK ML-G10+/TS 410 |  | 0.41 | 3 | 289 | 22 |  | Fixed | Roof
NJADRE1560291443 | Administratively Determined Incentive Program | PARAMUS | 7652 | 16.81 | Residential | Behind the Meter | No | Tesla Energy Operations, Inc | PSE&G |  | Accepted | 2025-08-13 | 2025-09-09 | 2026-09-09 | Solar Panels | Hanwha | Q.PEAK DUO BLK ML-G10+/TS 410 |  | 0.41 | 4 | 19 | 23 |  | Fixed | Roof
NJADRE1560291582 | Administratively Determined Incentive Program | UNION | 7083 | 5.67 | Residential | Behind the Meter | Yes | Sunrun Installation Services, Inc. | PSE&G |  | Accepted | 2025-08-13 | 2025-09-09 | 2026-09-09 | Solar Panels | JA Solar | JAM54S31-405/MR |  | 0.405 | 10 | 137 | 38 |  | Fixed | Roof
NJADRE1560291582 | Administratively Determined Incentive Program | UNION | 7083 | 5.67 | Residential | Behind the Meter | Yes | Sunrun Installation Services, Inc. | PSE&G |  | Accepted | 2025-08-13 | 2025-09-09 | 2026-09-09 | Solar Panels | JA Solar | JAM54S31-405/MR |  | 0.405 | 4 | 317 | 36 |  | Fixed | Roof
NJADRE1560291582 | Administratively Determined Incentive Program | UNION | 7083 | 5.67 | Residential | Behind the Meter | Yes | Sunrun Installation Services, Inc. | PSE&G |  | Accepted | 2025-08-13 | 2025-09-09 | 2026-09-09 | Inverters | SolarEdge Technologies | SE3800H-USMN | 3800 |  | 1 |  |  | 0.99 |  | Outdoor
NJADRE1560292283 | Administratively Determined Incentive Program | SCOTCH PLAINS | 7076 | 9.57 | Residential | Behind the Meter | No | Maier Solar dba Solar Me | PSE&G |  | Accepted | 2025-08-13 | 2025-09-09 | 2026-09-09 | Solar Panels | QCELL - HANWHA | QTRON- BLK-MG2+435 |  | 0.435 | 5 | 348 | 24 |  | Fixed | Roof
NJADRE1560292283 | Administratively Determined Incentive Program | SCOTCH PLAINS | 7076 | 9.57 | Residential | Behind the Meter | No | Maier Solar dba Solar Me | PSE&G |  | Accepted | 2025-08-13 | 2025-09-09 | 2026-09-09 | Solar Panels | QCELL - HANWHA | QTRON- BLK-MG2+435 |  | 0.435 | 10 | 168 | 24 |  | Fixed | Roof
NJADRE1560292283 | Administratively Determined Incentive Program | SCOTCH PLAINS | 7076 | 9.57 | Residential | Behind the Meter | No | Maier Solar dba Solar Me | PSE&G |  | Accepted | 2025-08-13 | 2025-09-09 | 2026-09-09 | Solar Panels | QCELL - HANWHA | QTRON- BLK-MG2+435 |  | 0.435 | 7 | 168 | 9 |  | Fixed | Roof
NJADRE1560292283 | Administratively Determined Incentive Program | SCOTCH PLAINS | 7076 | 9.57 | Residential | Behind the Meter | No | Maier Solar dba Solar Me | PSE&G |  | Accepted | 2025-08-13 | 2025-09-09 | 2026-09-09 | Inverters | ENPHASE | IQ8AC-72-M-US | 349 |  | 22 |  |  | 0.97 |  | Outdoor | ON RACKING
NJADRE1560292793 | Administratively Determined Incentive Program | OAKHURST | 7755 | 8.61 | Residential | Behind the Meter | Yes | Freedom Forever New Jersey LLC | JCP&L |  | Accepted | 2025-08-13 | 2025-09-09 | 2026-09-09 | Inverters | Solar Edge | SE7600H-US | 7600 |  | 1 |  |  | 0.99 |  | Outdoor
NJADRE1560292793 | Administratively Determined Incentive Program | OAKHURST | 7755 | 8.61 | Residential | Behind the Meter | Yes | Freedom Forever New Jersey LLC | JCP&L |  | Accepted | 2025-08-13 | 2025-09-09 | 2026-09-09 | Solar Panels | Hanwha | Q.PEAK DUO BLK ML-G10.C+ 410 |  | 0.41 | 21 | 262 | 27 |  | Fixed | Roof
NJADRE1560292812 | Administratively Determined Incentive Program | East Brunswick | 8816 | 19.125 | Residential | Behind the Meter | No | Maier Solar Engineering dba Solar Me | PSE&G |  | Accepted | 2025-08-13 | 2025-09-09 | 2026-09-09 | Inverters | ENPHASE | IQ8AC-72-M-US | 349 |  | 45 |  |  | 0.97 |  | Outside | ON RACKING
NJADRE1560292812 | Administratively Determined Incentive Program | East Brunswick | 8816 | 19.125 | Residential | Behind the Meter | No | Maier Solar Engineering dba Solar Me | PSE&G |  | Accepted | 2025-08-13 | 2025-09-09 | 2026-09-09 | Solar Panels | Jinko | JKM425N-54HL4-B |  | 0.425 | 30 | 78 | 18 |  | Fixed | Roof
NJADRE1560292812 | Administratively Determined Incentive Program | East Brunswick | 8816 | 19.125 | Residential | Behind the Meter | No | Maier Solar Engineering dba Solar Me | PSE&G |  | Accepted | 2025-08-13 | 2025-09-09 | 2026-09-09 | Solar Panels | Jinko | JKM425N-54HL4-B |  | 0.425 | 15 | 258 | 18 |  | Fixed | Roof
NJADRE1560292813 | Administratively Determined Incentive Program | Highland Park Boro | 8904 | 9.84 | Residential | Behind the Meter | Yes | Sunrun Installation Services, Inc. | PSE&G |  | Accepted | 2025-08-13 | 2025-09-10 | 2026-09-10 | Solar Panels | Elin Energy (Sirius PV) | ELNSM54M-HC-410 |  | 0.41 | 14 | 253 | 42 |  | Fixed | Roof
NJADRE1560292813 | Administratively Determined Incentive Program | Highland Park Boro | 8904 | 9.84 | Residential | Behind the Meter | Yes | Sunrun Installation Services, Inc. | PSE&G |  | Accepted | 2025-08-13 | 2025-09-10 | 2026-09-10 | Solar Panels | Elin Energy (Sirius PV) | ELNSM54M-HC-410 |  | 0.41 | 10 | 73 | 42 |  | Fixed | Roof
NJADRE1560292813 | Administratively Determined Incentive Program | Highland Park Boro | 8904 | 9.84 | Residential | Behind the Meter | Yes | Sunrun Installation Services, Inc. | PSE&G |  | Accepted | 2025-08-13 | 2025-09-10 | 2026-09-10 | Inverters | SolarEdge Technologies | SE7600H-USMN | 7600 |  | 1 |  |  | 0.99 |  | Outdoor
NJADRE1560292819 | Administratively Determined Incentive Program | Perth Amboy | 8861 | 4.51 | Residential | Behind the Meter | Yes | Sunrun Installation Services, Inc. | PSE&G |  | Accepted | 2025-08-13 | 2025-09-09 | 2026-09-09 | Solar Panels | Elin Energy (Sirius PV) | ELNSM54M-HC-410 |  | 0.41 | 4 | 20 | 24 |  | Fixed | Roof
NJADRE1560292819 | Administratively Determined Incentive Program | Perth Amboy | 8861 | 4.51 | Residential | Behind the Meter | Yes | Sunrun Installation Services, Inc. | PSE&G |  | Accepted | 2025-08-13 | 2025-09-09 | 2026-09-09 | Inverters | SolarEdge Technologies | SE3800H-USMN | 3800 |  | 1 |  |  | 0.99 |  | Outdoor
NJADRE1560292819 | Administratively Determined Incentive Program | Perth Amboy | 8861 | 4.51 | Residential | Behind the Meter | Yes | Sunrun Installation Services, Inc. | PSE&G |  | Accepted | 2025-08-13 | 2025-09-09 | 2026-09-09 | Solar Panels | Elin Energy (Sirius PV) | ELNSM54M-HC-410 |  | 0.41 | 7 | 200 | 24 |  | Fixed | Roof
NJADRE1560292827 | Administratively Determined Incentive Program | EDISON | 8820 | 13.05 | Residential | Behind the Meter | No | Green House Solar | PSE&G |  | Accepted | 2025-08-14 | 2025-09-09 | 2026-09-09 | Solar Panels | Hanwha QCells | QTRON 435 |  | 0.435 | 13 | 176 | 38 |  | Fixed | Roof
NJADRE1560292827 | Administratively Determined Incentive Program | EDISON | 8820 | 13.05 | Residential | Behind the Meter | No | Green House Solar | PSE&G |  | Accepted | 2025-08-14 | 2025-09-09 | 2026-09-09 | Solar Panels | Hanwha QCells | QTRON 435 |  | 0.435 | 12 | 266 | 38 |  | Fixed | Roof
NJADRE1560292827 | Administratively Determined Incentive Program | EDISON | 8820 | 13.05 | Residential | Behind the Meter | No | Green House Solar | PSE&G |  | Accepted | 2025-08-14 | 2025-09-09 | 2026-09-09 | Solar Panels | Hanwha QCells | QTRON 435 |  | 0.435 | 5 | 176 | 38 |  | Fixed | Roof
NJADRE1560292827 | Administratively Determined Incentive Program | EDISON | 8820 | 13.05 | Residential | Behind the Meter | No | Green House Solar | PSE&G |  | Accepted | 2025-08-14 | 2025-09-09 | 2026-09-09 | Inverters | ENPHASE | IQ8Plus | 290 |  | 30 |  |  | 0.97 |  | Other | Panel
NJADRE1560292829 | Administratively Determined Incentive Program | Haledon Boro | 7508 | 8.2 | Residential | Behind the Meter | Yes | Sunrun Installation Services, Inc. | PSE&G |  | Accepted | 2025-08-13 | 2025-09-09 | 2026-09-09 | Solar Panels | Elin Energy (Sirius PV) | ELNSM54M-HC-410 |  | 0.41 | 12 | 126 | 18 |  | Fixed | Roof
NJADRE1560292829 | Administratively Determined Incentive Program | Haledon Boro | 7508 | 8.2 | Residential | Behind the Meter | Yes | Sunrun Installation Services, Inc. | PSE&G |  | Accepted | 2025-08-13 | 2025-09-09 | 2026-09-09 | Solar Panels | Elin Energy (Sirius PV) | ELNSM54M-HC-410 |  | 0.41 | 8 | 126 | 21 |  | Fixed | Roof
NJADRE1560292829 | Administratively Determined Incentive Program | Haledon Boro | 7508 | 8.2 | Residential | Behind the Meter | Yes | Sunrun Installation Services, Inc. | PSE&G |  | Accepted | 2025-08-13 | 2025-09-09 | 2026-09-09 | Inverters | SolarEdge Technologies | SE5700H-USMN | 5760 |  | 1 |  |  | 0.99 |  | Outdoor
NJADRE1560292851 | Administratively Determined Incentive Program | Monroe Twp | 8831 | 18.705 | Residential | Behind the Meter | No | Maier Solar Engineering dba Solar Me | JCP&L |  | Accepted | 2025-08-13 | 2025-09-09 | 2026-09-09 | Inverters | ENPHASE | IQ8AC | 349 |  | 43 |  |  | 0.97 |  | Outside | ON RACKING
NJADRE1560292851 | Administratively Determined Incentive Program | Monroe Twp | 8831 | 18.705 | Residential | Behind the Meter | No | Maier Solar Engineering dba Solar Me | JCP&L |  | Accepted | 2025-08-13 | 2025-09-09 | 2026-09-09 | Solar Panels | QCELL - HANWHA | QTRON- BLK-MG2+435 |  | 0.435 | 28 | 275 | 26 |  | Fixed | Roof
NJADRE1560292851 | Administratively Determined Incentive Program | Monroe Twp | 8831 | 18.705 | Residential | Behind the Meter | No | Maier Solar Engineering dba Solar Me | JCP&L |  | Accepted | 2025-08-13 | 2025-09-09 | 2026-09-09 | Solar Panels | QCELL - HANWHA | QTRON- BLK-MG2+435 |  | 0.435 | 15 | 185 | 26 |  | Fixed | Roof
NJADRE1560292933 | Administratively Determined Incentive Program | HOPEWELL | 8525 | 13.05 | Residential | Behind the Meter | No | Maier Solar Engineering dba Solar Me | PSE&G |  | Accepted | 2025-08-13 | 2025-09-09 | 2026-09-09 | Solar Panels | QCELL - HANWHA | QTRON- BLK-MG2+435 |  | 0.435 | 26 | 59 | 30 |  | Fixed | Roof
NJADRE1560292933 | Administratively Determined Incentive Program | HOPEWELL | 8525 | 13.05 | Residential | Behind the Meter | No | Maier Solar Engineering dba Solar Me | PSE&G |  | Accepted | 2025-08-13 | 2025-09-09 | 2026-09-09 | Inverters | SolarEdge | SE7600H-US | 7600 |  | 1 |  |  | 0.99 |  | Outdoor | NEAR METER
NJADRE1560292933 | Administratively Determined Incentive Program | HOPEWELL | 8525 | 13.05 | Residential | Behind the Meter | No | Maier Solar Engineering dba Solar Me | PSE&G |  | Accepted | 2025-08-13 | 2025-09-09 | 2026-09-09 | Inverters | SolarEdge | SE5700H-US | 5700 |  | 1 |  |  | 0.99 |  | Outdoor | NEAR METER
NJADRE1560292933 | Administratively Determined Incentive Program | HOPEWELL | 8525 | 13.05 | Residential | Behind the Meter | No | Maier Solar Engineering dba Solar Me | PSE&G |  | Accepted | 2025-08-13 | 2025-09-09 | 2026-09-09 | Solar Panels | QCELL - HANWHA | QTRON- BLK-MG2+435 |  | 0.435 | 4 | 239 | 30 |  | Fixed | Roof
NJADRE1560292948 | Administratively Determined Incentive Program | Deptford Twp | 8096 | 10.625 | Residential | Behind the Meter | No | Maier Solar Engineering dba Solar Me | PSE&G |  | Accepted | 2025-08-13 | 2025-09-09 | 2026-09-09 | Solar Panels | Jinko | JKM425N-54HL4-B |  | 0.425 | 5 | 152 | 32 |  | Fixed | Roof
NJADRE1560292948 | Administratively Determined Incentive Program | Deptford Twp | 8096 | 10.625 | Residential | Behind the Meter | No | Maier Solar Engineering dba Solar Me | PSE&G |  | Accepted | 2025-08-13 | 2025-09-09 | 2026-09-09 | Solar Panels | Jinko | JKM425N-54HL4-B |  | 0.425 | 20 | 152 | 32 |  | Fixed | Roof
NJADRE1560292948 | Administratively Determined Incentive Program | Deptford Twp | 8096 | 10.625 | Residential | Behind the Meter | No | Maier Solar Engineering dba Solar Me | PSE&G |  | Accepted | 2025-08-13 | 2025-09-09 | 2026-09-09 | Inverters | ENPHASE | IQ8AC-72-M-US | 349 |  | 25 |  |  | 0.97 |  | Outdoor | ON RACKING
NJADRE1560292956 | Administratively Determined Incentive Program | Egg Harbor Twp | 8234 | 9.085 | Residential | Behind the Meter | Yes | Bright Ops, Inc. | AC Electric |  | Accepted | 2025-08-13 | 2025-09-16 | 2026-09-16 | Solar Panels | Canadian Solar | CS6R-395MS |  | 0.395 | 10 | 291 | 27 |  | Fixed | Roof
NJADRE1560292956 | Administratively Determined Incentive Program | Egg Harbor Twp | 8234 | 9.085 | Residential | Behind the Meter | Yes | Bright Ops, Inc. | AC Electric |  | Accepted | 2025-08-13 | 2025-09-16 | 2026-09-16 | Solar Panels | Canadian Solar | CS6R-395MS |  | 0.395 | 13 | 111 | 27 |  | Fixed | Roof
NJADRE1560292956 | Administratively Determined Incentive Program | Egg Harbor Twp | 8234 | 9.085 | Residential | Behind the Meter | Yes | Bright Ops, Inc. | AC Electric |  | Accepted | 2025-08-13 | 2025-09-16 | 2026-09-16 | Inverters | SolarEdge | SE7600H-USRGM | 7600 |  | 1 |  |  | 0.98 |  | Outdoor | OUTSIDE
NJADRE1560292959 | Administratively Determined Incentive Program | Paramus Boro | 7642 | 12.615 | Residential | Behind the Meter | No | Maier Solar Engineering dba Solar Me | PSE&G |  | Accepted | 2025-08-13 | 2025-09-09 | 2026-09-09 | Solar Panels | QCELL - HANWHA | QTRON- BLK-MG2+435 |  | 0.435 | 29 | 109 | 20 |  | Fixed | Roof
NJADRE1560292959 | Administratively Determined Incentive Program | Paramus Boro | 7642 | 12.615 | Residential | Behind the Meter | No | Maier Solar Engineering dba Solar Me | PSE&G |  | Accepted | 2025-08-13 | 2025-09-09 | 2026-09-09 | Inverters | ENPHASE | IQ8AC-72-M-US | 349 |  | 29 |  |  | 0.97 |  | Outdoor | ON RACKING
NJADRE1560293353 | Administratively Determined Incentive Program | LYNDHURST | 7071 | 12.6 | Residential | Behind the Meter | No | Val Green Energy, LLC | PSE&G |  | Accepted | 2025-08-18 | 2025-09-10 | 2026-09-10 | Solar Panels | Canadian | CS6.1-54TM-450 |  | 0.45 | 28 | 217 | 28 |  | Fixed | Roof
NJADRE1560293353 | Administratively Determined Incentive Program | LYNDHURST | 7071 | 12.6 | Residential | Behind the Meter | No | Val Green Energy, LLC | PSE&G |  | Accepted | 2025-08-18 | 2025-09-10 | 2026-09-10 | Inverters | SolarEdge | SE11400H-US | 11 |  | 1 |  |  | 0.99 |  | Outside
NJADRE1560293354 | Administratively Determined Incentive Program | HAMMONTON | 8037 | 19.8 | Residential | Behind the Meter | No | Over the Top Solar Solutions, LLC | AC Electric |  | Accepted | 2025-08-14 | 2025-09-09 | 2026-09-09 | Solar Panels | SILFAB SOLAR | SIL-440QD |  | 0.44 | 45 | 222 | 25 |  | Fixed | Ground
NJADRE1560293354 | Administratively Determined Incentive Program | HAMMONTON | 8037 | 19.8 | Residential | Behind the Meter | No | Over the Top Solar Solutions, LLC | AC Electric |  | Accepted | 2025-08-14 | 2025-09-09 | 2026-09-09 | Inverters | ENPHASE | IQ8A-72-2-US | 349 |  | 45 |  |  | 0.977 |  | Outside
NJADRE1560294047 | Administratively Determined Incentive Program | PRINCETON | 8540 | 15.66 | Residential | Behind the Meter | No | Over the Top Solar Solutions, LLC | PSE&G |  | Accepted | 2025-08-14 | 2025-09-09 | 2026-09-09 | Inverters | ENPHASE | IQ8A-72-2-US | 349 |  | 36 |  |  | 0.977 |  | Outside
NJADRE1560294047 | Administratively Determined Incentive Program | PRINCETON | 8540 | 15.66 | Residential | Behind the Meter | No | Over the Top Solar Solutions, LLC | PSE&G |  | Accepted | 2025-08-14 | 2025-09-09 | 2026-09-09 | Solar Panels | HANWHA QCELL | Q.TRON BLK M-G2+ |  | 0.435 | 9 | 73 | 37 |  | Fixed | Roof
NJADRE1560294047 | Administratively Determined Incentive Program | PRINCETON | 8540 | 15.66 | Residential | Behind the Meter | No | Over the Top Solar Solutions, LLC | PSE&G |  | Accepted | 2025-08-14 | 2025-09-09 | 2026-09-09 | Solar Panels | HANWHA QCELL | Q.TRON BLK M-G2+ |  | 0.435 | 16 | 73 | 35 |  | Fixed | Roof
NJADRE1560294047 | Administratively Determined Incentive Program | PRINCETON | 8540 | 15.66 | Residential | Behind the Meter | No | Over the Top Solar Solutions, LLC | PSE&G |  | Accepted | 2025-08-14 | 2025-09-09 | 2026-09-09 | Solar Panels | HANWHA QCELL | Q.TRON BLK M-G2+ |  | 0.435 | 11 | 163 | 41 |  | Fixed | Roof
NJADRE1560294064 | Administratively Determined Incentive Program | Egg Harbor Twp | 8234 | 10.75 | Residential | Behind the Meter | Yes | Sun Up Zero Down, LLC | AC Electric |  | Accepted | 2025-08-22 | 2025-09-15 | 2026-09-15 | Meters | Enphase | TBD |  |  | 1 |  |  |  | Yes | Outdoor
NJADRE1560294064 | Administratively Determined Incentive Program | Egg Harbor Twp | 8234 | 10.75 | Residential | Behind the Meter | Yes | Sun Up Zero Down, LLC | AC Electric |  | Accepted | 2025-08-22 | 2025-09-15 | 2026-09-15 | Solar Panels | SEG | SEG-430-BTD-BG |  | 0.43 | 25 | 155 | 27 |  | Fixed | Roof
NJADRE1560294064 | Administratively Determined Incentive Program | Egg Harbor Twp | 8234 | 10.75 | Residential | Behind the Meter | Yes | Sun Up Zero Down, LLC | AC Electric |  | Accepted | 2025-08-22 | 2025-09-15 | 2026-09-15 | Inverters | Enphase | IQ8PLUS-72-2-US | 290 |  | 25 |  |  | 0.976 |  | Outdoor
NJADRE1560294066 | Administratively Determined Incentive Program | MILLVILLE | 8332 | 11.745 | Residential | Behind the Meter | Yes | RCL Enterprises, Inc. | AC Electric |  | Accepted | 2025-08-14 | 2025-09-09 | 2026-09-09 | Inverters | Enphase | IQ8HC | 380 |  | 27 |  |  | 0.97 |  | Outside
NJADRE1560294066 | Administratively Determined Incentive Program | MILLVILLE | 8332 | 11.745 | Residential | Behind the Meter | Yes | RCL Enterprises, Inc. | AC Electric |  | Accepted | 2025-08-14 | 2025-09-09 | 2026-09-09 | Solar Panels | QTRON | BLKMG2H |  | 0.435 | 27 | 102 | 20 |  | Fixed | Roof
NJADRE1560294069 | Administratively Determined Incentive Program | PENNSVILLE | 8070 | 13.28 | Residential | Behind the Meter | Yes | RCL Enterprises, Inc. | AC Electric |  | Accepted | 2025-08-14 | 2025-09-09 | 2026-09-09 | Inverters | Enphase | IQ8HC | 380 |  | 32 |  |  | 0.97 |  | Outside
NJADRE1560294069 | Administratively Determined Incentive Program | PENNSVILLE | 8070 | 13.28 | Residential | Behind the Meter | Yes | RCL Enterprises, Inc. | AC Electric |  | Accepted | 2025-08-14 | 2025-09-09 | 2026-09-09 | Solar Panels | QPEAK | DUOBLKMLG10 |  | 0.415 | 8 | 197 | 18 |  | Fixed | Roof
NJADRE1560294069 | Administratively Determined Incentive Program | PENNSVILLE | 8070 | 13.28 | Residential | Behind the Meter | Yes | RCL Enterprises, Inc. | AC Electric |  | Accepted | 2025-08-14 | 2025-09-09 | 2026-09-09 | Solar Panels | QPEAK | DUOBLKMLG10 |  | 0.415 | 5 | 197 | 18 |  | Fixed | Roof
NJADRE1560294069 | Administratively Determined Incentive Program | PENNSVILLE | 8070 | 13.28 | Residential | Behind the Meter | Yes | RCL Enterprises, Inc. | AC Electric |  | Accepted | 2025-08-14 | 2025-09-09 | 2026-09-09 | Solar Panels | QPEAK | DUOBLKMLG10 |  | 0.415 | 8 | 17 | 18 |  | Fixed | Roof
NJADRE1560294069 | Administratively Determined Incentive Program | PENNSVILLE | 8070 | 13.28 | Residential | Behind the Meter | Yes | RCL Enterprises, Inc. | AC Electric |  | Accepted | 2025-08-14 | 2025-09-09 | 2026-09-09 | Solar Panels | QPEAK | DUOBLKMLG10 |  | 0.415 | 6 | 197 | 18 |  | Fixed | Roof
NJADRE1560294069 | Administratively Determined Incentive Program | PENNSVILLE | 8070 | 13.28 | Residential | Behind the Meter | Yes | RCL Enterprises, Inc. | AC Electric |  | Accepted | 2025-08-14 | 2025-09-09 | 2026-09-09 | Solar Panels | QPEAK | DUOBLKMLG10 |  | 0.415 | 5 | 17 | 18 |  | Fixed | Roof
NJADRE1560294076 | Administratively Determined Incentive Program | FLEMINGTON | 8822 | 4.1 | Residential | Behind the Meter | Yes | Sunrun Installation Services, Inc. | JCP&L |  | Accepted | 2025-08-14 | 2025-09-09 | 2026-09-09 | Inverters | SOLAREDGE TECHNOLOGIES | SE3800H-USMN | 3800 |  | 1 |  |  | 0.99 |  | Outdoor
NJADRE1560294076 | Administratively Determined Incentive Program | FLEMINGTON | 8822 | 4.1 | Residential | Behind the Meter | Yes | Sunrun Installation Services, Inc. | JCP&L |  | Accepted | 2025-08-14 | 2025-09-09 | 2026-09-09 | Solar Panels | ELIN ENERGY | ELNSM54M-HC-410 |  | 0.41 | 10 | 209 | 27 |  | Fixed | Roof
NJADRE1560294104 | Administratively Determined Incentive Program | SOMERSET | 8873 | 9.43 | Residential | Behind the Meter | Yes | Pro Custom Solar dba Momentum Solar | PSE&G |  | Accepted | 2025-08-14 | 2025-09-09 | 2026-09-09 | Solar Panels | HANWHA | HANWHA Q.PEAK DUO BLK ML-G10+410 |  | 0.41 | 23 | 128 | 23 |  | Fixed | Roof
NJADRE1560294104 | Administratively Determined Incentive Program | SOMERSET | 8873 | 9.43 | Residential | Behind the Meter | Yes | Pro Custom Solar dba Momentum Solar | PSE&G |  | Accepted | 2025-08-14 | 2025-09-09 | 2026-09-09 | Inverters | ENPHASE | IQ8HC-72-M-DOM-US | 380 |  | 23 |  |  | 0.97 |  | Outdoor
NJADRE1560294115 | Administratively Determined Incentive Program | TOMS RIVER | 8757 | 7.885 | Residential | Behind the Meter | Yes | Big Wave Roofing and Solar, LLC | JCP&L |  | Accepted | 2025-08-14 | 2025-09-09 | 2026-09-09 | Solar Panels | QCELLS | Q.PEAK DUO BLK ML-G10.C+ 415W |  | 0.415 | 19 | 156 | 24 |  | Fixed | Roof
NJADRE1560294115 | Administratively Determined Incentive Program | TOMS RIVER | 8757 | 7.885 | Residential | Behind the Meter | Yes | Big Wave Roofing and Solar, LLC | JCP&L |  | Accepted | 2025-08-14 | 2025-09-09 | 2026-09-09 | Inverters | Enphase | IQ8HC-72-M-DOM-US | 380 |  | 19 |  |  | 0.97 |  | Outside
NJADRE1560294126 | Administratively Determined Incentive Program | Ewing TWP | 8628 | 11.18 | Residential | Behind the Meter | No | Green Power Energy, LLC | PSE&G |  | Accepted | 2025-08-14 | 2025-09-09 | 2026-09-09 | Inverters | Enphase | IQ8MC-72-M-US [240V] | 320 |  | 26 |  |  | 0.98 |  | Outside
NJADRE1560294126 | Administratively Determined Incentive Program | Ewing TWP | 8628 | 11.18 | Residential | Behind the Meter | No | Green Power Energy, LLC | PSE&G |  | Accepted | 2025-08-14 | 2025-09-09 | 2026-09-09 | Solar Panels | SEG Solar | SEG-430-BTD-BG |  | 0.43 | 20 | 217 | 18 |  | Fixed | Roof
NJADRE1560294126 | Administratively Determined Incentive Program | Ewing TWP | 8628 | 11.18 | Residential | Behind the Meter | No | Green Power Energy, LLC | PSE&G |  | Accepted | 2025-08-14 | 2025-09-09 | 2026-09-09 | Solar Panels | SEG Solar | SEG-430-BTD-BG |  | 0.43 | 6 | 37 | 18 |  | Fixed | Roof
NJADRE1560294131 | Administratively Determined Incentive Program | PRINCETON JUNCTION | 8550 | 6.075 | Residential | Behind the Meter | No | Solar Energy World | JCP&L |  | Accepted | 2025-08-14 | 2025-09-10 | 2026-09-10 | Solar Panels | LONGi | LR5-54HPB-405M |  | 0.405 | 8 | 136 | 39 |  | Fixed | Roof
NJADRE1560294131 | Administratively Determined Incentive Program | PRINCETON JUNCTION | 8550 | 6.075 | Residential | Behind the Meter | No | Solar Energy World | JCP&L |  | Accepted | 2025-08-14 | 2025-09-10 | 2026-09-10 | Solar Panels | LONGi | LR5-54HPB-405M |  | 0.405 | 3 | 226 | 39 |  | Fixed | Roof
NJADRE1560294131 | Administratively Determined Incentive Program | PRINCETON JUNCTION | 8550 | 6.075 | Residential | Behind the Meter | No | Solar Energy World | JCP&L |  | Accepted | 2025-08-14 | 2025-09-10 | 2026-09-10 | Inverters | Enphase | IQ8HC-72-M-DOM-US | 380 |  | 15 |  |  | 0.97 |  | Outside
NJADRE1560294131 | Administratively Determined Incentive Program | PRINCETON JUNCTION | 8550 | 6.075 | Residential | Behind the Meter | No | Solar Energy World | JCP&L |  | Accepted | 2025-08-14 | 2025-09-10 | 2026-09-10 | Solar Panels | LONGi | LR5-54HPB-405M |  | 0.405 | 4 | 136 | 30 |  | Fixed | Roof
NJADRE1560294135 | Administratively Determined Incentive Program | KENDALL PARK | 8824 | 7.29 | Residential | Behind the Meter | Yes | Sunrun Installation Services, Inc. | PSE&G |  | Accepted | 2025-08-14 | 2025-09-09 | 2026-09-09 | Inverters | SOLAREDGE TECHNOLOGIES | SE5700H-USMN | 5760 |  | 1 |  |  | 0.99 |  | Outside
NJADRE1560294135 | Administratively Determined Incentive Program | KENDALL PARK | 8824 | 7.29 | Residential | Behind the Meter | Yes | Sunrun Installation Services, Inc. | PSE&G |  | Accepted | 2025-08-14 | 2025-09-09 | 2026-09-09 | Solar Panels | JA SOLAR | JAM54S31-405/MR |  | 0.405 | 18 | 246 | 18 |  | Fixed | Roof
NJADRE1560294144 | Administratively Determined Incentive Program | KEARNY | 7032 | 6.15 | Residential | Behind the Meter | Yes | Pro Custom Solar dba Momentum Solar | PSE&G |  | Accepted | 2025-08-14 | 2025-09-09 | 2026-09-09 | Solar Panels | HANWHA | HANWHA Q.PEAK DUO BLK ML-G10+410 |  | 0.41 | 15 | 208 | 4 |  | Fixed | Roof
NJADRE1560294144 | Administratively Determined Incentive Program | KEARNY | 7032 | 6.15 | Residential | Behind the Meter | Yes | Pro Custom Solar dba Momentum Solar | PSE&G |  | Accepted | 2025-08-14 | 2025-09-09 | 2026-09-09 | Inverters | ENPHASE | IQ8HC-72-M-DOM-US | 380 |  | 15 |  |  | 0.97 |  | Outdoor
NJADRE1560294161 | Administratively Determined Incentive Program | New Brunswick | 8901 | 4.92 | Residential | Behind the Meter | Yes | Sunrun Installation Services, Inc. | PSE&G |  | Accepted | 2025-08-14 | 2025-09-10 | 2026-09-10 | Inverters | SOLAREDGE TECHNOLOGIES | SE3800H-USMN | 3800 |  | 1 |  |  | 0.99 |  | Outside
NJADRE1560294161 | Administratively Determined Incentive Program | New Brunswick | 8901 | 4.92 | Residential | Behind the Meter | Yes | Sunrun Installation Services, Inc. | PSE&G |  | Accepted | 2025-08-14 | 2025-09-10 | 2026-09-10 | Solar Panels | ELIN ENERGY (SIRIUS PV) | ELNSM54M-HC-410 |  | 0.41 | 12 | 129 | 40 |  | Fixed | Roof
NJADRE1560294168 | Administratively Determined Incentive Program | Monroe | 8831 | 9.46 | Residential | Behind the Meter | No | Infinity Solar Systems, LLC | JCP&L |  | Accepted | 2025-08-14 | 2025-09-09 | 2026-09-09 | Solar Panels | SEG Solar | SEG-430-BTD-BG |  | 0.43 | 22 | 210 | 31 |  | Fixed | Roof
NJADRE1560294168 | Administratively Determined Incentive Program | Monroe | 8831 | 9.46 | Residential | Behind the Meter | No | Infinity Solar Systems, LLC | JCP&L |  | Accepted | 2025-08-14 | 2025-09-09 | 2026-09-09 | Inverters | Enphase | IQ8MC-72-M-US | 320 |  | 22 |  |  | 0.97 |  | Outdoor
NJADRE1560294173 | Administratively Determined Incentive Program | Jersey City | 7305 | 286.65 | School Public K-12 | Behind the Meter | Yes | Solar Landscape, LLC | PSE&G |  | Accepted | 2025-08-14 | 2025-09-09 | 2026-09-09 | Inverters | Solar Edge | SE100KUS | 100000 |  | 1 |  |  | 0.985 |  | Outdoor
NJADRE1560294173 | Administratively Determined Incentive Program | Jersey City | 7305 | 286.65 | School Public K-12 | Behind the Meter | Yes | Solar Landscape, LLC | PSE&G |  | Accepted | 2025-08-14 | 2025-09-09 | 2026-09-09 | Inverters | Solar Edge | SE120KUS | 120000 |  | 1 |  |  | 0.985 |  | Outdoor
NJADRE1560294173 | Administratively Determined Incentive Program | Jersey City | 7305 | 286.65 | School Public K-12 | Behind the Meter | Yes | Solar Landscape, LLC | PSE&G |  | Accepted | 2025-08-14 | 2025-09-09 | 2026-09-09 | Solar Panels | Heliene | 132HC M10 SL Monofacial 490 |  | 0.49 | 585 | 217 | 5 |  | Fixed | Roof
NJADRE1560294178 | Administratively Determined Incentive Program | Perth Amboy | 8861 | 6.02 | Residential | Behind the Meter | Yes | Pro Custom Solar dba Momentum Solar | PSE&G |  | Accepted | 2025-08-14 | 2025-09-15 | 2026-09-15 | Solar Panels | HANWHA | HANWHA Q.TRON BLK M-G2+ 430 |  | 0.43 | 3 | 20 | 40 |  | Fixed | Roof
NJADRE1560294178 | Administratively Determined Incentive Program | Perth Amboy | 8861 | 6.02 | Residential | Behind the Meter | Yes | Pro Custom Solar dba Momentum Solar | PSE&G |  | Accepted | 2025-08-14 | 2025-09-15 | 2026-09-15 | Solar Panels | HANWHA | HANWHA Q.TRON BLK M-G2+ 430 |  | 0.43 | 11 | 200 | 40 |  | Fixed | Roof
NJADRE1560294178 | Administratively Determined Incentive Program | Perth Amboy | 8861 | 6.02 | Residential | Behind the Meter | Yes | Pro Custom Solar dba Momentum Solar | PSE&G |  | Accepted | 2025-08-14 | 2025-09-15 | 2026-09-15 | Inverters | ENPHASE | IQ8HC-72-M-DOM-US | 380 |  | 14 |  |  | 0.97 |  | Outdoor
NJADRE1560294180 | Administratively Determined Incentive Program | Atco | 8004 | 11.88 | Residential | Behind the Meter | No | Advanced Renewable Solutions, LLC | AC Electric |  | Accepted | 2025-08-14 | 2025-09-09 | 2026-09-09 | Solar Panels | Certainteed | CTM10440HC11-08 |  | 0.44 | 12 | 3 | 20 |  | Fixed | Roof
NJADRE1560294180 | Administratively Determined Incentive Program | Atco | 8004 | 11.88 | Residential | Behind the Meter | No | Advanced Renewable Solutions, LLC | AC Electric |  | Accepted | 2025-08-14 | 2025-09-09 | 2026-09-09 | Solar Panels | Certainteed | CTM10440HC11-08 |  | 0.44 | 2 | 182 | 20 |  | Fixed | Roof
NJADRE1560294180 | Administratively Determined Incentive Program | Atco | 8004 | 11.88 | Residential | Behind the Meter | No | Advanced Renewable Solutions, LLC | AC Electric |  | Accepted | 2025-08-14 | 2025-09-09 | 2026-09-09 | Solar Panels | Certainteed | CTM10440HC11-08 |  | 0.44 | 13 | 183 | 20 |  | Fixed | Roof
NJADRE1560294180 | Administratively Determined Incentive Program | Atco | 8004 | 11.88 | Residential | Behind the Meter | No | Advanced Renewable Solutions, LLC | AC Electric |  | Accepted | 2025-08-14 | 2025-09-09 | 2026-09-09 | Inverters | Enphase | IQ8+ | 290 |  | 27 |  |  | 0.976 |  | Outdoor
NJADRE1560294190 | Administratively Determined Incentive Program | Pennsauken | 8109 | 17.4 | Residential | Behind the Meter | Yes | SunnyMac, LLC | PSE&G |  | Accepted | 2025-08-14 | 2025-09-09 | 2026-09-09 | Inverters | SOLAREDGE HOME HUB | SE11400H-US | 11400 |  | 1 |  |  | 0.99 |  | Outdoor | next to meter
NJADRE1560294190 | Administratively Determined Incentive Program | Pennsauken | 8109 | 17.4 | Residential | Behind the Meter | Yes | SunnyMac, LLC | PSE&G |  | Accepted | 2025-08-14 | 2025-09-09 | 2026-09-09 | Solar Panels | HANWHA | Q.TRON BLK M-G2.H+ |  | 0.435 | 14 | 33 | 15 |  | Fixed | Roof
NJADRE1560294190 | Administratively Determined Incentive Program | Pennsauken | 8109 | 17.4 | Residential | Behind the Meter | Yes | SunnyMac, LLC | PSE&G |  | Accepted | 2025-08-14 | 2025-09-09 | 2026-09-09 | Solar Panels | HANWHA | Q.TRON BLK M-G2.H+ |  | 0.435 | 2 | 213 | 15 |  | Fixed | Roof
NJADRE1560294190 | Administratively Determined Incentive Program | Pennsauken | 8109 | 17.4 | Residential | Behind the Meter | Yes | SunnyMac, LLC | PSE&G |  | Accepted | 2025-08-14 | 2025-09-09 | 2026-09-09 | Solar Panels | HANWHA | Q.TRON BLK M-G2.H+ |  | 0.435 | 14 | 213 | 15 |  | Fixed | Roof
NJADRE1560294190 | Administratively Determined Incentive Program | Pennsauken | 8109 | 17.4 | Residential | Behind the Meter | Yes | SunnyMac, LLC | PSE&G |  | Accepted | 2025-08-14 | 2025-09-09 | 2026-09-09 | Solar Panels | HANWHA | Q.TRON BLK M-G2.H+ |  | 0.435 | 10 | 123 | 14 |  | Fixed | Roof
NJADRE1560294193 | Administratively Determined Incentive Program | Cherry Hill | 8002 | 19.27 | Residential | Behind the Meter | Yes | Trinity Solar, LLC | PSE&G |  | Accepted | 2025-08-14 | 2025-09-09 | 2026-09-09 | Solar Panels | HANWHA 410 (Q.PEAK DUO BLK ML-G10+410) | HANWHA 410 (Q.PEAK DUO BLK ML-G10+410) |  | 0.41 | 6 | 115 | 18 |  | Fixed | Roof
NJADRE1560294193 | Administratively Determined Incentive Program | Cherry Hill | 8002 | 19.27 | Residential | Behind the Meter | Yes | Trinity Solar, LLC | PSE&G |  | Accepted | 2025-08-14 | 2025-09-09 | 2026-09-09 | Solar Panels | HANWHA 410 (Q.PEAK DUO BLK ML-G10+410) | HANWHA 410 (Q.PEAK DUO BLK ML-G10+410) |  | 0.41 | 17 | 294 | 34 |  | Fixed | Roof
NJADRE1560294193 | Administratively Determined Incentive Program | Cherry Hill | 8002 | 19.27 | Residential | Behind the Meter | Yes | Trinity Solar, LLC | PSE&G |  | Accepted | 2025-08-14 | 2025-09-09 | 2026-09-09 | Solar Panels | HANWHA 410 (Q.PEAK DUO BLK ML-G10+410) | HANWHA 410 (Q.PEAK DUO BLK ML-G10+410) |  | 0.41 | 6 | 114 | 38 |  | Fixed | Roof
NJADRE1560294193 | Administratively Determined Incentive Program | Cherry Hill | 8002 | 19.27 | Residential | Behind the Meter | Yes | Trinity Solar, LLC | PSE&G |  | Accepted | 2025-08-14 | 2025-09-09 | 2026-09-09 | Inverters | SOLAREDGE | SE11400H-US | 11400 |  | 1 |  |  | 0.97 |  | Outside
NJADRE1560294193 | Administratively Determined Incentive Program | Cherry Hill | 8002 | 19.27 | Residential | Behind the Meter | Yes | Trinity Solar, LLC | PSE&G |  | Accepted | 2025-08-14 | 2025-09-09 | 2026-09-09 | Inverters | SOLAREDGE | SE3800H-US | 3800 |  | 1 |  |  | 0.97 |  | Outside
NJADRE1560294193 | Administratively Determined Incentive Program | Cherry Hill | 8002 | 19.27 | Residential | Behind the Meter | Yes | Trinity Solar, LLC | PSE&G |  | Accepted | 2025-08-14 | 2025-09-09 | 2026-09-09 | Solar Panels | HANWHA 410 (Q.PEAK DUO BLK ML-G10+410) | HANWHA 410 (Q.PEAK DUO BLK ML-G10+410) |  | 0.41 | 18 | 114 | 34 |  | Fixed | Roof
NJADRE1560294194 | Administratively Determined Incentive Program | Brigantine | 8203 | 7.92 | Residential | Behind the Meter | No | Advanced Renewable Solutions, LLC | AC Electric |  | Accepted | 2025-08-14 | 2025-09-09 | 2026-09-09 | Inverters | Enphase | IQ8+ | 290 |  | 18 |  |  | 0.976 |  | Outdoor
NJADRE1560294194 | Administratively Determined Incentive Program | Brigantine | 8203 | 7.92 | Residential | Behind the Meter | No | Advanced Renewable Solutions, LLC | AC Electric |  | Accepted | 2025-08-14 | 2025-09-09 | 2026-09-09 | Solar Panels | Certainteed | CTM10440HC11-08 |  | 0.44 | 18 | 136 | 18 |  | Fixed | Roof
NJADRE1560294195 | Administratively Determined Incentive Program | EAST WINDSOR | 8520 | 7.74 | Residential | Behind the Meter | No | Green House Solar | JCP&L |  | Accepted | 2025-08-14 | 2025-09-09 | 2026-09-09 | Inverters | Enphase | IQ8Plus | 290 |  | 18 |  |  | 0.97 |  | Other | Panel
NJADRE1560294195 | Administratively Determined Incentive Program | EAST WINDSOR | 8520 | 7.74 | Residential | Behind the Meter | No | Green House Solar | JCP&L |  | Accepted | 2025-08-14 | 2025-09-09 | 2026-09-09 | Solar Panels | SEG | 430 Yukon |  | 0.43 | 14 | 206 | 22 |  | Fixed | Roof
NJADRE1560294195 | Administratively Determined Incentive Program | EAST WINDSOR | 8520 | 7.74 | Residential | Behind the Meter | No | Green House Solar | JCP&L |  | Accepted | 2025-08-14 | 2025-09-09 | 2026-09-09 | Solar Panels | SEG | 430 Yukon |  | 0.43 | 4 | 117 | 43 |  | Fixed | Roof
NJADRE1560294207 | Administratively Determined Incentive Program | CLARK | 7066 | 13.485 | Residential | Behind the Meter | Yes | SunnyMac, LLC | PSE&G |  | Accepted | 2025-08-14 | 2025-09-09 | 2026-09-09 | Solar Panels | HANWHA | Q.TRON BLK M-G2.H+ |  | 0.435 | 15 | 85 | 19 |  | Fixed | Roof
NJADRE1560294207 | Administratively Determined Incentive Program | CLARK | 7066 | 13.485 | Residential | Behind the Meter | Yes | SunnyMac, LLC | PSE&G |  | Accepted | 2025-08-14 | 2025-09-09 | 2026-09-09 | Solar Panels | HANWHA | Q.TRON BLK M-G2.H+ |  | 0.435 | 16 | 265 | 19 |  | Fixed | Roof
NJADRE1560294207 | Administratively Determined Incentive Program | CLARK | 7066 | 13.485 | Residential | Behind the Meter | Yes | SunnyMac, LLC | PSE&G |  | Accepted | 2025-08-14 | 2025-09-09 | 2026-09-09 | Inverters | SOLAREDGE ENERGY HUB | SE10000H-US | 10000 |  | 1 |  |  | 0.99 |  | Outdoor | next to meter
NJADRE1560294211 | Administratively Determined Incentive Program | JERSEY CITY | 7305 | 261.66 | School Public K-12 | Behind the Meter | Yes | Solar Landscape, LLC | PSE&G |  | Accepted | 2025-08-14 | 2025-09-09 | 2026-09-09 | Inverters | Solar Edge | SE50KUS | 50000 |  | 4 |  |  | 0.97 |  | Outdoor
NJADRE1560294211 | Administratively Determined Incentive Program | JERSEY CITY | 7305 | 261.66 | School Public K-12 | Behind the Meter | Yes | Solar Landscape, LLC | PSE&G |  | Accepted | 2025-08-14 | 2025-09-09 | 2026-09-09 | Solar Panels | Heliene | 132HC M10 SL Monofacial 490 |  | 0.49 | 534 | 147 | 5 |  | Fixed | Roof
NJADRE1560294223 | Administratively Determined Incentive Program | SHIP BOTTOM | 8008 | 11.44 | Residential | Behind the Meter | No | Green House Solar | AC Electric |  | Accepted | 2025-08-18 | 2025-09-10 | 2026-09-10 | Inverters | Enphase | IQ8MC | 320 |  | 26 |  |  | 0.97 |  | Other | Panel
NJADRE1560294223 | Administratively Determined Incentive Program | SHIP BOTTOM | 8008 | 11.44 | Residential | Behind the Meter | No | Green House Solar | AC Electric |  | Accepted | 2025-08-18 | 2025-09-10 | 2026-09-10 | Solar Panels | Silfab | Silf 440 |  | 0.44 | 13 | 33 | 20 |  | Fixed | Roof
NJADRE1560294223 | Administratively Determined Incentive Program | SHIP BOTTOM | 8008 | 11.44 | Residential | Behind the Meter | No | Green House Solar | AC Electric |  | Accepted | 2025-08-18 | 2025-09-10 | 2026-09-10 | Solar Panels | Silfab | Silf 440 |  | 0.44 | 13 | 213 | 20 |  | Fixed | Roof
NJADRE1560294236 | Administratively Determined Incentive Program | MONROE TOWNSHIP | 8831 | 13.53 | Residential | Behind the Meter | Yes | Pro Custom Solar dba Momentum Solar | JCP&L |  | Accepted | 2025-08-14 | 2025-09-09 | 2026-09-09 | Solar Panels | HANWHA | HANWHA Q.PEAK DUO BLK ML-G10+410 |  | 0.41 | 10 | 300 | 40 |  | Fixed | Roof
NJADRE1560294236 | Administratively Determined Incentive Program | MONROE TOWNSHIP | 8831 | 13.53 | Residential | Behind the Meter | Yes | Pro Custom Solar dba Momentum Solar | JCP&L |  | Accepted | 2025-08-14 | 2025-09-09 | 2026-09-09 | Solar Panels | HANWHA | HANWHA Q.PEAK DUO BLK ML-G10+410 |  | 0.41 | 15 | 120 | 40 |  | Fixed | Roof
NJADRE1560294236 | Administratively Determined Incentive Program | MONROE TOWNSHIP | 8831 | 13.53 | Residential | Behind the Meter | Yes | Pro Custom Solar dba Momentum Solar | JCP&L |  | Accepted | 2025-08-14 | 2025-09-09 | 2026-09-09 | Inverters | ENPHASE | IQ8HC-72-M-DOM-US | 380 |  | 33 |  |  | 0.97 |  | Outdoor
NJADRE1560294236 | Administratively Determined Incentive Program | MONROE TOWNSHIP | 8831 | 13.53 | Residential | Behind the Meter | Yes | Pro Custom Solar dba Momentum Solar | JCP&L |  | Accepted | 2025-08-14 | 2025-09-09 | 2026-09-09 | Solar Panels | HANWHA | HANWHA Q.PEAK DUO BLK ML-G10+410 |  | 0.41 | 8 | 210 | 27 |  | Fixed | Roof
NJADRE1560294244 | Administratively Determined Incentive Program | MARLBORO | 7746 | 5.74 | Residential | Behind the Meter | Yes | Trinity Solar, LLC | JCP&L |  | Accepted | 2025-08-14 | 2025-09-09 | 2026-09-09 | Electric Storage Battery | Tesla | 1707000-XX-Y |  |  | 3 |  |  |  | Lithium Ion |  | outdoor
NJADRE1560294244 | Administratively Determined Incentive Program | MARLBORO | 7746 | 5.74 | Residential | Behind the Meter | Yes | Trinity Solar, LLC | JCP&L |  | Accepted | 2025-08-14 | 2025-09-09 | 2026-09-09 | Inverters | Solar Edge | USE5700H-USMNBL75 | 5760 |  | 1 |  |  | 0.97 |  | Outdoor
NJADRE1560294244 | Administratively Determined Incentive Program | MARLBORO | 7746 | 5.74 | Residential | Behind the Meter | Yes | Trinity Solar, LLC | JCP&L |  | Accepted | 2025-08-14 | 2025-09-09 | 2026-09-09 | Solar Panels | HANWHA | (Q.PEAK DUO BLK ML-G10+ 410) |  | 0.41 | 2 | 262 | 21 |  | Fixed | Roof
NJADRE1560294244 | Administratively Determined Incentive Program | MARLBORO | 7746 | 5.74 | Residential | Behind the Meter | Yes | Trinity Solar, LLC | JCP&L |  | Accepted | 2025-08-14 | 2025-09-09 | 2026-09-09 | Solar Panels | HANWHA | (Q.PEAK DUO BLK ML-G10+ 410) |  | 0.41 | 2 | 82 | 19 |  | Fixed | Roof
NJADRE1560294244 | Administratively Determined Incentive Program | MARLBORO | 7746 | 5.74 | Residential | Behind the Meter | Yes | Trinity Solar, LLC | JCP&L |  | Accepted | 2025-08-14 | 2025-09-09 | 2026-09-09 | Solar Panels | HANWHA | (Q.PEAK DUO BLK ML-G10+ 410) |  | 0.41 | 8 | 352 | 26 |  | Fixed | Roof
NJADRE1560294244 | Administratively Determined Incentive Program | MARLBORO | 7746 | 5.74 | Residential | Behind the Meter | Yes | Trinity Solar, LLC | JCP&L |  | Accepted | 2025-08-14 | 2025-09-09 | 2026-09-09 | Solar Panels | HANWHA | (Q.PEAK DUO BLK ML-G10+ 410) |  | 0.41 | 2 | 262 | 27 |  | Fixed | Roof
NJADRE1560294271 | Administratively Determined Incentive Program | CHERRY HILL | 8003 | 8.2 | Residential | Behind the Meter | Yes | Pro Custom Solar dba Momentum Solar | PSE&G |  | Accepted | 2025-08-14 | 2025-09-18 | 2026-09-18 | Solar Panels | HANWHA | HANWHA Q.PEAK DUO BLK ML-G10+410 |  | 0.41 | 10 | 41 | 21 |  | Fixed | Roof
NJADRE1560294271 | Administratively Determined Incentive Program | CHERRY HILL | 8003 | 8.2 | Residential | Behind the Meter | Yes | Pro Custom Solar dba Momentum Solar | PSE&G |  | Accepted | 2025-08-14 | 2025-09-18 | 2026-09-18 | Solar Panels | HANWHA | HANWHA Q.PEAK DUO BLK ML-G10+410 |  | 0.41 | 4 | 221 | 21 |  | Fixed | Roof
NJADRE1560294271 | Administratively Determined Incentive Program | CHERRY HILL | 8003 | 8.2 | Residential | Behind the Meter | Yes | Pro Custom Solar dba Momentum Solar | PSE&G |  | Accepted | 2025-08-14 | 2025-09-18 | 2026-09-18 | Inverters | ENPHASE | IQ8HC-72-M-DOM-US | 380 |  | 20 |  |  | 0.97 |  | Outdoor
NJADRE1560294271 | Administratively Determined Incentive Program | CHERRY HILL | 8003 | 8.2 | Residential | Behind the Meter | Yes | Pro Custom Solar dba Momentum Solar | PSE&G |  | Accepted | 2025-08-14 | 2025-09-18 | 2026-09-18 | Solar Panels | HANWHA | HANWHA Q.PEAK DUO BLK ML-G10+410 |  | 0.41 | 6 | 131 | 21 |  | Fixed | Roof
NJADRE1560294285 | Administratively Determined Incentive Program | Jersey City | 7305 | 158.27 | School Public K-12 | Behind the Meter | Yes | Solar Landscape, LLC | PSE&G |  | Accepted | 2025-08-14 | 2025-09-09 | 2026-09-09 | Inverters | Solar Edge | SE120KUS | 50000 |  | 1 |  |  | 0.985 |  | Outdoor
NJADRE1560294285 | Administratively Determined Incentive Program | Jersey City | 7305 | 158.27 | School Public K-12 | Behind the Meter | Yes | Solar Landscape, LLC | PSE&G |  | Accepted | 2025-08-14 | 2025-09-09 | 2026-09-09 | Solar Panels | Heliene | 132HC M10 SL Monofacial 490 |  | 0.49 | 323 | 136 | 5 |  | Fixed | Roof
NJADRE1560294300 | Administratively Determined Incentive Program | CHESTERFIELD | 8515 | 10.125 | Residential | Behind the Meter | No | Solar Energy World | PSE&G |  | Accepted | 2025-08-14 | 2025-09-09 | 2026-09-09 | Inverters | Enphase | IQ8+-72-M-US | 290 |  | 25 |  |  | 0.97 |  | Outside
NJADRE1560294300 | Administratively Determined Incentive Program | CHESTERFIELD | 8515 | 10.125 | Residential | Behind the Meter | No | Solar Energy World | PSE&G |  | Accepted | 2025-08-14 | 2025-09-09 | 2026-09-09 | Solar Panels | LONGi | LR5-54HPB-405M |  | 0.405 | 25 | 165 | 33 |  | Fixed | Roof
NJADRE1560294310 | Administratively Determined Incentive Program | PALMYRA | 8065 | 7.38 | Residential | Behind the Meter | Yes | Freedom Forever New Jersey, LLC | PSE&G |  | Accepted | 2025-08-14 | 2025-09-09 | 2026-09-09 | Inverters | Solar Edge | SE5700H-US | 5760 |  | 1 |  |  | 0.99 |  | Outside
NJADRE1560294310 | Administratively Determined Incentive Program | PALMYRA | 8065 | 7.38 | Residential | Behind the Meter | Yes | Freedom Forever New Jersey, LLC | PSE&G |  | Accepted | 2025-08-14 | 2025-09-09 | 2026-09-09 | Solar Panels | Hanwha | Q.PEAK DUO BLK ML-G10.C+ 410 |  | 0.41 | 9 | 232 | 23 |  | Fixed | Roof
NJADRE1560294310 | Administratively Determined Incentive Program | PALMYRA | 8065 | 7.38 | Residential | Behind the Meter | Yes | Freedom Forever New Jersey, LLC | PSE&G |  | Accepted | 2025-08-14 | 2025-09-09 | 2026-09-09 | Solar Panels | Hanwha | Q.PEAK DUO BLK ML-G10.C+ 410 |  | 0.41 | 9 | 52 | 23 |  | Fixed | Roof
NJADRE1560294328 | Administratively Determined Incentive Program | SWEDESBORO | 8085 | 9.03 | Residential | Behind the Meter | Yes | Pro Custom Solar dba Momentum Solar | AC Electric |  | Accepted | 2025-08-14 | 2025-09-11 | 2026-09-11 | Solar Panels | HANWHA | HANWHA Q.TRON BLK M-G2+ 430 |  | 0.43 | 5 | 152 | 4 |  | Fixed | Roof
NJADRE1560294328 | Administratively Determined Incentive Program | SWEDESBORO | 8085 | 9.03 | Residential | Behind the Meter | Yes | Pro Custom Solar dba Momentum Solar | AC Electric |  | Accepted | 2025-08-14 | 2025-09-11 | 2026-09-11 | Inverters | ENPHASE | IQ8HC-72-M-DOM-US | 380 |  | 21 |  |  | 0.97 |  | Outdoor
NJADRE1560294328 | Administratively Determined Incentive Program | SWEDESBORO | 8085 | 9.03 | Residential | Behind the Meter | Yes | Pro Custom Solar dba Momentum Solar | AC Electric |  | Accepted | 2025-08-14 | 2025-09-11 | 2026-09-11 | Solar Panels | HANWHA | HANWHA Q.TRON BLK M-G2+ 430 |  | 0.43 | 10 | 333 | 37 |  | Fixed | Roof
NJADRE1560294328 | Administratively Determined Incentive Program | SWEDESBORO | 8085 | 9.03 | Residential | Behind the Meter | Yes | Pro Custom Solar dba Momentum Solar | AC Electric |  | Accepted | 2025-08-14 | 2025-09-11 | 2026-09-11 | Solar Panels | HANWHA | HANWHA Q.TRON BLK M-G2+ 430 |  | 0.43 | 6 | 153 | 4 |  | Fixed | Roof
NJADRE1560294344 | Administratively Determined Incentive Program | SOUTHAMPTON | 8088 | 11.18 | Residential | Behind the Meter | No | Raynor Electric, LLC | AC Electric |  | Accepted | 2025-08-20 | 2025-09-11 | 2026-09-11 | Inverters | Enphase | IQ8-HC-72-M-INT | 430 |  | 18 |  |  | 0.99 |  | Outdoor
NJADRE1560294344 | Administratively Determined Incentive Program | SOUTHAMPTON | 8088 | 11.18 | Residential | Behind the Meter | No | Raynor Electric, LLC | AC Electric |  | Accepted | 2025-08-20 | 2025-09-11 | 2026-09-11 | Solar Panels | Qcell | QTRON430 |  | 0.43 | 18 | 240 | 18 |  | Fixed | Roof
NJADRE1560294344 | Administratively Determined Incentive Program | SOUTHAMPTON | 8088 | 11.18 | Residential | Behind the Meter | No | Raynor Electric, LLC | AC Electric |  | Accepted | 2025-08-20 | 2025-09-11 | 2026-09-11 | Solar Panels | Qcell | QTRON430 |  | 0.43 | 8 | 50 | 18 |  | Fixed | Roof
NJADRE1560294344 | Administratively Determined Incentive Program | SOUTHAMPTON | 8088 | 11.18 | Residential | Behind the Meter | No | Raynor Electric, LLC | AC Electric |  | Accepted | 2025-08-20 | 2025-09-11 | 2026-09-11 | Inverters | Qcell | QTRON430 | 430 |  | 8 |  |  | 0.9 |  | Outside
NJADRE1560294358 | Administratively Determined Incentive Program | BERLIN | 8009 | 18.705 | Residential | Behind the Meter | Yes | SunnyMac, LLC | AC Electric |  | Accepted | 2025-08-14 | 2025-09-09 | 2026-09-09 | Solar Panels | HANWHA | Q.TRON BLK M-G2+ |  | 0.435 | 5 | 66 | 30 |  | Fixed | Roof
NJADRE1560294358 | Administratively Determined Incentive Program | BERLIN | 8009 | 18.705 | Residential | Behind the Meter | Yes | SunnyMac, LLC | AC Electric |  | Accepted | 2025-08-14 | 2025-09-09 | 2026-09-09 | Inverters | SOLAREDGE HOME HUB | SE5760H-US | 5760 |  | 1 |  |  | 0.99 |  | Outdoor | next to meter
NJADRE1560294358 | Administratively Determined Incentive Program | BERLIN | 8009 | 18.705 | Residential | Behind the Meter | Yes | SunnyMac, LLC | AC Electric |  | Accepted | 2025-08-14 | 2025-09-09 | 2026-09-09 | Solar Panels | HANWHA | Q.TRON BLK M-G2+ |  | 0.435 | 2 | 246 | 31 |  | Fixed | Roof
NJADRE1560294358 | Administratively Determined Incentive Program | BERLIN | 8009 | 18.705 | Residential | Behind the Meter | Yes | SunnyMac, LLC | AC Electric |  | Accepted | 2025-08-14 | 2025-09-09 | 2026-09-09 | Solar Panels | HANWHA | Q.TRON BLK M-G2+ |  | 0.435 | 10 | 66 | 14 |  | Fixed | Roof
NJADRE1560294358 | Administratively Determined Incentive Program | BERLIN | 8009 | 18.705 | Residential | Behind the Meter | Yes | SunnyMac, LLC | AC Electric |  | Accepted | 2025-08-14 | 2025-09-09 | 2026-09-09 | Inverters | SOLAREDGE HOME HUB | SE7600H-US | 7600 |  | 1 |  |  | 0.99 |  | Outdoor | next to meter
NJADRE1560294358 | Administratively Determined Incentive Program | BERLIN | 8009 | 18.705 | Residential | Behind the Meter | Yes | SunnyMac, LLC | AC Electric |  | Accepted | 2025-08-14 | 2025-09-09 | 2026-09-09 | Solar Panels | HANWHA | Q.TRON BLK M-G2+ |  | 0.435 | 6 | 156 | 39 |  | Fixed | Roof
NJADRE1560294358 | Administratively Determined Incentive Program | BERLIN | 8009 | 18.705 | Residential | Behind the Meter | Yes | SunnyMac, LLC | AC Electric |  | Accepted | 2025-08-14 | 2025-09-09 | 2026-09-09 | Solar Panels | HANWHA | Q.TRON BLK M-G2+ |  | 0.435 | 8 | 66 | 31 |  | Fixed | Roof
NJADRE1560294358 | Administratively Determined Incentive Program | BERLIN | 8009 | 18.705 | Residential | Behind the Meter | Yes | SunnyMac, LLC | AC Electric |  | Accepted | 2025-08-14 | 2025-09-09 | 2026-09-09 | Solar Panels | HANWHA | Q.TRON BLK M-G2+ |  | 0.435 | 10 | 336 | 39 |  | Fixed | Roof
NJADRE1560294358 | Administratively Determined Incentive Program | BERLIN | 8009 | 18.705 | Residential | Behind the Meter | Yes | SunnyMac, LLC | AC Electric |  | Accepted | 2025-08-14 | 2025-09-09 | 2026-09-09 | Solar Panels | HANWHA | Q.TRON BLK M-G2+ |  | 0.435 | 2 | 246 | 30 |  | Fixed | Roof
NJADRE1560294367 | Administratively Determined Incentive Program | TRENTON | 8610 | 8.1 | Residential | Behind the Meter | Yes | Sunrun Installation Services, Inc. | PSE&G |  | Accepted | 2025-08-14 | 2025-09-09 | 2026-09-09 | Inverters | SolarEdge Technologies | SE5700H-USMN | 5760 |  | 1 |  |  | 0.99 |  | Outdoor | Next to meter
NJADRE1560294367 | Administratively Determined Incentive Program | TRENTON | 8610 | 8.1 | Residential | Behind the Meter | Yes | Sunrun Installation Services, Inc. | PSE&G |  | Accepted | 2025-08-14 | 2025-09-09 | 2026-09-09 | Solar Panels | JA Solar | JAM54S31-405/MR |  | 0.405 | 20 | 131 | 21 |  | Fixed | Roof
NJADRE1560294370 | Administratively Determined Incentive Program | WILLINGBORO | 8046 | 5.74 | Residential | Behind the Meter | Yes | Trinity Solar, LLC | PSE&G |  | Accepted | 2025-08-14 | 2025-09-09 | 2026-09-09 | Solar Panels | HANWHA 410 (Q.PEAK DUO BLK ML-G10+410) | HANWHA 410 (Q.PEAK DUO BLK ML-G10+410) |  | 0.41 | 14 | 259 | 27 |  | Fixed | Roof
NJADRE1560294370 | Administratively Determined Incentive Program | WILLINGBORO | 8046 | 5.74 | Residential | Behind the Meter | Yes | Trinity Solar, LLC | PSE&G |  | Accepted | 2025-08-14 | 2025-09-09 | 2026-09-09 | Inverters | SOLAREDGE | SE5700H-US | 5700 |  | 1 |  |  | 0.97 |  | Outside
NJADRE1560294385 | Administratively Determined Incentive Program | EWING | 8638 | 10.44 | Residential | Behind the Meter | Yes | SunnyMac, LLC | PSE&G |  | Accepted | 2025-08-14 | 2025-09-09 | 2026-09-09 | Solar Panels | HANWHA | Q.TRON BLK M-G2.H+ |  | 0.435 | 15 | 259 | 37 |  | Fixed | Roof
NJADRE1560294385 | Administratively Determined Incentive Program | EWING | 8638 | 10.44 | Residential | Behind the Meter | Yes | SunnyMac, LLC | PSE&G |  | Accepted | 2025-08-14 | 2025-09-09 | 2026-09-09 | Solar Panels | HANWHA | Q.TRON BLK M-G2.H+ |  | 0.435 | 9 | 79 | 37 |  | Fixed | Roof
NJADRE1560294385 | Administratively Determined Incentive Program | EWING | 8638 | 10.44 | Residential | Behind the Meter | Yes | SunnyMac, LLC | PSE&G |  | Accepted | 2025-08-14 | 2025-09-09 | 2026-09-09 | Inverters | SOLAREDGE HOME HUB | SE7600H-US | 7600 |  | 1 |  |  | 0.99 |  | Outdoor | next to meter
NJADRE1560294394 | Administratively Determined Incentive Program | TITUSVILLE | 8560 | 9.43 | Residential | Behind the Meter | Yes | Freedom Forever New Jersey, LLC | JCP&L |  | Accepted | 2025-08-14 | 2025-09-09 | 2026-09-09 | Inverters | Solar Edge | SE7600H-US | 7600 |  | 1 |  |  | 0.99 |  | Outside
NJADRE1560294394 | Administratively Determined Incentive Program | TITUSVILLE | 8560 | 9.43 | Residential | Behind the Meter | Yes | Freedom Forever New Jersey, LLC | JCP&L |  | Accepted | 2025-08-14 | 2025-09-09 | 2026-09-09 | Solar Panels | Hanwha | Q.PEAK DUO BLK ML-G10.C+ 410 |  | 0.41 | 23 | 219 | 20 |  | Fixed | Roof
NJADRE1560294396 | Administratively Determined Incentive Program | HAWTHORNE | 7506 | 4.51 | Residential | Behind the Meter | Yes | Sunrun Installation Services, Inc. | PSE&G |  | Accepted | 2025-08-14 | 2025-09-09 | 2026-09-09 | Inverters | SOLAREDGE TECHNOLOGIES | SE3800H-USMN | 3800 |  | 1 |  |  | 0.99 |  | Outdoor
NJADRE1560294396 | Administratively Determined Incentive Program | HAWTHORNE | 7506 | 4.51 | Residential | Behind the Meter | Yes | Sunrun Installation Services, Inc. | PSE&G |  | Accepted | 2025-08-14 | 2025-09-09 | 2026-09-09 | Solar Panels | HANWHA Q-CELLS | Q.PEAK DUO BLK ML-G10+ 410 DCA |  | 0.41 | 5 | 353 | 40 |  | Fixed | Roof
NJADRE1560294396 | Administratively Determined Incentive Program | HAWTHORNE | 7506 | 4.51 | Residential | Behind the Meter | Yes | Sunrun Installation Services, Inc. | PSE&G |  | Accepted | 2025-08-14 | 2025-09-09 | 2026-09-09 | Solar Panels | HANWHA Q-CELLS | Q.PEAK DUO BLK ML-G10+ 410 DCA |  | 0.41 | 6 | 173 | 38 |  | Fixed | Roof
NJADRE1560294442 | Administratively Determined Incentive Program | SAYREVILLE | 8872 | 6.075 | Residential | Behind the Meter | No | Solar Energy World | JCP&L |  | Accepted | 2025-08-14 | 2025-09-09 | 2026-09-09 | Solar Panels | LONGi | LR5-54HPB-405M |  | 0.405 | 8 | 86 | 38 |  | Fixed | Roof
NJADRE1560294442 | Administratively Determined Incentive Program | SAYREVILLE | 8872 | 6.075 | Residential | Behind the Meter | No | Solar Energy World | JCP&L |  | Accepted | 2025-08-14 | 2025-09-09 | 2026-09-09 | Solar Panels | LONGi | LR5-54HPB-405M |  | 0.405 | 7 | 266 | 36 |  | Fixed | Roof
NJADRE1560294442 | Administratively Determined Incentive Program | SAYREVILLE | 8872 | 6.075 | Residential | Behind the Meter | No | Solar Energy World | JCP&L |  | Accepted | 2025-08-14 | 2025-09-09 | 2026-09-09 | Inverters | Enphase | IQ8HC-72-M-DOM-US | 380 |  | 15 |  |  | 0.97 |  | Outside
NJADRE1560294617 | Administratively Determined Incentive Program | CHERRY HILL | 8003 | 10.25 | Residential | Behind the Meter | Yes | Sunrun Installation Services, Inc. | PSE&G |  | Accepted | 2025-08-14 | 2025-09-09 | 2026-09-09 | Solar Panels | Elin Energy (Sirius PV) | ELNSM54M-HC-410 |  | 0.41 | 13 | 208 | 27 |  | Fixed | Roof
NJADRE1560294617 | Administratively Determined Incentive Program | CHERRY HILL | 8003 | 10.25 | Residential | Behind the Meter | Yes | Sunrun Installation Services, Inc. | PSE&G |  | Accepted | 2025-08-14 | 2025-09-09 | 2026-09-09 | Inverters | SolarEdge Technologies | SE7600H-USMN | 7600 |  | 1 |  |  | 0.99 |  | Outdoor | Next to meter
NJADRE1560294617 | Administratively Determined Incentive Program | CHERRY HILL | 8003 | 10.25 | Residential | Behind the Meter | Yes | Sunrun Installation Services, Inc. | PSE&G |  | Accepted | 2025-08-14 | 2025-09-09 | 2026-09-09 | Solar Panels | Elin Energy (Sirius PV) | ELNSM54M-HC-410 |  | 0.41 | 12 | 208 | 27 |  | Fixed | Roof
NJADRE1560294621 | Administratively Determined Incentive Program | SOUTH BRUNSWICK TWP | 8540 | 6.09 | Residential | Behind the Meter | No | Over the Top Solar Solutions, LLC | PSE&G |  | Accepted | 2025-08-14 | 2025-09-09 | 2026-09-09 | Inverters | ENPHASE | IQ8A-72-2-US | 349 |  | 14 |  |  | 0.977 |  | Outdoor
NJADRE1560294621 | Administratively Determined Incentive Program | SOUTH BRUNSWICK TWP | 8540 | 6.09 | Residential | Behind the Meter | No | Over the Top Solar Solutions, LLC | PSE&G |  | Accepted | 2025-08-14 | 2025-09-09 | 2026-09-09 | Solar Panels | HANWHA QCELL | Q.TRON BLK M-G2+ |  | 0.435 | 14 | 163 | 38 |  | Fixed | Roof
NJADRE1560294624 | Administratively Determined Incentive Program | TRENTON | 8690 | 15.66 | Residential | Behind the Meter | Yes | SunnyMac, LLC | PSE&G |  | Accepted | 2025-08-14 | 2025-09-09 | 2026-09-09 | Solar Panels | HANWHA | Q.TRON BLK M-G2.H+ |  | 0.435 | 21 | 230 | 21 |  | Fixed | Roof
NJADRE1560294624 | Administratively Determined Incentive Program | TRENTON | 8690 | 15.66 | Residential | Behind the Meter | Yes | SunnyMac, LLC | PSE&G |  | Accepted | 2025-08-14 | 2025-09-09 | 2026-09-09 | Solar Panels | HANWHA | Q.TRON BLK M-G2.H+ |  | 0.435 | 3 | 140 | 23 |  | Fixed | Roof
NJADRE1560294624 | Administratively Determined Incentive Program | TRENTON | 8690 | 15.66 | Residential | Behind the Meter | Yes | SunnyMac, LLC | PSE&G |  | Accepted | 2025-08-14 | 2025-09-09 | 2026-09-09 | Inverters | SOLAREDGE HOME HUB | SE11400H-US | 11400 |  | 1 |  |  | 0.99 |  | Outdoor | next to meter
NJADRE1560294624 | Administratively Determined Incentive Program | TRENTON | 8690 | 15.66 | Residential | Behind the Meter | Yes | SunnyMac, LLC | PSE&G |  | Accepted | 2025-08-14 | 2025-09-09 | 2026-09-09 | Solar Panels | HANWHA | Q.TRON BLK M-G2.H+ |  | 0.435 | 12 | 230 | 18 |  | Fixed | Roof
NJADRE1560294634 | Administratively Determined Incentive Program | SWEDESBORO | 8085 | 11.07 | Residential | Behind the Meter | Yes | Trinity Solar, LLC | AC Electric |  | Accepted | 2025-08-14 | 2025-09-09 | 2026-09-09 | Solar Panels | HANWHA 410 (Q.PEAK DUO BLK ML-G10+410) | HANWHA 410 (Q.PEAK DUO BLK ML-G10+410) |  | 0.41 | 2 | 161 | 41 |  | Fixed | Roof
NJADRE1560294634 | Administratively Determined Incentive Program | SWEDESBORO | 8085 | 11.07 | Residential | Behind the Meter | Yes | Trinity Solar, LLC | AC Electric |  | Accepted | 2025-08-14 | 2025-09-09 | 2026-09-09 | Inverters | SOLAREDGE | SE10000H-US | 10000 |  | 1 |  |  | 0.97 |  | Outside
NJADRE1560294634 | Administratively Determined Incentive Program | SWEDESBORO | 8085 | 11.07 | Residential | Behind the Meter | Yes | Trinity Solar, LLC | AC Electric |  | Accepted | 2025-08-14 | 2025-09-09 | 2026-09-09 | Solar Panels | HANWHA 410 (Q.PEAK DUO BLK ML-G10+410) | HANWHA 410 (Q.PEAK DUO BLK ML-G10+410) |  | 0.41 | 25 | 251 | 33 |  | Fixed | Roof
NJADRE1560294640 | Administratively Determined Incentive Program | MARLTON | 8053 | 14.08 | Residential | Behind the Meter | Yes | MACK Solar and Roofing | PSE&G |  | Accepted | 2025-08-15 | 2025-09-11 | 2026-09-11 | Solar Panels | Jinko | Jinko Solar 440W Modules |  | 0.44 | 14 | 83 | 33 |  | Fixed | Roof
NJADRE1560294640 | Administratively Determined Incentive Program | MARLTON | 8053 | 14.08 | Residential | Behind the Meter | Yes | MACK Solar and Roofing | PSE&G |  | Accepted | 2025-08-15 | 2025-09-11 | 2026-09-11 | Solar Panels | Jinko | Jinko Solar 440W Modules |  | 0.44 | 12 | 83 | 29 |  | Fixed | Roof
NJADRE1560294640 | Administratively Determined Incentive Program | MARLTON | 8053 | 14.08 | Residential | Behind the Meter | Yes | MACK Solar and Roofing | PSE&G |  | Accepted | 2025-08-15 | 2025-09-11 | 2026-09-11 | Solar Panels | Jinko | Jinko Solar 440W Modules |  | 0.44 | 6 | 174 | 25 |  | Fixed | Roof
NJADRE1560294640 | Administratively Determined Incentive Program | MARLTON | 8053 | 14.08 | Residential | Behind the Meter | Yes | MACK Solar and Roofing | PSE&G |  | Accepted | 2025-08-15 | 2025-09-11 | 2026-09-11 | Inverters | Solar Edge | Home Hub 11.4 KW Inverter | 11400 |  | 1 |  |  | 0.98 |  | Outdoor
NJADRE1560294644 | Administratively Determined Incentive Program | Fairview | 7022 | 6.97 | Residential | Behind the Meter | Yes | Pro Custom Solar dba Momentum Solar | PSE&G |  | Accepted | 2025-08-14 | 2025-09-11 | 2026-09-11 | Solar Panels | Hanwha | Q. Peak duo blk ML-G10 +410 |  | 0.41 | 17 | 101 | 35 |  | Fixed | Roof
NJADRE1560294644 | Administratively Determined Incentive Program | Fairview | 7022 | 6.97 | Residential | Behind the Meter | Yes | Pro Custom Solar dba Momentum Solar | PSE&G |  | Accepted | 2025-08-14 | 2025-09-11 | 2026-09-11 | Inverters | Enphase | IQ8HC | 380 |  | 17 |  |  | 0.97 |  | Outdoor
NJADRE1560294949 | Administratively Determined Incentive Program | Parsippany | 7054 | 8.7 | Residential | Behind the Meter | Yes | EMT Renewables, LLC | JCP&L |  | Accepted | 2025-08-14 | 2025-09-10 | 2026-09-10 | Solar Panels | Q CELLS | Q TRON |  | 0.435 | 16 | 167 | 27 |  | Fixed | Roof
NJADRE1560294949 | Administratively Determined Incentive Program | Parsippany | 7054 | 8.7 | Residential | Behind the Meter | Yes | EMT Renewables, LLC | JCP&L |  | Accepted | 2025-08-14 | 2025-09-10 | 2026-09-10 | Inverters | IQ8HC | IQ8+ | 290 |  | 20 |  |  | 0.98 |  | Other | UNDER EACH PANEL
NJADRE1560294949 | Administratively Determined Incentive Program | Parsippany | 7054 | 8.7 | Residential | Behind the Meter | Yes | EMT Renewables, LLC | JCP&L |  | Accepted | 2025-08-14 | 2025-09-10 | 2026-09-10 | Solar Panels | Q CELLS | Q TRON |  | 0.435 | 4 | 168 | 24 |  | Fixed | Roof
NJADRE1560294954 | Administratively Determined Incentive Program | Elizabeth | 7206 | 6.15 | Residential | Behind the Meter | Yes | Sunwise Energy, LLC | PSE&G |  | Accepted | 2025-08-14 | 2025-09-10 | 2026-09-10 | Inverters | SOLAREDGE TECHNOLOGY | SE5700H-US | 11400 |  | 1 |  |  | 0.985 |  | Outside
NJADRE1560294954 | Administratively Determined Incentive Program | Elizabeth | 7206 | 6.15 | Residential | Behind the Meter | Yes | Sunwise Energy, LLC | PSE&G |  | Accepted | 2025-08-14 | 2025-09-10 | 2026-09-10 | Solar Panels | MISSION SOLAR | MSE410TH0B |  | 0.41 | 9 | 324 | 43 |  | Fixed | Roof
NJADRE1560294954 | Administratively Determined Incentive Program | Elizabeth | 7206 | 6.15 | Residential | Behind the Meter | Yes | Sunwise Energy, LLC | PSE&G |  | Accepted | 2025-08-14 | 2025-09-10 | 2026-09-10 | Solar Panels | MISSION SOLAR | MSE410TH0B |  | 0.41 | 5 | 144 | 42 |  | Fixed | Roof
NJADRE1560294954 | Administratively Determined Incentive Program | Elizabeth | 7206 | 6.15 | Residential | Behind the Meter | Yes | Sunwise Energy, LLC | PSE&G |  | Accepted | 2025-08-14 | 2025-09-10 | 2026-09-10 | Solar Panels | MISSION SOLAR | MSE410TH0B |  | 0.41 | 1 | 144 | 13 |  | Fixed | Roof
NJADRE1560294966 | Administratively Determined Incentive Program | Collingswood | 8108 | 7.83 | Residential | Behind the Meter | Yes | EMT Renewables, LLC | PSE&G |  | Accepted | 2025-08-14 | 2025-09-10 | 2026-09-10 | Solar Panels | Q CELLS | Q TRON |  | 0.435 | 10 | 109 | 25 |  | Fixed | Roof
NJADRE1560294966 | Administratively Determined Incentive Program | Collingswood | 8108 | 7.83 | Residential | Behind the Meter | Yes | EMT Renewables, LLC | PSE&G |  | Accepted | 2025-08-14 | 2025-09-10 | 2026-09-10 | Inverters | IQ8HC | IQ8+ | 290 |  | 18 |  |  | 0.98 |  | Other | UNDER EACH PANEL
NJADRE1560294966 | Administratively Determined Incentive Program | Collingswood | 8108 | 7.83 | Residential | Behind the Meter | Yes | EMT Renewables, LLC | PSE&G |  | Accepted | 2025-08-14 | 2025-09-10 | 2026-09-10 | Solar Panels | Q CELLS | Q TRON |  | 0.435 | 8 | 289 | 25 |  | Fixed | Roof
NJADRE1560294970 | Administratively Determined Incentive Program | Oxford | 7863 | 8.61 | Residential | Behind the Meter | Yes | Trinity Solar, LLC | JCP&L |  | Accepted | 2025-08-14 | 2025-09-09 | 2026-09-09 | Solar Panels | HANWHA 410 (Q.PEAK DUO BLK ML-G10+410) | HANWHA 410 (Q.PEAK DUO BLK ML-G10+410) |  | 0.41 | 16 | 234 | 26 |  | Fixed | Roof
NJADRE1560294970 | Administratively Determined Incentive Program | Oxford | 7863 | 8.61 | Residential | Behind the Meter | Yes | Trinity Solar, LLC | JCP&L |  | Accepted | 2025-08-14 | 2025-09-09 | 2026-09-09 | Solar Panels | HANWHA 410 (Q.PEAK DUO BLK ML-G10+410) | HANWHA 410 (Q.PEAK DUO BLK ML-G10+410) |  | 0.41 | 2 | 324 | 26 |  | Fixed | Roof
NJADRE1560294970 | Administratively Determined Incentive Program | Oxford | 7863 | 8.61 | Residential | Behind the Meter | Yes | Trinity Solar, LLC | JCP&L |  | Accepted | 2025-08-14 | 2025-09-09 | 2026-09-09 | Solar Panels | HANWHA 410 (Q.PEAK DUO BLK ML-G10+410) | HANWHA 410 (Q.PEAK DUO BLK ML-G10+410) |  | 0.41 | 3 | 234 | 27 |  | Fixed | Roof
NJADRE1560294970 | Administratively Determined Incentive Program | Oxford | 7863 | 8.61 | Residential | Behind the Meter | Yes | Trinity Solar, LLC | JCP&L |  | Accepted | 2025-08-14 | 2025-09-09 | 2026-09-09 | Inverters | SOLAREDGE | SE7600H-US | 7600 |  | 1 |  |  | 0.97 |  | Outside
NJADRE1560294975 | Administratively Determined Incentive Program | NEW BRUNSWICK | 8901 | 8.265 | Residential | Behind the Meter | Yes | EMT Renewables, LLC | PSE&G |  | Accepted | 2025-08-14 | 2025-09-10 | 2026-09-10 | Solar Panels | Q CELLS | Q TRON-BLK-M-G2.H+ |  | 0.435 | 2 | 219 | 31 |  | Fixed | Roof
NJADRE1560294975 | Administratively Determined Incentive Program | NEW BRUNSWICK | 8901 | 8.265 | Residential | Behind the Meter | Yes | EMT Renewables, LLC | PSE&G |  | Accepted | 2025-08-14 | 2025-09-10 | 2026-09-10 | Solar Panels | Q CELLS | Q TRON-BLK-M-G2.H+ |  | 0.435 | 11 | 39 | 33 |  | Fixed | Roof
NJADRE1560294975 | Administratively Determined Incentive Program | NEW BRUNSWICK | 8901 | 8.265 | Residential | Behind the Meter | Yes | EMT Renewables, LLC | PSE&G |  | Accepted | 2025-08-14 | 2025-09-10 | 2026-09-10 | Solar Panels | Q CELLS | Q TRON-BLK-M-G2.H+ |  | 0.435 | 6 | 219 | 20 |  | Fixed | Roof
NJADRE1560294975 | Administratively Determined Incentive Program | NEW BRUNSWICK | 8901 | 8.265 | Residential | Behind the Meter | Yes | EMT Renewables, LLC | PSE&G |  | Accepted | 2025-08-14 | 2025-09-10 | 2026-09-10 | Inverters | Enphase | IQ8HC | 290 |  | 19 |  |  | 0.98 |  | Other | UNDER EACH PANEL
NJADRE1560294984 | Administratively Determined Incentive Program | Jackson | 8527 | 3.28 | Residential | Behind the Meter | Yes | Sunrun Installation Services, Inc. | JCP&L |  | Accepted | 2025-08-14 | 2025-09-10 | 2026-09-10 | Inverters | SolarEdge Technologies | SE3800H-USMN | 3800 |  | 1 |  |  | 0.99 |  | Outdoor
NJADRE1560294984 | Administratively Determined Incentive Program | Jackson | 8527 | 3.28 | Residential | Behind the Meter | Yes | Sunrun Installation Services, Inc. | JCP&L |  | Accepted | 2025-08-14 | 2025-09-10 | 2026-09-10 | Solar Panels | Elin Energy (Sirius PV) | ELNSM54M-HC-410 |  | 0.41 | 3 | 235 | 11 |  | Fixed | Roof
NJADRE1560294984 | Administratively Determined Incentive Program | Jackson | 8527 | 3.28 | Residential | Behind the Meter | Yes | Sunrun Installation Services, Inc. | JCP&L |  | Accepted | 2025-08-14 | 2025-09-10 | 2026-09-10 | Solar Panels | Elin Energy (Sirius PV) | ELNSM54M-HC-410 |  | 0.41 | 5 | 326 | 25 |  | Fixed | Roof
NJADRE1560294986 | Administratively Determined Incentive Program | BELVIDERE | 7823 | 7.79 | Residential | Behind the Meter | Yes | Freedom Forever New Jersey, LLC | JCP&L |  | Accepted | 2025-08-14 | 2025-09-09 | 2026-09-09 | Inverters | Solar Edge | SE5700H-US | 5760 |  | 1 |  |  | 0.99 |  | Outside
NJADRE1560294986 | Administratively Determined Incentive Program | BELVIDERE | 7823 | 7.79 | Residential | Behind the Meter | Yes | Freedom Forever New Jersey, LLC | JCP&L |  | Accepted | 2025-08-14 | 2025-09-09 | 2026-09-09 | Solar Panels | Hanwha | Q.PEAK DUO BLK ML-G10.C+ 410 |  | 0.41 | 19 | 127 | 24 |  | Fixed | Roof
NJADRE1560294989 | Administratively Determined Incentive Program | MOUNT EPHRAIM | 8059 | 18.27 | Residential | Behind the Meter | Yes | EMT Renewables, LLC | PSE&G |  | Accepted | 2025-08-14 | 2025-09-10 | 2026-09-10 | Inverters | Enphase | IQ8HC | 290 |  | 42 |  |  | 0.98 |  | Other | UNDER EACH PANEL
NJADRE1560294989 | Administratively Determined Incentive Program | MOUNT EPHRAIM | 8059 | 18.27 | Residential | Behind the Meter | Yes | EMT Renewables, LLC | PSE&G |  | Accepted | 2025-08-14 | 2025-09-10 | 2026-09-10 | Solar Panels | Q CELLS | Q TRON-BLK-M-G2.H+ |  | 0.435 | 26 | 5 | 16 |  | Fixed | Roof
NJADRE1560294989 | Administratively Determined Incentive Program | MOUNT EPHRAIM | 8059 | 18.27 | Residential | Behind the Meter | Yes | EMT Renewables, LLC | PSE&G |  | Accepted | 2025-08-14 | 2025-09-10 | 2026-09-10 | Solar Panels | Q CELLS | Q TRON-BLK-M-G2.H+ |  | 0.435 | 10 | 185 | 16 |  | Fixed | Roof
NJADRE1560294989 | Administratively Determined Incentive Program | MOUNT EPHRAIM | 8059 | 18.27 | Residential | Behind the Meter | Yes | EMT Renewables, LLC | PSE&G |  | Accepted | 2025-08-14 | 2025-09-10 | 2026-09-10 | Solar Panels | Q CELLS | Q TRON-BLK-M-G2.H+ |  | 0.435 | 6 | 185 | 14 |  | Fixed | Roof
NJADRE1560294990 | Administratively Determined Incentive Program | MILLVILLE | 8332 | 11.745 | Residential | Behind the Meter | Yes | SunnyMac, LLC | AC Electric |  | Accepted | 2025-08-14 | 2025-09-10 | 2026-09-10 | Solar Panels | HANWHA | Q.TRON BLK M-G2.H+ |  | 0.435 | 5 | 105 | 27 |  | Fixed | Roof
NJADRE1560294990 | Administratively Determined Incentive Program | MILLVILLE | 8332 | 11.745 | Residential | Behind the Meter | Yes | SunnyMac, LLC | AC Electric |  | Accepted | 2025-08-14 | 2025-09-10 | 2026-09-10 | Inverters | SOLAREDGE HOME HUB | SE7600H-US | 7600 |  | 1 |  |  | 0.99 |  | Outdoor | next to meter
NJADRE1560294990 | Administratively Determined Incentive Program | MILLVILLE | 8332 | 11.745 | Residential | Behind the Meter | Yes | SunnyMac, LLC | AC Electric |  | Accepted | 2025-08-14 | 2025-09-10 | 2026-09-10 | Solar Panels | HANWHA | Q.TRON BLK M-G2.H+ |  | 0.435 | 6 | 285 | 27 |  | Fixed | Roof
NJADRE1560294990 | Administratively Determined Incentive Program | MILLVILLE | 8332 | 11.745 | Residential | Behind the Meter | Yes | SunnyMac, LLC | AC Electric |  | Accepted | 2025-08-14 | 2025-09-10 | 2026-09-10 | Solar Panels | HANWHA | Q.TRON BLK M-G2.H+ |  | 0.435 | 10 | 105 | 27 |  | Fixed | Roof
NJADRE1560294990 | Administratively Determined Incentive Program | MILLVILLE | 8332 | 11.745 | Residential | Behind the Meter | Yes | SunnyMac, LLC | AC Electric |  | Accepted | 2025-08-14 | 2025-09-10 | 2026-09-10 | Solar Panels | HANWHA | Q.TRON BLK M-G2.H+ |  | 0.435 | 6 | 105 | 27 |  | Fixed | Roof
NJADRE1560294993 | Administratively Determined Incentive Program | HILLSBOROUGH | 8844 | 11.48 | Residential | Behind the Meter | Yes | Pro Custom Solar dba Momentum Solar | PSE&G |  | Accepted | 2025-08-14 | 2025-09-18 | 2026-09-18 | Inverters | Enphase | IQ8HC | 380 |  | 28 |  |  | 0.97 |  | Outdoor
NJADRE1560294993 | Administratively Determined Incentive Program | HILLSBOROUGH | 8844 | 11.48 | Residential | Behind the Meter | Yes | Pro Custom Solar dba Momentum Solar | PSE&G |  | Accepted | 2025-08-14 | 2025-09-18 | 2026-09-18 | Solar Panels | Hanwha QCells | Q. Peak duo blk ML-G10 +410 |  | 0.41 | 12 | 256 | 24 |  | Fixed | Roof
NJADRE1560294993 | Administratively Determined Incentive Program | HILLSBOROUGH | 8844 | 11.48 | Residential | Behind the Meter | Yes | Pro Custom Solar dba Momentum Solar | PSE&G |  | Accepted | 2025-08-14 | 2025-09-18 | 2026-09-18 | Solar Panels | Hanwha QCells | Q. Peak duo blk ML-G10 +410 |  | 0.41 | 16 | 256 | 27 |  | Fixed | Roof
NJADRE1560294995 | Administratively Determined Incentive Program | MILLVILLE | 8332 | 20.445 | Residential | Behind the Meter | Yes | RCL Enterprises, Inc. | AC Electric |  | Accepted | 2025-08-14 | 2025-09-09 | 2026-09-09 | Inverters | Enphase | IQ8HC-72-M-DOM-US | 380 |  | 47 |  |  | 0.97 |  | Outside
NJADRE1560294995 | Administratively Determined Incentive Program | MILLVILLE | 8332 | 20.445 | Residential | Behind the Meter | Yes | RCL Enterprises, Inc. | AC Electric |  | Accepted | 2025-08-14 | 2025-09-09 | 2026-09-09 | Solar Panels | Q.TRON | BLK M-G2 |  | 0.435 | 24 | 98 | 20 |  | Fixed | Roof
NJADRE1560294995 | Administratively Determined Incentive Program | MILLVILLE | 8332 | 20.445 | Residential | Behind the Meter | Yes | RCL Enterprises, Inc. | AC Electric |  | Accepted | 2025-08-14 | 2025-09-09 | 2026-09-09 | Solar Panels | Q.TRON | BLK M-G2 |  | 0.435 | 23 | 278 | 20 |  | Fixed | Roof
NJADRE1560294996 | Administratively Determined Incentive Program | FRANKLIN PARK | 8823 | 10.005 | Residential | Behind the Meter | No | NJ Solar Power, LLC | PSE&G |  | Accepted | 2025-08-14 | 2025-09-09 | 2026-09-09 | Solar Panels | Hanwha | Q.TRON BLK M-G2+ 435 |  | 0.435 | 20 | 223 | 30 |  | Fixed | Roof | Roof 1
NJADRE1560294996 | Administratively Determined Incentive Program | FRANKLIN PARK | 8823 | 10.005 | Residential | Behind the Meter | No | NJ Solar Power, LLC | PSE&G |  | Accepted | 2025-08-14 | 2025-09-09 | 2026-09-09 | Inverters | SolarEdge | SE10000H-US | 10000 |  | 1 |  |  | 0.97 |  | Outside
NJADRE1560294996 | Administratively Determined Incentive Program | FRANKLIN PARK | 8823 | 10.005 | Residential | Behind the Meter | No | NJ Solar Power, LLC | PSE&G |  | Accepted | 2025-08-14 | 2025-09-09 | 2026-09-09 | Solar Panels | Hanwha | Q.TRON BLK M-G2+ 435 |  | 0.435 | 3 | 132 | 30 |  | Fixed | Roof | Roof 2
NJADRE1560294998 | Administratively Determined Incentive Program | CAPE MAY | 8204 | 7.83 | Residential | Behind the Meter | Yes | EMT Renewables, LLC | AC Electric |  | Accepted | 2025-08-14 | 2025-09-09 | 2026-09-09 | Solar Panels | Q CELLS | Q TRON |  | 0.435 | 13 | 196 | 23 |  | Fixed | Roof
NJADRE1560294998 | Administratively Determined Incentive Program | CAPE MAY | 8204 | 7.83 | Residential | Behind the Meter | Yes | EMT Renewables, LLC | AC Electric |  | Accepted | 2025-08-14 | 2025-09-09 | 2026-09-09 | Solar Panels | Q CELLS | Q TRON |  | 0.435 | 1 | 196 | 18 |  | Fixed | Roof
NJADRE1560294998 | Administratively Determined Incentive Program | CAPE MAY | 8204 | 7.83 | Residential | Behind the Meter | Yes | EMT Renewables, LLC | AC Electric |  | Accepted | 2025-08-14 | 2025-09-09 | 2026-09-09 | Inverters | IQ8HC | IQ8+ | 290 |  | 18 |  |  | 0.98 |  | Other | UNDER EACH PANEL
NJADRE1560294998 | Administratively Determined Incentive Program | CAPE MAY | 8204 | 7.83 | Residential | Behind the Meter | Yes | EMT Renewables, LLC | AC Electric |  | Accepted | 2025-08-14 | 2025-09-09 | 2026-09-09 | Solar Panels | Q CELLS | Q TRON |  | 0.435 | 4 | 196 | 46 |  | Fixed | Roof
NJADRE1560295007 | Administratively Determined Incentive Program | MANTUA | 8051 | 13.94 | Residential | Behind the Meter | Yes | Trinity Solar, LLC | AC Electric |  | Accepted | 2025-08-14 | 2025-09-09 | 2026-09-09 | Inverters | SOLAREDGE | SE11400H-US | 11400 |  | 1 |  |  | 0.97 |  | Outside
NJADRE1560295007 | Administratively Determined Incentive Program | MANTUA | 8051 | 13.94 | Residential | Behind the Meter | Yes | Trinity Solar, LLC | AC Electric |  | Accepted | 2025-08-14 | 2025-09-09 | 2026-09-09 | Solar Panels | HANWHA 410 (Q.PEAK DUO BLK ML-G10+410) | HANWHA 410 (Q.PEAK DUO BLK ML-G10+410) |  | 0.41 | 19 | 169 | 22 |  | Fixed | Roof
NJADRE1560295007 | Administratively Determined Incentive Program | MANTUA | 8051 | 13.94 | Residential | Behind the Meter | Yes | Trinity Solar, LLC | AC Electric |  | Accepted | 2025-08-14 | 2025-09-09 | 2026-09-09 | Solar Panels | HANWHA 410 (Q.PEAK DUO BLK ML-G10+410) | HANWHA 410 (Q.PEAK DUO BLK ML-G10+410) |  | 0.41 | 15 | 169 | 29 |  | Fixed | Roof
NJADRE1560295009 | Administratively Determined Incentive Program | Neptune Township | 7756 | 3.24 | Residential | Behind the Meter | No | Solar Energy World | JCP&L |  | Accepted | 2025-08-14 | 2025-09-09 | 2026-09-09 | Inverters | Enphase | IQ8+-72-M-US | 290 |  | 8 |  |  | 0.97 |  | Outside
NJADRE1560295009 | Administratively Determined Incentive Program | Neptune Township | 7756 | 3.24 | Residential | Behind the Meter | No | Solar Energy World | JCP&L |  | Accepted | 2025-08-14 | 2025-09-09 | 2026-09-09 | Solar Panels | LONGi | LR5-54HPB-405M |  | 0.405 | 8 | 285 | 44 |  | Fixed | Roof
NJADRE1560295010 | Administratively Determined Incentive Program | Berlin | 8009 | 8.8 | Residential | Behind the Meter | Yes | MACK Solar and Roofing | AC Electric |  | Accepted | 2025-08-14 | 2025-09-09 | 2026-09-09 | Inverters | Solar Edge | Home Hub 7.6KW Inverter | 7600 |  | 1 |  |  | 0.98 |  | Outdoor
NJADRE1560295010 | Administratively Determined Incentive Program | Berlin | 8009 | 8.8 | Residential | Behind the Meter | Yes | MACK Solar and Roofing | AC Electric |  | Accepted | 2025-08-14 | 2025-09-09 | 2026-09-09 | Solar Panels | Jinko | Jinko Solar 440W Modules |  | 0.44 | 3 | 359 | 24 |  | Fixed | Roof
NJADRE1560295010 | Administratively Determined Incentive Program | Berlin | 8009 | 8.8 | Residential | Behind the Meter | Yes | MACK Solar and Roofing | AC Electric |  | Accepted | 2025-08-14 | 2025-09-09 | 2026-09-09 | Solar Panels | Jinko | Jinko Solar 440W Modules |  | 0.44 | 13 | 179 | 25 |  | Fixed | Roof
NJADRE1560295010 | Administratively Determined Incentive Program | Berlin | 8009 | 8.8 | Residential | Behind the Meter | Yes | MACK Solar and Roofing | AC Electric |  | Accepted | 2025-08-14 | 2025-09-09 | 2026-09-09 | Solar Panels | Jinko | Jinko Solar 440W Modules |  | 0.44 | 4 | 179 | 25 |  | Fixed | Roof
NJADRE1560295014 | Administratively Determined Incentive Program | New Egypt | 8533 | 10.8 | Residential | Behind the Meter | No | Over the Top Solar | JCP&L |  | Accepted | 2025-08-14 | 2025-09-09 | 2026-09-09 | Solar Panels | CANADIAN SOLAR | CS6.1-54TM-450H |  | 0.45 | 8 | 121 | 37 |  | Fixed | Roof
NJADRE1560295014 | Administratively Determined Incentive Program | New Egypt | 8533 | 10.8 | Residential | Behind the Meter | No | Over the Top Solar | JCP&L |  | Accepted | 2025-08-14 | 2025-09-09 | 2026-09-09 | Solar Panels | CANADIAN SOLAR | CS6.1-54TM-450H |  | 0.45 | 16 | 121 | 30 |  | Fixed | Roof
NJADRE1560295014 | Administratively Determined Incentive Program | New Egypt | 8533 | 10.8 | Residential | Behind the Meter | No | Over the Top Solar | JCP&L |  | Accepted | 2025-08-14 | 2025-09-09 | 2026-09-09 | Inverters | ENPHASE | IQ8A-72-2-US | 349 |  | 24 |  |  | 0.977 |  | Outside
NJADRE1560295016 | Administratively Determined Incentive Program | Ewing Township | 8618 | 6.09 | Residential | Behind the Meter | Yes | EMT Renewables, LLC | PSE&G |  | Accepted | 2025-08-14 | 2025-09-10 | 2026-09-10 | Solar Panels | Q CELLS | Q TRON |  | 0.435 | 5 | 87 | 15 |  | Fixed | Roof
NJADRE1560295016 | Administratively Determined Incentive Program | Ewing Township | 8618 | 6.09 | Residential | Behind the Meter | Yes | EMT Renewables, LLC | PSE&G |  | Accepted | 2025-08-14 | 2025-09-10 | 2026-09-10 | Inverters | IQ8HC | IQ8+ | 290 |  | 14 |  |  | 0.98 |  | Other | UNDER EACH PANEL
NJADRE1560295016 | Administratively Determined Incentive Program | Ewing Township | 8618 | 6.09 | Residential | Behind the Meter | Yes | EMT Renewables, LLC | PSE&G |  | Accepted | 2025-08-14 | 2025-09-10 | 2026-09-10 | Solar Panels | Q CELLS | Q TRON |  | 0.435 | 9 | 267 | 13 |  | Fixed | Roof
NJADRE1560295021 | Administratively Determined Incentive Program | Bordentown | 8505 | 14.62 | Residential | Behind the Meter | No | Infinity Solar Systems, LLC | PSE&G |  | Accepted | 2025-08-14 | 2025-09-09 | 2026-09-09 | Inverters | Enphase | IQ8MC-72-M-US | 320 |  | 34 |  |  | 0.97 |  | Outdoor
NJADRE1560295021 | Administratively Determined Incentive Program | Bordentown | 8505 | 14.62 | Residential | Behind the Meter | No | Infinity Solar Systems, LLC | PSE&G |  | Accepted | 2025-08-14 | 2025-09-09 | 2026-09-09 | Solar Panels | SEG Solar | SEG-430-BTD-BG |  | 0.43 | 10 | 237 | 32 |  | Fixed | Roof
NJADRE1560295021 | Administratively Determined Incentive Program | Bordentown | 8505 | 14.62 | Residential | Behind the Meter | No | Infinity Solar Systems, LLC | PSE&G |  | Accepted | 2025-08-14 | 2025-09-09 | 2026-09-09 | Solar Panels | SEG Solar | SEG-430-BTD-BG |  | 0.43 | 12 | -2237 | 32 |  | Fixed | Roof
NJADRE1560295021 | Administratively Determined Incentive Program | Bordentown | 8505 | 14.62 | Residential | Behind the Meter | No | Infinity Solar Systems, LLC | PSE&G |  | Accepted | 2025-08-14 | 2025-09-09 | 2026-09-09 | Solar Panels | SEG Solar | SEG-430-BTD-BG |  | 0.43 | 12 | 57 | 32 |  | Fixed | Roof
NJADRE1560295025 | Administratively Determined Incentive Program | GALLOWAY | 8205 | 8.7 | Residential | Behind the Meter | Yes | SunnyMac, LLC | AC Electric |  | Accepted | 2025-08-14 | 2025-09-09 | 2026-09-09 | Solar Panels | HANWHA | Q.TRON BLK M-G2.H+ |  | 0.435 | 6 | 101 | 23 |  | Fixed | Roof
NJADRE1560295025 | Administratively Determined Incentive Program | GALLOWAY | 8205 | 8.7 | Residential | Behind the Meter | Yes | SunnyMac, LLC | AC Electric |  | Accepted | 2025-08-14 | 2025-09-09 | 2026-09-09 | Solar Panels | HANWHA | Q.TRON BLK M-G2.H+ |  | 0.435 | 5 | 281 | 23 |  | Fixed | Roof
NJADRE1560295025 | Administratively Determined Incentive Program | GALLOWAY | 8205 | 8.7 | Residential | Behind the Meter | Yes | SunnyMac, LLC | AC Electric |  | Accepted | 2025-08-14 | 2025-09-09 | 2026-09-09 | Solar Panels | HANWHA | Q.TRON BLK M-G2.H+ |  | 0.435 | 9 | 101 | 23 |  | Fixed | Roof
NJADRE1560295025 | Administratively Determined Incentive Program | GALLOWAY | 8205 | 8.7 | Residential | Behind the Meter | Yes | SunnyMac, LLC | AC Electric |  | Accepted | 2025-08-14 | 2025-09-09 | 2026-09-09 | Inverters | SOLAREDGE HOME HUB | SE5700H-US | 5760 |  | 1 |  |  | 0.99 |  | Outdoor | next to meter
NJADRE1560295035 | Administratively Determined Incentive Program | SICKLERVILLE | 8081 | 12.3 | Residential | Behind the Meter | Yes | Trinity Solar, LLC | AC Electric |  | Accepted | 2025-08-14 | 2025-09-09 | 2026-09-09 | Solar Panels | HANWHA 410 (Q.PEAK DUO BLK ML-G10+410) | HANWHA 410 (Q.PEAK DUO BLK ML-G10+410) |  | 0.41 | 6 | 78 | 27 |  | Fixed | Roof
NJADRE1560295035 | Administratively Determined Incentive Program | SICKLERVILLE | 8081 | 12.3 | Residential | Behind the Meter | Yes | Trinity Solar, LLC | AC Electric |  | Accepted | 2025-08-14 | 2025-09-09 | 2026-09-09 | Solar Panels | HANWHA 410 (Q.PEAK DUO BLK ML-G10+410) | HANWHA 410 (Q.PEAK DUO BLK ML-G10+410) |  | 0.41 | 24 | 258 | 27 |  | Fixed | Roof
NJADRE1560295035 | Administratively Determined Incentive Program | SICKLERVILLE | 8081 | 12.3 | Residential | Behind the Meter | Yes | Trinity Solar, LLC | AC Electric |  | Accepted | 2025-08-14 | 2025-09-09 | 2026-09-09 | Inverters | SOLAREDGE | SE10000H-US | 10000 |  | 1 |  |  | 0.97 |  | Outside
NJADRE1560295051 | Administratively Determined Incentive Program | MAPLEWOOD | 7040 | 9.03 | Residential | Behind the Meter | No | Infinity Solar Systems | PSE&G |  | Accepted | 2025-08-14 | 2025-09-09 | 2026-09-09 | Solar Panels | SEG Solar | SEG-430-BTD-BG |  | 0.43 | 21 | 211 | 31 |  | Fixed | Roof
NJADRE1560295051 | Administratively Determined Incentive Program | MAPLEWOOD | 7040 | 9.03 | Residential | Behind the Meter | No | Infinity Solar Systems | PSE&G |  | Accepted | 2025-08-14 | 2025-09-09 | 2026-09-09 | Inverters | Enphase | IQ8MC-72-M-US | 320 |  | 21 |  |  | 0.97 |  | Outdoor
NJADRE1560295066 | Administratively Determined Incentive Program | Upper Saddle River | 7458 | 9.57 | Residential | Behind the Meter | Yes | EMT Renewables, LLC | Orange Rockland Electric |  | Accepted | 2025-08-14 | 2025-09-10 | 2026-09-10 | Solar Panels | Q CELLS | Q TRON |  | 0.435 | 2 | 173 | 24 |  | Fixed | Roof
NJADRE1560295066 | Administratively Determined Incentive Program | Upper Saddle River | 7458 | 9.57 | Residential | Behind the Meter | Yes | EMT Renewables, LLC | Orange Rockland Electric |  | Accepted | 2025-08-14 | 2025-09-10 | 2026-09-10 | Solar Panels | Q CELLS | Q TRON |  | 0.435 | 1 | 263 | 24 |  | Fixed | Roof
NJADRE1560295066 | Administratively Determined Incentive Program | Upper Saddle River | 7458 | 9.57 | Residential | Behind the Meter | Yes | EMT Renewables, LLC | Orange Rockland Electric |  | Accepted | 2025-08-14 | 2025-09-10 | 2026-09-10 | Solar Panels | Q CELLS | Q TRON |  | 0.435 | 1 | 263 | 24 |  | Fixed | Roof
NJADRE1560295066 | Administratively Determined Incentive Program | Upper Saddle River | 7458 | 9.57 | Residential | Behind the Meter | Yes | EMT Renewables, LLC | Orange Rockland Electric |  | Accepted | 2025-08-14 | 2025-09-10 | 2026-09-10 | Inverters | IQ8HC | IQ8+ | 290 |  | 22 |  |  | 0.98 |  | Other | UNDER EACH PANEL
NJADRE1560295066 | Administratively Determined Incentive Program | Upper Saddle River | 7458 | 9.57 | Residential | Behind the Meter | Yes | EMT Renewables, LLC | Orange Rockland Electric |  | Accepted | 2025-08-14 | 2025-09-10 | 2026-09-10 | Solar Panels | Q CELLS | Q TRON |  | 0.435 | 5 | 353 | 24 |  | Fixed | Roof
NJADRE1560295066 | Administratively Determined Incentive Program | Upper Saddle River | 7458 | 9.57 | Residential | Behind the Meter | Yes | EMT Renewables, LLC | Orange Rockland Electric |  | Accepted | 2025-08-14 | 2025-09-10 | 2026-09-10 | Solar Panels | Q CELLS | Q TRON |  | 0.435 | 4 | 353 | 24 |  | Fixed | Roof
NJADRE1560295066 | Administratively Determined Incentive Program | Upper Saddle River | 7458 | 9.57 | Residential | Behind the Meter | Yes | EMT Renewables, LLC | Orange Rockland Electric |  | Accepted | 2025-08-14 | 2025-09-10 | 2026-09-10 | Solar Panels | Q CELLS | Q TRON |  | 0.435 | 9 | 173 | 24 |  | Fixed | Roof
NJADRE1560295077 | Administratively Determined Incentive Program | NORTH BERGEN | 7047 | 3.28 | Residential | Behind the Meter | Yes | Freedom Forever New Jersey, LLC | PSE&G |  | Accepted | 2025-08-14 | 2025-09-09 | 2026-09-09 | Solar Panels | Hanwha | Q.PEAK DUO BLK ML-G10.C+ 410 |  | 0.41 | 4 | 116 | 22 |  | Fixed | Roof
NJADRE1560295077 | Administratively Determined Incentive Program | NORTH BERGEN | 7047 | 3.28 | Residential | Behind the Meter | Yes | Freedom Forever New Jersey, LLC | PSE&G |  | Accepted | 2025-08-14 | 2025-09-09 | 2026-09-09 | Solar Panels | Hanwha | Q.PEAK DUO BLK ML-G10.C+ 410 |  | 0.41 | 4 | 296 | 22 |  | Fixed | Roof
NJADRE1560295077 | Administratively Determined Incentive Program | NORTH BERGEN | 7047 | 3.28 | Residential | Behind the Meter | Yes | Freedom Forever New Jersey, LLC | PSE&G |  | Accepted | 2025-08-14 | 2025-09-09 | 2026-09-09 | Inverters | Enphase | IQ8HC-72-M-DOM-US | 380 |  | 8 |  |  | 0.99 |  | Outside
NJADRE1560295079 | Administratively Determined Incentive Program | LITTLE FERRY | 7643 | 10.44 | Residential | Behind the Meter | Yes | EMT Renewables, LLC | PSE&G |  | Accepted | 2025-08-14 | 2025-09-10 | 2026-09-10 | Solar Panels | Q CELLS | Q TRON |  | 0.435 | 11 | 205 | 37 |  | Fixed | Roof
NJADRE1560295079 | Administratively Determined Incentive Program | LITTLE FERRY | 7643 | 10.44 | Residential | Behind the Meter | Yes | EMT Renewables, LLC | PSE&G |  | Accepted | 2025-08-14 | 2025-09-10 | 2026-09-10 | Inverters | IQ8HC | IQ8+ | 290 |  | 24 |  |  | 0.98 |  | Other | UNDER EACH PANEL
NJADRE1560295079 | Administratively Determined Incentive Program | LITTLE FERRY | 7643 | 10.44 | Residential | Behind the Meter | Yes | EMT Renewables, LLC | PSE&G |  | Accepted | 2025-08-14 | 2025-09-10 | 2026-09-10 | Solar Panels | Q CELLS | Q TRON |  | 0.435 | 6 | 114 | 28 |  | Fixed | Roof
NJADRE1560295079 | Administratively Determined Incentive Program | LITTLE FERRY | 7643 | 10.44 | Residential | Behind the Meter | Yes | EMT Renewables, LLC | PSE&G |  | Accepted | 2025-08-14 | 2025-09-10 | 2026-09-10 | Solar Panels | Q CELLS | Q TRON |  | 0.435 | 7 | 294 | 28 |  | Fixed | Roof
NJADRE1560295086 | Administratively Determined Incentive Program | Somerset | 8873 | 10.25 | Residential | Behind the Meter | Yes | Sunrun Installation Services, Inc. | PSE&G |  | Accepted | 2025-08-14 | 2025-09-10 | 2026-09-10 | Solar Panels | Elin Energy (Sirius PV) | ELNSM54M-HC-410 |  | 0.41 | 2 | 155 | 17 |  | Fixed | Roof
NJADRE1560295086 | Administratively Determined Incentive Program | Somerset | 8873 | 10.25 | Residential | Behind the Meter | Yes | Sunrun Installation Services, Inc. | PSE&G |  | Accepted | 2025-08-14 | 2025-09-10 | 2026-09-10 | Solar Panels | Elin Energy (Sirius PV) | ELNSM54M-HC-410 |  | 0.41 | 5 | 154 | 44 |  | Fixed | Roof
NJADRE1560295086 | Administratively Determined Incentive Program | Somerset | 8873 | 10.25 | Residential | Behind the Meter | Yes | Sunrun Installation Services, Inc. | PSE&G |  | Accepted | 2025-08-14 | 2025-09-10 | 2026-09-10 | Solar Panels | Elin Energy (Sirius PV) | ELNSM54M-HC-410 |  | 0.41 | 3 | 154 | 43 |  | Fixed | Roof
NJADRE1560295086 | Administratively Determined Incentive Program | Somerset | 8873 | 10.25 | Residential | Behind the Meter | Yes | Sunrun Installation Services, Inc. | PSE&G |  | Accepted | 2025-08-14 | 2025-09-10 | 2026-09-10 | Solar Panels | Elin Energy (Sirius PV) | ELNSM54M-HC-410 |  | 0.41 | 15 | 334 | 44 |  | Fixed | Roof
NJADRE1560295086 | Administratively Determined Incentive Program | Somerset | 8873 | 10.25 | Residential | Behind the Meter | Yes | Sunrun Installation Services, Inc. | PSE&G |  | Accepted | 2025-08-14 | 2025-09-10 | 2026-09-10 | Inverters | SolarEdge Technologies | SE7600H-USMN | 7600 |  | 1 |  |  | 0.99 |  | Outdoor
NJADRE1560295089 | Administratively Determined Incentive Program | BRIDGEWATER | 8807 | 12.18 | Residential | Behind the Meter | Yes | EMT Renewables, LLC | PSE&G |  | Accepted | 2025-08-14 | 2025-09-10 | 2026-09-10 | Inverters | IQ8HC | IQ8+ | 290 |  | 28 |  |  | 0.98 |  | Other | UNDER EACH PANEL
NJADRE1560295089 | Administratively Determined Incentive Program | BRIDGEWATER | 8807 | 12.18 | Residential | Behind the Meter | Yes | EMT Renewables, LLC | PSE&G |  | Accepted | 2025-08-14 | 2025-09-10 | 2026-09-10 | Solar Panels | Q CELLS | Q TRON |  | 0.435 | 28 | 99 | 20 |  | Fixed | Roof
NJADRE1560295091 | Administratively Determined Incentive Program | EDISON | 8820 | 13.12 | Residential | Behind the Meter | No | Tesla Energy Operations, Inc. | PSE&G |  | Accepted | 2025-08-14 | 2025-09-09 | 2026-09-09 | Solar Panels | Hanwha | Q.PEAK DUO BLK ML-G10+/TS 410 |  | 0.41 | 6 | 249 | 23 |  | Fixed | Roof
NJADRE1560295091 | Administratively Determined Incentive Program | EDISON | 8820 | 13.12 | Residential | Behind the Meter | No | Tesla Energy Operations, Inc. | PSE&G |  | Accepted | 2025-08-14 | 2025-09-09 | 2026-09-09 | Solar Panels | Hanwha | Q.PEAK DUO BLK ML-G10+/TS 410 |  | 0.41 | 12 | 249 | 27 |  | Fixed | Roof
NJADRE1560295091 | Administratively Determined Incentive Program | EDISON | 8820 | 13.12 | Residential | Behind the Meter | No | Tesla Energy Operations, Inc. | PSE&G |  | Accepted | 2025-08-14 | 2025-09-09 | 2026-09-09 | Solar Panels | Hanwha | Q.PEAK DUO BLK ML-G10+/TS 410 |  | 0.41 | 7 | 69 | 27 |  | Fixed | Roof
NJADRE1560295091 | Administratively Determined Incentive Program | EDISON | 8820 | 13.12 | Residential | Behind the Meter | No | Tesla Energy Operations, Inc. | PSE&G |  | Accepted | 2025-08-14 | 2025-09-09 | 2026-09-09 | Solar Panels | Hanwha | Q.PEAK DUO BLK ML-G10+/TS 410 |  | 0.41 | 7 | 69 | 27 |  | Fixed | Roof
NJADRE1560295091 | Administratively Determined Incentive Program | EDISON | 8820 | 13.12 | Residential | Behind the Meter | No | Tesla Energy Operations, Inc. | PSE&G |  | Accepted | 2025-08-14 | 2025-09-09 | 2026-09-09 | Inverters | Tesla | 1538000-XX-Y | 3800 |  | 1 |  |  | 0.98 |  | Outdoor
NJADRE1560295091 | Administratively Determined Incentive Program | EDISON | 8820 | 13.12 | Residential | Behind the Meter | No | Tesla Energy Operations, Inc. | PSE&G |  | Accepted | 2025-08-14 | 2025-09-09 | 2026-09-09 | Inverters | Hanwha | 1538000-XX-Y | 7600 |  | 1 |  |  | 0.98 |  | Outdoor
NJADRE1560295104 | Administratively Determined Incentive Program | LINDEN | 7036 | 6.96 | Residential | Behind the Meter | Yes | EMT Renewables, LLC | PSE&G |  | Accepted | 2025-08-14 | 2025-09-10 | 2026-09-10 | Inverters | Enphase | IQ8HC | 290 |  | 16 |  |  | 0.98 |  | Other | UNDER EACH PANEL
NJADRE1560295104 | Administratively Determined Incentive Program | LINDEN | 7036 | 6.96 | Residential | Behind the Meter | Yes | EMT Renewables, LLC | PSE&G |  | Accepted | 2025-08-14 | 2025-09-10 | 2026-09-10 | Solar Panels | Q CELLS | Q TRON-BLM-M-G2.H+ |  | 0.435 | 3 | 309 | 38 |  | Fixed | Roof
NJADRE1560295104 | Administratively Determined Incentive Program | LINDEN | 7036 | 6.96 | Residential | Behind the Meter | Yes | EMT Renewables, LLC | PSE&G |  | Accepted | 2025-08-14 | 2025-09-10 | 2026-09-10 | Solar Panels | Q CELLS | Q TRON-BLM-M-G2.H+ |  | 0.435 | 12 | 129 | 38 |  | Fixed | Roof
NJADRE1560295104 | Administratively Determined Incentive Program | LINDEN | 7036 | 6.96 | Residential | Behind the Meter | Yes | EMT Renewables, LLC | PSE&G |  | Accepted | 2025-08-14 | 2025-09-10 | 2026-09-10 | Solar Panels | Q CELLS | Q TRON-BLM-M-G2.H+ |  | 0.435 | 1 | 219 | 40 |  | Fixed | Roof
NJADRE1560295106 | Administratively Determined Incentive Program | EAST ORANGE | 7017 | 3.28 | Residential | Behind the Meter | Yes | Pro Custom Solar dba Momentum Solar | PSE&G |  | Accepted | 2025-08-14 | 2025-09-11 | 2026-09-11 | Inverters | Enphase | Q. Peak duo blk ML-G10 +410 | 380 |  | 8 |  |  | 0.97 |  | Outdoor
NJADRE1560295106 | Administratively Determined Incentive Program | EAST ORANGE | 7017 | 3.28 | Residential | Behind the Meter | Yes | Pro Custom Solar dba Momentum Solar | PSE&G |  | Accepted | 2025-08-14 | 2025-09-11 | 2026-09-11 | Solar Panels | Enphase | Q. Peak duo blk ML-G10 +410 |  | 0.41 | 8 | 112 | 43 |  | Fixed | Roof
NJADRE1560295109 | Administratively Determined Incentive Program | PLEASANTVILLE | 8232 | 10.005 | Residential | Behind the Meter | Yes | SunnyMac, LLC | AC Electric |  | Accepted | 2025-08-14 | 2025-09-09 | 2026-09-09 | Inverters | SOLAREDGE HOME HUB | SE7600H-US | 7600 |  | 1 |  |  | 0.99 |  | Outdoor | next to meter
NJADRE1560295109 | Administratively Determined Incentive Program | PLEASANTVILLE | 8232 | 10.005 | Residential | Behind the Meter | Yes | SunnyMac, LLC | AC Electric |  | Accepted | 2025-08-14 | 2025-09-09 | 2026-09-09 | Solar Panels | HANWHA | Q.TRON BLK M-G2.H+ |  | 0.435 | 4 | 27 | 27 |  | Fixed | Roof
NJADRE1560295109 | Administratively Determined Incentive Program | PLEASANTVILLE | 8232 | 10.005 | Residential | Behind the Meter | Yes | SunnyMac, LLC | AC Electric |  | Accepted | 2025-08-14 | 2025-09-09 | 2026-09-09 | Solar Panels | HANWHA | Q.TRON BLK M-G2.H+ |  | 0.435 | 8 | 113 | 27 |  | Fixed | Roof
NJADRE1560295109 | Administratively Determined Incentive Program | PLEASANTVILLE | 8232 | 10.005 | Residential | Behind the Meter | Yes | SunnyMac, LLC | AC Electric |  | Accepted | 2025-08-14 | 2025-09-09 | 2026-09-09 | Solar Panels | HANWHA | Q.TRON BLK M-G2.H+ |  | 0.435 | 4 | 113 | 27 |  | Fixed | Roof
NJADRE1560295109 | Administratively Determined Incentive Program | PLEASANTVILLE | 8232 | 10.005 | Residential | Behind the Meter | Yes | SunnyMac, LLC | AC Electric |  | Accepted | 2025-08-14 | 2025-09-09 | 2026-09-09 | Solar Panels | HANWHA | Q.TRON BLK M-G2.H+ |  | 0.435 | 7 | 293 | 27 |  | Fixed | Roof
NJADRE1560295113 | Administratively Determined Incentive Program | EVESHAM | 8053 | 11.48 | Residential | Behind the Meter | Yes | Mona Lee GoodLeap Resi Solar | PSE&G |  | Accepted | 2025-08-14 | 2025-09-11 | 2026-09-11 | Inverters | SOLAREDGE | USE10000H-USMNUBL75 | 10000 |  | 1 |  |  | 0.99 |  | Outdoor
NJADRE1560295113 | Administratively Determined Incentive Program | EVESHAM | 8053 | 11.48 | Residential | Behind the Meter | Yes | Mona Lee GoodLeap Resi Solar | PSE&G |  | Accepted | 2025-08-14 | 2025-09-11 | 2026-09-11 | Solar Panels | HANWHA | Q.PEAK DUO BLK ML-G10.C+ 410W |  | 0.41 | 24 | 194 | 22 |  | Fixed | Roof
NJADRE1560295113 | Administratively Determined Incentive Program | EVESHAM | 8053 | 11.48 | Residential | Behind the Meter | Yes | Mona Lee GoodLeap Resi Solar | PSE&G |  | Accepted | 2025-08-14 | 2025-09-11 | 2026-09-11 | Solar Panels | HANWHA | Q.PEAK DUO BLK ML-G10.C+ 410W |  | 0.41 | 4 | 14 | 22 |  | Fixed | Roof
NJADRE1560295118 | Administratively Determined Incentive Program | MOORESTOWN | 8057 | 14.355 | Residential | Behind the Meter | Yes | SunnyMac, LLC | PSE&G |  | Accepted | 2025-08-14 | 2025-09-10 | 2026-09-10 | Inverters | SOLAREDGE HOME HUB | SE10000H-US | 10000 |  | 1 |  |  | 0.99 |  | Outdoor | next to meter
NJADRE1560295118 | Administratively Determined Incentive Program | MOORESTOWN | 8057 | 14.355 | Residential | Behind the Meter | Yes | SunnyMac, LLC | PSE&G |  | Accepted | 2025-08-14 | 2025-09-10 | 2026-09-10 | Solar Panels | HANWHA | Q.TRON BLK M-G2.H+ |  | 0.435 | 5 | 285 | 30 |  | Fixed | Roof
NJADRE1560295118 | Administratively Determined Incentive Program | MOORESTOWN | 8057 | 14.355 | Residential | Behind the Meter | Yes | SunnyMac, LLC | PSE&G |  | Accepted | 2025-08-14 | 2025-09-10 | 2026-09-10 | Solar Panels | HANWHA | Q.TRON BLK M-G2.H+ |  | 0.435 | 2 | 195 | 45 |  | Fixed | Roof
NJADRE1560295118 | Administratively Determined Incentive Program | MOORESTOWN | 8057 | 14.355 | Residential | Behind the Meter | Yes | SunnyMac, LLC | PSE&G |  | Accepted | 2025-08-14 | 2025-09-10 | 2026-09-10 | Solar Panels | HANWHA | Q.TRON BLK M-G2.H+ |  | 0.435 | 4 | 195 | 40 |  | Fixed | Roof
NJADRE1560295118 | Administratively Determined Incentive Program | MOORESTOWN | 8057 | 14.355 | Residential | Behind the Meter | Yes | SunnyMac, LLC | PSE&G |  | Accepted | 2025-08-14 | 2025-09-10 | 2026-09-10 | Solar Panels | HANWHA | Q.TRON BLK M-G2.H+ |  | 0.435 | 16 | 105 | 30 |  | Fixed | Roof
NJADRE1560295118 | Administratively Determined Incentive Program | MOORESTOWN | 8057 | 14.355 | Residential | Behind the Meter | Yes | SunnyMac, LLC | PSE&G |  | Accepted | 2025-08-14 | 2025-09-10 | 2026-09-10 | Solar Panels | HANWHA | Q.TRON BLK M-G2.H+ |  | 0.435 | 6 | 195 | 40 |  | Fixed | Roof
NJADRE1560295122 | Administratively Determined Incentive Program | NUTLEY | 7110 | 6.96 | Residential | Behind the Meter | Yes | EMT Renewables, LLC | PSE&G |  | Accepted | 2025-08-14 | 2025-09-10 | 2026-09-10 | Inverters | Enphase | IQ8HC | 290 |  | 16 |  |  | 0.98 |  | Other | UNDER EACH PANEL
NJADRE1560295122 | Administratively Determined Incentive Program | NUTLEY | 7110 | 6.96 | Residential | Behind the Meter | Yes | EMT Renewables, LLC | PSE&G |  | Accepted | 2025-08-14 | 2025-09-10 | 2026-09-10 | Solar Panels | Q CELLS | Q TRON-BLK-M-G2.H+ |  | 0.435 | 10 | 195 | 15 |  | Fixed | Roof
NJADRE1560295122 | Administratively Determined Incentive Program | NUTLEY | 7110 | 6.96 | Residential | Behind the Meter | Yes | EMT Renewables, LLC | PSE&G |  | Accepted | 2025-08-14 | 2025-09-10 | 2026-09-10 | Solar Panels | Q CELLS | Q TRON-BLK-M-G2.H+ |  | 0.435 | 6 | 285 | 34 |  | Fixed | Roof
NJADRE1560295130 | Administratively Determined Incentive Program | Glassboro | 8028 | 3.69 | Residential | Behind the Meter | Yes | Trinity Solar, LLC | AC Electric |  | Accepted | 2025-08-14 | 2025-09-09 | 2026-09-09 | Inverters | SOLAREDGE | SE3800H-US | 3800 |  | 1 |  |  | 0.97 |  | Outside
NJADRE1560295130 | Administratively Determined Incentive Program | Glassboro | 8028 | 3.69 | Residential | Behind the Meter | Yes | Trinity Solar, LLC | AC Electric |  | Accepted | 2025-08-14 | 2025-09-09 | 2026-09-09 | Solar Panels | HANWHA 410 (Q.PEAK DUO BLK ML-G10+410) | HANWHA 410 (Q.PEAK DUO BLK ML-G10+410) |  | 0.41 | 9 | 213 | 40 |  | Fixed | Roof
NJADRE1560295137 | Administratively Determined Incentive Program | Newfoundland | 7435 | 8.61 | Residential | Behind the Meter | Yes | Pro Custom Solar dba Momentum Solar | Orange Rockland Electric |  | Accepted | 2025-08-14 | 2025-09-11 | 2026-09-11 | Solar Panels | Enphase | Q. Peak duo blk ML-G10 +410 |  | 0.41 | 4 | 303 | 34 |  | Fixed | Roof
NJADRE1560295137 | Administratively Determined Incentive Program | Newfoundland | 7435 | 8.61 | Residential | Behind the Meter | Yes | Pro Custom Solar dba Momentum Solar | Orange Rockland Electric |  | Accepted | 2025-08-14 | 2025-09-11 | 2026-09-11 | Solar Panels | Enphase | Q. Peak duo blk ML-G10 +410 |  | 0.41 | 3 | 33 | 34 |  | Fixed | Roof
NJADRE1560295137 | Administratively Determined Incentive Program | Newfoundland | 7435 | 8.61 | Residential | Behind the Meter | Yes | Pro Custom Solar dba Momentum Solar | Orange Rockland Electric |  | Accepted | 2025-08-14 | 2025-09-11 | 2026-09-11 | Inverters | Enphase | IQ8HC | 380 |  | 21 |  |  | 0.97 |  | Outdoor
NJADRE1560295137 | Administratively Determined Incentive Program | Newfoundland | 7435 | 8.61 | Residential | Behind the Meter | Yes | Pro Custom Solar dba Momentum Solar | Orange Rockland Electric |  | Accepted | 2025-08-14 | 2025-09-11 | 2026-09-11 | Solar Panels | Hanwha | Q. Peak duo blk ML-G10 +410 |  | 0.41 | 14 | 292 | 34 |  | Fixed | Roof
NJADRE1560295138 | Administratively Determined Incentive Program | MORGANVILLE | 7751 | 9.02 | Residential | Behind the Meter | Yes | Sunrun Installation Services Inc. | JCP&L |  | Accepted | 2025-08-15 | 2025-09-10 | 2026-09-10 | Inverters | SolarEdge Technologies | SE7600H-USMN | 7600 |  | 1 |  |  | 0.99 |  | Indoor | Next to meter
NJADRE1560295138 | Administratively Determined Incentive Program | MORGANVILLE | 7751 | 9.02 | Residential | Behind the Meter | Yes | Sunrun Installation Services Inc. | JCP&L |  | Accepted | 2025-08-15 | 2025-09-10 | 2026-09-10 | Solar Panels | Elin Energy (Sirius PV) | ELNSM54M-HC-410 |  | 0.41 | 2 | 64 | 17 |  | Fixed | Roof
NJADRE1560295138 | Administratively Determined Incentive Program | MORGANVILLE | 7751 | 9.02 | Residential | Behind the Meter | Yes | Sunrun Installation Services Inc. | JCP&L |  | Accepted | 2025-08-15 | 2025-09-10 | 2026-09-10 | Solar Panels | Elin Energy (Sirius PV) | ELNSM54M-HC-410 |  | 0.41 | 2 | 154 | 36 |  | Fixed | Roof
NJADRE1560295138 | Administratively Determined Incentive Program | MORGANVILLE | 7751 | 9.02 | Residential | Behind the Meter | Yes | Sunrun Installation Services Inc. | JCP&L |  | Accepted | 2025-08-15 | 2025-09-10 | 2026-09-10 | Solar Panels | Elin Energy (Sirius PV) | ELNSM54M-HC-410 |  | 0.41 | 4 | 334 | 36 |  | Fixed | Roof
NJADRE1560295138 | Administratively Determined Incentive Program | MORGANVILLE | 7751 | 9.02 | Residential | Behind the Meter | Yes | Sunrun Installation Services Inc. | JCP&L |  | Accepted | 2025-08-15 | 2025-09-10 | 2026-09-10 | Solar Panels | Elin Energy (Sirius PV) | ELNSM54M-HC-410 |  | 0.41 | 14 | 64 | 36 |  | Fixed | Roof
NJADRE1560295374 | Administratively Determined Incentive Program | Woodbury | 8096 | 10.32 | Residential | Behind the Meter | No | EMT Renewables, LLC | PSE&G |  | Accepted | 2025-08-14 | 2025-09-10 | 2026-09-10 | Inverters | ENPHASE | IQ8+ | 290 |  | 24 |  |  | 0.98 |  | Other | UNDER EACH PANEL
NJADRE1560295374 | Administratively Determined Incentive Program | Woodbury | 8096 | 10.32 | Residential | Behind the Meter | No | EMT Renewables, LLC | PSE&G |  | Accepted | 2025-08-14 | 2025-09-10 | 2026-09-10 | Solar Panels | Q CELLS | Q TRON |  | 0.43 | 24 | 332 | 24 |  | Fixed | Roof
NJADRE1560295491 | Administratively Determined Incentive Program | Cherry Hill | 8002 | 9.03 | Residential | Behind the Meter | No | EMT Renewables, LLC | PSE&G |  | Accepted | 2025-08-14 | 2025-09-10 | 2026-09-10 | Inverters | ENPHASE | IQ8+ | 290 |  | 21 |  |  | 0.98 |  | Other | UNDER EACH PANEL
NJADRE1560295491 | Administratively Determined Incentive Program | Cherry Hill | 8002 | 9.03 | Residential | Behind the Meter | No | EMT Renewables, LLC | PSE&G |  | Accepted | 2025-08-14 | 2025-09-10 | 2026-09-10 | Solar Panels | Q CELLS | Q TRON |  | 0.43 | 21 | 224 | 22 |  | Fixed | Roof
NJADRE1560295493 | Administratively Determined Incentive Program | Collingswood | 8107 | 15.84 | Residential | Behind the Meter | No | MACK Solar and Roofing | PSE&G |  | Accepted | 2025-08-18 | 2025-09-16 | 2026-09-16 | Solar Panels | Jinko | JA Solar 440W Modules |  | 0.44 | 12 | 82 | 27 |  | Fixed | Roof
NJADRE1560295493 | Administratively Determined Incentive Program | Collingswood | 8107 | 15.84 | Residential | Behind the Meter | No | MACK Solar and Roofing | PSE&G |  | Accepted | 2025-08-18 | 2025-09-16 | 2026-09-16 | Solar Panels | Jinko | JA Solar 440W Modules |  | 0.44 | 14 | 172 | 27 |  | Fixed | Roof
NJADRE1560295493 | Administratively Determined Incentive Program | Collingswood | 8107 | 15.84 | Residential | Behind the Meter | No | MACK Solar and Roofing | PSE&G |  | Accepted | 2025-08-18 | 2025-09-16 | 2026-09-16 | Inverters | Solar Edge | Home Hub 11.4KW Inverter | 11400 |  | 1 |  |  | 0.98 |  | Outdoor
NJADRE1560295493 | Administratively Determined Incentive Program | Collingswood | 8107 | 15.84 | Residential | Behind the Meter | No | MACK Solar and Roofing | PSE&G |  | Accepted | 2025-08-18 | 2025-09-16 | 2026-09-16 | Solar Panels | Jinko | JA Solar 440W Modules |  | 0.44 | 10 | 82 | 28 |  | Fixed | Roof
NJADRE1560295634 | Administratively Determined Incentive Program | MANASQUAN | 8736 | 15.91 | Residential | Behind the Meter | No | EMT Renewables, LLC | JCP&L |  | Accepted | 2025-08-14 | 2025-09-10 | 2026-09-10 | Solar Panels | Q CELLS | Q TRON |  | 0.43 | 7 | 63 | 21 |  | Fixed | Roof
NJADRE1560295634 | Administratively Determined Incentive Program | MANASQUAN | 8736 | 15.91 | Residential | Behind the Meter | No | EMT Renewables, LLC | JCP&L |  | Accepted | 2025-08-14 | 2025-09-10 | 2026-09-10 | Inverters | ENPHASE | IQ8+ | 290 |  | 37 |  |  | 0.98 |  | Other | UNDER EACH PANEL
NJADRE1560295634 | Administratively Determined Incentive Program | MANASQUAN | 8736 | 15.91 | Residential | Behind the Meter | No | EMT Renewables, LLC | JCP&L |  | Accepted | 2025-08-14 | 2025-09-10 | 2026-09-10 | Solar Panels | Q CELLS | Q TRON |  | 0.43 | 8 | 333 | 18 |  | Fixed | Roof
NJADRE1560295634 | Administratively Determined Incentive Program | MANASQUAN | 8736 | 15.91 | Residential | Behind the Meter | No | EMT Renewables, LLC | JCP&L |  | Accepted | 2025-08-14 | 2025-09-10 | 2026-09-10 | Solar Panels | Q CELLS | Q TRON |  | 0.43 | 7 | 243 | 20 |  | Fixed | Roof
NJADRE1560295634 | Administratively Determined Incentive Program | MANASQUAN | 8736 | 15.91 | Residential | Behind the Meter | No | EMT Renewables, LLC | JCP&L |  | Accepted | 2025-08-14 | 2025-09-10 | 2026-09-10 | Solar Panels | Q.CELLS | Q TRON |  | 0.43 | 15 | 153 | 18 |  | Fixed | Roof
NJADRE1560295653 | Administratively Determined Incentive Program | BRIDGETON | 8302 | 6.525 | Residential | Behind the Meter | Yes | SunnyMac, LLC | AC Electric |  | Accepted | 2025-08-14 | 2025-09-09 | 2026-09-09 | Inverters | SOLAREDGE HOME HUB | SE5700H-US | 5760 |  | 1 |  |  | 0.99 |  | Outdoor | next to meter
NJADRE1560295653 | Administratively Determined Incentive Program | BRIDGETON | 8302 | 6.525 | Residential | Behind the Meter | Yes | SunnyMac, LLC | AC Electric |  | Accepted | 2025-08-14 | 2025-09-09 | 2026-09-09 | Solar Panels | HANWHA | Q.TRON BLK M-G2.H+ |  | 0.435 | 15 | 174 | 24 |  | Fixed | Roof
NJADRE1560295657 | Administratively Determined Incentive Program | TOMS RIVER | 8755 | 4.51 | Residential | Behind the Meter | Yes | Pro Custom Solar dba Momentum Solar | JCP&L |  | Accepted | 2025-08-14 | 2025-09-11 | 2026-09-11 | Inverters | Enphase | Q. Peak duo blk ML-G10 +410 | 380 |  | 11 |  |  | 0.97 |  | Outdoor
NJADRE1560295657 | Administratively Determined Incentive Program | TOMS RIVER | 8755 | 4.51 | Residential | Behind the Meter | Yes | Pro Custom Solar dba Momentum Solar | JCP&L |  | Accepted | 2025-08-14 | 2025-09-11 | 2026-09-11 | Solar Panels | Enphase | Q. Peak duo blk ML-G10 +410 |  | 0.41 | 11 | 166 | 33 |  | Fixed | Roof
NJADRE1560295658 | Administratively Determined Incentive Program | TOMS RIVER | 8757 | 4.1 | Residential | Behind the Meter | Yes | Freedom Forever New Jersey, LLC | JCP&L |  | Accepted | 2025-08-14 | 2025-09-09 | 2026-09-09 | Inverters | Solar Edge | SE3800H-US | 3800 |  | 1 |  |  | 0.99 |  | Outdoor
NJADRE1560295658 | Administratively Determined Incentive Program | TOMS RIVER | 8757 | 4.1 | Residential | Behind the Meter | Yes | Freedom Forever New Jersey, LLC | JCP&L |  | Accepted | 2025-08-14 | 2025-09-09 | 2026-09-09 | Solar Panels | Hanwha | Q.PEAK DUO BLK ML-G10.C+ 410 |  | 0.41 | 10 | 243 | 18 |  | Fixed | Roof
NJADRE1560295662 | Administratively Determined Incentive Program | FREEHOLD | 7728 | 8.61 | Residential | Behind the Meter | Yes | Trinity Solar, LLC | JCP&L |  | Accepted | 2025-08-14 | 2025-09-10 | 2026-09-10 | Solar Panels | HANWHA 410 (Q.PEAK DUO BLK ML-G10+410) | HANWHA 410 (Q.PEAK DUO BLK ML-G10+410) |  | 0.41 | 21 | 83 | 34 |  | Fixed | Roof
NJADRE1560295662 | Administratively Determined Incentive Program | FREEHOLD | 7728 | 8.61 | Residential | Behind the Meter | Yes | Trinity Solar, LLC | JCP&L |  | Accepted | 2025-08-14 | 2025-09-10 | 2026-09-10 | Inverters | SOLAREDGE | SE7600H-US | 7600 |  | 1 |  |  | 0.97 |  | Outside
NJADRE1560295680 | Administratively Determined Incentive Program | Franklin Park | 8823 | 11.31 | Residential | Behind the Meter | No | NJ Solar Power, LLC | PSE&G |  | Accepted | 2025-08-14 | 2025-09-11 | 2026-09-11 | Inverters | SolarEdge | SE10000H-US | 10000 |  | 1 |  |  | 0.97 |  | Outside
NJADRE1560295680 | Administratively Determined Incentive Program | Franklin Park | 8823 | 11.31 | Residential | Behind the Meter | No | NJ Solar Power, LLC | PSE&G |  | Accepted | 2025-08-14 | 2025-09-11 | 2026-09-11 | Solar Panels | Hanwha | Q.TRON BLK M-G2+ 435 |  | 0.435 | 26 | 209 | 27 |  | Fixed | Roof | Roof 1
NJADRE1560295682 | Administratively Determined Incentive Program | EWING | 8638 | 10.005 | Residential | Behind the Meter | Yes | SunnyMac, LLC | PSE&G |  | Accepted | 2025-08-14 | 2025-09-09 | 2026-09-09 | Solar Panels | HANWHA | Q.TRON BLK M-G2.H+ |  | 0.435 | 7 | 204 | 43 |  | Fixed | Roof
NJADRE1560295682 | Administratively Determined Incentive Program | EWING | 8638 | 10.005 | Residential | Behind the Meter | Yes | SunnyMac, LLC | PSE&G |  | Accepted | 2025-08-14 | 2025-09-09 | 2026-09-09 | Solar Panels | HANWHA | Q.TRON BLK M-G2.H+ |  | 0.435 | 6 | 295 | 33 |  | Fixed | Roof
NJADRE1560295682 | Administratively Determined Incentive Program | EWING | 8638 | 10.005 | Residential | Behind the Meter | Yes | SunnyMac, LLC | PSE&G |  | Accepted | 2025-08-14 | 2025-09-09 | 2026-09-09 | Solar Panels | HANWHA | Q.TRON BLK M-G2.H+ |  | 0.435 | 3 | 295 | 13 |  | Fixed | Roof
NJADRE1560295682 | Administratively Determined Incentive Program | EWING | 8638 | 10.005 | Residential | Behind the Meter | Yes | SunnyMac, LLC | PSE&G |  | Accepted | 2025-08-14 | 2025-09-09 | 2026-09-09 | Inverters | SOLAREDGE HOME HUB | SE7600H-US | 7600 |  | 1 |  |  | 0.99 |  | Outdoor | next to meter
NJADRE1560295682 | Administratively Determined Incentive Program | EWING | 8638 | 10.005 | Residential | Behind the Meter | Yes | SunnyMac, LLC | PSE&G |  | Accepted | 2025-08-14 | 2025-09-09 | 2026-09-09 | Solar Panels | HANWHA | Q.TRON BLK M-G2.H+ |  | 0.435 | 7 | 116 | 33 |  | Fixed | Roof
NJADRE1560295693 | Administratively Determined Incentive Program | MOORESTOWN | 8057 | 13.12 | Residential | Behind the Meter | No | Tesla Energy Operations, Inc. | PSE&G |  | Accepted | 2025-08-14 | 2025-09-09 | 2026-09-09 | Electric Storage Battery | Tesla | Powerwall 3 |  |  | 2 |  |  |  | Lithium Ion |  | OUTSIDE
NJADRE1560295693 | Administratively Determined Incentive Program | MOORESTOWN | 8057 | 13.12 | Residential | Behind the Meter | No | Tesla Energy Operations, Inc. | PSE&G |  | Accepted | 2025-08-14 | 2025-09-09 | 2026-09-09 | Solar Panels | HANWHA | Q.PEAK DUO BLK ML-G10+/TS 410 |  | 0.41 | 13 | 168 | 30 |  | Fixed | Roof
NJADRE1560295693 | Administratively Determined Incentive Program | MOORESTOWN | 8057 | 13.12 | Residential | Behind the Meter | No | Tesla Energy Operations, Inc. | PSE&G |  | Accepted | 2025-08-14 | 2025-09-09 | 2026-09-09 | Solar Panels | Hanwha | Q.PEAK DUO BLK ML-G10+/TS 410 |  | 0.41 | 19 | 348 | 30 |  | Fixed | Roof
NJADRE1560295693 | Administratively Determined Incentive Program | MOORESTOWN | 8057 | 13.12 | Residential | Behind the Meter | No | Tesla Energy Operations, Inc. | PSE&G |  | Accepted | 2025-08-14 | 2025-09-09 | 2026-09-09 | Inverters | Tesla | 1707000-XX-Y | 11500 |  | 1 |  |  | 0.98 |  | Outdoor
NJADRE1560295698 | Administratively Determined Incentive Program | UNION | 7083 | 4.51 | Residential | Behind the Meter | Yes | Sunrun Installation Services, Inc. | PSE&G |  | Accepted | 2025-08-14 | 2025-09-09 | 2026-09-09 | Electric Storage Battery | TESLA | Powerwall 3 1707000-xx-y |  |  | 1 |  |  |  | Lithium Ion |  | Outside
NJADRE1560295698 | Administratively Determined Incentive Program | UNION | 7083 | 4.51 | Residential | Behind the Meter | Yes | Sunrun Installation Services, Inc. | PSE&G |  | Accepted | 2025-08-14 | 2025-09-09 | 2026-09-09 | Inverters | TESLA | Powerwall 3 1707000-xx-y | 11500 |  | 1 |  |  | 0.97 |  | Outdoor
NJADRE1560295698 | Administratively Determined Incentive Program | UNION | 7083 | 4.51 | Residential | Behind the Meter | Yes | Sunrun Installation Services, Inc. | PSE&G |  | Accepted | 2025-08-14 | 2025-09-09 | 2026-09-09 | Solar Panels | Hanwha Q-Cells | Q.PEAK DUO BLK ML-G10.C+ 410 (MD06G100A-017) |  | 0.41 | 6 | 128 | 23 |  | Fixed | Roof
NJADRE1560295698 | Administratively Determined Incentive Program | UNION | 7083 | 4.51 | Residential | Behind the Meter | Yes | Sunrun Installation Services, Inc. | PSE&G |  | Accepted | 2025-08-14 | 2025-09-09 | 2026-09-09 | Solar Panels | Hanwha Q-Cells | Q.PEAK DUO BLK ML-G10.C+ 410 (MD06G100A-017) |  | 0.41 | 5 | 308 | 23 |  | Fixed | Roof
NJADRE1560295712 | Administratively Determined Incentive Program | WHITING | 8759 | 4.86 | Residential | Behind the Meter | No | Solar Energy World | JCP&L |  | Accepted | 2025-08-14 | 2025-09-10 | 2026-09-10 | Solar Panels | LONGi | LR5-54HPB-405M |  | 0.405 | 12 | 269 | 16 |  | Fixed | Roof
NJADRE1560295712 | Administratively Determined Incentive Program | WHITING | 8759 | 4.86 | Residential | Behind the Meter | No | Solar Energy World | JCP&L |  | Accepted | 2025-08-14 | 2025-09-10 | 2026-09-10 | Inverters | Enphase | IQ8HC-72-M-DOM-US | 380 |  | 12 |  |  | 0.97 |  | Outside
NJADRE1560295718 | Administratively Determined Incentive Program | BARNEGAT LIGHT | 8006 | 7.74 | Residential | Behind the Meter | No | EMT Renewables, LLC | AC Electric |  | Accepted | 2025-08-14 | 2025-09-10 | 2026-09-10 | Solar Panels | Q CELLS | Q TRON |  | 0.43 | 15 | 115 | 32 |  | Fixed | Roof
NJADRE1560295718 | Administratively Determined Incentive Program | BARNEGAT LIGHT | 8006 | 7.74 | Residential | Behind the Meter | No | EMT Renewables, LLC | AC Electric |  | Accepted | 2025-08-14 | 2025-09-10 | 2026-09-10 | Solar Panels | Q CELLS | Q TRON |  | 0.43 | 3 | 26 | 1 |  | Fixed | Roof
NJADRE1560295718 | Administratively Determined Incentive Program | BARNEGAT LIGHT | 8006 | 7.74 | Residential | Behind the Meter | No | EMT Renewables, LLC | AC Electric |  | Accepted | 2025-08-14 | 2025-09-10 | 2026-09-10 | Inverters | ENPHASE | IQ8+ | 290 |  | 18 |  |  | 0.98 |  | Other | UNDER EACH PANEL
NJADRE1560295727 | Administratively Determined Incentive Program | BELLMAWR | 8031 | 8.7 | Residential | Behind the Meter | Yes | SunnyMac, LLC | PSE&G |  | Accepted | 2025-08-14 | 2025-09-09 | 2026-09-09 | Solar Panels | HANWHA | Q.TRON BLK M-G2.H+ |  | 0.435 | 3 | 165 | 24 |  | Fixed | Roof
NJADRE1560295727 | Administratively Determined Incentive Program | BELLMAWR | 8031 | 8.7 | Residential | Behind the Meter | Yes | SunnyMac, LLC | PSE&G |  | Accepted | 2025-08-14 | 2025-09-09 | 2026-09-09 | Solar Panels | HANWHA | Q.TRON BLK M-G2.H+ |  | 0.435 | 2 | 35 | 24 |  | Fixed | Roof
NJADRE1560295727 | Administratively Determined Incentive Program | BELLMAWR | 8031 | 8.7 | Residential | Behind the Meter | Yes | SunnyMac, LLC | PSE&G |  | Accepted | 2025-08-14 | 2025-09-09 | 2026-09-09 | Solar Panels | HANWHA | Q.TRON BLK M-G2.H+ |  | 0.435 | 6 | 165 | 23 |  | Fixed | Roof
NJADRE1560295727 | Administratively Determined Incentive Program | BELLMAWR | 8031 | 8.7 | Residential | Behind the Meter | Yes | SunnyMac, LLC | PSE&G |  | Accepted | 2025-08-14 | 2025-09-09 | 2026-09-09 | Solar Panels | HANWHA | Q.TRON BLK M-G2.H+ |  | 0.435 | 5 | 75 | 22 |  | Fixed | Roof
NJADRE1560295727 | Administratively Determined Incentive Program | BELLMAWR | 8031 | 8.7 | Residential | Behind the Meter | Yes | SunnyMac, LLC | PSE&G |  | Accepted | 2025-08-14 | 2025-09-09 | 2026-09-09 | Solar Panels | HANWHA | Q.TRON BLK M-G2.H+ |  | 0.435 | 4 | 255 | 22 |  | Fixed | Roof
NJADRE1560295727 | Administratively Determined Incentive Program | BELLMAWR | 8031 | 8.7 | Residential | Behind the Meter | Yes | SunnyMac, LLC | PSE&G |  | Accepted | 2025-08-14 | 2025-09-09 | 2026-09-09 | Inverters | SOLAREDGE ENERGY HUB | SE5700H-US | 5760 |  | 1 |  |  | 0.99 |  | Outdoor | next to meter
NJADRE1560295729 | Administratively Determined Incentive Program | East Brunswick | 8816 | 9.35 | Residential | Behind the Meter | No | US Clean Energy Construction, Inc. | PSE&G |  | Accepted | 2025-08-14 | 2025-09-09 | 2026-09-09 | Meters | VISION METERING | Cat VM-2E2A1P |  |  | 1 |  |  |  | Yes | Outdoor
NJADRE1560295729 | Administratively Determined Incentive Program | East Brunswick | 8816 | 9.35 | Residential | Behind the Meter | No | US Clean Energy Construction, Inc. | PSE&G |  | Accepted | 2025-08-14 | 2025-09-09 | 2026-09-09 | Inverters | SMA AMERICA | SMA SB-5.8-US | 5800 |  | 1 |  |  | 0.98 |  | Outdoor
NJADRE1560295729 | Administratively Determined Incentive Program | East Brunswick | 8816 | 9.35 | Residential | Behind the Meter | No | US Clean Energy Construction, Inc. | PSE&G |  | Accepted | 2025-08-14 | 2025-09-09 | 2026-09-09 | Solar Panels | Trina Solar | Trina 425W |  | 0.425 | 22 | 88 | 20 |  | Fixed | Roof
NJADRE1560295741 | Administratively Determined Incentive Program | FRANKLINVILLE | 8322 | 14.35 | Residential | Behind the Meter | Yes | Pro Custom Solar dba Momentum Solar | AC Electric |  | Accepted | 2025-08-14 | 2025-09-11 | 2026-09-11 | Inverters | Enphase | Q. Peak duo blk ML-G10 +410 | 380 |  | 35 |  |  | 0.97 |  | Outdoor
NJADRE1560295741 | Administratively Determined Incentive Program | FRANKLINVILLE | 8322 | 14.35 | Residential | Behind the Meter | Yes | Pro Custom Solar dba Momentum Solar | AC Electric |  | Accepted | 2025-08-14 | 2025-09-11 | 2026-09-11 | Solar Panels | Enphase | Q. Peak duo blk ML-G10 +410 |  | 0.41 | 5 | 143 | 29 |  | Fixed | Roof
NJADRE1560295741 | Administratively Determined Incentive Program | FRANKLINVILLE | 8322 | 14.35 | Residential | Behind the Meter | Yes | Pro Custom Solar dba Momentum Solar | AC Electric |  | Accepted | 2025-08-14 | 2025-09-11 | 2026-09-11 | Solar Panels | Enphase | Q. Peak duo blk ML-G10 +410 |  | 0.41 | 16 | 323 | 27 |  | Fixed | Roof
NJADRE1560295741 | Administratively Determined Incentive Program | FRANKLINVILLE | 8322 | 14.35 | Residential | Behind the Meter | Yes | Pro Custom Solar dba Momentum Solar | AC Electric |  | Accepted | 2025-08-14 | 2025-09-11 | 2026-09-11 | Solar Panels | Enphase | Q. Peak duo blk ML-G10 +410 |  | 0.41 | 14 | 143 | 29 |  | Fixed | Roof
NJADRE1560295751 | Administratively Determined Incentive Program | HOPEWELL TWP | 8534 | 12.9 | Residential | Behind the Meter | No | Green Power Energy, LLC | PSE&G |  | Accepted | 2025-08-14 | 2025-09-10 | 2026-09-10 | Solar Panels | SEG Solar | SEG-430-BTD-BG |  | 0.43 | 30 | 163 | 34 |  | Fixed | Roof
NJADRE1560295751 | Administratively Determined Incentive Program | HOPEWELL TWP | 8534 | 12.9 | Residential | Behind the Meter | No | Green Power Energy, LLC | PSE&G |  | Accepted | 2025-08-14 | 2025-09-10 | 2026-09-10 | Inverters | Enphase | IQ8MC-72-M-US [240V] | 320 |  | 30 |  |  | 0.98 |  | Outside
NJADRE1560295756 | Administratively Determined Incentive Program | MT. LAUREL TOWNSHIP | 8054 | 5.67 | Residential | Behind the Meter | No | Solar Energy World | PSE&G |  | Accepted | 2025-08-14 | 2025-09-10 | 2026-09-10 | Solar Panels | LONGi | LR5-54HPB-405M |  | 0.405 | 14 | 209 | 20 |  | Double Axis | Roof
NJADRE1560295756 | Administratively Determined Incentive Program | MT. LAUREL TOWNSHIP | 8054 | 5.67 | Residential | Behind the Meter | No | Solar Energy World | PSE&G |  | Accepted | 2025-08-14 | 2025-09-10 | 2026-09-10 | Inverters | Enphase | IQ8+-72-M-US | 290 |  | 14 |  |  | 0.97 |  | Outside
NJADRE1560295757 | Administratively Determined Incentive Program | VOORHEES TOWNSHIP | 8043 | 15.225 | Residential | Behind the Meter | Yes | SunnyMac, LLC | AC Electric |  | Accepted | 2025-08-14 | 2025-09-10 | 2026-09-10 | Inverters | SOLAREDGE HOME HUB | SE10000H-US | 10000 |  | 1 |  |  | 0.99 |  | Outdoor | next to meter
NJADRE1560295757 | Administratively Determined Incentive Program | VOORHEES TOWNSHIP | 8043 | 15.225 | Residential | Behind the Meter | Yes | SunnyMac, LLC | AC Electric |  | Accepted | 2025-08-14 | 2025-09-10 | 2026-09-10 | Solar Panels | HANWHA | Q.TRON BLK M-G2.H+ |  | 0.435 | 15 | 183 | 29 |  | Fixed | Roof
NJADRE1560295757 | Administratively Determined Incentive Program | VOORHEES TOWNSHIP | 8043 | 15.225 | Residential | Behind the Meter | Yes | SunnyMac, LLC | AC Electric |  | Accepted | 2025-08-14 | 2025-09-10 | 2026-09-10 | Solar Panels | HANWHA | Q.TRON BLK M-G2.H+ |  | 0.435 | 2 | 3 | 29 |  | Fixed | Roof
NJADRE1560295757 | Administratively Determined Incentive Program | VOORHEES TOWNSHIP | 8043 | 15.225 | Residential | Behind the Meter | Yes | SunnyMac, LLC | AC Electric |  | Accepted | 2025-08-14 | 2025-09-10 | 2026-09-10 | Solar Panels | HANWHA | Q.TRON BLK M-G2.H+ |  | 0.435 | 10 | 183 | 29 |  | Fixed | Roof
NJADRE1560295757 | Administratively Determined Incentive Program | VOORHEES TOWNSHIP | 8043 | 15.225 | Residential | Behind the Meter | Yes | SunnyMac, LLC | AC Electric |  | Accepted | 2025-08-14 | 2025-09-10 | 2026-09-10 | Solar Panels | HANWHA | Q.TRON BLK M-G2.H+ |  | 0.435 | 8 | 183 | 29 |  | Fixed | Roof
NJADRE1560295759 | Administratively Determined Incentive Program | HARDWICK | 7825 | 11.48 | Residential | Behind the Meter | Yes | Sunrun Installation Services, Inc. | JCP&L |  | Accepted | 2025-08-14 | 2025-09-09 | 2026-09-09 | Inverters | SolarEdge Technologies | SE10000H-USMN | 10000 |  | 1 |  |  | 0.99 |  | Outdoor
NJADRE1560295759 | Administratively Determined Incentive Program | HARDWICK | 7825 | 11.48 | Residential | Behind the Meter | Yes | Sunrun Installation Services, Inc. | JCP&L |  | Accepted | 2025-08-14 | 2025-09-09 | 2026-09-09 | Solar Panels | Elin Energy (Sirius PV) | ELNSM54M-HC-410 |  | 0.41 | 28 | 162 | 30 |  | Fixed | Roof
NJADRE1560295760 | Administratively Determined Incentive Program | East Orange | 7017 | 8.2 | Residential | Behind the Meter | Yes | Mona Lee GoodLeap Resi Solar | PSE&G |  | Accepted | 2025-08-14 | 2025-09-10 | 2026-09-10 | Inverters | SOLAREDGE | USE5700H-USMNBL75 | 5760 |  | 1 |  |  | 0.99 |  | Outdoor
NJADRE1560295760 | Administratively Determined Incentive Program | East Orange | 7017 | 8.2 | Residential | Behind the Meter | Yes | Mona Lee GoodLeap Resi Solar | PSE&G |  | Accepted | 2025-08-14 | 2025-09-10 | 2026-09-10 | Solar Panels | HANWHA SOLAR | Q.PEAK DUO BLK ML-G10.C+ 410W |  | 0.41 | 10 | 307 | 18 |  | Fixed | Roof
NJADRE1560295760 | Administratively Determined Incentive Program | East Orange | 7017 | 8.2 | Residential | Behind the Meter | Yes | Mona Lee GoodLeap Resi Solar | PSE&G |  | Accepted | 2025-08-14 | 2025-09-10 | 2026-09-10 | Solar Panels | HANWHA SOLAR | Q.PEAK DUO BLK ML-G10.C+ 410W |  | 0.41 | 10 | 127 | 18 |  | Fixed | Roof
NJADRE1560295764 | Administratively Determined Incentive Program | HILLSBOROUGH | 8844 | 8.2 | Residential | Behind the Meter | No | Tesla Energy Operations Inc | PSE&G |  | Accepted | 2025-08-14 | 2025-09-09 | 2026-09-09 | Inverters | Tesla | 1538000-XX-Y | 7600 |  | 1 |  |  | 0.98 |  | Outdoor
NJADRE1560295764 | Administratively Determined Incentive Program | HILLSBOROUGH | 8844 | 8.2 | Residential | Behind the Meter | No | Tesla Energy Operations Inc | PSE&G |  | Accepted | 2025-08-14 | 2025-09-09 | 2026-09-09 | Solar Panels | Hanwha | Q.PEAK DUO BLK ML-G10+/TS 410 |  | 0.41 | 10 | 275 | 18 |  | Fixed | Roof
NJADRE1560295764 | Administratively Determined Incentive Program | HILLSBOROUGH | 8844 | 8.2 | Residential | Behind the Meter | No | Tesla Energy Operations Inc | PSE&G |  | Accepted | 2025-08-14 | 2025-09-09 | 2026-09-09 | Solar Panels | Hanwha | Q.PEAK DUO BLK ML-G10+/TS 410 |  | 0.41 | 10 | 95 | 18 |  | Fixed | Roof
NJADRE1560295765 | Administratively Determined Incentive Program | Livingston | 7039 | 8.61 | Residential | Behind the Meter | No | Pro Custom Solar dba Momentum Solar | JCP&L |  | Accepted | 2025-08-14 | 2025-09-10 | 2026-09-10 | Inverters | ENPHASE | IQ8PLUS-72-2-US | 290 |  | 21 |  |  | 0.97 |  | Outdoor
NJADRE1560295765 | Administratively Determined Incentive Program | Livingston | 7039 | 8.61 | Residential | Behind the Meter | No | Pro Custom Solar dba Momentum Solar | JCP&L |  | Accepted | 2025-08-14 | 2025-09-10 | 2026-09-10 | Solar Panels | Hanwha | q.peak duo blk-g10+410 |  | 0.41 | 21 | 133 | 22 |  | Fixed | Roof
NJADRE1560295787 | Administratively Determined Incentive Program | Wenonah | 8090 | 3.28 | Residential | Behind the Meter | Yes | Sunrun Installation Services, Inc. | AC Electric |  | Accepted | 2025-08-14 | 2025-09-10 | 2026-09-10 | Solar Panels | Elin Energy (Sirius PV) | ELNSM54M-HC-410 |  | 0.41 | 8 | 141 | 30 |  | Fixed | Roof
NJADRE1560295787 | Administratively Determined Incentive Program | Wenonah | 8090 | 3.28 | Residential | Behind the Meter | Yes | Sunrun Installation Services, Inc. | AC Electric |  | Accepted | 2025-08-14 | 2025-09-10 | 2026-09-10 | Inverters | SolarEdge Technologies | SE3800H-USMN | 3800 |  | 1 |  |  | 0.99 |  | Outdoor | Next to meter
NJADRE1560295791 | Administratively Determined Incentive Program | COLUMBUS | 8022 | 9.315 | Residential | Behind the Meter | No | Solar Energy World | PSE&G |  | Accepted | 2025-08-14 | 2025-09-09 | 2026-09-09 | Inverters | Enphase | IQ8+-72-M-US | 290 |  | 23 |  |  | 0.97 |  | Outside
NJADRE1560295791 | Administratively Determined Incentive Program | COLUMBUS | 8022 | 9.315 | Residential | Behind the Meter | No | Solar Energy World | PSE&G |  | Accepted | 2025-08-14 | 2025-09-09 | 2026-09-09 | Solar Panels | LONGi | LR5-54HPB-405M |  | 0.405 | 23 | 249 | 18 |  | Fixed | Roof
NJADRE1560295800 | Administratively Determined Incentive Program | FLEMINGTON | 8822 | 9.135 | Residential | Behind the Meter | No | United Friend Home Improvement | JCP&L |  | Accepted | 2025-08-14 | 2025-09-09 | 2026-09-09 | Solar Panels | Hanwha Q CELLS | QCELL Q.TRON BLK M-G2.H+ 435 |  | 0.435 | 17 | 241 | 34 |  | Fixed | Roof
NJADRE1560295800 | Administratively Determined Incentive Program | FLEMINGTON | 8822 | 9.135 | Residential | Behind the Meter | No | United Friend Home Improvement | JCP&L |  | Accepted | 2025-08-14 | 2025-09-09 | 2026-09-09 | Inverters | SOLAREDGE | SE7600H-US | 7599 |  | 1 |  |  | 0.992 |  | Outdoor
NJADRE1560295800 | Administratively Determined Incentive Program | FLEMINGTON | 8822 | 9.135 | Residential | Behind the Meter | No | United Friend Home Improvement | JCP&L |  | Accepted | 2025-08-14 | 2025-09-09 | 2026-09-09 | Solar Panels | Hanwha Q CELLS | QCELL Q.TRON BLK M-G2.H+ 435 |  | 0.435 | 4 | 151 | 34 |  | Fixed | Roof
NJADRE1560295805 | Administratively Determined Incentive Program | MEDFORD | 8055 | 7.83 | Residential | Behind the Meter | No | Sunwise Energy, LLC | PSE&G |  | Accepted | 2025-08-14 | 2025-09-09 | 2026-09-09 | Solar Panels | Q CELLS | Q TRON BLK M-G2+SERIES |  | 0.435 | 18 | 253 | 25 |  | Fixed | Roof
NJADRE1560295805 | Administratively Determined Incentive Program | MEDFORD | 8055 | 7.83 | Residential | Behind the Meter | No | Sunwise Energy, LLC | PSE&G |  | Accepted | 2025-08-14 | 2025-09-09 | 2026-09-09 | Inverters | ENPHASE ENERGY | IQ8HC-72-M-DOM-US | 380 |  | 18 |  |  | 0.973 |  | Outside
NJADRE1560295818 | Administratively Determined Incentive Program | Keyport | 7735 | 9.02 | Residential | Behind the Meter | Yes | Sunrun Installation Services, Inc. | JCP&L |  | Accepted | 2025-08-14 | 2025-09-09 | 2026-09-09 | Solar Panels | Elin Energy (Sirius PV) | ELNSM54M-HC-410 |  | 0.41 | 10 | 141 | 20 |  | Fixed | Roof
NJADRE1560295818 | Administratively Determined Incentive Program | Keyport | 7735 | 9.02 | Residential | Behind the Meter | Yes | Sunrun Installation Services, Inc. | JCP&L |  | Accepted | 2025-08-14 | 2025-09-09 | 2026-09-09 | Solar Panels | Elin Energy (Sirius PV) | ELNSM54M-HC-410 |  | 0.41 | 12 | 321 | 20 |  | Fixed | Roof
NJADRE1560295818 | Administratively Determined Incentive Program | Keyport | 7735 | 9.02 | Residential | Behind the Meter | Yes | Sunrun Installation Services, Inc. | JCP&L |  | Accepted | 2025-08-14 | 2025-09-09 | 2026-09-09 | Inverters | SolarEdge Technologies | SE7600H-USMN | 7600 |  | 1 |  |  | 0.99 |  | Outdoor
NJADRE1560295829 | Administratively Determined Incentive Program | Paterson | 7501 | 6.715 | Residential | Behind the Meter | Yes | Bright Ops, Inc. | PSE&G |  | Accepted | 2025-08-14 | 2025-09-11 | 2026-09-11 | Inverters | SolarEdge Technologies | SE5000H-US | 5000 |  | 1 |  |  | 0.98 |  | Outdoor | Outside
NJADRE1560295829 | Administratively Determined Incentive Program | Paterson | 7501 | 6.715 | Residential | Behind the Meter | Yes | Bright Ops, Inc. | PSE&G |  | Accepted | 2025-08-14 | 2025-09-11 | 2026-09-11 | Solar Panels | Canadian Solar | CS6R-395MS-HL |  | 0.395 | 8 | 105 | 14 |  | Fixed | Roof
NJADRE1560295829 | Administratively Determined Incentive Program | Paterson | 7501 | 6.715 | Residential | Behind the Meter | Yes | Bright Ops, Inc. | PSE&G |  | Accepted | 2025-08-14 | 2025-09-11 | 2026-09-11 | Solar Panels | Canadian Solar | CS6R-395MS-HL |  | 0.395 | 4 | 13 | 27 |  | Fixed | Roof
NJADRE1560295829 | Administratively Determined Incentive Program | Paterson | 7501 | 6.715 | Residential | Behind the Meter | Yes | Bright Ops, Inc. | PSE&G |  | Accepted | 2025-08-14 | 2025-09-11 | 2026-09-11 | Solar Panels | Canadian Solar | CS6R-395MS-HL |  | 0.395 | 5 | 193 | 30 |  | Fixed | Roof
NJADRE1560295832 | Administratively Determined Incentive Program | Flemington | 8822 | 17.22 | Residential | Behind the Meter | No | Tesla Energy Operations, Inc. | JCP&L |  | Accepted | 2025-08-14 | 2025-09-09 | 2026-09-09 | Solar Panels | Hanwha | Q.PEAK DUO BLK ML-G10+/TS 410 |  | 0.41 | 10 | 121 | 40 |  | Fixed | Roof
NJADRE1560295832 | Administratively Determined Incentive Program | Flemington | 8822 | 17.22 | Residential | Behind the Meter | No | Tesla Energy Operations, Inc. | JCP&L |  | Accepted | 2025-08-14 | 2025-09-09 | 2026-09-09 | Solar Panels | Hanwha | Q.PEAK DUO BLK ML-G10+/TS 410 |  | 0.41 | 7 | 301 | 40 |  | Fixed | Roof
NJADRE1560295832 | Administratively Determined Incentive Program | Flemington | 8822 | 17.22 | Residential | Behind the Meter | No | Tesla Energy Operations, Inc. | JCP&L |  | Accepted | 2025-08-14 | 2025-09-09 | 2026-09-09 | Inverters | Tesla | 1538000-XX-Y | 7600 |  | 2 |  |  | 0.98 |  | Outdoor
NJADRE1560295832 | Administratively Determined Incentive Program | Flemington | 8822 | 17.22 | Residential | Behind the Meter | No | Tesla Energy Operations, Inc. | JCP&L |  | Accepted | 2025-08-14 | 2025-09-09 | 2026-09-09 | Solar Panels | Hanwha | Q.PEAK DUO BLK ML-G10+/TS 410 |  | 0.41 | 9 | 211 | 45 |  | Fixed | Roof
NJADRE1560295832 | Administratively Determined Incentive Program | Flemington | 8822 | 17.22 | Residential | Behind the Meter | No | Tesla Energy Operations, Inc. | JCP&L |  | Accepted | 2025-08-14 | 2025-09-09 | 2026-09-09 | Solar Panels | Hanwha | Q.PEAK DUO BLK ML-G10+/TS 410 |  | 0.41 | 7 | 121 | 40 |  | Fixed | Roof
NJADRE1560295832 | Administratively Determined Incentive Program | Flemington | 8822 | 17.22 | Residential | Behind the Meter | No | Tesla Energy Operations, Inc. | JCP&L |  | Accepted | 2025-08-14 | 2025-09-09 | 2026-09-09 | Solar Panels | Hanwha | Q.PEAK DUO BLK ML-G10+/TS 410 |  | 0.41 | 9 | 301 | 40 |  | Fixed | Roof
NJADRE1560295852 | Administratively Determined Incentive Program | Laurence Harbor | 8879 | 5.74 | Residential | Behind the Meter | Yes | Sunrun Installation Services, Inc. | JCP&L |  | Accepted | 2025-08-14 | 2025-09-09 | 2026-09-09 | Solar Panels | Elin Energy (Sirius PV) | ELNSM54M-HC-410 |  | 0.41 | 12 | 174 | 21 |  | Fixed | Roof
NJADRE1560295852 | Administratively Determined Incentive Program | Laurence Harbor | 8879 | 5.74 | Residential | Behind the Meter | Yes | Sunrun Installation Services, Inc. | JCP&L |  | Accepted | 2025-08-14 | 2025-09-09 | 2026-09-09 | Inverters | SolarEdge Technologies | SE5700H-USMN | 5760 |  | 1 |  |  | 0.99 |  | Outdoor | Next to meter
NJADRE1560295852 | Administratively Determined Incentive Program | Laurence Harbor | 8879 | 5.74 | Residential | Behind the Meter | Yes | Sunrun Installation Services, Inc. | JCP&L |  | Accepted | 2025-08-14 | 2025-09-09 | 2026-09-09 | Solar Panels | Elin Energy (Sirius PV) | ELNSM54M-HC-410 |  | 0.41 | 2 | 354 | 21 |  | Fixed | Roof
NJADRE1560297313 | Administratively Determined Incentive Program | GLASSBORO | 8028 | 7.79 | Residential | Behind the Meter | Yes | Sunrun Installation Services, Inc. | AC Electric |  | Accepted | 2025-08-14 | 2025-09-09 | 2026-09-09 | Solar Panels | Elin Energy (Sirius PV) | ELNSM54M-HC-410 |  | 0.41 | 14 | 202 | 26 |  | Fixed | Roof
NJADRE1560297313 | Administratively Determined Incentive Program | GLASSBORO | 8028 | 7.79 | Residential | Behind the Meter | Yes | Sunrun Installation Services, Inc. | AC Electric |  | Accepted | 2025-08-14 | 2025-09-09 | 2026-09-09 | Inverters | SolarEdge Technologies | SE5700H-USMN | 5760 |  | 1 |  |  | 0.99 |  | Outdoor
NJADRE1560297313 | Administratively Determined Incentive Program | GLASSBORO | 8028 | 7.79 | Residential | Behind the Meter | Yes | Sunrun Installation Services, Inc. | AC Electric |  | Accepted | 2025-08-14 | 2025-09-09 | 2026-09-09 | Solar Panels | Elin Energy (Sirius PV) | ELNSM54M-HC-410 |  | 0.41 | 5 | 202 | 25 |  | Fixed | Roof
NJADRE1560297343 | Administratively Determined Incentive Program | Lawrence Twp | 8648 | 4.1 | Residential | Behind the Meter | Yes | Sunrun Installation Services, Inc. | PSE&G |  | Accepted | 2025-08-14 | 2025-09-10 | 2026-09-10 | Electric Storage Battery | Tesla | POWERWALL 3 170700-XX-Y |  |  | 1 |  |  |  | Lithium Ion |  | OUTSIDE
NJADRE1560297343 | Administratively Determined Incentive Program | Lawrence Twp | 8648 | 4.1 | Residential | Behind the Meter | Yes | Sunrun Installation Services, Inc. | PSE&G |  | Accepted | 2025-08-14 | 2025-09-10 | 2026-09-10 | Inverters | Tesla | POWERWALL 3 170700-XX-Y | 11500 |  | 1 |  |  | 0.97 |  | Outdoor
NJADRE1560297343 | Administratively Determined Incentive Program | Lawrence Twp | 8648 | 4.1 | Residential | Behind the Meter | Yes | Sunrun Installation Services, Inc. | PSE&G |  | Accepted | 2025-08-14 | 2025-09-10 | 2026-09-10 | Solar Panels | HANWHA Q-CELLS | Q.PEAK DUO BLK ML-G10.C+ 410 |  | 0.41 | 3 | 303 | 24 |  | Fixed | Roof
NJADRE1560297343 | Administratively Determined Incentive Program | Lawrence Twp | 8648 | 4.1 | Residential | Behind the Meter | Yes | Sunrun Installation Services, Inc. | PSE&G |  | Accepted | 2025-08-14 | 2025-09-10 | 2026-09-10 | Solar Panels | HANWHA Q-CELLS | Q.PEAK DUO BLK ML-G10.C+ 410 |  | 0.41 | 7 | 31 | 24 |  | Fixed | Roof
NJADRE1560297350 | Administratively Determined Incentive Program | Jackson | 8527 | 5.74 | Residential | Behind the Meter | Yes | Sunrun Installation Services, Inc. | JCP&L |  | Accepted | 2025-08-14 | 2025-09-10 | 2026-09-10 | Inverters | SOLAREDGE TECHNOLOGIES | SE5700H-USMN | 5760 |  | 1 |  |  | 0.99 |  | Outside
NJADRE1560297350 | Administratively Determined Incentive Program | Jackson | 8527 | 5.74 | Residential | Behind the Meter | Yes | Sunrun Installation Services, Inc. | JCP&L |  | Accepted | 2025-08-14 | 2025-09-10 | 2026-09-10 | Solar Panels | ELIN ENERGY | ELNSM54M-HC-410 |  | 0.41 | 14 | 8 | 19 |  | Fixed | Roof
NJADRE1560297393 | Administratively Determined Incentive Program | MILLSTONE TOWNSHIP | 8510 | 11.745 | Residential | Behind the Meter | No | Supreme Solar Services | JCP&L |  | Accepted | 2025-08-14 | 2025-09-09 | 2026-09-09 | Solar Panels | VSUN | 405-108BMH |  | 0.405 | 8 | 150 | 45 |  | Single Axis | Roof
NJADRE1560297393 | Administratively Determined Incentive Program | MILLSTONE TOWNSHIP | 8510 | 11.745 | Residential | Behind the Meter | No | Supreme Solar Services | JCP&L |  | Accepted | 2025-08-14 | 2025-09-09 | 2026-09-09 | Solar Panels | VSUN | 405-108BMH |  | 0.405 | 9 | 150 | 45 |  | Single Axis | Roof
NJADRE1560297393 | Administratively Determined Incentive Program | MILLSTONE TOWNSHIP | 8510 | 11.745 | Residential | Behind the Meter | No | Supreme Solar Services | JCP&L |  | Accepted | 2025-08-14 | 2025-09-09 | 2026-09-09 | Solar Panels | VSUN | 405-108BMH |  | 0.405 | 4 | 240 | 45 |  | Single Axis | Roof
NJADRE1560297393 | Administratively Determined Incentive Program | MILLSTONE TOWNSHIP | 8510 | 11.745 | Residential | Behind the Meter | No | Supreme Solar Services | JCP&L |  | Accepted | 2025-08-14 | 2025-09-09 | 2026-09-09 | Inverters | Enpphase | IQ8AC's | 349 |  | 29 |  |  | 0.973 |  | Outdoor
NJADRE1560297393 | Administratively Determined Incentive Program | MILLSTONE TOWNSHIP | 8510 | 11.745 | Residential | Behind the Meter | No | Supreme Solar Services | JCP&L |  | Accepted | 2025-08-14 | 2025-09-09 | 2026-09-09 | Solar Panels | VSUN | 405-108BMH |  | 0.405 | 8 | 240 | 45 |  | Single Axis | Roof
NJADRE1560297412 | Administratively Determined Incentive Program | WENONAH | 8090 | 12.76 | Residential | Behind the Meter | No | Supreme Solar Services | AC Electric |  | Accepted | 2025-08-14 | 2025-09-09 | 2026-09-09 | Inverters | Enphase | IQ8AC's | 349 |  | 29 |  |  | 0.973 |  | Outside
NJADRE1560297412 | Administratively Determined Incentive Program | WENONAH | 8090 | 12.76 | Residential | Behind the Meter | No | Supreme Solar Services | AC Electric |  | Accepted | 2025-08-14 | 2025-09-09 | 2026-09-09 | Solar Panels | PHONO SOLAR | PS440M8GFH-18/VNHB |  | 0.44 | 14 | 178 | 20 |  | Fixed | Roof
NJADRE1560297412 | Administratively Determined Incentive Program | WENONAH | 8090 | 12.76 | Residential | Behind the Meter | No | Supreme Solar Services | AC Electric |  | Accepted | 2025-08-14 | 2025-09-09 | 2026-09-09 | Solar Panels | PHONO SOLAR | PS440M8GFH-18/VNHB |  | 0.44 | 10 | 88 | 20 |  | Fixed | Roof
NJADRE1560297412 | Administratively Determined Incentive Program | WENONAH | 8090 | 12.76 | Residential | Behind the Meter | No | Supreme Solar Services | AC Electric |  | Accepted | 2025-08-14 | 2025-09-09 | 2026-09-09 | Solar Panels | PHONO SOLAR | PS440M8GFH-18/VNHB |  | 0.44 | 5 | 268 | 20 |  | Fixed | Roof
NJADRE1560297414 | Administratively Determined Incentive Program | Woodbridge Twp | 8830 | 10.66 | Residential | Behind the Meter | Yes | Freedom Forever New Jersey, LLC | PSE&G |  | Accepted | 2025-08-14 | 2025-09-09 | 2026-09-09 | Inverters | Solar Edge | SE7600H-US | 7600 |  | 1 |  |  | 0.99 |  | Outside
NJADRE1560297414 | Administratively Determined Incentive Program | Woodbridge Twp | 8830 | 10.66 | Residential | Behind the Meter | Yes | Freedom Forever New Jersey, LLC | PSE&G |  | Accepted | 2025-08-14 | 2025-09-09 | 2026-09-09 | Solar Panels | Hanwha | Q.PEAK DUO BLK ML-G10.C+ 410 |  | 0.41 | 14 | 356 | 22 |  | Fixed | Roof
NJADRE1560297414 | Administratively Determined Incentive Program | Woodbridge Twp | 8830 | 10.66 | Residential | Behind the Meter | Yes | Freedom Forever New Jersey, LLC | PSE&G |  | Accepted | 2025-08-14 | 2025-09-09 | 2026-09-09 | Solar Panels | Hanwha | Q.PEAK DUO BLK ML-G10.C+ 410 |  | 0.41 | 2 | 266 | 24 |  | Fixed | Roof
NJADRE1560297414 | Administratively Determined Incentive Program | Woodbridge Twp | 8830 | 10.66 | Residential | Behind the Meter | Yes | Freedom Forever New Jersey, LLC | PSE&G |  | Accepted | 2025-08-14 | 2025-09-09 | 2026-09-09 | Solar Panels | Hanwha | Q.PEAK DUO BLK ML-G10.C+ 410 |  | 0.41 | 10 | 179 | 22 |  | Fixed | Roof
NJADRE1560298116 | Administratively Determined Incentive Program | Franklin Twp | 8873 | 8.61 | Residential | Behind the Meter | Yes | Freedom Forever New Jersey, LLC | PSE&G |  | Accepted | 2025-08-15 | 2025-09-10 | 2026-09-10 | Inverters | Solar Edge | SE5700H-US | 5760 |  | 1 |  |  | 0.99 |  | Outside
NJADRE1560298116 | Administratively Determined Incentive Program | Franklin Twp | 8873 | 8.61 | Residential | Behind the Meter | Yes | Freedom Forever New Jersey, LLC | PSE&G |  | Accepted | 2025-08-15 | 2025-09-10 | 2026-09-10 | Solar Panels | Hanwha | Q.PEAK DUO BLK ML-G10.C+ 410 |  | 0.41 | 18 | 171 | 28 |  | Fixed | Roof
NJADRE1560298116 | Administratively Determined Incentive Program | Franklin Twp | 8873 | 8.61 | Residential | Behind the Meter | Yes | Freedom Forever New Jersey, LLC | PSE&G |  | Accepted | 2025-08-15 | 2025-09-10 | 2026-09-10 | Solar Panels | Hanwha | Q.PEAK DUO BLK ML-G10.C+ 410 |  | 0.41 | 3 | 171 | 30 |  | Fixed | Roof
NJADRE1560298127 | Administratively Determined Incentive Program | GALLOWAY | 8205 | 9.46 | Residential | Behind the Meter | No | Sun Up Zero Down, LLC | AC Electric |  | Accepted | 2025-08-20 | 2025-09-11 | 2026-09-11 | Inverters | Enphase | IQ8PLUS-72-2-US | 290 |  | 22 |  |  | 0.976 |  | Outdoor
NJADRE1560298127 | Administratively Determined Incentive Program | GALLOWAY | 8205 | 9.46 | Residential | Behind the Meter | No | Sun Up Zero Down, LLC | AC Electric |  | Accepted | 2025-08-20 | 2025-09-11 | 2026-09-11 | Meters | Enphase | TBD |  |  | 1 |  |  |  | Yes | Outdoor
NJADRE1560298127 | Administratively Determined Incentive Program | GALLOWAY | 8205 | 9.46 | Residential | Behind the Meter | No | Sun Up Zero Down, LLC | AC Electric |  | Accepted | 2025-08-20 | 2025-09-11 | 2026-09-11 | Solar Panels | SEG | SEG-430-BTD-BG |  | 0.43 | 22 | 221 | 15 |  | Fixed | Roof
NJADRE1560298128 | Administratively Determined Incentive Program | Old Bridge | 8857 | 10.8 | Residential | Behind the Meter | No | Exact Solar | JCP&L |  | Accepted | 2025-08-15 | 2025-09-10 | 2026-09-10 | Solar Panels | Canadian Solar | CS6.1-54TM-450 |  | 0.45 | 3 | 242.7 | 29 |  | Fixed | Roof
NJADRE1560298128 | Administratively Determined Incentive Program | Old Bridge | 8857 | 10.8 | Residential | Behind the Meter | No | Exact Solar | JCP&L |  | Accepted | 2025-08-15 | 2025-09-10 | 2026-09-10 | Inverters | IQ8MC | Enphase | 320 |  | 24 |  |  | 0.97 |  | Outside | Under panels
NJADRE1560298128 | Administratively Determined Incentive Program | Old Bridge | 8857 | 10.8 | Residential | Behind the Meter | No | Exact Solar | JCP&L |  | Accepted | 2025-08-15 | 2025-09-10 | 2026-09-10 | Solar Panels | Canadian Solar | CS6.1-54TM-450 |  | 0.45 | 14 | 242.1 | 29 |  | Fixed | Roof
NJADRE1560298128 | Administratively Determined Incentive Program | Old Bridge | 8857 | 10.8 | Residential | Behind the Meter | No | Exact Solar | JCP&L |  | Accepted | 2025-08-15 | 2025-09-10 | 2026-09-10 | Solar Panels | Canadian Solar | CS6.1-54TM-450 |  | 0.45 | 7 | 62.4 | 28 |  | Fixed | Roof
NJADRE1560298131 | Administratively Determined Incentive Program | Pilesgrove | 8098 | 34.8 | Residential | Behind the Meter | No | RCL Enterprises, Inc. | AC Electric |  | Accepted | 2025-08-15 | 2025-09-09 | 2026-09-09 | Solar Panels | QTRON | BLKMG2+ |  | 0.435 | 23 | 230 | 32 |  | Fixed | Roof
NJADRE1560298131 | Administratively Determined Incentive Program | Pilesgrove | 8098 | 34.8 | Residential | Behind the Meter | No | RCL Enterprises, Inc. | AC Electric |  | Accepted | 2025-08-15 | 2025-09-09 | 2026-09-09 | Solar Panels | QTRON | BLKMG2+ |  | 0.435 | 21 | 50 | 45 |  | Fixed | Roof
NJADRE1560298131 | Administratively Determined Incentive Program | Pilesgrove | 8098 | 34.8 | Residential | Behind the Meter | No | RCL Enterprises, Inc. | AC Electric |  | Accepted | 2025-08-15 | 2025-09-09 | 2026-09-09 | Solar Panels | QTRON | BLKMG2+ |  | 0.435 | 2 | 320 | 22 |  | Fixed | Roof
NJADRE1560298131 | Administratively Determined Incentive Program | Pilesgrove | 8098 | 34.8 | Residential | Behind the Meter | No | RCL Enterprises, Inc. | AC Electric |  | Accepted | 2025-08-15 | 2025-09-09 | 2026-09-09 | Inverters | Enphase | IQ8plus | 290 |  | 80 |  |  | 0.97 |  | Outside
NJADRE1560298131 | Administratively Determined Incentive Program | Pilesgrove | 8098 | 34.8 | Residential | Behind the Meter | No | RCL Enterprises, Inc. | AC Electric |  | Accepted | 2025-08-15 | 2025-09-09 | 2026-09-09 | Solar Panels | QTRON | BLKMG2+ |  | 0.435 | 5 | 320 | 32 |  | Fixed | Roof
NJADRE1560298131 | Administratively Determined Incentive Program | Pilesgrove | 8098 | 34.8 | Residential | Behind the Meter | No | RCL Enterprises, Inc. | AC Electric |  | Accepted | 2025-08-15 | 2025-09-09 | 2026-09-09 | Solar Panels | QTRON | BLKMG2+ |  | 0.435 | 2 | 230 | 32 |  | Fixed | Roof
NJADRE1560298131 | Administratively Determined Incentive Program | Pilesgrove | 8098 | 34.8 | Residential | Behind the Meter | No | RCL Enterprises, Inc. | AC Electric |  | Accepted | 2025-08-15 | 2025-09-09 | 2026-09-09 | Solar Panels | QTRON | BLKMG2+ |  | 0.435 | 21 | 230 | 45 |  | Fixed | Roof
NJADRE1560298131 | Administratively Determined Incentive Program | Pilesgrove | 8098 | 34.8 | Residential | Behind the Meter | No | RCL Enterprises, Inc. | AC Electric |  | Accepted | 2025-08-15 | 2025-09-09 | 2026-09-09 | Solar Panels | QTRON | BLKMG2+ |  | 0.435 | 6 | 320 | 32 |  | Fixed | Roof
NJADRE1560298132 | Administratively Determined Incentive Program | OLD BRIDGE | 8857 | 13.05 | Residential | Behind the Meter | No | Exact Solar | JCP&L |  | Accepted | 2025-08-15 | 2025-09-10 | 2026-09-10 | Solar Panels | Canadian Solar | CS6.1-54TM-450 |  | 0.45 | 17 | 149 | 28 |  | Fixed | Roof
NJADRE1560298132 | Administratively Determined Incentive Program | OLD BRIDGE | 8857 | 13.05 | Residential | Behind the Meter | No | Exact Solar | JCP&L |  | Accepted | 2025-08-15 | 2025-09-10 | 2026-09-10 | Inverters | Enphase | IQ8MC | 320 |  | 29 |  |  | 0.97 |  | Outside | Under panels
NJADRE1560298132 | Administratively Determined Incentive Program | OLD BRIDGE | 8857 | 13.05 | Residential | Behind the Meter | No | Exact Solar | JCP&L |  | Accepted | 2025-08-15 | 2025-09-10 | 2026-09-10 | Solar Panels | Canadian Solar | CS6.1-54TM-450 |  | 0.45 | 12 | 328.8 | 26 |  | Fixed | Roof
NJADRE1560298138 | Administratively Determined Incentive Program | Burlington | 8016 | 4.1 | Residential | Behind the Meter | Yes | Sunrun Installation Services, Inc. | PSE&G |  | Accepted | 2025-08-15 | 2025-09-10 | 2026-09-10 | Inverters | SolarEdge Technologies | SE3800H-USMN | 3800 |  | 1 |  |  | 0.99 |  | Outdoor
NJADRE1560298138 | Administratively Determined Incentive Program | Burlington | 8016 | 4.1 | Residential | Behind the Meter | Yes | Sunrun Installation Services, Inc. | PSE&G |  | Accepted | 2025-08-15 | 2025-09-10 | 2026-09-10 | Solar Panels | Elin Energy (Sirius PV) | ELNSM54M-HC-410 |  | 0.41 | 10 | 287 | 23 |  | Fixed | Roof
NJADRE1560298140 | Administratively Determined Incentive Program | Mullica Hill | 8062 | 15.05 | Residential | Behind the Meter | No | RCL Enterprises, Inc. | AC Electric |  | Accepted | 2025-08-15 | 2025-09-10 | 2026-09-10 | Solar Panels | SEG Solar | SEG430BTD |  | 0.43 | 14 | 210 | 32 |  | Fixed | Roof
NJADRE1560298140 | Administratively Determined Incentive Program | Mullica Hill | 8062 | 15.05 | Residential | Behind the Meter | No | RCL Enterprises, Inc. | AC Electric |  | Accepted | 2025-08-15 | 2025-09-10 | 2026-09-10 | Inverters | Enphase | IQ8HC | 380 |  | 35 |  |  | 0.97 |  | Outside
NJADRE1560298140 | Administratively Determined Incentive Program | Mullica Hill | 8062 | 15.05 | Residential | Behind the Meter | No | RCL Enterprises, Inc. | AC Electric |  | Accepted | 2025-08-15 | 2025-09-10 | 2026-09-10 | Solar Panels | SEG Solar | SEG430BTD |  | 0.43 | 21 | 210 | 32 |  | Fixed | Roof
NJADRE1560298145 | Administratively Determined Incentive Program | Closter | 7624 | 7.38 | Residential | Behind the Meter | Yes | Sunrun Installation Services, Inc. | Orange Rockland Electric |  | Accepted | 2025-08-15 | 2025-09-10 | 2026-09-10 | Solar Panels | Elin Energy (Sirius PV) | ELNSM54M-HC-410 |  | 0.41 | 12 | 273 | 23 |  | Fixed | Roof
NJADRE1560298145 | Administratively Determined Incentive Program | Closter | 7624 | 7.38 | Residential | Behind the Meter | Yes | Sunrun Installation Services, Inc. | Orange Rockland Electric |  | Accepted | 2025-08-15 | 2025-09-10 | 2026-09-10 | Inverters | SolarEdge Technologies | SE5700H-USMN | 5760 |  | 1 |  |  | 0.99 |  | Outdoor
NJADRE1560298145 | Administratively Determined Incentive Program | Closter | 7624 | 7.38 | Residential | Behind the Meter | Yes | Sunrun Installation Services, Inc. | Orange Rockland Electric |  | Accepted | 2025-08-15 | 2025-09-10 | 2026-09-10 | Solar Panels | Elin Energy (Sirius PV) | ELNSM54M-HC-410 |  | 0.41 | 6 | 273 | 23 |  | Fixed | Roof
NJADRE1560298148 | Administratively Determined Incentive Program | Erial | 8081 | 4.92 | Residential | Behind the Meter | Yes | Sunrun Installation Services, Inc. | AC Electric |  | Accepted | 2025-08-15 | 2025-09-10 | 2026-09-10 | Inverters | SolarEdge Technologies | SE3800H-USMN | 3800 |  | 1 |  |  | 0.99 |  | Outdoor
NJADRE1560298148 | Administratively Determined Incentive Program | Erial | 8081 | 4.92 | Residential | Behind the Meter | Yes | Sunrun Installation Services, Inc. | AC Electric |  | Accepted | 2025-08-15 | 2025-09-10 | 2026-09-10 | Solar Panels | Elin Energy (Sirius PV) | ELNSM54M-HC-410 |  | 0.41 | 12 | 214 | 27 |  | Fixed | Roof
NJADRE1560300123 | Administratively Determined Incentive Program | Edison | 8820 | 6.56 | Residential | Behind the Meter | Yes | Trinity Solar, LLC | PSE&G |  | Accepted | 2025-08-15 | 2025-09-10 | 2026-09-10 | Solar Panels | HANWHA 410 (Q.PEAK DUO BLK ML-G10+410) | HANWHA 410 (Q.PEAK DUO BLK ML-G10+410) |  | 0.41 | 4 | 175 | 23 |  | Fixed | Roof
NJADRE1560300123 | Administratively Determined Incentive Program | Edison | 8820 | 6.56 | Residential | Behind the Meter | Yes | Trinity Solar, LLC | PSE&G |  | Accepted | 2025-08-15 | 2025-09-10 | 2026-09-10 | Inverters | SOLAREDGE | SE5700H-US | 5700 |  | 1 |  |  | 0.97 |  | Outside
NJADRE1560300123 | Administratively Determined Incentive Program | Edison | 8820 | 6.56 | Residential | Behind the Meter | Yes | Trinity Solar, LLC | PSE&G |  | Accepted | 2025-08-15 | 2025-09-10 | 2026-09-10 | Solar Panels | HANWHA 410 (Q.PEAK DUO BLK ML-G10+410) | HANWHA 410 (Q.PEAK DUO BLK ML-G10+410) |  | 0.41 | 12 | 175 | 23 |  | Fixed | Roof
NJADRE1560300126 | Administratively Determined Incentive Program | WEST DEPTFORD | 8096 | 9.43 | Residential | Behind the Meter | Yes | Sunrun Installation Services, Inc. | PSE&G |  | Accepted | 2025-08-15 | 2025-09-10 | 2026-09-10 | Solar Panels | Elin Energy (Sirius PV) | ELNSM54M-HC-410 |  | 0.41 | 10 | 63 | 18 |  | Fixed | Roof
NJADRE1560300126 | Administratively Determined Incentive Program | WEST DEPTFORD | 8096 | 9.43 | Residential | Behind the Meter | Yes | Sunrun Installation Services, Inc. | PSE&G |  | Accepted | 2025-08-15 | 2025-09-10 | 2026-09-10 | Inverters | SolarEdge Technologies | SE7600H-USMN | 7600 |  | 1 |  |  | 0.99 |  | Outdoor
NJADRE1560300126 | Administratively Determined Incentive Program | WEST DEPTFORD | 8096 | 9.43 | Residential | Behind the Meter | Yes | Sunrun Installation Services, Inc. | PSE&G |  | Accepted | 2025-08-15 | 2025-09-10 | 2026-09-10 | Solar Panels | Elin Energy (Sirius PV) | ELNSM54M-HC-410 |  | 0.41 | 13 | 243 | 18 |  | Fixed | Roof
NJADRE1560300140 | Administratively Determined Incentive Program | LITTLE EGG HARBOR TWP | 8087 | 2.05 | Residential | Behind the Meter | No | Trinity Solar, LLC | AC Electric |  | Accepted | 2025-08-15 | 2025-09-10 | 2026-09-10 | Solar Panels | HANWHA | (Q.PEAK DUO BLK ML-G10+ 410) |  | 0.41 | 5 | 52 | 27 |  | Fixed | Roof
NJADRE1560300140 | Administratively Determined Incentive Program | LITTLE EGG HARBOR TWP | 8087 | 2.05 | Residential | Behind the Meter | No | Trinity Solar, LLC | AC Electric |  | Accepted | 2025-08-15 | 2025-09-10 | 2026-09-10 | Inverters | Enphase | IQ8PLUS-72-2-US | 290 |  | 5 |  |  | 0.97 |  | Outdoor
NJADRE1560300144 | Administratively Determined Incentive Program | LAKE HOPATCONG | 7849 | 7.395 | Residential | Behind the Meter | Yes | SunnyMac, LLC | JCP&L |  | Accepted | 2025-08-15 | 2025-09-10 | 2026-09-10 | Inverters | SOLAREDGE HOME HUB | SE5700H-US | 5760 |  | 1 |  |  | 0.99 |  | Outdoor | next to meter
NJADRE1560300144 | Administratively Determined Incentive Program | LAKE HOPATCONG | 7849 | 7.395 | Residential | Behind the Meter | Yes | SunnyMac, LLC | JCP&L |  | Accepted | 2025-08-15 | 2025-09-10 | 2026-09-10 | Solar Panels | HANWHA | Q.TRON BLK M-G2+ |  | 0.435 | 9 | 124 | 33 |  | Fixed | Roof
NJADRE1560300144 | Administratively Determined Incentive Program | LAKE HOPATCONG | 7849 | 7.395 | Residential | Behind the Meter | Yes | SunnyMac, LLC | JCP&L |  | Accepted | 2025-08-15 | 2025-09-10 | 2026-09-10 | Solar Panels | HANWHA | Q.TRON BLK M-G2+ |  | 0.435 | 8 | 304 | 11 |  | Fixed | Roof
NJADRE1560300145 | Administratively Determined Incentive Program | NORTH ARLINGTON | 7031 | 8.61 | Residential | Behind the Meter | Yes | Trinity Solar, LLC | PSE&G |  | Accepted | 2025-08-15 | 2025-09-10 | 2026-09-10 | Solar Panels | HANWHA 410 (Q.PEAK DUO BLK ML-G10+410) | HANWHA 410 (Q.PEAK DUO BLK ML-G10+410) |  | 0.41 | 2 | 290 | 36 |  | Fixed | Roof
NJADRE1560300145 | Administratively Determined Incentive Program | NORTH ARLINGTON | 7031 | 8.61 | Residential | Behind the Meter | Yes | Trinity Solar, LLC | PSE&G |  | Accepted | 2025-08-15 | 2025-09-10 | 2026-09-10 | Solar Panels | HANWHA 410 (Q.PEAK DUO BLK ML-G10+410) | HANWHA 410 (Q.PEAK DUO BLK ML-G10+410) |  | 0.41 | 2 | 110 | 36 |  | Fixed | Roof
NJADRE1560300145 | Administratively Determined Incentive Program | NORTH ARLINGTON | 7031 | 8.61 | Residential | Behind the Meter | Yes | Trinity Solar, LLC | PSE&G |  | Accepted | 2025-08-15 | 2025-09-10 | 2026-09-10 | Solar Panels | HANWHA 410 (Q.PEAK DUO BLK ML-G10+410) | HANWHA 410 (Q.PEAK DUO BLK ML-G10+410) |  | 0.41 | 11 | 290 | 37 |  | Fixed | Roof
NJADRE1560300145 | Administratively Determined Incentive Program | NORTH ARLINGTON | 7031 | 8.61 | Residential | Behind the Meter | Yes | Trinity Solar, LLC | PSE&G |  | Accepted | 2025-08-15 | 2025-09-10 | 2026-09-10 | Solar Panels | HANWHA 410 (Q.PEAK DUO BLK ML-G10+410) | HANWHA 410 (Q.PEAK DUO BLK ML-G10+410) |  | 0.41 | 6 | 110 | 37 |  | Fixed | Roof
NJADRE1560300145 | Administratively Determined Incentive Program | NORTH ARLINGTON | 7031 | 8.61 | Residential | Behind the Meter | Yes | Trinity Solar, LLC | PSE&G |  | Accepted | 2025-08-15 | 2025-09-10 | 2026-09-10 | Inverters | SOLAREDGE | SE7600H-US | 7600 |  | 1 |  |  | 0.97 |  | Outside
NJADRE1560300148 | Administratively Determined Incentive Program | BELVIDERE | 7823 | 6.02 | Residential | Behind the Meter | No | Green Power Energy, LLC | JCP&L |  | Accepted | 2025-08-15 | 2025-09-10 | 2026-09-10 | Solar Panels | SEG Solar | SEG-430-BTD-BG |  | 0.43 | 5 | 137 | 10 |  | Fixed | Roof
NJADRE1560300148 | Administratively Determined Incentive Program | BELVIDERE | 7823 | 6.02 | Residential | Behind the Meter | No | Green Power Energy, LLC | JCP&L |  | Accepted | 2025-08-15 | 2025-09-10 | 2026-09-10 | Solar Panels | SEG Solar | SEG-430-BTD-BG |  | 0.43 | 9 | 317 | 10 |  | Fixed | Roof
NJADRE1560300148 | Administratively Determined Incentive Program | BELVIDERE | 7823 | 6.02 | Residential | Behind the Meter | No | Green Power Energy, LLC | JCP&L |  | Accepted | 2025-08-15 | 2025-09-10 | 2026-09-10 | Inverters | Enphase | IQ8MC-72-M-US [240V] | 320 |  | 14 |  |  | 0.98 |  | Outside
NJADRE1560300152 | Administratively Determined Incentive Program | CINNAMINSON | 8077 | 10.25 | Residential | Behind the Meter | Yes | Trinity Solar, LLC | PSE&G |  | Accepted | 2025-08-15 | 2025-09-10 | 2026-09-10 | Inverters | Solar Edge | USE7600H-USMNBL75 | 7600 |  | 1 |  |  | 0.97 |  | Outdoor
NJADRE1560300152 | Administratively Determined Incentive Program | CINNAMINSON | 8077 | 10.25 | Residential | Behind the Meter | Yes | Trinity Solar, LLC | PSE&G |  | Accepted | 2025-08-15 | 2025-09-10 | 2026-09-10 | Solar Panels | HANWHA | (Q.PEAK DUO BLK ML-G10.C+ 410) |  | 0.41 | 12 | 94 | 23 |  | Fixed | Roof
NJADRE1560300152 | Administratively Determined Incentive Program | CINNAMINSON | 8077 | 10.25 | Residential | Behind the Meter | Yes | Trinity Solar, LLC | PSE&G |  | Accepted | 2025-08-15 | 2025-09-10 | 2026-09-10 | Solar Panels | HANWHA | (Q.PEAK DUO BLK ML-G10.C+ 410) |  | 0.41 | 13 | 274 | 23 |  | Fixed | Roof
NJADRE1560300161 | Administratively Determined Incentive Program | UNION | 7083 | 12.615 | Residential | Behind the Meter | Yes | SunnyMac, LLC | PSE&G |  | Accepted | 2025-08-15 | 2025-09-10 | 2026-09-10 | Inverters | SOLAREDGE HOME HUB | SE10000H-US | 10000 |  | 1 |  |  | 0.99 |  | Outdoor | next to meter
NJADRE1560300161 | Administratively Determined Incentive Program | UNION | 7083 | 12.615 | Residential | Behind the Meter | Yes | SunnyMac, LLC | PSE&G |  | Accepted | 2025-08-15 | 2025-09-10 | 2026-09-10 | Solar Panels | HANWHA | Q.TRON BLK M-G2.H+ |  | 0.435 | 11 | 277 | 23 |  | Fixed | Roof
NJADRE1560300161 | Administratively Determined Incentive Program | UNION | 7083 | 12.615 | Residential | Behind the Meter | Yes | SunnyMac, LLC | PSE&G |  | Accepted | 2025-08-15 | 2025-09-10 | 2026-09-10 | Solar Panels | HANWHA | Q.TRON BLK M-G2.H+ |  | 0.435 | 18 | 97 | 23 |  | Fixed | Roof
NJADRE1560300170 | Administratively Determined Incentive Program | WEST WINDSOR | 8550 | 10.32 | Residential | Behind the Meter | No | Green Power Energy, LLC | PSE&G |  | Accepted | 2025-08-15 | 2025-09-10 | 2026-09-10 | Inverters | Enphase | IQ8MC-72-M-US [240V] | 320 |  | 24 |  |  | 0.98 |  | Outside
NJADRE1560300170 | Administratively Determined Incentive Program | WEST WINDSOR | 8550 | 10.32 | Residential | Behind the Meter | No | Green Power Energy, LLC | PSE&G |  | Accepted | 2025-08-15 | 2025-09-10 | 2026-09-10 | Solar Panels | SEG Solar | SEG-430-BTD-BG |  | 0.43 | 24 | 100 | 28 |  | Fixed | Roof
NJADRE1560300178 | Administratively Determined Incentive Program | LIVINGSTON | 7039 | 9.89 | Residential | Behind the Meter | No | Powur, PBC | PSE&G |  | Accepted | 2025-08-15 | 2025-09-19 | 2026-09-19 | Solar Panels | Jinko Solar | JKM430N-54HL4-B |  | 0.43 | 23 | 195 | 23 |  | Fixed | Roof
NJADRE1560300178 | Administratively Determined Incentive Program | LIVINGSTON | 7039 | 9.89 | Residential | Behind the Meter | No | Powur, PBC | PSE&G |  | Accepted | 2025-08-15 | 2025-09-19 | 2026-09-19 | Inverters | Enphase | IQ8MC-72-M-US | 320 |  | 23 |  |  | 0.97 |  | Outside
NJADRE1560300187 | Administratively Determined Incentive Program | CLOSTER | 7624 | 9.03 | Residential | Behind the Meter | No | Infinity Solar Systems, LLC | Orange Rockland Electric |  | Accepted | 2025-08-15 | 2025-09-10 | 2026-09-10 | Inverters | Enphase | IQ8MC-72-M-US | 240 |  | 21 |  |  | 0.97 |  | Outside
NJADRE1560300187 | Administratively Determined Incentive Program | CLOSTER | 7624 | 9.03 | Residential | Behind the Meter | No | Infinity Solar Systems, LLC | Orange Rockland Electric |  | Accepted | 2025-08-15 | 2025-09-10 | 2026-09-10 | Solar Panels | SEG SOLAR | SEG-430-BTD-BG |  | 0.43 | 21 | 207 | 31 |  | Fixed | Roof
NJADRE1560300199 | Administratively Determined Incentive Program | NORTH BRUNSWICK | 8902 | 14.76 | Residential | Behind the Meter | Yes | Sunrun Installation Services, Inc. | PSE&G |  | Accepted | 2025-08-15 | 2025-09-10 | 2026-09-10 | Solar Panels | ELIN ENERGY (SIRIUS PV) | ELNSM54M-HC-410 |  | 0.41 | 12 | 130 | 16 |  | Fixed | Roof
NJADRE1560300199 | Administratively Determined Incentive Program | NORTH BRUNSWICK | 8902 | 14.76 | Residential | Behind the Meter | Yes | Sunrun Installation Services, Inc. | PSE&G |  | Accepted | 2025-08-15 | 2025-09-10 | 2026-09-10 | Solar Panels | ELIN ENERGY (SIRIUS PV) | ELNSM54M-HC-410 |  | 0.41 | 18 | 308 | 23 |  | Fixed | Roof
NJADRE1560300199 | Administratively Determined Incentive Program | NORTH BRUNSWICK | 8902 | 14.76 | Residential | Behind the Meter | Yes | Sunrun Installation Services, Inc. | PSE&G |  | Accepted | 2025-08-15 | 2025-09-10 | 2026-09-10 | Inverters | SOLAREDGE TECHNOLOGIES | SE10000H-USMN | 10000 |  | 1 |  |  | 0.99 |  | Outside
NJADRE1560300199 | Administratively Determined Incentive Program | NORTH BRUNSWICK | 8902 | 14.76 | Residential | Behind the Meter | Yes | Sunrun Installation Services, Inc. | PSE&G |  | Accepted | 2025-08-15 | 2025-09-10 | 2026-09-10 | Solar Panels | ELIN ENERGY (SIRIUS PV) | ELNSM54M-HC-410 |  | 0.41 | 6 | 128 | 23 |  | Fixed | Roof
NJADRE1560300202 | Administratively Determined Incentive Program | Washington | 7882 | 20.91 | Residential | Behind the Meter | No | Trinity Solar, LLC | JCP&L |  | Accepted | 2025-08-15 | 2025-09-10 | 2026-09-10 | Inverters | Solar Edge | USE10000H-USMNBL75 | 10000 |  | 1 |  |  | 0.97 |  | Outdoor
NJADRE1560300202 | Administratively Determined Incentive Program | Washington | 7882 | 20.91 | Residential | Behind the Meter | No | Trinity Solar, LLC | JCP&L |  | Accepted | 2025-08-15 | 2025-09-10 | 2026-09-10 | Solar Panels | HANWHA | (Q.PEAK DUO BLK ML-G10+ 410) |  | 0.41 | 51 | 180 | 29 |  | Fixed | Ground
NJADRE1560300202 | Administratively Determined Incentive Program | Washington | 7882 | 20.91 | Residential | Behind the Meter | No | Trinity Solar, LLC | JCP&L |  | Accepted | 2025-08-15 | 2025-09-10 | 2026-09-10 | Inverters | Solar Edge | USE7600H-USMNBL75 | 7600 |  | 1 |  |  | 0.97 |  | Outdoor
NJADRE1560300205 | Administratively Determined Incentive Program | Green Township | 7821 | 20.5 | Residential | Behind the Meter | Yes | Trinity Solar, LLC | JCP&L |  | Accepted | 2025-08-15 | 2025-09-10 | 2026-09-10 | Inverters | SOLAREDGE | SE7600H-US | 7600 |  | 1 |  |  | 0.97 |  | Outside
NJADRE1560300205 | Administratively Determined Incentive Program | Green Township | 7821 | 20.5 | Residential | Behind the Meter | Yes | Trinity Solar, LLC | JCP&L |  | Accepted | 2025-08-15 | 2025-09-10 | 2026-09-10 | Solar Panels | HANWHA 410 (Q.PEAK DUO BLK ML-G10+410) | HANWHA 410 (Q.PEAK DUO BLK ML-G10+410) |  | 0.41 | 26 | 215 | 14 |  | Fixed | Roof
NJADRE1560300205 | Administratively Determined Incentive Program | Green Township | 7821 | 20.5 | Residential | Behind the Meter | Yes | Trinity Solar, LLC | JCP&L |  | Accepted | 2025-08-15 | 2025-09-10 | 2026-09-10 | Solar Panels | HANWHA 410 (Q.PEAK DUO BLK ML-G10+410) | HANWHA 410 (Q.PEAK DUO BLK ML-G10+410) |  | 0.41 | 24 | 35 | 14 |  | Fixed | Roof
NJADRE1560300205 | Administratively Determined Incentive Program | Green Township | 7821 | 20.5 | Residential | Behind the Meter | Yes | Trinity Solar, LLC | JCP&L |  | Accepted | 2025-08-15 | 2025-09-10 | 2026-09-10 | Inverters | SOLAREDGE | SE5700H-US | 5700 |  | 1 |  |  | 0.97 |  | Outside
NJADRE1560300207 | Administratively Determined Incentive Program | Hammonton | 8037 | 8.7 | Residential | Behind the Meter | Yes | SunnyMac, LLC | AC Electric |  | Accepted | 2025-08-15 | 2025-09-10 | 2026-09-10 | Solar Panels | HANWHA | Q.TRON BLK M-G2.H+ |  | 0.435 | 2 | 221 | 45 |  | Fixed | Roof
NJADRE1560300207 | Administratively Determined Incentive Program | Hammonton | 8037 | 8.7 | Residential | Behind the Meter | Yes | SunnyMac, LLC | AC Electric |  | Accepted | 2025-08-15 | 2025-09-10 | 2026-09-10 | Solar Panels | HANWHA | Q.TRON BLK M-G2.H+ |  | 0.435 | 13 | 131 | 37 |  | Fixed | Roof
NJADRE1560300207 | Administratively Determined Incentive Program | Hammonton | 8037 | 8.7 | Residential | Behind the Meter | Yes | SunnyMac, LLC | AC Electric |  | Accepted | 2025-08-15 | 2025-09-10 | 2026-09-10 | Inverters | SOLAREDGE HOME HUB | SE7600H-US | 7600 |  | 1 |  |  | 0.99 |  | Outdoor | next to meter
NJADRE1560300207 | Administratively Determined Incentive Program | Hammonton | 8037 | 8.7 | Residential | Behind the Meter | Yes | SunnyMac, LLC | AC Electric |  | Accepted | 2025-08-15 | 2025-09-10 | 2026-09-10 | Solar Panels | HANWHA | Q.TRON BLK M-G2.H+ |  | 0.435 | 5 | 221 | 45 |  | Fixed | Roof
NJADRE1560300221 | Administratively Determined Incentive Program | Ocean View | 8230 | 10 | Residential | Behind the Meter | Yes | Solar Energy World | AC Electric |  | Accepted | 2025-08-15 | 2025-09-10 | 2026-09-10 | Solar Panels | LONGi | LR5-54HABB-400M |  | 0.4 | 19 | 221 | 40 |  | Fixed | Roof
NJADRE1560300221 | Administratively Determined Incentive Program | Ocean View | 8230 | 10 | Residential | Behind the Meter | Yes | Solar Energy World | AC Electric |  | Accepted | 2025-08-15 | 2025-09-10 | 2026-09-10 | Inverters | Enphase | IQ8HC-72-M-DOM-US | 380 |  | 25 |  |  | 0.97 |  | Outside
NJADRE1560300221 | Administratively Determined Incentive Program | Ocean View | 8230 | 10 | Residential | Behind the Meter | Yes | Solar Energy World | AC Electric |  | Accepted | 2025-08-15 | 2025-09-10 | 2026-09-10 | Solar Panels | LONGi | LR5-54HABB-400M |  | 0.4 | 6 | 221 | 38 |  | Fixed | Roof
NJADRE1560300232 | Administratively Determined Incentive Program | TEANECK | 7666 | 9.84 | Residential | Behind the Meter | Yes | Sunrun Installation Services, Inc. | PSE&G |  | Accepted | 2025-08-15 | 2025-09-10 | 2026-09-10 | Inverters | SolarEdge Technologies | SE7600H-USMN | 7600 |  | 1 |  |  | 0.99 |  | Outdoor
NJADRE1560300232 | Administratively Determined Incentive Program | TEANECK | 7666 | 9.84 | Residential | Behind the Meter | Yes | Sunrun Installation Services, Inc. | PSE&G |  | Accepted | 2025-08-15 | 2025-09-10 | 2026-09-10 | Solar Panels | Elin Energy (Sirius PV) | ELNSM54M-HC-410 |  | 0.41 | 14 | 115 | 34 |  | Fixed | Roof
NJADRE1560300232 | Administratively Determined Incentive Program | TEANECK | 7666 | 9.84 | Residential | Behind the Meter | Yes | Sunrun Installation Services, Inc. | PSE&G |  | Accepted | 2025-08-15 | 2025-09-10 | 2026-09-10 | Solar Panels | Elin Energy (Sirius PV) | ELNSM54M-HC-410 |  | 0.41 | 10 | 205 | 42 |  | Fixed | Roof
NJADRE1560300238 | Administratively Determined Incentive Program | TOMS RIVER | 8757 | 10.465 | Residential | Behind the Meter | No | Powerlutions | JCP&L |  | Accepted | 2025-08-15 | 2025-09-10 | 2026-09-10 | Inverters | Enphase | IQ8MC-72-M-US | 320 |  | 23 |  |  | 0.98 |  | Outdoor
NJADRE1560300238 | Administratively Determined Incentive Program | TOMS RIVER | 8757 | 10.465 | Residential | Behind the Meter | No | Powerlutions | JCP&L |  | Accepted | 2025-08-15 | 2025-09-10 | 2026-09-10 | Solar Panels | CANADIAN | CS6.1-54TM-455H |  | 0.455 | 10 | 167 | 30 |  | Fixed | Roof
NJADRE1560300238 | Administratively Determined Incentive Program | TOMS RIVER | 8757 | 10.465 | Residential | Behind the Meter | No | Powerlutions | JCP&L |  | Accepted | 2025-08-15 | 2025-09-10 | 2026-09-10 | Solar Panels | CANADIAN | CS6.1-54TM-455H |  | 0.455 | 1 | 257 | 30 |  | Fixed | Roof
NJADRE1560300238 | Administratively Determined Incentive Program | TOMS RIVER | 8757 | 10.465 | Residential | Behind the Meter | No | Powerlutions | JCP&L |  | Accepted | 2025-08-15 | 2025-09-10 | 2026-09-10 | Solar Panels | CANADIAN | CS6.1-54TM-455H |  | 0.455 | 1 | 77 | 30 |  | Fixed | Roof
NJADRE1560300238 | Administratively Determined Incentive Program | TOMS RIVER | 8757 | 10.465 | Residential | Behind the Meter | No | Powerlutions | JCP&L |  | Accepted | 2025-08-15 | 2025-09-10 | 2026-09-10 | Solar Panels | CANADIAN | CS6.1-54TM-455H |  | 0.455 | 11 | 347 | 30 |  | Fixed | Roof
NJADRE1560300252 | Administratively Determined Incentive Program | CHERRY HILL | 8002 | 6.56 | Residential | Behind the Meter | Yes | Trinity Solar, LLC | PSE&G |  | Accepted | 2025-08-15 | 2025-09-10 | 2026-09-10 | Solar Panels | HANWHA | (Q.PEAK DUO BLK ML-G10.C+ 410) |  | 0.41 | 12 | 157 | 35 |  | Fixed | Roof
NJADRE1560300252 | Administratively Determined Incentive Program | CHERRY HILL | 8002 | 6.56 | Residential | Behind the Meter | Yes | Trinity Solar, LLC | PSE&G |  | Accepted | 2025-08-15 | 2025-09-10 | 2026-09-10 | Solar Panels | HANWHA | (Q.PEAK DUO BLK ML-G10.C+ 410) |  | 0.41 | 4 | 157 | 15 |  | Fixed | Roof
NJADRE1560300252 | Administratively Determined Incentive Program | CHERRY HILL | 8002 | 6.56 | Residential | Behind the Meter | Yes | Trinity Solar, LLC | PSE&G |  | Accepted | 2025-08-15 | 2025-09-10 | 2026-09-10 | Inverters | Solar Edge | USE5700H-USMNBL75 | 5760 |  | 1 |  |  | 0.97 |  | Outdoor
NJADRE1560300255 | Administratively Determined Incentive Program | SOUTH ORANGE | 7079 | 3.28 | Residential | Behind the Meter | Yes | Trinity Solar, LLC | PSE&G |  | Accepted | 2025-08-15 | 2025-09-10 | 2026-09-10 | Solar Panels | HANWHA 410 (Q.PEAK DUO BLK ML-G10+410) | HANWHA 410 (Q.PEAK DUO BLK ML-G10+410) |  | 0.41 | 4 | 121 | 18 |  | Fixed | Roof
NJADRE1560300255 | Administratively Determined Incentive Program | SOUTH ORANGE | 7079 | 3.28 | Residential | Behind the Meter | Yes | Trinity Solar, LLC | PSE&G |  | Accepted | 2025-08-15 | 2025-09-10 | 2026-09-10 | Solar Panels | HANWHA 410 (Q.PEAK DUO BLK ML-G10+410) | HANWHA 410 (Q.PEAK DUO BLK ML-G10+410) |  | 0.41 | 4 | 301 | 19 |  | Fixed | Roof
NJADRE1560300255 | Administratively Determined Incentive Program | SOUTH ORANGE | 7079 | 3.28 | Residential | Behind the Meter | Yes | Trinity Solar, LLC | PSE&G |  | Accepted | 2025-08-15 | 2025-09-10 | 2026-09-10 | Inverters | SOLAREDGE | SE3800H-US | 3800 |  | 1 |  |  | 0.97 |  | Outside
NJADRE1560300322 | Administratively Determined Incentive Program | LUMBERTON | 8048 | 8.2 | Residential | Behind the Meter | Yes | Trinity Solar, LLC | PSE&G |  | Accepted | 2025-08-15 | 2025-09-10 | 2026-09-10 | Inverters | Solar Edge | USE7600H-USMNBL75 | 7600 |  | 1 |  |  | 0.97 |  | Outdoor
NJADRE1560300322 | Administratively Determined Incentive Program | LUMBERTON | 8048 | 8.2 | Residential | Behind the Meter | Yes | Trinity Solar, LLC | PSE&G |  | Accepted | 2025-08-15 | 2025-09-10 | 2026-09-10 | Solar Panels | HANWHA | (Q.PEAK DUO BLK ML-G10.C+ 410) |  | 0.41 | 6 | 92 | 26 |  | Fixed | Roof
NJADRE1560300322 | Administratively Determined Incentive Program | LUMBERTON | 8048 | 8.2 | Residential | Behind the Meter | Yes | Trinity Solar, LLC | PSE&G |  | Accepted | 2025-08-15 | 2025-09-10 | 2026-09-10 | Solar Panels | HANWHA | (Q.PEAK DUO BLK ML-G10.C+ 410) |  | 0.41 | 14 | 272 | 26 |  | Fixed | Roof
NJADRE1560300325 | Administratively Determined Incentive Program | IRVINGTON | 7111 | 4.92 | Residential | Behind the Meter | Yes | Trinity Solar, LLC | PSE&G |  | Accepted | 2025-08-15 | 2025-09-10 | 2026-09-10 | Inverters | SOLAREDGE | SE3800H-US | 3800 |  | 1 |  |  | 0.97 |  | Outside
NJADRE1560300325 | Administratively Determined Incentive Program | IRVINGTON | 7111 | 4.92 | Residential | Behind the Meter | Yes | Trinity Solar, LLC | PSE&G |  | Accepted | 2025-08-15 | 2025-09-10 | 2026-09-10 | Solar Panels | HANWHA 410 (Q.PEAK DUO BLK ML-G10+410) | HANWHA 410 (Q.PEAK DUO BLK ML-G10+410) |  | 0.41 | 12 | 201 | 42 |  | Fixed | Roof
NJADRE1560300327 | Administratively Determined Incentive Program | MONROE TOWNSHIP | 8831 | 16.965 | Residential | Behind the Meter | No | Maier Solar dba Solar Me | JCP&L |  | Accepted | 2025-08-15 | 2025-09-10 | 2026-09-10 | Solar Panels | QCELL - HANWHA | QTRON- BLK-MG2+435 |  | 0.435 | 2 | 108 | 44 |  | Fixed | Roof
NJADRE1560300327 | Administratively Determined Incentive Program | MONROE TOWNSHIP | 8831 | 16.965 | Residential | Behind the Meter | No | Maier Solar dba Solar Me | JCP&L |  | Accepted | 2025-08-15 | 2025-09-10 | 2026-09-10 | Solar Panels | QCELL - HANWHA | QTRON- BLK-MG2+435 |  | 0.435 | 7 | 288 | 44 |  | Fixed | Roof
NJADRE1560300327 | Administratively Determined Incentive Program | MONROE TOWNSHIP | 8831 | 16.965 | Residential | Behind the Meter | No | Maier Solar dba Solar Me | JCP&L |  | Accepted | 2025-08-15 | 2025-09-10 | 2026-09-10 | Solar Panels | QCELL - HANWHA | QTRON- BLK-MG2+435 |  | 0.435 | 9 | 198 | 33 |  | Fixed | Roof
NJADRE1560300327 | Administratively Determined Incentive Program | MONROE TOWNSHIP | 8831 | 16.965 | Residential | Behind the Meter | No | Maier Solar dba Solar Me | JCP&L |  | Accepted | 2025-08-15 | 2025-09-10 | 2026-09-10 | Solar Panels | QCELL - HANWHA | QTRON- BLK-MG2+435 |  | 0.435 | 8 | 198 | 33 |  | Fixed | Roof
NJADRE1560300327 | Administratively Determined Incentive Program | MONROE TOWNSHIP | 8831 | 16.965 | Residential | Behind the Meter | No | Maier Solar dba Solar Me | JCP&L |  | Accepted | 2025-08-15 | 2025-09-10 | 2026-09-10 | Solar Panels | QCELL - HANWHA | QTRON- BLK-MG2+435 |  | 0.435 | 8 | 18 | 33 |  | Fixed | Roof
NJADRE1560300327 | Administratively Determined Incentive Program | MONROE TOWNSHIP | 8831 | 16.965 | Residential | Behind the Meter | No | Maier Solar dba Solar Me | JCP&L |  | Accepted | 2025-08-15 | 2025-09-10 | 2026-09-10 | Inverters | ENPHASE | IQ8AC-72-M-US | 349 |  | 39 |  |  | 0.97 |  | Outdoor | ON RACKING
NJADRE1560300327 | Administratively Determined Incentive Program | MONROE TOWNSHIP | 8831 | 16.965 | Residential | Behind the Meter | No | Maier Solar dba Solar Me | JCP&L |  | Accepted | 2025-08-15 | 2025-09-10 | 2026-09-10 | Solar Panels | QCELL - HANWHA | QTRON- BLK-MG2+435 |  | 0.435 | 2 | 288 | 44 |  | Fixed | Roof
NJADRE1560300327 | Administratively Determined Incentive Program | MONROE TOWNSHIP | 8831 | 16.965 | Residential | Behind the Meter | No | Maier Solar dba Solar Me | JCP&L |  | Accepted | 2025-08-15 | 2025-09-10 | 2026-09-10 | Solar Panels | QCELL - HANWHA | QTRON- BLK-MG2+435 |  | 0.435 | 3 | 108 | 44 |  | Fixed | Roof
NJADRE1560300336 | Administratively Determined Incentive Program | TRENTON | 8610 | 5.74 | Residential | Behind the Meter | Yes | Sunrun Installation Services, Inc. | PSE&G |  | Accepted | 2025-08-15 | 2025-09-10 | 2026-09-10 | Solar Panels | Elin Energy (Sirius PV) | ELNSM54M-HC-410 |  | 0.41 | 4 | 117 | 33 |  | Fixed | Roof
NJADRE1560300336 | Administratively Determined Incentive Program | TRENTON | 8610 | 5.74 | Residential | Behind the Meter | Yes | Sunrun Installation Services, Inc. | PSE&G |  | Accepted | 2025-08-15 | 2025-09-10 | 2026-09-10 | Inverters | SolarEdge Technologies | SE5700H-USMN | 5760 |  | 1 |  |  | 0.99 |  | Outdoor
NJADRE1560300336 | Administratively Determined Incentive Program | TRENTON | 8610 | 5.74 | Residential | Behind the Meter | Yes | Sunrun Installation Services, Inc. | PSE&G |  | Accepted | 2025-08-15 | 2025-09-10 | 2026-09-10 | Solar Panels | Elin Energy (Sirius PV) | ELNSM54M-HC-410 |  | 0.41 | 10 | 207 | 21 |  | Fixed | Roof
NJADRE1560300339 | Administratively Determined Incentive Program | Summit | 7901 | 9.03 | Residential | Behind the Meter | No | Powur, PBC | JCP&L |  | Accepted | 2025-08-15 | 2025-09-10 | 2026-09-10 | Inverters | Enphase | Q8HC-72-M-DOM-US | 380 |  | 21 |  |  | 0.97 |  | Outside
NJADRE1560300339 | Administratively Determined Incentive Program | Summit | 7901 | 9.03 | Residential | Behind the Meter | No | Powur, PBC | JCP&L |  | Accepted | 2025-08-15 | 2025-09-10 | 2026-09-10 | Solar Panels | Hanwha Q-Cells | Q.TRON BLK M-G2.H+ 430 |  | 0.43 | 10 | 114 | 27 |  | Fixed | Roof
NJADRE1560300339 | Administratively Determined Incentive Program | Summit | 7901 | 9.03 | Residential | Behind the Meter | No | Powur, PBC | JCP&L |  | Accepted | 2025-08-15 | 2025-09-10 | 2026-09-10 | Solar Panels | Hanwha Q-Cells | Q.TRON BLK M-G2.H+ 430 |  | 0.43 | 6 | 204 | 27 |  | Fixed | Roof
NJADRE1560300339 | Administratively Determined Incentive Program | Summit | 7901 | 9.03 | Residential | Behind the Meter | No | Powur, PBC | JCP&L |  | Accepted | 2025-08-15 | 2025-09-10 | 2026-09-10 | Solar Panels | Hanwha Q-Cells | Q.TRON BLK M-G2.H+ 430 |  | 0.43 | 5 | 294 | 27 |  | Fixed | Roof
NJADRE1560300347 | Administratively Determined Incentive Program | HILLSBOROUGH | 8844 | 7.695 | Residential | Behind the Meter | No | Solar Energy World | PSE&G |  | Accepted | 2025-08-15 | 2025-09-10 | 2026-09-10 | Inverters | Enphase | IQ8+-72-M-US | 290 |  | 19 |  |  | 0.97 |  | Outside
NJADRE1560300347 | Administratively Determined Incentive Program | HILLSBOROUGH | 8844 | 7.695 | Residential | Behind the Meter | No | Solar Energy World | PSE&G |  | Accepted | 2025-08-15 | 2025-09-10 | 2026-09-10 | Solar Panels | LONGi | LR5-54HPB-405M |  | 0.405 | 15 | 232 | 31 |  | Fixed | Roof
NJADRE1560300347 | Administratively Determined Incentive Program | HILLSBOROUGH | 8844 | 7.695 | Residential | Behind the Meter | No | Solar Energy World | PSE&G |  | Accepted | 2025-08-15 | 2025-09-10 | 2026-09-10 | Solar Panels | LONGi | LR5-54HPB-405M |  | 0.405 | 4 | 142 | 37 |  | Fixed | Roof
NJADRE1560300356 | Administratively Determined Incentive Program | Pennsauken | 8109 | 9.24 | Residential | Behind the Meter | No | Sunwise Energy, LLC | PSE&G |  | Accepted | 2025-08-15 | 2025-09-15 | 2026-09-15 | Solar Panels | JA SOLAR | JAM54D41 |  | 0.44 | 5 | 142 | 16 |  | Fixed | Roof
NJADRE1560300356 | Administratively Determined Incentive Program | Pennsauken | 8109 | 9.24 | Residential | Behind the Meter | No | Sunwise Energy, LLC | PSE&G |  | Accepted | 2025-08-15 | 2025-09-15 | 2026-09-15 | Solar Panels | JA SOLAR | JAM54D41 |  | 0.44 | 10 | 142 | 21 |  | Fixed | Roof
NJADRE1560300356 | Administratively Determined Incentive Program | Pennsauken | 8109 | 9.24 | Residential | Behind the Meter | No | Sunwise Energy, LLC | PSE&G |  | Accepted | 2025-08-15 | 2025-09-15 | 2026-09-15 | Solar Panels | JA SOLAR | JAM54D41 |  | 0.44 | 6 | 142 | 13 |  | Fixed | Roof
NJADRE1560300356 | Administratively Determined Incentive Program | Pennsauken | 8109 | 9.24 | Residential | Behind the Meter | No | Sunwise Energy, LLC | PSE&G |  | Accepted | 2025-08-15 | 2025-09-15 | 2026-09-15 | Inverters | ENPHASE ENERGY | IQ8HC-72-M-DOM-US | 380 |  | 21 |  |  | 0.973 |  | Outside
NJADRE1560300360 | Administratively Determined Incentive Program | BRICK | 8723 | 5.74 | Residential | Behind the Meter | Yes | Trinity Solar, LLC | JCP&L |  | Accepted | 2025-08-15 | 2025-09-10 | 2026-09-10 | Inverters | Solar Edge | USE5700H-USMNBL75 | 5760 |  | 1 |  |  | 0.97 |  | Outdoor
NJADRE1560300360 | Administratively Determined Incentive Program | BRICK | 8723 | 5.74 | Residential | Behind the Meter | Yes | Trinity Solar, LLC | JCP&L |  | Accepted | 2025-08-15 | 2025-09-10 | 2026-09-10 | Solar Panels | HANWHA | (Q.PEAK DUO BLK ML-G10.C+ 410) |  | 0.41 | 14 | 260 | 18 |  | Fixed | Roof
NJADRE1560300362 | Administratively Determined Incentive Program | PLEASANTVILLE | 8232 | 7.38 | Residential | Behind the Meter | Yes | Sunrun Installation Services, Inc. | AC Electric |  | Accepted | 2025-08-15 | 2025-09-10 | 2026-09-10 | Solar Panels | Elin Energy (Sirius PV) | ELNSM54M-HC-410 |  | 0.41 | 9 | 26 | 29 |  | Fixed | Roof
NJADRE1560300362 | Administratively Determined Incentive Program | PLEASANTVILLE | 8232 | 7.38 | Residential | Behind the Meter | Yes | Sunrun Installation Services, Inc. | AC Electric |  | Accepted | 2025-08-15 | 2025-09-10 | 2026-09-10 | Solar Panels | Elin Energy (Sirius PV) | ELNSM54M-HC-410 |  | 0.41 | 9 | 206 | 29 |  | Fixed | Roof
NJADRE1560300362 | Administratively Determined Incentive Program | PLEASANTVILLE | 8232 | 7.38 | Residential | Behind the Meter | Yes | Sunrun Installation Services, Inc. | AC Electric |  | Accepted | 2025-08-15 | 2025-09-10 | 2026-09-10 | Inverters | SolarEdge Technologies | SE5700H-USMN | 5760 |  | 1 |  |  | 0.99 |  | Outdoor | Next to meter
NJADRE1560300364 | Administratively Determined Incentive Program | NORTH BERGEN | 7047 | 4 | Residential | Behind the Meter | Yes | Freedom Forever New Jersey, LLC | PSE&G |  | Accepted | 2025-08-15 | 2025-09-10 | 2026-09-10 | Inverters | Solar Edge | SE3800H-USRGM [SI1 | 3800 |  | 1 |  |  | 0.99 |  | Outdoor
NJADRE1560300364 | Administratively Determined Incentive Program | NORTH BERGEN | 7047 | 4 | Residential | Behind the Meter | Yes | Freedom Forever New Jersey, LLC | PSE&G |  | Accepted | 2025-08-15 | 2025-09-10 | 2026-09-10 | Solar Panels | PHILADELPHIA SOLAR: | PS-M108(HCBF)-400W |  | 0.4 | 7 | 213 | 20 |  | Fixed | Roof
NJADRE1560300364 | Administratively Determined Incentive Program | NORTH BERGEN | 7047 | 4 | Residential | Behind the Meter | Yes | Freedom Forever New Jersey, LLC | PSE&G |  | Accepted | 2025-08-15 | 2025-09-10 | 2026-09-10 | Solar Panels | PHILADELPHIA SOLAR: | PS-M108(HCBF)-400W |  | 0.4 | 3 | 303 | 20 |  | Fixed | Roof
NJADRE1560300379 | Administratively Determined Incentive Program | Wenonah | 8090 | 4.51 | Residential | Behind the Meter | No | Big Wave Roofing and Solar, LLC | AC Electric |  | Accepted | 2025-08-15 | 2025-09-10 | 2026-09-10 | Solar Panels | Mission | MSE410HT0B |  | 0.41 | 8 | 225 | 20 |  | Fixed | Roof
NJADRE1560300379 | Administratively Determined Incentive Program | Wenonah | 8090 | 4.51 | Residential | Behind the Meter | No | Big Wave Roofing and Solar, LLC | AC Electric |  | Accepted | 2025-08-15 | 2025-09-10 | 2026-09-10 | Solar Panels | Mission | MSE410HT0B |  | 0.41 | 3 | 225 | 20 |  | Fixed | Roof
NJADRE1560300379 | Administratively Determined Incentive Program | Wenonah | 8090 | 4.51 | Residential | Behind the Meter | No | Big Wave Roofing and Solar, LLC | AC Electric |  | Accepted | 2025-08-15 | 2025-09-10 | 2026-09-10 | Inverters | Enphase | IQ8PLUS-72-2-US | 290 |  | 11 |  |  | 0.97 |  | Outside
NJADRE1560300394 | Administratively Determined Incentive Program | Cape May Court House | 8210 | 17.94 | Residential | Behind the Meter | Yes | SEA BRIGHT SOLAR, LLC | AC Electric |  | Accepted | 2025-08-15 | 2025-09-10 | 2026-09-10 | Solar Panels | REC | REC460AA Pure-RX |  | 0.46 | 10 | 123 | 32 |  | Fixed | Roof
NJADRE1560300394 | Administratively Determined Incentive Program | Cape May Court House | 8210 | 17.94 | Residential | Behind the Meter | Yes | SEA BRIGHT SOLAR, LLC | AC Electric |  | Accepted | 2025-08-15 | 2025-09-10 | 2026-09-10 | Solar Panels | REC | REC460AA Pure-RX |  | 0.46 | 17 | 213 | 32 |  | Fixed | Roof
NJADRE1560300394 | Administratively Determined Incentive Program | Cape May Court House | 8210 | 17.94 | Residential | Behind the Meter | Yes | SEA BRIGHT SOLAR, LLC | AC Electric |  | Accepted | 2025-08-15 | 2025-09-10 | 2026-09-10 | Solar Panels | REC | REC460AA Pure-RX |  | 0.46 | 8 | 123 | 32 |  | Fixed | Roof
NJADRE1560300394 | Administratively Determined Incentive Program | Cape May Court House | 8210 | 17.94 | Residential | Behind the Meter | Yes | SEA BRIGHT SOLAR, LLC | AC Electric |  | Accepted | 2025-08-15 | 2025-09-10 | 2026-09-10 | Inverters | Enphase | IQ8X-80-M-US | 380 |  | 39 |  |  | 0.97 |  | Outdoor
NJADRE1560300394 | Administratively Determined Incentive Program | Cape May Court House | 8210 | 17.94 | Residential | Behind the Meter | Yes | SEA BRIGHT SOLAR, LLC | AC Electric |  | Accepted | 2025-08-15 | 2025-09-10 | 2026-09-10 | Solar Panels | REC | REC460AA Pure-RX |  | 0.46 | 1 | 303 | 32 |  | Fixed | Roof
NJADRE1560300394 | Administratively Determined Incentive Program | Cape May Court House | 8210 | 17.94 | Residential | Behind the Meter | Yes | SEA BRIGHT SOLAR, LLC | AC Electric |  | Accepted | 2025-08-15 | 2025-09-10 | 2026-09-10 | Meters | Enphase | IQ Combiner 5C |  |  | 1 |  |  |  | Yes | Outdoor
NJADRE1560300394 | Administratively Determined Incentive Program | Cape May Court House | 8210 | 17.94 | Residential | Behind the Meter | Yes | SEA BRIGHT SOLAR, LLC | AC Electric |  | Accepted | 2025-08-15 | 2025-09-10 | 2026-09-10 | Solar Panels | REC | REC460AA Pure-RX |  | 0.46 | 3 | 123 | 32 |  | Fixed | Roof
NJADRE1560300417 | Administratively Determined Incentive Program | Hillside Twp | 7205 | 9.84 | Residential | Behind the Meter | Yes | Sunrun Installation Services, Inc. | PSE&G |  | Accepted | 2025-08-15 | 2025-09-10 | 2026-09-10 | Electric Storage Battery | TESLA | POWERWALL 3 1707000-XX-Y |  |  | 1 |  |  |  | Lithium Ion |  | Outside
NJADRE1560300417 | Administratively Determined Incentive Program | Hillside Twp | 7205 | 9.84 | Residential | Behind the Meter | Yes | Sunrun Installation Services, Inc. | PSE&G |  | Accepted | 2025-08-15 | 2025-09-10 | 2026-09-10 | Solar Panels | ELIN ENERGY (SIRIUS PV) | ELNSM54M-HC-410 |  | 0.41 | 13 | 151 | 22 |  | Fixed | Roof
NJADRE1560300417 | Administratively Determined Incentive Program | Hillside Twp | 7205 | 9.84 | Residential | Behind the Meter | Yes | Sunrun Installation Services, Inc. | PSE&G |  | Accepted | 2025-08-15 | 2025-09-10 | 2026-09-10 | Inverters | TESLA | POWERWALL 3 1707000-XX-Y | 11500 |  | 1 |  |  | 0.97 |  | Outside
NJADRE1560300417 | Administratively Determined Incentive Program | Hillside Twp | 7205 | 9.84 | Residential | Behind the Meter | Yes | Sunrun Installation Services, Inc. | PSE&G |  | Accepted | 2025-08-15 | 2025-09-10 | 2026-09-10 | Solar Panels | ELIN ENERGY (SIRIUS PV) | ELNSM54M-HC-410 |  | 0.41 | 11 | 331 | 22 |  | Fixed | Roof
NJADRE1560300424 | Administratively Determined Incentive Program | RAHWAY | 7065 | 3.645 | Residential | Behind the Meter | Yes | Freedom Forever New Jersey, LLC | PSE&G |  | Accepted | 2025-08-15 | 2025-09-10 | 2026-09-10 | Inverters | Solar Edge | SE3800H-US | 3800 |  | 1 |  |  | 0.99 |  | Outside
NJADRE1560300424 | Administratively Determined Incentive Program | RAHWAY | 7065 | 3.645 | Residential | Behind the Meter | Yes | Freedom Forever New Jersey, LLC | PSE&G |  | Accepted | 2025-08-15 | 2025-09-10 | 2026-09-10 | Solar Panels | JA Solar | JAM54S31-405/MR |  | 0.405 | 3 | 50 | 29 |  | Fixed | Roof
NJADRE1560300424 | Administratively Determined Incentive Program | RAHWAY | 7065 | 3.645 | Residential | Behind the Meter | Yes | Freedom Forever New Jersey, LLC | PSE&G |  | Accepted | 2025-08-15 | 2025-09-10 | 2026-09-10 | Solar Panels | JA Solar | JAM54S31-405/MR |  | 0.405 | 4 | 50 | 27 |  | Fixed | Roof
NJADRE1560300424 | Administratively Determined Incentive Program | RAHWAY | 7065 | 3.645 | Residential | Behind the Meter | Yes | Freedom Forever New Jersey, LLC | PSE&G |  | Accepted | 2025-08-15 | 2025-09-10 | 2026-09-10 | Solar Panels | JA Solar | JAM54S31-405/MR |  | 0.405 | 2 | 230 | 19 |  | Fixed | Roof
NJADRE1560300439 | Administratively Determined Incentive Program | BURLINGTON | 8016 | 16.6 | Residential | Behind the Meter | No | Solar Energy World | PSE&G |  | Accepted | 2025-08-15 | 2025-09-10 | 2026-09-10 | Inverters | Enphase | IQ8+-72-M-US | 290 |  | 40 |  |  | 0.97 |  | Outside
NJADRE1560300439 | Administratively Determined Incentive Program | BURLINGTON | 8016 | 16.6 | Residential | Behind the Meter | No | Solar Energy World | PSE&G |  | Accepted | 2025-08-15 | 2025-09-10 | 2026-09-10 | Solar Panels | HANWHA | Q.PEAK DUOBLK ML-G10+-415W |  | 0.415 | 6 | 254 | 34 |  | Fixed | Roof
NJADRE1560300439 | Administratively Determined Incentive Program | BURLINGTON | 8016 | 16.6 | Residential | Behind the Meter | No | Solar Energy World | PSE&G |  | Accepted | 2025-08-15 | 2025-09-10 | 2026-09-10 | Solar Panels | HANWHA | Q.PEAK DUOBLK ML-G10+-415W |  | 0.415 | 8 | 74 | 34 |  | Fixed | Roof
NJADRE1560300439 | Administratively Determined Incentive Program | BURLINGTON | 8016 | 16.6 | Residential | Behind the Meter | No | Solar Energy World | PSE&G |  | Accepted | 2025-08-15 | 2025-09-10 | 2026-09-10 | Solar Panels | HANWHA | Q.PEAK DUOBLK ML-G10+-415W |  | 0.415 | 14 | 74 | 34 |  | Fixed | Roof
NJADRE1560300439 | Administratively Determined Incentive Program | BURLINGTON | 8016 | 16.6 | Residential | Behind the Meter | No | Solar Energy World | PSE&G |  | Accepted | 2025-08-15 | 2025-09-10 | 2026-09-10 | Solar Panels | HANWHA | Q.PEAK DUOBLK ML-G10+-415W |  | 0.415 | 4 | 254 | 33 |  | Fixed | Roof
NJADRE1560300439 | Administratively Determined Incentive Program | BURLINGTON | 8016 | 16.6 | Residential | Behind the Meter | No | Solar Energy World | PSE&G |  | Accepted | 2025-08-15 | 2025-09-10 | 2026-09-10 | Solar Panels | HANWHA | Q.PEAK DUOBLK ML-G10+-415W |  | 0.415 | 8 | 254 | 34 |  | Fixed | Roof
NJADRE1560300501 | Administratively Determined Incentive Program | MEDFORD | 8055 | 8.7 | Residential | Behind the Meter | No | Sunwise Energy, LLC | PSE&G |  | Accepted | 2025-08-15 | 2025-09-10 | 2026-09-10 | Inverters | ENPHASE ENERGY | IQ8HC-72-M-DOM-US | 380 |  | 20 |  |  | 0.973 |  | Outside
NJADRE1560300501 | Administratively Determined Incentive Program | MEDFORD | 8055 | 8.7 | Residential | Behind the Meter | No | Sunwise Energy, LLC | PSE&G |  | Accepted | 2025-08-15 | 2025-09-10 | 2026-09-10 | Solar Panels | Q CELLS | Q TRON BLK M-G2+SERIES |  | 0.435 | 20 | 206 | 24 |  | Fixed | Roof
NJADRE1560301922 | Administratively Determined Incentive Program | MONTGOMERY | 8558 | 10.005 | Residential | Behind the Meter | No | Solar Energy World | PSE&G |  | Accepted | 2025-08-15 | 2025-09-10 | 2026-09-10 | Inverters | Enphase | IQ8MC-72-M-US | 320 |  | 23 |  |  | 0.97 |  | Outside
NJADRE1560301922 | Administratively Determined Incentive Program | MONTGOMERY | 8558 | 10.005 | Residential | Behind the Meter | No | Solar Energy World | PSE&G |  | Accepted | 2025-08-15 | 2025-09-10 | 2026-09-10 | Solar Panels | Hanwha | Q.TRON BLKM-G2+ 435W |  | 0.435 | 9 | 164 | 34 |  | Fixed | Roof
NJADRE1560301922 | Administratively Determined Incentive Program | MONTGOMERY | 8558 | 10.005 | Residential | Behind the Meter | No | Solar Energy World | PSE&G |  | Accepted | 2025-08-15 | 2025-09-10 | 2026-09-10 | Solar Panels | HANWHA | Q.TRON BLKM-G2+ 435W |  | 0.435 | 4 | 165 | 34 |  | Fixed | Roof
NJADRE1560301922 | Administratively Determined Incentive Program | MONTGOMERY | 8558 | 10.005 | Residential | Behind the Meter | No | Solar Energy World | PSE&G |  | Accepted | 2025-08-15 | 2025-09-10 | 2026-09-10 | Solar Panels | HANWHA | Q.TRON BLKM-G2+ 435W |  | 0.435 | 6 | 344 | 34 |  | Fixed | Roof
NJADRE1560301922 | Administratively Determined Incentive Program | MONTGOMERY | 8558 | 10.005 | Residential | Behind the Meter | No | Solar Energy World | PSE&G |  | Accepted | 2025-08-15 | 2025-09-10 | 2026-09-10 | Solar Panels | HANWHA | Q.TRON BLKM-G2+ 435W |  | 0.435 | 4 | 164 | 33 |  | Fixed | Roof
NJADRE1560302596 | Administratively Determined Incentive Program | COLONIA | 7067 | 15.99 | Residential | Behind the Meter | No | Tesla Energy Operations Inc | PSE&G |  | Accepted | 2025-08-15 | 2025-09-10 | 2026-09-10 | Solar Panels | Hanwha | Q.PEAK DUO BLK ML-G10+/TS 410 |  | 0.41 | 14 | 227 | 40 |  | Fixed | Roof
NJADRE1560302596 | Administratively Determined Incentive Program | COLONIA | 7067 | 15.99 | Residential | Behind the Meter | No | Tesla Energy Operations Inc | PSE&G |  | Accepted | 2025-08-15 | 2025-09-10 | 2026-09-10 | Solar Panels | Hanwha | Q.PEAK DUO BLK ML-G10+/TS 410 |  | 0.41 | 6 | 317 | 39 |  | Fixed | Roof
NJADRE1560302596 | Administratively Determined Incentive Program | COLONIA | 7067 | 15.99 | Residential | Behind the Meter | No | Tesla Energy Operations Inc | PSE&G |  | Accepted | 2025-08-15 | 2025-09-10 | 2026-09-10 | Electric Storage Battery | Tesla | Powerwall 3 |  |  | 3 |  |  |  | Lithium Ion |  | OUTSIDE
NJADRE1560302596 | Administratively Determined Incentive Program | COLONIA | 7067 | 15.99 | Residential | Behind the Meter | No | Tesla Energy Operations Inc | PSE&G |  | Accepted | 2025-08-15 | 2025-09-10 | 2026-09-10 | Solar Panels | Hanwha | Q.PEAK DUO BLK ML-G10+/TS 410 |  | 0.41 | 3 | 226 | 40 |  | Fixed | Roof
NJADRE1560302596 | Administratively Determined Incentive Program | COLONIA | 7067 | 15.99 | Residential | Behind the Meter | No | Tesla Energy Operations Inc | PSE&G |  | Accepted | 2025-08-15 | 2025-09-10 | 2026-09-10 | Solar Panels | Hanwha | Q.PEAK DUO BLK ML-G10+/TS 410 |  | 0.41 | 4 | 317 | 40 |  | Fixed | Roof
NJADRE1560302596 | Administratively Determined Incentive Program | COLONIA | 7067 | 15.99 | Residential | Behind the Meter | No | Tesla Energy Operations Inc | PSE&G |  | Accepted | 2025-08-15 | 2025-09-10 | 2026-09-10 | Solar Panels | Hanwha | Q.PEAK DUO BLK ML-G10+/TS 410 |  | 0.41 | 12 | 47 | 40 |  | Fixed | Roof
NJADRE1560302596 | Administratively Determined Incentive Program | COLONIA | 7067 | 15.99 | Residential | Behind the Meter | No | Tesla Energy Operations Inc | PSE&G |  | Accepted | 2025-08-15 | 2025-09-10 | 2026-09-10 | Inverters | Tesla | 1707000-XX-Y | 11500 |  | 2 |  |  | 0.98 |  | Outdoor
NJADRE1560302606 | Administratively Determined Incentive Program | EGG HARBOR CITY | 8215 | 9.24 | Residential | Behind the Meter | No | Ocean Solar, LLC | AC Electric |  | Accepted | 2025-08-15 | 2025-09-10 | 2026-09-10 | Meters | ENPHASE | X2-IQ-AM1-240-5-HDK | 240 |  | 1 |  |  |  | Yes | Outdoor
NJADRE1560302606 | Administratively Determined Incentive Program | EGG HARBOR CITY | 8215 | 9.24 | Residential | Behind the Meter | No | Ocean Solar, LLC | AC Electric |  | Accepted | 2025-08-15 | 2025-09-10 | 2026-09-10 | Solar Panels | SILFAB | Sil-440 QD |  | 0.44 | 21 | 132 | 19 |  | Fixed | Roof
NJADRE1560302606 | Administratively Determined Incentive Program | EGG HARBOR CITY | 8215 | 9.24 | Residential | Behind the Meter | No | Ocean Solar, LLC | AC Electric |  | Accepted | 2025-08-15 | 2025-09-10 | 2026-09-10 | Inverters | ENPHASE | IQ8PLUS-72-M-US | 290 |  | 21 |  |  | 0.97 |  | Outdoor
NJADRE1560302608 | Administratively Determined Incentive Program | SAYREVILLE | 8872 | 8.2 | Residential | Behind the Meter | Yes | Freedom Forever New Jersey, LLC | JCP&L |  | Accepted | 2025-08-15 | 2025-09-10 | 2026-09-10 | Solar Panels | Hanwha | Q.PEAK DUO BLK ML-G10.C+ 410 |  | 0.41 | 7 | 186 | 45 |  | Fixed | Roof
NJADRE1560302608 | Administratively Determined Incentive Program | SAYREVILLE | 8872 | 8.2 | Residential | Behind the Meter | Yes | Freedom Forever New Jersey, LLC | JCP&L |  | Accepted | 2025-08-15 | 2025-09-10 | 2026-09-10 | Inverters | Solar Edge | SE5700H-US | 5760 |  | 1 |  |  | 0.99 |  | Outdoor
NJADRE1560302608 | Administratively Determined Incentive Program | SAYREVILLE | 8872 | 8.2 | Residential | Behind the Meter | Yes | Freedom Forever New Jersey, LLC | JCP&L |  | Accepted | 2025-08-15 | 2025-09-10 | 2026-09-10 | Solar Panels | Hanwha | Q.PEAK DUO BLK ML-G10.C+ 410 |  | 0.41 | 13 | 276 | 33 |  | Fixed | Roof
NJADRE1560302612 | Administratively Determined Incentive Program | Bayville | 8721 | 9.57 | Residential | Behind the Meter | No | NJ Solar Power, LLC | JCP&L |  | Accepted | 2025-08-15 | 2025-09-10 | 2026-09-10 | Inverters | SolarEdge | SE7600H-US | 7600 |  | 1 |  |  | 0.97 |  | Outside
NJADRE1560302612 | Administratively Determined Incentive Program | Bayville | 8721 | 9.57 | Residential | Behind the Meter | No | NJ Solar Power, LLC | JCP&L |  | Accepted | 2025-08-15 | 2025-09-10 | 2026-09-10 | Solar Panels | Hanwha | Hanwha Q Tron Blk M-G2+ 435 |  | 0.435 | 22 | 263 | 35 |  | Fixed | Roof | Roof 1
NJADRE1560302624 | Administratively Determined Incentive Program | RUTHERFORD | 7070 | 8.1 | Residential | Behind the Meter | Yes | Sunrun Installation Services, Inc. | PSE&G |  | Accepted | 2025-08-15 | 2025-09-10 | 2026-09-10 | Solar Panels | JA SOLAR | JAM54S31-405/MR |  | 0.405 | 4 | 205 | 41 |  | Fixed | Roof
NJADRE1560302624 | Administratively Determined Incentive Program | RUTHERFORD | 7070 | 8.1 | Residential | Behind the Meter | Yes | Sunrun Installation Services, Inc. | PSE&G |  | Accepted | 2025-08-15 | 2025-09-10 | 2026-09-10 | Solar Panels | JA SOLAR | JAM54S31-405/MR |  | 0.405 | 5 | 115 | 19 |  | Fixed | Roof
NJADRE1560302624 | Administratively Determined Incentive Program | RUTHERFORD | 7070 | 8.1 | Residential | Behind the Meter | Yes | Sunrun Installation Services, Inc. | PSE&G |  | Accepted | 2025-08-15 | 2025-09-10 | 2026-09-10 | Solar Panels | JA SOLAR | JAM54S31-405/MR |  | 0.405 | 8 | 115 | 23 |  | Fixed | Roof
NJADRE1560302624 | Administratively Determined Incentive Program | RUTHERFORD | 7070 | 8.1 | Residential | Behind the Meter | Yes | Sunrun Installation Services, Inc. | PSE&G |  | Accepted | 2025-08-15 | 2025-09-10 | 2026-09-10 | Solar Panels | JA SOLAR | JAM54S31-405/MR |  | 0.405 | 3 | 295 | 23 |  | Fixed | Roof
NJADRE1560302624 | Administratively Determined Incentive Program | RUTHERFORD | 7070 | 8.1 | Residential | Behind the Meter | Yes | Sunrun Installation Services, Inc. | PSE&G |  | Accepted | 2025-08-15 | 2025-09-10 | 2026-09-10 | Inverters | SOLAREDGE TECHNOLOGIES | SE5700H-USMN | 5760 |  | 1 |  |  | 0.99 |  | Outdoor
NJADRE1560302626 | Administratively Determined Incentive Program | OLD BRIDGE | 8857 | 10.53 | Residential | Behind the Meter | No | Solar Energy World | JCP&L |  | Accepted | 2025-08-15 | 2025-09-10 | 2026-09-10 | Solar Panels | LONGi | LR5-54HPB-405M |  | 0.405 | 16 | 251 | 26 |  | Fixed | Roof
NJADRE1560302626 | Administratively Determined Incentive Program | OLD BRIDGE | 8857 | 10.53 | Residential | Behind the Meter | No | Solar Energy World | JCP&L |  | Accepted | 2025-08-15 | 2025-09-10 | 2026-09-10 | Electric Storage Battery | Franklin | Franklin aPower 2 System 1 15kWh |  |  | 1 |  |  |  | Lithium Ion |  | outside
NJADRE1560302626 | Administratively Determined Incentive Program | OLD BRIDGE | 8857 | 10.53 | Residential | Behind the Meter | No | Solar Energy World | JCP&L |  | Accepted | 2025-08-15 | 2025-09-10 | 2026-09-10 | Solar Panels | LONGi | LR5-54HPB-405M |  | 0.405 | 10 | 71 | 24 |  | Fixed | Roof
NJADRE1560302626 | Administratively Determined Incentive Program | OLD BRIDGE | 8857 | 10.53 | Residential | Behind the Meter | No | Solar Energy World | JCP&L |  | Accepted | 2025-08-15 | 2025-09-10 | 2026-09-10 | Inverters | Enphase | IQ8+-72-M-US | 290 |  | 26 |  |  | 0.97 |  | Outside
NJADRE1560302628 | Administratively Determined Incentive Program | TUCKERTON | 8087 | 8.8 | Residential | Behind the Meter | No | Ocean Solar, LLC | AC Electric |  | Accepted | 2025-08-15 | 2025-09-10 | 2026-09-10 | Solar Panels | SILFAB | Sil-440 QD |  | 0.44 | 20 | 190 | 18 |  | Fixed | Roof
NJADRE1560302628 | Administratively Determined Incentive Program | TUCKERTON | 8087 | 8.8 | Residential | Behind the Meter | No | Ocean Solar, LLC | AC Electric |  | Accepted | 2025-08-15 | 2025-09-10 | 2026-09-10 | Meters | ENPHASE | X2-IQ-AM1-240-5-HDK | 240 |  | 1 |  |  |  | Yes | Outdoor
NJADRE1560302628 | Administratively Determined Incentive Program | TUCKERTON | 8087 | 8.8 | Residential | Behind the Meter | No | Ocean Solar, LLC | AC Electric |  | Accepted | 2025-08-15 | 2025-09-10 | 2026-09-10 | Inverters | ENPHASE | IQ8PLUS-72-M-US | 290 |  | 20 |  |  | 0.97 |  | Outdoor
NJADRE1560302634 | Administratively Determined Incentive Program | Marlton | 8053 | 14.26 | Residential | Behind the Meter | No | SEA BRIGHT SOLAR, LLC | AC Electric |  | Accepted | 2025-08-15 | 2025-09-10 | 2026-09-10 | Solar Panels | REC | REC460AA Pure-RX/ |  | 0.46 | 18 | 154 | 34 |  | Fixed | Roof
NJADRE1560302634 | Administratively Determined Incentive Program | Marlton | 8053 | 14.26 | Residential | Behind the Meter | No | SEA BRIGHT SOLAR, LLC | AC Electric |  | Accepted | 2025-08-15 | 2025-09-10 | 2026-09-10 | Solar Panels | REC460AA Pure-RX | REC |  | 0.46 | 7 | 154 | 34 |  | Fixed | Roof
NJADRE1560302634 | Administratively Determined Incentive Program | Marlton | 8053 | 14.26 | Residential | Behind the Meter | No | SEA BRIGHT SOLAR, LLC | AC Electric |  | Accepted | 2025-08-15 | 2025-09-10 | 2026-09-10 | Solar Panels | REC | REC460AA Pure-RX |  | 0.46 | 6 | 244 | 34 |  | Fixed | Roof
NJADRE1560302634 | Administratively Determined Incentive Program | Marlton | 8053 | 14.26 | Residential | Behind the Meter | No | SEA BRIGHT SOLAR, LLC | AC Electric |  | Accepted | 2025-08-15 | 2025-09-10 | 2026-09-10 | Inverters | Enphase | IQ8X-80-M-US | 380 |  | 31 |  |  | 0.97 |  | Outdoor
NJADRE1560302637 | Administratively Determined Incentive Program | EDISON | 8837 | 6.48 | Residential | Behind the Meter | No | Freedom Forever New Jersey LLC | PSE&G |  | Accepted | 2025-08-15 | 2025-09-10 | 2026-09-10 | Solar Panels | JA Solar | JAM54S31-405/MR |  | 0.405 | 10 | 73 | 15 |  | Fixed | Roof
NJADRE1560302637 | Administratively Determined Incentive Program | EDISON | 8837 | 6.48 | Residential | Behind the Meter | No | Freedom Forever New Jersey LLC | PSE&G |  | Accepted | 2025-08-15 | 2025-09-10 | 2026-09-10 | Solar Panels | JA Solar | JAM54S31-405/MR |  | 0.405 | 6 | 73 | 18 |  | Fixed | Roof
NJADRE1560302637 | Administratively Determined Incentive Program | EDISON | 8837 | 6.48 | Residential | Behind the Meter | No | Freedom Forever New Jersey LLC | PSE&G |  | Accepted | 2025-08-15 | 2025-09-10 | 2026-09-10 | Inverters | Solar Edge | SE5000H-USRGM | 5000 |  | 1 |  |  | 0.99 |  | Outdoor
NJADRE1560302641 | Administratively Determined Incentive Program | Sussex | 7461 | 29.52 | Residential | Behind the Meter | No | Alternative Energy Associates | Sussex Rural |  | Accepted | 2025-08-15 | 2025-09-03 | 2026-09-03 | Solar Panels | Mission Solar | MSE PERC 108HC |  | 0.41 | 72 | 144 | 25 |  | Fixed | Ground | Front yard
NJADRE1560302641 | Administratively Determined Incentive Program | Sussex | 7461 | 29.52 | Residential | Behind the Meter | No | Alternative Energy Associates | Sussex Rural |  | Accepted | 2025-08-15 | 2025-09-03 | 2026-09-03 | Inverters | Enphase | IQ8AC | 349 |  | 72 |  |  | 0.973 |  | Outside | Behind Panel
NJADRE1560302645 | Administratively Determined Incentive Program | COLLINGSWOOD | 8108 | 12.47 | Residential | Behind the Meter | No | Sun Up Zero Down, LLC | PSE&G |  | Accepted | 2025-08-21 | 2025-09-15 | 2026-09-15 | Inverters | Enphase | IQ8PLUS-72-2-US | 290 |  | 29 |  |  | 0.976 |  | Outdoor
NJADRE1560302645 | Administratively Determined Incentive Program | COLLINGSWOOD | 8108 | 12.47 | Residential | Behind the Meter | No | Sun Up Zero Down, LLC | PSE&G |  | Accepted | 2025-08-21 | 2025-09-15 | 2026-09-15 | Meters | Enphase | TBD |  |  | 1 |  |  |  | Yes | Outdoor
NJADRE1560302645 | Administratively Determined Incentive Program | COLLINGSWOOD | 8108 | 12.47 | Residential | Behind the Meter | No | Sun Up Zero Down, LLC | PSE&G |  | Accepted | 2025-08-21 | 2025-09-15 | 2026-09-15 | Solar Panels | SEG | SEG-430-BTD-BG |  | 0.43 | 29 | 221 | 15 |  | Fixed | Roof
NJADRE1560302658 | Administratively Determined Incentive Program | Barnegat Light | 8006 | 3.045 | Residential | Behind the Meter | No | Sea Bright Solar, LLC | AC Electric |  | Accepted | 2025-08-15 | 2025-09-10 | 2026-09-10 | Solar Panels | QCell | Q.TRON BLK M-G2+435 |  | 0.435 | 1 | 205 | 10 |  | Fixed | Roof
NJADRE1560302658 | Administratively Determined Incentive Program | Barnegat Light | 8006 | 3.045 | Residential | Behind the Meter | No | Sea Bright Solar, LLC | AC Electric |  | Accepted | 2025-08-15 | 2025-09-10 | 2026-09-10 | Solar Panels | QCell | Q.TRON BLK M-G2+435 |  | 0.435 | 6 | 115 | 45 |  | Fixed | Roof
NJADRE1560302658 | Administratively Determined Incentive Program | Barnegat Light | 8006 | 3.045 | Residential | Behind the Meter | No | Sea Bright Solar, LLC | AC Electric |  | Accepted | 2025-08-15 | 2025-09-10 | 2026-09-10 | Inverters | Enphase | IQ8A-72-2-US | 349 |  | 7 |  |  | 0.97 |  | Outdoor | Outdoor
NJADRE1560302671 | Administratively Determined Incentive Program | Matawan | 7747 | 7.79 | Residential | Behind the Meter | Yes | Trinity Solar, LLC | JCP&L |  | Accepted | 2025-08-15 | 2025-09-10 | 2026-09-10 | Electric Storage Battery | Tesla | 1707000-XX-Y |  |  | 2 |  |  |  | Lithium Ion |  | outdoor
NJADRE1560302671 | Administratively Determined Incentive Program | Matawan | 7747 | 7.79 | Residential | Behind the Meter | Yes | Trinity Solar, LLC | JCP&L |  | Accepted | 2025-08-15 | 2025-09-10 | 2026-09-10 | Solar Panels | HANWHA | (Q.PEAK DUO BLK ML-G10+ 410) |  | 0.41 | 4 | 328 | 18 |  | Fixed | Roof
NJADRE1560302671 | Administratively Determined Incentive Program | Matawan | 7747 | 7.79 | Residential | Behind the Meter | Yes | Trinity Solar, LLC | JCP&L |  | Accepted | 2025-08-15 | 2025-09-10 | 2026-09-10 | Solar Panels | HANWHA | (Q.PEAK DUO BLK ML-G10+ 410) |  | 0.41 | 3 | 148 | 18 |  | Fixed | Roof
NJADRE1560302671 | Administratively Determined Incentive Program | Matawan | 7747 | 7.79 | Residential | Behind the Meter | Yes | Trinity Solar, LLC | JCP&L |  | Accepted | 2025-08-15 | 2025-09-10 | 2026-09-10 | Solar Panels | HANWHA | (Q.PEAK DUO BLK ML-G10+ 410) |  | 0.41 | 12 | 148 | 27 |  | Fixed | Roof
NJADRE1560302710 | Administratively Determined Incentive Program | Atco | 8004 | 6.97 | Residential | Behind the Meter | Yes | Trinity Solar, LLC | AC Electric |  | Accepted | 2025-08-15 | 2025-09-10 | 2026-09-10 | Solar Panels | HANWHA | (Q.PEAK DUO BLK ML-G10.C+ 410) |  | 0.41 | 7 | 280 | 23 |  | Fixed | Roof
NJADRE1560302710 | Administratively Determined Incentive Program | Atco | 8004 | 6.97 | Residential | Behind the Meter | Yes | Trinity Solar, LLC | AC Electric |  | Accepted | 2025-08-15 | 2025-09-10 | 2026-09-10 | Inverters | Solar Edge | USE5700H-USMNBL75 | 5760 |  | 1 |  |  | 0.97 |  | Outdoor
NJADRE1560302710 | Administratively Determined Incentive Program | Atco | 8004 | 6.97 | Residential | Behind the Meter | Yes | Trinity Solar, LLC | AC Electric |  | Accepted | 2025-08-15 | 2025-09-10 | 2026-09-10 | Solar Panels | HANWHA | (Q.PEAK DUO BLK ML-G10.C+ 410) |  | 0.41 | 10 | 100 | 25 |  | Fixed | Roof
NJADRE1560302711 | Administratively Determined Incentive Program | LUMBERTON | 8048 | 12.04 | Residential | Behind the Meter | No | JNR Consultants, LLC | PSE&G |  | Accepted | 2025-08-17 | 2025-09-10 | 2026-09-10 | Meters | TBD | TBD | 10000 |  | 1 |  |  |  | Yes | Outdoor
NJADRE1560302711 | Administratively Determined Incentive Program | LUMBERTON | 8048 | 12.04 | Residential | Behind the Meter | No | JNR Consultants, LLC | PSE&G |  | Accepted | 2025-08-17 | 2025-09-10 | 2026-09-10 | Solar Panels | Jinko | JKM430M-78H |  | 0.43 | 28 | 180 | 20 |  | Fixed | Ground
NJADRE1560302711 | Administratively Determined Incentive Program | LUMBERTON | 8048 | 12.04 | Residential | Behind the Meter | No | JNR Consultants, LLC | PSE&G |  | Accepted | 2025-08-17 | 2025-09-10 | 2026-09-10 | Inverters | SMA | SBSE 9.6 | 9600 |  | 1 |  |  | 0.97 |  | Outside
NJADRE1560302713 | Administratively Determined Incentive Program | FAIR LAWN | 7410 | 14.35 | Residential | Behind the Meter | No | Freedom Forever New Jersey, LLC | PSE&G |  | Accepted | 2025-08-15 | 2025-09-10 | 2026-09-10 | Inverters | Solar Edge | SE10000H-USRGM | 10000 |  | 1 |  |  | 0.99 |  | Outside
NJADRE1560302713 | Administratively Determined Incentive Program | FAIR LAWN | 7410 | 14.35 | Residential | Behind the Meter | No | Freedom Forever New Jersey, LLC | PSE&G |  | Accepted | 2025-08-15 | 2025-09-10 | 2026-09-10 | Solar Panels | Hanwha | Q.PEAK DUO BLK ML-G10.C+ 410 |  | 0.41 | 2 | 250 | 37 |  | Fixed | Roof
NJADRE1560302713 | Administratively Determined Incentive Program | FAIR LAWN | 7410 | 14.35 | Residential | Behind the Meter | No | Freedom Forever New Jersey, LLC | PSE&G |  | Accepted | 2025-08-15 | 2025-09-10 | 2026-09-10 | Solar Panels | Hanwha | Q.PEAK DUO BLK ML-G10.C+ 410 |  | 0.41 | 7 | 250 | 18 |  | Fixed | Roof
NJADRE1560302713 | Administratively Determined Incentive Program | FAIR LAWN | 7410 | 14.35 | Residential | Behind the Meter | No | Freedom Forever New Jersey, LLC | PSE&G |  | Accepted | 2025-08-15 | 2025-09-10 | 2026-09-10 | Solar Panels | Hanwha | Q.PEAK DUO BLK ML-G10.C+ 410 |  | 0.41 | 26 | 70 | 18 |  | Fixed | Roof
NJADRE1560302731 | Administratively Determined Incentive Program | Egg Harbor Twp | 8234 | 6.96 | Residential | Behind the Meter | No | NJ Solar Power, LLC | AC Electric |  | Accepted | 2025-08-15 | 2025-09-10 | 2026-09-10 | Solar Panels | Hanwha | Q.TRON BLK M-G2+ 435 |  | 0.435 | 12 | 239 | 40 |  | Fixed | Roof | Roof 1
NJADRE1560302731 | Administratively Determined Incentive Program | Egg Harbor Twp | 8234 | 6.96 | Residential | Behind the Meter | No | NJ Solar Power, LLC | AC Electric |  | Accepted | 2025-08-15 | 2025-09-10 | 2026-09-10 | Inverters | SolarEdge | SE5700H-US | 5760 |  | 1 |  |  | 0.97 |  | Outside
NJADRE1560302731 | Administratively Determined Incentive Program | Egg Harbor Twp | 8234 | 6.96 | Residential | Behind the Meter | No | NJ Solar Power, LLC | AC Electric |  | Accepted | 2025-08-15 | 2025-09-10 | 2026-09-10 | Solar Panels | Hanwha | Q.TRON BLK M-G2+ 435 |  | 0.435 | 4 | 239 | 26 |  | Fixed | Roof | Roof 2
NJADRE1560302739 | Administratively Determined Incentive Program | South Brunswick Twp | 8824 | 11.18 | Residential | Behind the Meter | No | Green Power Energy, LLC | PSE&G |  | Accepted | 2025-08-15 | 2025-09-15 | 2026-09-15 | Solar Panels | SEG Solar | SEG-430-BTD-BG |  | 0.43 | 21 | 128 | 21 |  | Fixed | Roof
NJADRE1560302739 | Administratively Determined Incentive Program | South Brunswick Twp | 8824 | 11.18 | Residential | Behind the Meter | No | Green Power Energy, LLC | PSE&G |  | Accepted | 2025-08-15 | 2025-09-15 | 2026-09-15 | Solar Panels | SEG Solar | SEG-430-BTD-BG |  | 0.43 | 5 | 308 | 21 |  | Fixed | Roof
NJADRE1560302739 | Administratively Determined Incentive Program | South Brunswick Twp | 8824 | 11.18 | Residential | Behind the Meter | No | Green Power Energy, LLC | PSE&G |  | Accepted | 2025-08-15 | 2025-09-15 | 2026-09-15 | Inverters | Enphase Energy | IQ8MC-72-M-US [240V] | 320 |  | 26 |  |  | 0.98 |  | Outside | Roof
NJADRE1560302752 | Administratively Determined Incentive Program | CHESTERFIELD | 8515 | 9.135 | Residential | Behind the Meter | No | Solar Energy World | PSE&G |  | Accepted | 2025-08-15 | 2025-09-10 | 2026-09-10 | Solar Panels | HANWHA | Q.TRON BLKM-G2+ 435W |  | 0.435 | 10 | 245 | 30 |  | Fixed | Roof
NJADRE1560302752 | Administratively Determined Incentive Program | CHESTERFIELD | 8515 | 9.135 | Residential | Behind the Meter | No | Solar Energy World | PSE&G |  | Accepted | 2025-08-15 | 2025-09-10 | 2026-09-10 | Electric Storage Battery | Franklin | Franklin aPower 2 System 1 15kWh |  |  | 1 |  |  |  | Lithium Ion |  | outside
NJADRE1560302752 | Administratively Determined Incentive Program | CHESTERFIELD | 8515 | 9.135 | Residential | Behind the Meter | No | Solar Energy World | PSE&G |  | Accepted | 2025-08-15 | 2025-09-10 | 2026-09-10 | Solar Panels | HANWHA | Q.TRON BLKM-G2+ 435W |  | 0.435 | 11 | 155 | 36 |  | Fixed | Roof
NJADRE1560302752 | Administratively Determined Incentive Program | CHESTERFIELD | 8515 | 9.135 | Residential | Behind the Meter | No | Solar Energy World | PSE&G |  | Accepted | 2025-08-15 | 2025-09-10 | 2026-09-10 | Inverters | Enphase | IQ8MC-72-M-US | 380 |  | 21 |  |  | 0.97 |  | Outside
NJADRE1560302756 | Administratively Determined Incentive Program | Edison | 8820 | 10.25 | Residential | Behind the Meter | No | Tesla Energy Operations, Inc. | PSE&G |  | Accepted | 2025-08-15 | 2025-09-10 | 2026-09-10 | Inverters | Tesla | 1538000-XX-Y | 7600 |  | 1 |  |  | 0.98 |  | Outdoor
NJADRE1560302756 | Administratively Determined Incentive Program | Edison | 8820 | 10.25 | Residential | Behind the Meter | No | Tesla Energy Operations, Inc. | PSE&G |  | Accepted | 2025-08-15 | 2025-09-10 | 2026-09-10 | Solar Panels | Hanwha | Q.PEAK DUO BLK ML-G10+/TS 410 |  | 0.41 | 4 | 88 | 34 |  | Fixed | Roof
NJADRE1560302756 | Administratively Determined Incentive Program | Edison | 8820 | 10.25 | Residential | Behind the Meter | No | Tesla Energy Operations, Inc. | PSE&G |  | Accepted | 2025-08-15 | 2025-09-10 | 2026-09-10 | Solar Panels | Hanwha | Q.PEAK DUO BLK ML-G10+/TS 410 |  | 0.41 | 9 | 268 | 34 |  | Fixed | Roof
NJADRE1560302756 | Administratively Determined Incentive Program | Edison | 8820 | 10.25 | Residential | Behind the Meter | No | Tesla Energy Operations, Inc. | PSE&G |  | Accepted | 2025-08-15 | 2025-09-10 | 2026-09-10 | Solar Panels | Hanwha | Q.PEAK DUO BLK ML-G10+/TS 410 |  | 0.41 | 12 | 88 | 34 |  | Fixed | Roof
NJADRE1560302886 | Administratively Determined Incentive Program | MARTINSVILLE | 8836 | 12.04 | Residential | Behind the Meter | No | Green Sun Energy Services, LLC | PSE&G |  | Accepted | 2025-08-15 | 2025-09-10 | 2026-09-10 | Solar Panels | Jinko | JKM430 N-54HL4-B |  | 0.43 | 28 | 175 | 40 |  | Fixed | Roof
NJADRE1560302886 | Administratively Determined Incentive Program | MARTINSVILLE | 8836 | 12.04 | Residential | Behind the Meter | No | Green Sun Energy Services, LLC | PSE&G |  | Accepted | 2025-08-15 | 2025-09-10 | 2026-09-10 | Inverters | EnPhase | IQ8PLUS-72-M-US | 290 |  | 28 |  |  | 0.97 |  | Outdoor
NJADRE1560302886 | Administratively Determined Incentive Program | MARTINSVILLE | 8836 | 12.04 | Residential | Behind the Meter | No | Green Sun Energy Services, LLC | PSE&G |  | Accepted | 2025-08-15 | 2025-09-10 | 2026-09-10 | Meters | EnPhase | X-IQ-AM1-240-5C | 8120 |  | 1 |  |  |  | Yes | Outdoor
NJADRE1560303150 | Administratively Determined Incentive Program | Colonia | 7067 | 7.395 | Residential | Behind the Meter | No | NJ Solar Power, LLC | PSE&G |  | Accepted | 2025-08-15 | 2025-09-10 | 2026-09-10 | Inverters | SolarEdge | SE5700H-US | 5760 |  | 1 |  |  | 0.97 |  | Outside
NJADRE1560303150 | Administratively Determined Incentive Program | Colonia | 7067 | 7.395 | Residential | Behind the Meter | No | NJ Solar Power, LLC | PSE&G |  | Accepted | 2025-08-15 | 2025-09-10 | 2026-09-10 | Solar Panels | Hanwha | Q.TRON BLK M-G2+ 435 |  | 0.435 | 17 | 87 | 20 |  | Fixed | Roof | Roof 1
NJADRE1560303198 | Administratively Determined Incentive Program | HOPATCONG | 7843 | 13.76 | Residential | Behind the Meter | No | Green Power Energy, LLC | JCP&L |  | Accepted | 2025-08-15 | 2025-09-10 | 2026-09-10 | Inverters | Enphase Energy | IQ8MC-72-M-US [240V] | 320 |  | 32 |  |  | 0.98 |  | Outside | Roof
NJADRE1560303198 | Administratively Determined Incentive Program | HOPATCONG | 7843 | 13.76 | Residential | Behind the Meter | No | Green Power Energy, LLC | JCP&L |  | Accepted | 2025-08-15 | 2025-09-10 | 2026-09-10 | Solar Panels | SEG Solar | SEG-430-BTD-BG |  | 0.43 | 18 | 304 | 18 |  | Fixed | Roof
NJADRE1560303198 | Administratively Determined Incentive Program | HOPATCONG | 7843 | 13.76 | Residential | Behind the Meter | No | Green Power Energy, LLC | JCP&L |  | Accepted | 2025-08-15 | 2025-09-10 | 2026-09-10 | Solar Panels | SEG Solar | SEG-430-BTD-BG |  | 0.43 | 14 | 124 | 18 |  | Fixed | Roof
NJADRE1560303331 | Administratively Determined Incentive Program | South Amboy | 8879 | 7.79 | Residential | Behind the Meter | Yes | Trinity Solar, LLC | JCP&L |  | Accepted | 2025-08-15 | 2025-09-10 | 2026-09-10 | Solar Panels | HANWHA | (Q.PEAK DUO BLK ML-G10.C+ 410) |  | 0.41 | 5 | 330 | 46 |  | Fixed | Roof
NJADRE1560303331 | Administratively Determined Incentive Program | South Amboy | 8879 | 7.79 | Residential | Behind the Meter | Yes | Trinity Solar, LLC | JCP&L |  | Accepted | 2025-08-15 | 2025-09-10 | 2026-09-10 | Inverters | Solar Edge | USE7600H-USMNBL75 | 7600 |  | 1 |  |  | 0.97 |  | Outdoor
NJADRE1560303331 | Administratively Determined Incentive Program | South Amboy | 8879 | 7.79 | Residential | Behind the Meter | Yes | Trinity Solar, LLC | JCP&L |  | Accepted | 2025-08-15 | 2025-09-10 | 2026-09-10 | Solar Panels | HANWHA | Q.PEAK DUO BLK ML-G10.C+ 410) |  | 0.41 | 14 | 150 | 46 |  | Fixed | Roof
NJADRE1560303364 | Administratively Determined Incentive Program | HAMILTON | 8690 | 8.6 | Residential | Behind the Meter | No | Green Sun Energy Services, LLC | PSE&G |  | Accepted | 2025-08-15 | 2025-09-10 | 2026-09-10 | Inverters | EnPhase | IQ8PLUS-72-M-US | 290 |  | 20 |  |  | 0.97 |  | Outdoor
NJADRE1560303364 | Administratively Determined Incentive Program | HAMILTON | 8690 | 8.6 | Residential | Behind the Meter | No | Green Sun Energy Services, LLC | PSE&G |  | Accepted | 2025-08-15 | 2025-09-10 | 2026-09-10 | Meters | EnPhase | X-IQ-AM1-240-5C | 5800 |  | 1 |  |  |  | Yes | Outdoor
NJADRE1560303364 | Administratively Determined Incentive Program | HAMILTON | 8690 | 8.6 | Residential | Behind the Meter | No | Green Sun Energy Services, LLC | PSE&G |  | Accepted | 2025-08-15 | 2025-09-10 | 2026-09-10 | Solar Panels | Jinko | JKM430 N-54HL4-B |  | 0.43 | 6 | 200 | 20 |  | Fixed | Roof
NJADRE1560303364 | Administratively Determined Incentive Program | HAMILTON | 8690 | 8.6 | Residential | Behind the Meter | No | Green Sun Energy Services, LLC | PSE&G |  | Accepted | 2025-08-15 | 2025-09-10 | 2026-09-10 | Solar Panels | Jinko | JKM430 N-54HL4-B |  | 0.43 | 4 | 200 | 20 |  | Fixed | Roof
NJADRE1560303364 | Administratively Determined Incentive Program | HAMILTON | 8690 | 8.6 | Residential | Behind the Meter | No | Green Sun Energy Services, LLC | PSE&G |  | Accepted | 2025-08-15 | 2025-09-10 | 2026-09-10 | Solar Panels | Jinko | JKM430 N-54HL4-B |  | 0.43 | 4 | 110 | 20 |  | Fixed | Roof
NJADRE1560303364 | Administratively Determined Incentive Program | HAMILTON | 8690 | 8.6 | Residential | Behind the Meter | No | Green Sun Energy Services, LLC | PSE&G |  | Accepted | 2025-08-15 | 2025-09-10 | 2026-09-10 | Solar Panels | Jinko | JKM430 N-54HL4-B |  | 0.43 | 6 | 20 | 20 |  | Fixed | Roof
NJADRE1560303373 | Administratively Determined Incentive Program | Quinton | 8072 | 22.36 | Residential | Behind the Meter | Yes | Green Power Energy, LLC | AC Electric |  | Accepted | 2025-08-15 | 2025-09-10 | 2026-09-10 | Solar Panels | SEG Solar | SEG-430-BTD-BG |  | 0.43 | 9 | 172 | 34 |  | Fixed | Roof
NJADRE1560303373 | Administratively Determined Incentive Program | Quinton | 8072 | 22.36 | Residential | Behind the Meter | Yes | Green Power Energy, LLC | AC Electric |  | Accepted | 2025-08-15 | 2025-09-10 | 2026-09-10 | Solar Panels | SEG Solar | SEG-430-BTD-BG |  | 0.43 | 30 | 262 | 34 |  | Fixed | Roof
NJADRE1560303373 | Administratively Determined Incentive Program | Quinton | 8072 | 22.36 | Residential | Behind the Meter | Yes | Green Power Energy, LLC | AC Electric |  | Accepted | 2025-08-15 | 2025-09-10 | 2026-09-10 | Solar Panels | SEG Solar | SEG-430-BTD-BG |  | 0.43 | 9 | 82 | 34 |  | Fixed | Roof
NJADRE1560303373 | Administratively Determined Incentive Program | Quinton | 8072 | 22.36 | Residential | Behind the Meter | Yes | Green Power Energy, LLC | AC Electric |  | Accepted | 2025-08-15 | 2025-09-10 | 2026-09-10 | Inverters | Enphase Energy | IQ8MC-72-M-US [240V] | 320 |  | 52 |  |  | 0.98 |  | Outdoor | Roof
NJADRE1560303373 | Administratively Determined Incentive Program | Quinton | 8072 | 22.36 | Residential | Behind the Meter | Yes | Green Power Energy, LLC | AC Electric |  | Accepted | 2025-08-15 | 2025-09-10 | 2026-09-10 | Solar Panels | SEG Solar | SEG-430-BTD-BG |  | 0.43 | 4 | 262 | 34 |  | Fixed | Roof
NJADRE1560303377 | Administratively Determined Incentive Program | HAINESPORT | 8036 | 11.31 | Residential | Behind the Meter | No | NJ Solar Power, LLC | PSE&G |  | Accepted | 2025-08-15 | 2025-09-10 | 2026-09-10 | Solar Panels | Hanwha | Q.TRON BLK M-G2+ 435 |  | 0.435 | 23 | 270 | 30 |  | Fixed | Roof | Roof 1
NJADRE1560303377 | Administratively Determined Incentive Program | HAINESPORT | 8036 | 11.31 | Residential | Behind the Meter | No | NJ Solar Power, LLC | PSE&G |  | Accepted | 2025-08-15 | 2025-09-10 | 2026-09-10 | Inverters | SolarEdge | SE10000H-US | 10000 |  | 1 |  |  | 0.97 |  | Outside
NJADRE1560303377 | Administratively Determined Incentive Program | HAINESPORT | 8036 | 11.31 | Residential | Behind the Meter | No | NJ Solar Power, LLC | PSE&G |  | Accepted | 2025-08-15 | 2025-09-10 | 2026-09-10 | Solar Panels | Hanwha | Q.TRON BLK M-G2+ 435 |  | 0.435 | 3 | 90 | 30 |  | Fixed | Roof | Roof 2
NJADRE1560303410 | Administratively Determined Incentive Program | NEWARK | 7104 | 8.7 | Residential | Behind the Meter | Yes | Skyline Solar, LLC | PSE&G |  | Accepted | 2025-08-15 | 2025-09-11 | 2026-09-11 | Solar Panels | Hanwha | Q. Tron BLK M-G2.H+ |  | 0.435 | 3 | 291 | 20 |  | Fixed | Roof
NJADRE1560303410 | Administratively Determined Incentive Program | NEWARK | 7104 | 8.7 | Residential | Behind the Meter | Yes | Skyline Solar, LLC | PSE&G |  | Accepted | 2025-08-15 | 2025-09-11 | 2026-09-11 | Solar Panels | Hanwha | Q. Tron BLK M-G2.H+ |  | 0.435 | 4 | 111 | 18 |  | Fixed | Roof
NJADRE1560303410 | Administratively Determined Incentive Program | NEWARK | 7104 | 8.7 | Residential | Behind the Meter | Yes | Skyline Solar, LLC | PSE&G |  | Accepted | 2025-08-15 | 2025-09-11 | 2026-09-11 | Solar Panels | Hanwha | Q. Tron BLK M-G2.H+ |  | 0.435 | 4 | 21 | 20 |  | Fixed | Roof
NJADRE1560303410 | Administratively Determined Incentive Program | NEWARK | 7104 | 8.7 | Residential | Behind the Meter | Yes | Skyline Solar, LLC | PSE&G |  | Accepted | 2025-08-15 | 2025-09-11 | 2026-09-11 | Solar Panels | Hanwha | Q. Tron BLK M-G2.H+ |  | 0.435 | 7 | 291 | 17 |  | Fixed | Roof
NJADRE1560303410 | Administratively Determined Incentive Program | NEWARK | 7104 | 8.7 | Residential | Behind the Meter | Yes | Skyline Solar, LLC | PSE&G |  | Accepted | 2025-08-15 | 2025-09-11 | 2026-09-11 | Solar Panels | Hanwha | Q. Tron BLK M-G2.H+ |  | 0.435 | 2 | 111 | 20 |  | Fixed | Roof
NJADRE1560303410 | Administratively Determined Incentive Program | NEWARK | 7104 | 8.7 | Residential | Behind the Meter | Yes | Skyline Solar, LLC | PSE&G |  | Accepted | 2025-08-15 | 2025-09-11 | 2026-09-11 | Inverters | Enphase | IQ8HC-72-M-DOM-US | 380 |  | 20 |  |  | 0.976 |  | Outside
NJADRE1560303431 | Administratively Determined Incentive Program | Plainsboro | 8536 | 11.76 | Residential | Behind the Meter | No | NJ Solar Power, LLC | PSE&G |  | Accepted | 2025-08-15 | 2025-09-10 | 2026-09-10 | Solar Panels | REC | Rec 420 AA Pure 2 |  | 0.42 | 13 | 119 | 34 |  | Fixed | Roof | Roof 2
NJADRE1560303431 | Administratively Determined Incentive Program | Plainsboro | 8536 | 11.76 | Residential | Behind the Meter | No | NJ Solar Power, LLC | PSE&G |  | Accepted | 2025-08-15 | 2025-09-10 | 2026-09-10 | Solar Panels | REC | Rec 420 AA Pure 2 |  | 0.42 | 3 | 209 | 44 |  | Fixed | Roof | Roof 1
NJADRE1560303431 | Administratively Determined Incentive Program | Plainsboro | 8536 | 11.76 | Residential | Behind the Meter | No | NJ Solar Power, LLC | PSE&G |  | Accepted | 2025-08-15 | 2025-09-10 | 2026-09-10 | Solar Panels | REC | Rec 420 AA Pure 2 |  | 0.42 | 12 | 119 | 34 |  | Fixed | Roof | Roof 3
NJADRE1560303431 | Administratively Determined Incentive Program | Plainsboro | 8536 | 11.76 | Residential | Behind the Meter | No | NJ Solar Power, LLC | PSE&G |  | Accepted | 2025-08-15 | 2025-09-10 | 2026-09-10 | Inverters | Enphase | IQHC-72-M-US | 10640 |  | 28 |  |  | 0.976 |  | Outside
NJADRE1560303442 | Administratively Determined Incentive Program | EAST BRUNSWICK | 8816 | 9.46 | Residential | Behind the Meter | No | Green Power Energy, LLC | PSE&G |  | Accepted | 2025-08-15 | 2025-09-11 | 2026-09-11 | Solar Panels | SEG Solar | SEG-430-BTD-BG |  | 0.43 | 12 | 175 | 27 |  | Fixed | Roof
NJADRE1560303442 | Administratively Determined Incentive Program | EAST BRUNSWICK | 8816 | 9.46 | Residential | Behind the Meter | No | Green Power Energy, LLC | PSE&G |  | Accepted | 2025-08-15 | 2025-09-11 | 2026-09-11 | Solar Panels | SEG Solar | SEG-430-BTD-BG |  | 0.43 | 10 | 175 | 34 |  | Fixed | Roof
NJADRE1560303442 | Administratively Determined Incentive Program | EAST BRUNSWICK | 8816 | 9.46 | Residential | Behind the Meter | No | Green Power Energy, LLC | PSE&G |  | Accepted | 2025-08-15 | 2025-09-11 | 2026-09-11 | Inverters | Enphase Energy | IQ8MC-72-M-US [240V] | 320 |  | 22 |  |  | 0.98 |  | Outdoor | Roof
NJADRE1560303458 | Administratively Determined Incentive Program | Flemington | 8822 | 15.17 | Residential | Behind the Meter | No | Tesla Energy Operations, Inc. | JCP&L |  | Accepted | 2025-08-15 | 2025-09-10 | 2026-09-10 | Inverters | Tesla | 1538000-XX-Y | 7600 |  | 1 |  |  | 0.98 |  | Outdoor
NJADRE1560303458 | Administratively Determined Incentive Program | Flemington | 8822 | 15.17 | Residential | Behind the Meter | No | Tesla Energy Operations, Inc. | JCP&L |  | Accepted | 2025-08-15 | 2025-09-10 | 2026-09-10 | Solar Panels | Hanwha | Q.PEAK DUO BLK ML-G10+/TS 410 |  | 0.41 | 11 | 336 | 34 |  | Fixed | Roof
NJADRE1560303458 | Administratively Determined Incentive Program | Flemington | 8822 | 15.17 | Residential | Behind the Meter | No | Tesla Energy Operations, Inc. | JCP&L |  | Accepted | 2025-08-15 | 2025-09-10 | 2026-09-10 | Inverters | Tesla | 1538000-XX-Y | 5700 |  | 1 |  |  | 0.98 |  | Outdoor
NJADRE1560303458 | Administratively Determined Incentive Program | Flemington | 8822 | 15.17 | Residential | Behind the Meter | No | Tesla Energy Operations, Inc. | JCP&L |  | Accepted | 2025-08-15 | 2025-09-10 | 2026-09-10 | Solar Panels | Hanwha | Q.PEAK DUO BLK ML-G10+/TS 410 |  | 0.41 | 9 | 156 | 34 |  | Fixed | Roof
NJADRE1560303458 | Administratively Determined Incentive Program | Flemington | 8822 | 15.17 | Residential | Behind the Meter | No | Tesla Energy Operations, Inc. | JCP&L |  | Accepted | 2025-08-15 | 2025-09-10 | 2026-09-10 | Solar Panels | Hanwha | Q.PEAK DUO BLK ML-G10+/TS 410 |  | 0.41 | 5 | 66 | 40 |  | Fixed | Roof
NJADRE1560303458 | Administratively Determined Incentive Program | Flemington | 8822 | 15.17 | Residential | Behind the Meter | No | Tesla Energy Operations, Inc. | JCP&L |  | Accepted | 2025-08-15 | 2025-09-10 | 2026-09-10 | Solar Panels | Hanwha | Q.PEAK DUO BLK ML-G10+/TS 410 |  | 0.41 | 5 | 156 | 34 |  | Fixed | Roof
NJADRE1560303458 | Administratively Determined Incentive Program | Flemington | 8822 | 15.17 | Residential | Behind the Meter | No | Tesla Energy Operations, Inc. | JCP&L |  | Accepted | 2025-08-15 | 2025-09-10 | 2026-09-10 | Solar Panels | Hanwha | Q.PEAK DUO BLK ML-G10+/TS 410 |  | 0.41 | 7 | 336 | 34 |  | Fixed | Roof
NJADRE1560303476 | Administratively Determined Incentive Program | Swedesboro | 8085 | 11.31 | Residential | Behind the Meter | No | NJ Solar Power, LLC | AC Electric |  | Accepted | 2025-08-15 | 2025-09-11 | 2026-09-11 | Solar Panels | Hanwha | Q.TRON BLK M-G2+ 435 |  | 0.435 | 4 | 173 | 40 |  | Fixed | Roof | Roof 4
NJADRE1560303476 | Administratively Determined Incentive Program | Swedesboro | 8085 | 11.31 | Residential | Behind the Meter | No | NJ Solar Power, LLC | AC Electric |  | Accepted | 2025-08-15 | 2025-09-11 | 2026-09-11 | Inverters | SolarEdge | SE7600H-US | 7600 |  | 1 |  |  | 0.97 |  | Outside
NJADRE1560303476 | Administratively Determined Incentive Program | Swedesboro | 8085 | 11.31 | Residential | Behind the Meter | No | NJ Solar Power, LLC | AC Electric |  | Accepted | 2025-08-15 | 2025-09-11 | 2026-09-11 | Solar Panels | Hanwha | Q.TRON BLK M-G2+ 435 |  | 0.435 | 8 | 173 | 40 |  | Fixed | Roof | Roof 1
NJADRE1560303476 | Administratively Determined Incentive Program | Swedesboro | 8085 | 11.31 | Residential | Behind the Meter | No | NJ Solar Power, LLC | AC Electric |  | Accepted | 2025-08-15 | 2025-09-11 | 2026-09-11 | Solar Panels | Hanwha | Q.TRON BLK M-G2+ 435 |  | 0.435 | 10 | 83 | 27 |  | Fixed | Roof | Roof 2
NJADRE1560303476 | Administratively Determined Incentive Program | Swedesboro | 8085 | 11.31 | Residential | Behind the Meter | No | NJ Solar Power, LLC | AC Electric |  | Accepted | 2025-08-15 | 2025-09-11 | 2026-09-11 | Solar Panels | Hanwha | Hanwha Q Tron Blk M-G2+ 435 |  | 0.435 | 4 | 83 | 27 |  | Fixed | Roof | Roof 3
NJADRE1560304662 | Administratively Determined Incentive Program | Keansburg | 7734 | 9.02 | Residential | Behind the Meter | Yes | Trinity Solar, LLC | JCP&L |  | Accepted | 2025-08-15 | 2025-09-10 | 2026-09-10 | Solar Panels | HANWHA | (Q.PEAK DUO BLK ML-G10.C+ 410) |  | 0.41 | 6 | 279 | 31 |  | Fixed | Roof
NJADRE1560304662 | Administratively Determined Incentive Program | Keansburg | 7734 | 9.02 | Residential | Behind the Meter | Yes | Trinity Solar, LLC | JCP&L |  | Accepted | 2025-08-15 | 2025-09-10 | 2026-09-10 | Solar Panels | HANWHA | (Q.PEAK DUO BLK ML-G10.C+ 410) |  | 0.41 | 11 | 99 | 21 |  | Fixed | Roof
NJADRE1560304662 | Administratively Determined Incentive Program | Keansburg | 7734 | 9.02 | Residential | Behind the Meter | Yes | Trinity Solar, LLC | JCP&L |  | Accepted | 2025-08-15 | 2025-09-10 | 2026-09-10 | Inverters | Solar Edge | USE7600H-USMNBL75 | 7600 |  | 1 |  |  | 0.97 |  | Outdoor
NJADRE1560304662 | Administratively Determined Incentive Program | Keansburg | 7734 | 9.02 | Residential | Behind the Meter | Yes | Trinity Solar, LLC | JCP&L |  | Accepted | 2025-08-15 | 2025-09-10 | 2026-09-10 | Solar Panels | HANWHA | (Q.PEAK DUO BLK ML-G10.C+ 410) |  | 0.41 | 5 | 279 | 31 |  | Fixed | Roof
NJADRE1560304668 | Administratively Determined Incentive Program | Parsippany | 7054 | 7.38 | Residential | Behind the Meter | Yes | Trinity Solar, LLC | JCP&L |  | Accepted | 2025-08-15 | 2025-09-10 | 2026-09-10 | Solar Panels | HANWHA | (Q.PEAK DUO BLK ML-G10.C+ 410) |  | 0.41 | 7 | 173 | 19 |  | Fixed | Roof
NJADRE1560304668 | Administratively Determined Incentive Program | Parsippany | 7054 | 7.38 | Residential | Behind the Meter | Yes | Trinity Solar, LLC | JCP&L |  | Accepted | 2025-08-15 | 2025-09-10 | 2026-09-10 | Solar Panels | HANWHA | (Q.PEAK DUO BLK ML-G10.C+ 410) |  | 0.41 | 5 | 173 | 26 |  | Fixed | Roof
NJADRE1560304668 | Administratively Determined Incentive Program | Parsippany | 7054 | 7.38 | Residential | Behind the Meter | Yes | Trinity Solar, LLC | JCP&L |  | Accepted | 2025-08-15 | 2025-09-10 | 2026-09-10 | Solar Panels | HANWHA | (Q.PEAK DUO BLK ML-G10.C+ 410) |  | 0.41 | 6 | 263 | 26 |  | Fixed | Roof
NJADRE1560304668 | Administratively Determined Incentive Program | Parsippany | 7054 | 7.38 | Residential | Behind the Meter | Yes | Trinity Solar, LLC | JCP&L |  | Accepted | 2025-08-15 | 2025-09-10 | 2026-09-10 | Inverters | Solar Edge | USE5700H-USMNBL75 | 5760 |  | 1 |  |  | 0.97 |  | Outdoor
NJADRE1560304979 | Administratively Determined Incentive Program | PLEASANTVILLE | 8232 | 5.74 | Residential | Behind the Meter | Yes | Sunrun Installation Services Inc. | AC Electric |  | Accepted | 2025-08-15 | 2025-09-10 | 2026-09-10 | Inverters | SolarEdge Technologies | SE5700H-USMN | 5760 |  | 1 |  |  | 0.99 |  | Outdoor | Next to meter
NJADRE1560304979 | Administratively Determined Incentive Program | PLEASANTVILLE | 8232 | 5.74 | Residential | Behind the Meter | Yes | Sunrun Installation Services Inc. | AC Electric |  | Accepted | 2025-08-15 | 2025-09-10 | 2026-09-10 | Solar Panels | Elin Energy (Sirius PV) | ELNSM54M-HC-410 |  | 0.41 | 14 | 356 | 26 |  | Fixed | Roof
NJADRE1560304990 | Administratively Determined Incentive Program | Toms River | 8753 | 7.29 | Residential | Behind the Meter | Yes | Sunrun Installation Services, Inc. | JCP&L |  | Accepted | 2025-08-29 | 2025-09-19 | 2026-09-19 | Solar Panels | JA Solar | JAM54S31-405/MR |  | 0.405 | 6 | 274 | 20 |  | Fixed | Roof
NJADRE1560304990 | Administratively Determined Incentive Program | Toms River | 8753 | 7.29 | Residential | Behind the Meter | Yes | Sunrun Installation Services, Inc. | JCP&L |  | Accepted | 2025-08-29 | 2025-09-19 | 2026-09-19 | Solar Panels | JA Solar | JAM54S31-405/MR |  | 0.405 | 12 | 94 | 20 |  | Fixed | Roof
NJADRE1560304990 | Administratively Determined Incentive Program | Toms River | 8753 | 7.29 | Residential | Behind the Meter | Yes | Sunrun Installation Services, Inc. | JCP&L |  | Accepted | 2025-08-29 | 2025-09-19 | 2026-09-19 | Inverters | SolarEdge Technologies | SE5700H-USMN | 5760 |  | 1 |  |  | 0.99 |  | Outdoor
NJADRE1560305760 | Administratively Determined Incentive Program | BAYVILLE | 8721 | 15.17 | Residential | Behind the Meter | Yes | Trinity Solar, LLC | JCP&L |  | Accepted | 2025-08-16 | 2025-09-10 | 2026-09-10 | Solar Panels | HANWHA | (Q.PEAK DUO BLK ML-G10.C+ 410) |  | 0.41 | 5 | 354 | 19 |  | Fixed | Roof
NJADRE1560305760 | Administratively Determined Incentive Program | BAYVILLE | 8721 | 15.17 | Residential | Behind the Meter | Yes | Trinity Solar, LLC | JCP&L |  | Accepted | 2025-08-16 | 2025-09-10 | 2026-09-10 | Solar Panels | HANWHA | (Q.PEAK DUO BLK ML-G10.C+ 410) |  | 0.41 | 10 | 264 | 18 |  | Fixed | Roof
NJADRE1560305760 | Administratively Determined Incentive Program | BAYVILLE | 8721 | 15.17 | Residential | Behind the Meter | Yes | Trinity Solar, LLC | JCP&L |  | Accepted | 2025-08-16 | 2025-09-10 | 2026-09-10 | Solar Panels | HANWHA | (Q.PEAK DUO BLK ML-G10.C+ 410) |  | 0.41 | 4 | 174 | 19 |  | Fixed | Roof
NJADRE1560305760 | Administratively Determined Incentive Program | BAYVILLE | 8721 | 15.17 | Residential | Behind the Meter | Yes | Trinity Solar, LLC | JCP&L |  | Accepted | 2025-08-16 | 2025-09-10 | 2026-09-10 | Inverters | Solar Edge | USE11400H-USMNBL75 | 11400 |  | 1 |  |  | 0.97 |  | Outdoor
NJADRE1560305760 | Administratively Determined Incentive Program | BAYVILLE | 8721 | 15.17 | Residential | Behind the Meter | Yes | Trinity Solar, LLC | JCP&L |  | Accepted | 2025-08-16 | 2025-09-10 | 2026-09-10 | Solar Panels | HANWHA | (Q.PEAK DUO BLK ML-G10.C+ 410) |  | 0.41 | 18 | 84 | 18 |  | Fixed | Roof
NJADRE1560305766 | Administratively Determined Incentive Program | PHILLIPSBURG | 8865 | 5.74 | Residential | Behind the Meter | Yes | Trinity Solar, LLC | JCP&L |  | Accepted | 2025-08-16 | 2025-09-10 | 2026-09-10 | Inverters | Solar Edge | USE5700H-USMNBL75 | 5760 |  | 1 |  |  | 0.97 |  | Outdoor
NJADRE1560305766 | Administratively Determined Incentive Program | PHILLIPSBURG | 8865 | 5.74 | Residential | Behind the Meter | Yes | Trinity Solar, LLC | JCP&L |  | Accepted | 2025-08-16 | 2025-09-10 | 2026-09-10 | Solar Panels | HANWHA | (Q.PEAK DUO BLK ML-G10.C+ 410) |  | 0.41 | 14 | 234 | 35 |  | Fixed | Roof
NJADRE1560306212 | Administratively Determined Incentive Program | HOPATCONG | 7843 | 12.3 | Residential | Behind the Meter | Yes | Trinity Solar, LLC | JCP&L |  | Accepted | 2025-08-16 | 2025-09-10 | 2026-09-10 | Solar Panels | HANWHA | (Q.PEAK DUO BLK ML-G10.C+ 410) |  | 0.41 | 17 | 288 | 25 |  | Fixed | Roof
NJADRE1560306212 | Administratively Determined Incentive Program | HOPATCONG | 7843 | 12.3 | Residential | Behind the Meter | Yes | Trinity Solar, LLC | JCP&L |  | Accepted | 2025-08-16 | 2025-09-10 | 2026-09-10 | Solar Panels | HANWHA | (Q.PEAK DUO BLK ML-G10.C+ 410) |  | 0.41 | 13 | 108 | 25 |  | Fixed | Roof
NJADRE1560306212 | Administratively Determined Incentive Program | HOPATCONG | 7843 | 12.3 | Residential | Behind the Meter | Yes | Trinity Solar, LLC | JCP&L |  | Accepted | 2025-08-16 | 2025-09-10 | 2026-09-10 | Inverters | Solar Edge | USE10000H-USMNBL75 | 10000 |  | 1 |  |  | 0.97 |  | Outdoor
NJADRE1560308108 | Administratively Determined Incentive Program | BURLNGTN | 8016 | 10.25 | Residential | Behind the Meter | Yes | Freedom Forever New Jersey, LLC | PSE&G |  | Accepted | 2025-08-18 | 2025-09-10 | 2026-09-10 | Solar Panels | Hanwha | Q.PEAK DUO BLK ML-G10.C+ 410 |  | 0.41 | 5 | 12 | 24 |  | Fixed | Roof
NJADRE1560308108 | Administratively Determined Incentive Program | BURLNGTN | 8016 | 10.25 | Residential | Behind the Meter | Yes | Freedom Forever New Jersey, LLC | PSE&G |  | Accepted | 2025-08-18 | 2025-09-10 | 2026-09-10 | Solar Panels | Hanwha | Q.PEAK DUO BLK ML-G10.C+ 410 |  | 0.41 | 3 | 102 | 23 |  | Fixed | Roof
NJADRE1560308108 | Administratively Determined Incentive Program | BURLNGTN | 8016 | 10.25 | Residential | Behind the Meter | Yes | Freedom Forever New Jersey, LLC | PSE&G |  | Accepted | 2025-08-18 | 2025-09-10 | 2026-09-10 | Solar Panels | Hanwha | Q.PEAK DUO BLK ML-G10.C+ 410 |  | 0.41 | 8 | 282 | 23 |  | Fixed | Roof
NJADRE1560308108 | Administratively Determined Incentive Program | BURLNGTN | 8016 | 10.25 | Residential | Behind the Meter | Yes | Freedom Forever New Jersey, LLC | PSE&G |  | Accepted | 2025-08-18 | 2025-09-10 | 2026-09-10 | Inverters | Solar Edge | SE7600H-US | 7600 |  | 1 |  |  | 0.99 |  | Outside
NJADRE1560308108 | Administratively Determined Incentive Program | BURLNGTN | 8016 | 10.25 | Residential | Behind the Meter | Yes | Freedom Forever New Jersey, LLC | PSE&G |  | Accepted | 2025-08-18 | 2025-09-10 | 2026-09-10 | Solar Panels | Hanwha | Q.PEAK DUO BLK ML-G10.C+ 410 |  | 0.41 | 9 | 193 | 24 |  | Fixed | Roof
NJADRE1560308127 | Administratively Determined Incentive Program | OLD BRIDGE | 8857 | 7.2 | Residential | Behind the Meter | No | Exact Solar | JCP&L |  | Accepted | 2025-08-18 | 2025-09-15 | 2026-09-15 | Solar Panels | Canadian Solar | CS6.1-54TM-450 |  | 0.45 | 16 | 131.8 | 27 |  | Fixed | Roof
NJADRE1560308127 | Administratively Determined Incentive Program | OLD BRIDGE | 8857 | 7.2 | Residential | Behind the Meter | No | Exact Solar | JCP&L |  | Accepted | 2025-08-18 | 2025-09-15 | 2026-09-15 | Inverters | Enphase | IQ8MC | 320 |  | 16 |  |  | 0.97 |  | Outside
NJADRE1560308131 | Administratively Determined Incentive Program | SWEDESBORO | 8085 | 9.96 | Residential | Behind the Meter | Yes | RCL Enterprises, Inc. | AC Electric |  | Accepted | 2025-08-18 | 2025-09-11 | 2026-09-11 | Solar Panels | Hanwha QCells | Q.PEAK DUO-ML-G10.C+ |  | 0.415 | 17 | 253 | 27 |  | Fixed | Roof
NJADRE1560308131 | Administratively Determined Incentive Program | SWEDESBORO | 8085 | 9.96 | Residential | Behind the Meter | Yes | RCL Enterprises, Inc. | AC Electric |  | Accepted | 2025-08-18 | 2025-09-11 | 2026-09-11 | Inverters | Enphase | IQ8HC | 380 |  | 24 |  |  | 0.97 |  | Outside
NJADRE1560308131 | Administratively Determined Incentive Program | SWEDESBORO | 8085 | 9.96 | Residential | Behind the Meter | Yes | RCL Enterprises, Inc. | AC Electric |  | Accepted | 2025-08-18 | 2025-09-11 | 2026-09-11 | Solar Panels | HANWHA QCELLS | Q.PEAK DUO-ML-G10.C+ |  | 0.415 | 7 | 73 | 27 |  | Fixed | Roof
NJADRE1560308140 | Administratively Determined Incentive Program | WAYNE | 7470 | 9.84 | Residential | Behind the Meter | Yes | Sunrun Installation Services Inc. | PSE&G |  | Accepted | 2025-08-18 | 2025-09-10 | 2026-09-10 | Solar Panels | Elin Energy (Sirius PV) | ELNSM54M-HC-410 |  | 0.41 | 15 | 101 | 23 |  | Fixed | Roof
NJADRE1560308140 | Administratively Determined Incentive Program | WAYNE | 7470 | 9.84 | Residential | Behind the Meter | Yes | Sunrun Installation Services Inc. | PSE&G |  | Accepted | 2025-08-18 | 2025-09-10 | 2026-09-10 | Solar Panels | Elin Energy (Sirius PV) | ELNSM54M-HC-410 |  | 0.41 | 9 | 101 | 23 |  | Fixed | Roof
NJADRE1560308140 | Administratively Determined Incentive Program | WAYNE | 7470 | 9.84 | Residential | Behind the Meter | Yes | Sunrun Installation Services Inc. | PSE&G |  | Accepted | 2025-08-18 | 2025-09-10 | 2026-09-10 | Inverters | SolarEdge Technologies | SE7600H-USMN | 7600 |  | 1 |  |  | 0.99 |  | Outdoor
NJADRE1560308154 | Administratively Determined Incentive Program | NEWTON | 7860 | 13.12 | Residential | Behind the Meter | Yes | Trinity Solar, LLC | JCP&L |  | Accepted | 2025-08-18 | 2025-09-10 | 2026-09-10 | Inverters | SOLAREDGE | SE11400H-US | 11400 |  | 1 |  |  | 0.97 |  | Outside
NJADRE1560308154 | Administratively Determined Incentive Program | NEWTON | 7860 | 13.12 | Residential | Behind the Meter | Yes | Trinity Solar, LLC | JCP&L |  | Accepted | 2025-08-18 | 2025-09-10 | 2026-09-10 | Solar Panels | HANWHA 410 (Q.PEAK DUO BLK ML-G10+ 410) | HANWHA 410 (Q.PEAK DUO BLK ML-G10+ 410) |  | 0.41 | 14 | 121 | 24 |  | Fixed | Roof
NJADRE1560308154 | Administratively Determined Incentive Program | NEWTON | 7860 | 13.12 | Residential | Behind the Meter | Yes | Trinity Solar, LLC | JCP&L |  | Accepted | 2025-08-18 | 2025-09-10 | 2026-09-10 | Solar Panels | HANWHA 410 (Q.PEAK DUO BLK ML-G10+ 410) | HANWHA 410 (Q.PEAK DUO BLK ML-G10+ 410) |  | 0.41 | 9 | 301 | 25 |  | Fixed | Roof
NJADRE1560308154 | Administratively Determined Incentive Program | NEWTON | 7860 | 13.12 | Residential | Behind the Meter | Yes | Trinity Solar, LLC | JCP&L |  | Accepted | 2025-08-18 | 2025-09-10 | 2026-09-10 | Solar Panels | HANWHA 410 (Q.PEAK DUO BLK ML-G10+ 410) | HANWHA 410 (Q.PEAK DUO BLK ML-G10+ 410) |  | 0.41 | 9 | 211 | 23 |  | Fixed | Roof
NJADRE1560308159 | Administratively Determined Incentive Program | FANWOOD | 7023 | 7.36 | Residential | Behind the Meter | No | Infinity Solar Systems, LLC | PSE&G |  | Accepted | 2025-08-18 | 2025-09-10 | 2026-09-10 | Inverters | Enphase | IQ8X-80-M-US | 380 |  | 16 |  |  | 0.97 |  | Outdoor
NJADRE1560308159 | Administratively Determined Incentive Program | FANWOOD | 7023 | 7.36 | Residential | Behind the Meter | No | Infinity Solar Systems, LLC | PSE&G |  | Accepted | 2025-08-18 | 2025-09-10 | 2026-09-10 | Solar Panels | REC Solar | REC 460AA PURE-RX |  | 0.46 | 16 | 219 | 29 |  | Fixed | Roof
NJADRE1560308165 | Administratively Determined Incentive Program | Morganville | 7751 | 9.43 | Residential | Behind the Meter | Yes | Trinity Solar, LLC | JCP&L |  | Accepted | 2025-08-18 | 2025-09-11 | 2026-09-11 | Solar Panels | Hanwha | Q.PEAK DUO BLK ML-G10.C+ 410 |  | 0.41 | 7 | 233 | 31 |  | Fixed | Roof
NJADRE1560308165 | Administratively Determined Incentive Program | Morganville | 7751 | 9.43 | Residential | Behind the Meter | Yes | Trinity Solar, LLC | JCP&L |  | Accepted | 2025-08-18 | 2025-09-11 | 2026-09-11 | Solar Panels | Hanwha | Q.PEAK DUO BLK ML-G10.C+ 410 |  | 0.41 | 6 | 53 | 32 |  | Fixed | Roof
NJADRE1560308165 | Administratively Determined Incentive Program | Morganville | 7751 | 9.43 | Residential | Behind the Meter | Yes | Trinity Solar, LLC | JCP&L |  | Accepted | 2025-08-18 | 2025-09-11 | 2026-09-11 | Solar Panels | Hanwha | Q.PEAK DUO BLK ML-G10.C+ 410 |  | 0.41 | 3 | 233 | 15 |  | Fixed | Roof
NJADRE1560308165 | Administratively Determined Incentive Program | Morganville | 7751 | 9.43 | Residential | Behind the Meter | Yes | Trinity Solar, LLC | JCP&L |  | Accepted | 2025-08-18 | 2025-09-11 | 2026-09-11 | Solar Panels | Hanwha | Q.PEAK DUO BLK ML-G10.C+ 410 |  | 0.41 | 3 | 143 | 32 |  | Fixed | Roof
NJADRE1560308165 | Administratively Determined Incentive Program | Morganville | 7751 | 9.43 | Residential | Behind the Meter | Yes | Trinity Solar, LLC | JCP&L |  | Accepted | 2025-08-18 | 2025-09-11 | 2026-09-11 | Inverters | Solar Edge | USE7600H-US | 7600 |  | 1 |  |  | 0.97 |  | Outside
NJADRE1560308165 | Administratively Determined Incentive Program | Morganville | 7751 | 9.43 | Residential | Behind the Meter | Yes | Trinity Solar, LLC | JCP&L |  | Accepted | 2025-08-18 | 2025-09-11 | 2026-09-11 | Solar Panels | Hanwha | Q.PEAK DUO BLK ML-G10.C+ 410 |  | 0.41 | 4 | 143 | 32 |  | Fixed | Roof
NJADRE1560308170 | Administratively Determined Incentive Program | HACKETTSTOWN | 7840 | 11.18 | Residential | Behind the Meter | No | Infinity Solar Systems | JCP&L |  | Accepted | 2025-08-18 | 2025-09-10 | 2026-09-10 | Solar Panels | SEG Solar | SEG-430-BTD-BG |  | 0.43 | 15 | 147 | 33 |  | Fixed | Roof
NJADRE1560308170 | Administratively Determined Incentive Program | HACKETTSTOWN | 7840 | 11.18 | Residential | Behind the Meter | No | Infinity Solar Systems | JCP&L |  | Accepted | 2025-08-18 | 2025-09-10 | 2026-09-10 | Solar Panels | SEG Solar | SEG-430-BTD-BG |  | 0.43 | 11 | 147 | 33 |  | Fixed | Roof
NJADRE1560308170 | Administratively Determined Incentive Program | HACKETTSTOWN | 7840 | 11.18 | Residential | Behind the Meter | No | Infinity Solar Systems | JCP&L |  | Accepted | 2025-08-18 | 2025-09-10 | 2026-09-10 | Inverters | Enphase | IQ8MC-72-M-US | 320 |  | 26 |  |  | 0.97 |  | Outdoor
NJADRE1560308180 | Administratively Determined Incentive Program | Toms River | 8757 | 4.92 | Residential | Behind the Meter | Yes | Trinity Solar, LLC | JCP&L |  | Accepted | 2025-08-18 | 2025-09-11 | 2026-09-11 | Solar Panels | HANWHA 410 (Q.PEAK DUO BLK ML-G10+ 410) | HANWHA 410 (Q.PEAK DUO BLK ML-G10+ 410) |  | 0.41 | 12 | 257 | 22 |  | Fixed | Roof
NJADRE1560308180 | Administratively Determined Incentive Program | Toms River | 8757 | 4.92 | Residential | Behind the Meter | Yes | Trinity Solar, LLC | JCP&L |  | Accepted | 2025-08-18 | 2025-09-11 | 2026-09-11 | Inverters | SOLAREDGE | SE3800H-US | 3800 |  | 1 |  |  | 0.97 |  | Outside
NJADRE1560308182 | Administratively Determined Incentive Program | Hillsborough | 8844 | 7.36 | Residential | Behind the Meter | No | Infinity Solar Systems, LLC | PSE&G |  | Accepted | 2025-08-18 | 2025-09-10 | 2026-09-10 | Solar Panels | REC Solar | REC 460AA PURE-RX |  | 0.46 | 16 | 167 | 34 |  | Fixed | Roof
NJADRE1560308182 | Administratively Determined Incentive Program | Hillsborough | 8844 | 7.36 | Residential | Behind the Meter | No | Infinity Solar Systems, LLC | PSE&G |  | Accepted | 2025-08-18 | 2025-09-10 | 2026-09-10 | Inverters | Enphase | IQ8X-80-M-US | 380 |  | 16 |  |  | 0.97 |  | Outdoor
NJADRE1560308193 | Administratively Determined Incentive Program | PATERSON | 7501 | 2.8 | Residential | Behind the Meter | Yes | Pro Custom Solar dba Momentum Solar | PSE&G |  | Accepted | 2025-08-18 | 2025-09-19 | 2026-09-19 | Inverters | ENPHASE | IQ8MC-72-M-US | 380 |  | 7 |  |  | 0.97 |  | Outdoor
NJADRE1560308193 | Administratively Determined Incentive Program | PATERSON | 7501 | 2.8 | Residential | Behind the Meter | Yes | Pro Custom Solar dba Momentum Solar | PSE&G |  | Accepted | 2025-08-18 | 2025-09-19 | 2026-09-19 | Solar Panels | HANWHA | HANWHA Q.PEAK DUO BLK ML-G10+400 |  | 0.4 | 7 | 182 | 18 |  | Fixed | Roof
NJADRE1560308202 | Administratively Determined Incentive Program | Edison | 8820 | 8.61 | Residential | Behind the Meter | Yes | Sunrun Installation Services, Inc. | PSE&G |  | Accepted | 2025-08-18 | 2025-09-15 | 2026-09-15 | Inverters | TESLA | POWERWALL 3 1707000-XX-Y | 11500 |  | 1 |  |  | 0.97 |  | Outside
NJADRE1560308202 | Administratively Determined Incentive Program | Edison | 8820 | 8.61 | Residential | Behind the Meter | Yes | Sunrun Installation Services, Inc. | PSE&G |  | Accepted | 2025-08-18 | 2025-09-15 | 2026-09-15 | Electric Storage Battery | TESLA | POWERWALL 3 1707000-XX-Y |  |  | 1 |  |  |  | Lithium Ion |  | Outside
NJADRE1560308202 | Administratively Determined Incentive Program | Edison | 8820 | 8.61 | Residential | Behind the Meter | Yes | Sunrun Installation Services, Inc. | PSE&G |  | Accepted | 2025-08-18 | 2025-09-15 | 2026-09-15 | Solar Panels | Hanwha Q-Cells | Q.PEAK DUO BLK ML-G10+ 410 |  | 0.41 | 7 | 99 | 23 |  | Fixed | Roof
NJADRE1560308202 | Administratively Determined Incentive Program | Edison | 8820 | 8.61 | Residential | Behind the Meter | Yes | Sunrun Installation Services, Inc. | PSE&G |  | Accepted | 2025-08-18 | 2025-09-15 | 2026-09-15 | Solar Panels | Hanwha Q-Cells | Q.PEAK DUO BLK ML-G10+ 410 |  | 0.41 | 14 | 99 | 23 |  | Fixed | Roof
NJADRE1560308214 | Administratively Determined Incentive Program | Piscataway | 8854 | 14.35 | Residential | Behind the Meter | Yes | Trinity Solar, LLC | PSE&G |  | Accepted | 2025-08-18 | 2025-09-10 | 2026-09-10 | Inverters | SOLAREDGE | SE11400H-US | 11400 |  | 1 |  |  | 0.97 |  | Outside
NJADRE1560308214 | Administratively Determined Incentive Program | Piscataway | 8854 | 14.35 | Residential | Behind the Meter | Yes | Trinity Solar, LLC | PSE&G |  | Accepted | 2025-08-18 | 2025-09-10 | 2026-09-10 | Solar Panels | HANWHA 410 (Q.PEAK DUO BLK ML-G10+ 410) | HANWHA 410 (Q.PEAK DUO BLK ML-G10+ 410) |  | 0.41 | 16 | 161 | 19 |  | Fixed | Roof
NJADRE1560308214 | Administratively Determined Incentive Program | Piscataway | 8854 | 14.35 | Residential | Behind the Meter | Yes | Trinity Solar, LLC | PSE&G |  | Accepted | 2025-08-18 | 2025-09-10 | 2026-09-10 | Solar Panels | HANWHA 410 (Q.PEAK DUO BLK ML-G10+ 410) | HANWHA 410 (Q.PEAK DUO BLK ML-G10+ 410) |  | 0.41 | 19 | 341 | 22 |  | Fixed | Roof
NJADRE1560308218 | Administratively Determined Incentive Program | JACKSON | 8527 | 20.475 | Residential | Behind the Meter | No | Powerlutions, LLC | JCP&L |  | Accepted | 2025-08-18 | 2025-09-10 | 2026-09-10 | Solar Panels | CANADIAN | CS6.1-54TM-455H |  | 0.455 | 10 | 268 | 36 |  | Fixed | Roof
NJADRE1560308218 | Administratively Determined Incentive Program | JACKSON | 8527 | 20.475 | Residential | Behind the Meter | No | Powerlutions, LLC | JCP&L |  | Accepted | 2025-08-18 | 2025-09-10 | 2026-09-10 | Solar Panels | CANADIAN | CS6.1-54TM-455H |  | 0.455 | 8 | 268 | 27 |  | Fixed | Roof
NJADRE1560308218 | Administratively Determined Incentive Program | JACKSON | 8527 | 20.475 | Residential | Behind the Meter | No | Powerlutions, LLC | JCP&L |  | Accepted | 2025-08-18 | 2025-09-10 | 2026-09-10 | Inverters | Enphase | IQ8MC-72-M-US | 320 |  | 45 |  |  | 0.98 |  | Outdoor
NJADRE1560308218 | Administratively Determined Incentive Program | JACKSON | 8527 | 20.475 | Residential | Behind the Meter | No | Powerlutions, LLC | JCP&L |  | Accepted | 2025-08-18 | 2025-09-10 | 2026-09-10 | Solar Panels | CANADIAN | CS6.1-54TM-455H |  | 0.455 | 21 | 88 | 27 |  | Fixed | Roof
NJADRE1560308218 | Administratively Determined Incentive Program | JACKSON | 8527 | 20.475 | Residential | Behind the Meter | No | Powerlutions, LLC | JCP&L |  | Accepted | 2025-08-18 | 2025-09-10 | 2026-09-10 | Solar Panels | CANADIAN | CS6.1-54TM-455H |  | 0.455 | 2 | 89 | 14 |  | Fixed | Roof
NJADRE1560308218 | Administratively Determined Incentive Program | JACKSON | 8527 | 20.475 | Residential | Behind the Meter | No | Powerlutions, LLC | JCP&L |  | Accepted | 2025-08-18 | 2025-09-10 | 2026-09-10 | Solar Panels | CANADIAN | CS6.1-54TM-455H |  | 0.455 | 4 | 269 | 14 |  | Fixed | Roof
NJADRE1560308221 | Administratively Determined Incentive Program | Hillsborough Twp | 8844 | 12.47 | Residential | Behind the Meter | No | Green Power Energy, LLC | PSE&G |  | Accepted | 2025-08-18 | 2025-09-10 | 2026-09-10 | Solar Panels | SEG Solar | SEG-430-BTD-BG |  | 0.43 | 8 | 196 | 18 |  | Fixed | Roof
NJADRE1560308221 | Administratively Determined Incentive Program | Hillsborough Twp | 8844 | 12.47 | Residential | Behind the Meter | No | Green Power Energy, LLC | PSE&G |  | Accepted | 2025-08-18 | 2025-09-10 | 2026-09-10 | Inverters | Enphase | IQ8MC-72-M-US [240V] | 320 |  | 29 |  |  | 0.98 |  | Outside
NJADRE1560308221 | Administratively Determined Incentive Program | Hillsborough Twp | 8844 | 12.47 | Residential | Behind the Meter | No | Green Power Energy, LLC | PSE&G |  | Accepted | 2025-08-18 | 2025-09-10 | 2026-09-10 | Solar Panels | SEG Solar | SEG-430-BTD-BG |  | 0.43 | 21 | 196 | 40 |  | Fixed | Roof
NJADRE1560308225 | Administratively Determined Incentive Program | BURLNGTN TWP | 8016 | 10.66 | Residential | Behind the Meter | Yes | Sunrun Installation Services, Inc. | PSE&G |  | Accepted | 2025-08-18 | 2025-09-10 | 2026-09-10 | Inverters | TESLA | POWERWALL 3 1707000-XX-Y | 11500 |  | 1 |  |  | 0.97 |  | Outside
NJADRE1560308225 | Administratively Determined Incentive Program | BURLNGTN TWP | 8016 | 10.66 | Residential | Behind the Meter | Yes | Sunrun Installation Services, Inc. | PSE&G |  | Accepted | 2025-08-18 | 2025-09-10 | 2026-09-10 | Solar Panels | Hanwha Q-Cells | Q.PEAK DUO BLK ML-G10+ 410 |  | 0.41 | 15 | 108 | 20 |  | Fixed | Roof
NJADRE1560308225 | Administratively Determined Incentive Program | BURLNGTN TWP | 8016 | 10.66 | Residential | Behind the Meter | Yes | Sunrun Installation Services, Inc. | PSE&G |  | Accepted | 2025-08-18 | 2025-09-10 | 2026-09-10 | Electric Storage Battery | TESLA | POWERWALL 3 1707000-XX-Y |  |  | 1 |  |  |  | Lithium Ion |  | Outside
NJADRE1560308225 | Administratively Determined Incentive Program | BURLNGTN TWP | 8016 | 10.66 | Residential | Behind the Meter | Yes | Sunrun Installation Services, Inc. | PSE&G |  | Accepted | 2025-08-18 | 2025-09-10 | 2026-09-10 | Solar Panels | Hanwha Q-Cells | Q.PEAK DUO BLK ML-G10+ 410 |  | 0.41 | 11 | 288 | 20 |  | Fixed | Roof
NJADRE1560308231 | Administratively Determined Incentive Program | Oxford | 7863 | 11.89 | Residential | Behind the Meter | Yes | Trinity Solar, LLC | JCP&L |  | Accepted | 2025-08-18 | 2025-09-10 | 2026-09-10 | Solar Panels | Hanwha | Q.PEAK DUO BLK ML-G10+ 410 |  | 0.41 | 18 | 289 | 47 |  | Fixed | Roof
NJADRE1560308231 | Administratively Determined Incentive Program | Oxford | 7863 | 11.89 | Residential | Behind the Meter | Yes | Trinity Solar, LLC | JCP&L |  | Accepted | 2025-08-18 | 2025-09-10 | 2026-09-10 | Inverters | Solar Edge | SE10000H-US | 10000 |  | 1 |  |  | 0.97 |  | Outside
NJADRE1560308231 | Administratively Determined Incentive Program | Oxford | 7863 | 11.89 | Residential | Behind the Meter | Yes | Trinity Solar, LLC | JCP&L |  | Accepted | 2025-08-18 | 2025-09-10 | 2026-09-10 | Solar Panels | Hanwha | Q.PEAK DUO BLK ML-G10+ 410 |  | 0.41 | 11 | 109 | 47 |  | Fixed | Roof
NJADRE1560308238 | Administratively Determined Incentive Program | Clifton City | 7011 | 7.38 | Residential | Behind the Meter | Yes | Sunrun Installation Services, Inc. | PSE&G |  | Accepted | 2025-08-18 | 2025-09-10 | 2026-09-10 | Solar Panels | Elin Energy (Sirius PV) | ELNSM54M-HC-410 |  | 0.41 | 18 | 167 | 38 |  | Fixed | Roof
NJADRE1560308238 | Administratively Determined Incentive Program | Clifton City | 7011 | 7.38 | Residential | Behind the Meter | Yes | Sunrun Installation Services, Inc. | PSE&G |  | Accepted | 2025-08-18 | 2025-09-10 | 2026-09-10 | Electric Storage Battery | TESLA | Powerwall 3 1707000-xx-y |  |  | 1 |  |  |  | Lithium Ion |  | OUTSIDE
NJADRE1560308238 | Administratively Determined Incentive Program | Clifton City | 7011 | 7.38 | Residential | Behind the Meter | Yes | Sunrun Installation Services, Inc. | PSE&G |  | Accepted | 2025-08-18 | 2025-09-10 | 2026-09-10 | Inverters | TESLA | Powerwall 3 1707000-xx-y | 11500 |  | 1 |  |  | 0.97 |  | Outdoor
NJADRE1560308240 | Administratively Determined Incentive Program | LAKEWOOD | 8701 | 10.92 | Residential | Behind the Meter | No | Powerlutions | JCP&L |  | Accepted | 2025-08-18 | 2025-09-10 | 2026-09-10 | Solar Panels | CANADIAN | CS6.1-54TM-455H |  | 0.455 | 22 | 187 | 30 |  | Fixed | Roof
NJADRE1560308240 | Administratively Determined Incentive Program | LAKEWOOD | 8701 | 10.92 | Residential | Behind the Meter | No | Powerlutions | JCP&L |  | Accepted | 2025-08-18 | 2025-09-10 | 2026-09-10 | Inverters | Enphase | IQ8MC-72-M-US | 320 |  | 24 |  |  | 0.98 |  | Outdoor
NJADRE1560308240 | Administratively Determined Incentive Program | LAKEWOOD | 8701 | 10.92 | Residential | Behind the Meter | No | Powerlutions | JCP&L |  | Accepted | 2025-08-18 | 2025-09-10 | 2026-09-10 | Solar Panels | CANADIAN | CS6.1-54TM-455H |  | 0.455 | 2 | 187 | 30 |  | Fixed | Roof
NJADRE1560308244 | Administratively Determined Incentive Program | Haddon Twp | 8059 | 9.43 | Residential | Behind the Meter | Yes | Sunrun Installation Services, Inc. | PSE&G |  | Accepted | 2025-08-18 | 2025-09-15 | 2026-09-15 | Solar Panels | ELIN ENERGY | ELNSM54M-HC-410 |  | 0.41 | 12 | 275 | 23 |  | Fixed | Roof
NJADRE1560308244 | Administratively Determined Incentive Program | Haddon Twp | 8059 | 9.43 | Residential | Behind the Meter | Yes | Sunrun Installation Services, Inc. | PSE&G |  | Accepted | 2025-08-18 | 2025-09-15 | 2026-09-15 | Inverters | SOLAREDGE TECHNOLOGIES | SE7600H-USMN | 7600 |  | 1 |  |  | 0.99 |  | Outdoor
NJADRE1560308244 | Administratively Determined Incentive Program | Haddon Twp | 8059 | 9.43 | Residential | Behind the Meter | Yes | Sunrun Installation Services, Inc. | PSE&G |  | Accepted | 2025-08-18 | 2025-09-15 | 2026-09-15 | Solar Panels | ELIN ENERGY | ELNSM54M-HC-410 |  | 0.41 | 4 | 95 | 23 |  | Fixed | Roof
NJADRE1560308244 | Administratively Determined Incentive Program | Haddon Twp | 8059 | 9.43 | Residential | Behind the Meter | Yes | Sunrun Installation Services, Inc. | PSE&G |  | Accepted | 2025-08-18 | 2025-09-15 | 2026-09-15 | Solar Panels | ELIN ENERGY | ELNSM54M-HC-410 |  | 0.41 | 7 | 5 | 25 |  | Fixed | Roof
NJADRE1560308248 | Administratively Determined Incentive Program | Ewing | 8618 | 4.1 | Residential | Behind the Meter | Yes | Pro Custom Solar dba Momentum Solar | PSE&G |  | Accepted | 2025-08-18 | 2025-09-11 | 2026-09-11 | Solar Panels | HANWHA | HANWHA Q.PEAK DUO BLK ML-G10+410 |  | 0.41 | 2 | 128 | 38 |  | Fixed | Roof
NJADRE1560308248 | Administratively Determined Incentive Program | Ewing | 8618 | 4.1 | Residential | Behind the Meter | Yes | Pro Custom Solar dba Momentum Solar | PSE&G |  | Accepted | 2025-08-18 | 2025-09-11 | 2026-09-11 | Inverters | ENPHASE | IQ8HC-72-M-DOM-US | 380 |  | 10 |  |  | 0.97 |  | Outdoor
NJADRE1560308248 | Administratively Determined Incentive Program | Ewing | 8618 | 4.1 | Residential | Behind the Meter | Yes | Pro Custom Solar dba Momentum Solar | PSE&G |  | Accepted | 2025-08-18 | 2025-09-11 | 2026-09-11 | Solar Panels | HANWHA | HANWHA Q.PEAK DUO BLK ML-G10+410 |  | 0.41 | 8 | 38 | 38 |  | Fixed | Roof
NJADRE1560308258 | Administratively Determined Incentive Program | MULLICA HILL | 8062 | 17.2 | Residential | Behind the Meter | No | RCL Enterprises, Inc. | AC Electric |  | Accepted | 2025-08-18 | 2025-09-10 | 2026-09-10 | Solar Panels | SEG Solar | SEG-430-BTD-BG |  | 0.43 | 40 | 180 | 18 |  | Fixed | Ground
NJADRE1560308258 | Administratively Determined Incentive Program | MULLICA HILL | 8062 | 17.2 | Residential | Behind the Meter | No | RCL Enterprises, Inc. | AC Electric |  | Accepted | 2025-08-18 | 2025-09-10 | 2026-09-10 | Inverters | Enphase | IQ8+ | 290 |  | 40 |  |  | 0.97 |  | Outside
NJADRE1560308259 | Administratively Determined Incentive Program | MARGATE CITY | 8402 | 10.32 | Residential | Behind the Meter | No | Green Power Energy, LLC | AC Electric |  | Accepted | 2025-08-18 | 2025-09-10 | 2026-09-10 | Inverters | Enphase | IQ8MC-72-M-US [240V] | 320 |  | 24 |  |  | 0.98 |  | Outside
NJADRE1560308259 | Administratively Determined Incentive Program | MARGATE CITY | 8402 | 10.32 | Residential | Behind the Meter | No | Green Power Energy, LLC | AC Electric |  | Accepted | 2025-08-18 | 2025-09-10 | 2026-09-10 | Solar Panels | SEG Solar | SEG-430-BTD-BG |  | 0.43 | 1 | 324 | 23 |  | Fixed | Roof
NJADRE1560308259 | Administratively Determined Incentive Program | MARGATE CITY | 8402 | 10.32 | Residential | Behind the Meter | No | Green Power Energy, LLC | AC Electric |  | Accepted | 2025-08-18 | 2025-09-10 | 2026-09-10 | Solar Panels | SEG Solar | SEG-430-BTD-BG |  | 0.43 | 23 | 144 | 23 |  | Fixed | Roof
NJADRE1560308268 | Administratively Determined Incentive Program | CLOSTER | 7624 | 12.3 | Residential | Behind the Meter | Yes | Trinity Solar, LLC | Orange Rockland Electric |  | Accepted | 2025-08-18 | 2025-09-10 | 2026-09-10 | Inverters | Solar Edge | USE10000H-USMNBL75 | 10000 |  | 1 |  |  | 0.97 |  | Outdoor
NJADRE1560308268 | Administratively Determined Incentive Program | CLOSTER | 7624 | 12.3 | Residential | Behind the Meter | Yes | Trinity Solar, LLC | Orange Rockland Electric |  | Accepted | 2025-08-18 | 2025-09-10 | 2026-09-10 | Solar Panels | HANWHA | (Q.PEAK DUO BLK ML-G10+ 410) |  | 0.41 | 10 | 189 | 23 |  | Fixed | Roof
NJADRE1560308268 | Administratively Determined Incentive Program | CLOSTER | 7624 | 12.3 | Residential | Behind the Meter | Yes | Trinity Solar, LLC | Orange Rockland Electric |  | Accepted | 2025-08-18 | 2025-09-10 | 2026-09-10 | Solar Panels | HANWHA | (Q.PEAK DUO BLK ML-G10+ 410) |  | 0.41 | 12 | 99 | 23 |  | Fixed | Roof
NJADRE1560308268 | Administratively Determined Incentive Program | CLOSTER | 7624 | 12.3 | Residential | Behind the Meter | Yes | Trinity Solar, LLC | Orange Rockland Electric |  | Accepted | 2025-08-18 | 2025-09-10 | 2026-09-10 | Solar Panels | HANWHA | (Q.PEAK DUO BLK ML-G10+ 410) |  | 0.41 | 8 | 279 | 23 |  | Fixed | Roof
NJADRE1560308281 | Administratively Determined Incentive Program | BELFORD | 7718 | 12.9 | Residential | Behind the Meter | No | Green Sun Energy Services, LLC | JCP&L |  | Accepted | 2025-08-20 | 2025-09-11 | 2026-09-11 | Solar Panels | Jinko | JKM430 N-54HL4-B |  | 0.43 | 18 | 275 | 25 |  | Fixed | Roof
NJADRE1560308281 | Administratively Determined Incentive Program | BELFORD | 7718 | 12.9 | Residential | Behind the Meter | No | Green Sun Energy Services, LLC | JCP&L |  | Accepted | 2025-08-20 | 2025-09-11 | 2026-09-11 | Solar Panels | Jinko | JKM430 N-54HL4-B |  | 0.43 | 12 | 275 | 25 |  | Fixed | Roof
NJADRE1560308281 | Administratively Determined Incentive Program | BELFORD | 7718 | 12.9 | Residential | Behind the Meter | No | Green Sun Energy Services, LLC | JCP&L |  | Accepted | 2025-08-20 | 2025-09-11 | 2026-09-11 | Meters | EnPhase | IQ8PLUS-72-M-US | 5800 |  | 1 |  |  |  | Yes | Outdoor
NJADRE1560308281 | Administratively Determined Incentive Program | BELFORD | 7718 | 12.9 | Residential | Behind the Meter | No | Green Sun Energy Services, LLC | JCP&L |  | Accepted | 2025-08-20 | 2025-09-11 | 2026-09-11 | Inverters | EnPhase | IQ8X-80-M-US | 290 |  | 30 |  |  | 0.97 |  | Outdoor
NJADRE1560308285 | Administratively Determined Incentive Program | BOGOTA | 7603 | 4.92 | Residential | Behind the Meter | Yes | Pro Custom Solar dba Momentum Solar | PSE&G |  | Accepted | 2025-08-18 | 2025-09-10 | 2026-09-10 | Solar Panels | HANWHA | HANWHA Q.PEAK DUO BLK ML-G10+410 |  | 0.41 | 5 | 21 | 14 |  | Fixed | Roof
NJADRE1560308285 | Administratively Determined Incentive Program | BOGOTA | 7603 | 4.92 | Residential | Behind the Meter | Yes | Pro Custom Solar dba Momentum Solar | PSE&G |  | Accepted | 2025-08-18 | 2025-09-10 | 2026-09-10 | Inverters | ENPHASE | IQ8HC-72-M-DOM-US | 380 |  | 12 |  |  | 0.97 |  | Outdoor
NJADRE1560308285 | Administratively Determined Incentive Program | BOGOTA | 7603 | 4.92 | Residential | Behind the Meter | Yes | Pro Custom Solar dba Momentum Solar | PSE&G |  | Accepted | 2025-08-18 | 2025-09-10 | 2026-09-10 | Solar Panels | HANWHA | HANWHA Q.PEAK DUO BLK ML-G10+410 |  | 0.41 | 7 | 201 | 23 |  | Fixed | Roof
NJADRE1560308287 | Administratively Determined Incentive Program | Clifton | 7011 | 3.28 | Residential | Behind the Meter | Yes | Sunrun Installation Services, Inc. | PSE&G |  | Accepted | 2025-08-19 | 2025-09-08 | 2026-09-08 | Inverters | SolarEdge Technologies | SE3800H-USMN | 3800 |  | 1 |  |  | 0.99 |  | Outdoor
NJADRE1560308287 | Administratively Determined Incentive Program | Clifton | 7011 | 3.28 | Residential | Behind the Meter | Yes | Sunrun Installation Services, Inc. | PSE&G |  | Accepted | 2025-08-19 | 2025-09-08 | 2026-09-08 | Solar Panels | Elin Energy (Sirius PV) | ELNSM54M-HC-410 |  | 0.41 | 8 | 78 | 42 |  | Fixed | Roof
NJADRE1560308294 | Administratively Determined Incentive Program | PISCATAWAY | 8854 | 8.28 | Residential | Behind the Meter | No | Infinity Solar Systems, LLC | PSE&G |  | Accepted | 2025-08-18 | 2025-09-10 | 2026-09-10 | Solar Panels | REC Solar | REC 460AA PURE-RX |  | 0.46 | 12 | 189 | 37 |  | Fixed | Roof
NJADRE1560308294 | Administratively Determined Incentive Program | PISCATAWAY | 8854 | 8.28 | Residential | Behind the Meter | No | Infinity Solar Systems, LLC | PSE&G |  | Accepted | 2025-08-18 | 2025-09-10 | 2026-09-10 | Solar Panels | REC Solar | REC 460AA PURE-RX |  | 0.46 | 6 | 189 | 32 |  | Fixed | Roof
NJADRE1560308294 | Administratively Determined Incentive Program | PISCATAWAY | 8854 | 8.28 | Residential | Behind the Meter | No | Infinity Solar Systems, LLC | PSE&G |  | Accepted | 2025-08-18 | 2025-09-10 | 2026-09-10 | Inverters | Enphase | IQ8X-80-M-US | 380 |  | 18 |  |  | 0.97 |  | Outdoor
NJADRE1560308295 | Administratively Determined Incentive Program | WOODBRIDGE | 7095 | 4.86 | Residential | Behind the Meter | No | Solar Energy World | PSE&G |  | Accepted | 2025-08-18 | 2025-09-10 | 2026-09-10 | Solar Panels | LONGi | LR5-54HPB-405M |  | 0.405 | 5 | 181 | 33 |  | Fixed | Roof
NJADRE1560308295 | Administratively Determined Incentive Program | WOODBRIDGE | 7095 | 4.86 | Residential | Behind the Meter | No | Solar Energy World | PSE&G |  | Accepted | 2025-08-18 | 2025-09-10 | 2026-09-10 | Solar Panels | LONGi | LR5-54HPB-405M |  | 0.405 | 4 | 1 | 29 |  | Fixed | Roof
NJADRE1560308295 | Administratively Determined Incentive Program | WOODBRIDGE | 7095 | 4.86 | Residential | Behind the Meter | No | Solar Energy World | PSE&G |  | Accepted | 2025-08-18 | 2025-09-10 | 2026-09-10 | Inverters | Enphase | IQ8+-72-M-US | 290 |  | 12 |  |  | 0.97 |  | Outside
NJADRE1560308295 | Administratively Determined Incentive Program | WOODBRIDGE | 7095 | 4.86 | Residential | Behind the Meter | No | Solar Energy World | PSE&G |  | Accepted | 2025-08-18 | 2025-09-10 | 2026-09-10 | Solar Panels | LONGi | LR5-54HPB-405M |  | 0.405 | 3 | 90 | 32 |  | Fixed | Roof
NJADRE1560308296 | Administratively Determined Incentive Program | FRANKLIN TWP | 8823 | 7.74 | Residential | Behind the Meter | No | Green Power Energy, LLC | PSE&G |  | Accepted | 2025-08-18 | 2025-09-10 | 2026-09-10 | Solar Panels | SEG Solar | SEG-430-BTD-BG |  | 0.43 | 13 | 119 | 23 |  | Fixed | Roof
NJADRE1560308296 | Administratively Determined Incentive Program | FRANKLIN TWP | 8823 | 7.74 | Residential | Behind the Meter | No | Green Power Energy, LLC | PSE&G |  | Accepted | 2025-08-18 | 2025-09-10 | 2026-09-10 | Solar Panels | SEG Solar | SEG-430-BTD-BG |  | 0.43 | 5 | 119 | 53 |  | Fixed | Roof
NJADRE1560308296 | Administratively Determined Incentive Program | FRANKLIN TWP | 8823 | 7.74 | Residential | Behind the Meter | No | Green Power Energy, LLC | PSE&G |  | Accepted | 2025-08-18 | 2025-09-10 | 2026-09-10 | Inverters | Enphase | IQ8MC-72-M-US [240V] | 320 |  | 18 |  |  | 0.98 |  | Outside
NJADRE1560308298 | Administratively Determined Incentive Program | NEPTUNE | 7753 | 18.86 | Residential | Behind the Meter | Yes | Pro Custom Solar dba Momentum Solar | JCP&L |  | Accepted | 2025-08-18 | 2025-09-10 | 2026-09-10 | Inverters | ENPHASE | IQ8HC-72-M-DOM-US | 380 |  | 46 |  |  | 0.97 |  | Outdoor
NJADRE1560308298 | Administratively Determined Incentive Program | NEPTUNE | 7753 | 18.86 | Residential | Behind the Meter | Yes | Pro Custom Solar dba Momentum Solar | JCP&L |  | Accepted | 2025-08-18 | 2025-09-10 | 2026-09-10 | Solar Panels | HANWHA | HANWHA Q.PEAK DUO BLK ML-G10+410 |  | 0.41 | 19 | 356 | 21 |  | Fixed | Roof
NJADRE1560308298 | Administratively Determined Incentive Program | NEPTUNE | 7753 | 18.86 | Residential | Behind the Meter | Yes | Pro Custom Solar dba Momentum Solar | JCP&L |  | Accepted | 2025-08-18 | 2025-09-10 | 2026-09-10 | Solar Panels | HANWHA | HANWHA Q.PEAK DUO BLK ML-G10+410 |  | 0.41 | 5 | 86 | 20 |  | Fixed | Roof
NJADRE1560308298 | Administratively Determined Incentive Program | NEPTUNE | 7753 | 18.86 | Residential | Behind the Meter | Yes | Pro Custom Solar dba Momentum Solar | JCP&L |  | Accepted | 2025-08-18 | 2025-09-10 | 2026-09-10 | Solar Panels | HANWHA | HANWHA Q.PEAK DUO BLK ML-G10+410 |  | 0.41 | 7 | 176 | 22 |  | Fixed | Roof
NJADRE1560308298 | Administratively Determined Incentive Program | NEPTUNE | 7753 | 18.86 | Residential | Behind the Meter | Yes | Pro Custom Solar dba Momentum Solar | JCP&L |  | Accepted | 2025-08-18 | 2025-09-10 | 2026-09-10 | Solar Panels | HANWHA | HANWHA Q.PEAK DUO BLK ML-G10+410 |  | 0.41 | 8 | 266 | 24 |  | Fixed | Roof
NJADRE1560308298 | Administratively Determined Incentive Program | NEPTUNE | 7753 | 18.86 | Residential | Behind the Meter | Yes | Pro Custom Solar dba Momentum Solar | JCP&L |  | Accepted | 2025-08-18 | 2025-09-10 | 2026-09-10 | Solar Panels | HANWHA | HANWHA Q.PEAK DUO BLK ML-G10+410 |  | 0.41 | 2 | 86 | 24 |  | Fixed | Roof
NJADRE1560308298 | Administratively Determined Incentive Program | NEPTUNE | 7753 | 18.86 | Residential | Behind the Meter | Yes | Pro Custom Solar dba Momentum Solar | JCP&L |  | Accepted | 2025-08-18 | 2025-09-10 | 2026-09-10 | Solar Panels | HANWHA | HANWHA Q.PEAK DUO BLK ML-G10+410 |  | 0.41 | 5 | 266 | 20 |  | Fixed | Roof
NJADRE1560308320 | Administratively Determined Incentive Program | LAWRENCE TOWNSHIP | 8648 | 8.2 | Residential | Behind the Meter | Yes | Trinity Solar, LLC | PSE&G |  | Accepted | 2025-08-18 | 2025-09-11 | 2026-09-11 | Solar Panels | Hanwha | Q.PEAK DUO BLK ML-G10.C+ 410 |  | 0.41 | 20 | 246 | 30 |  | Fixed | Roof
NJADRE1560308320 | Administratively Determined Incentive Program | LAWRENCE TOWNSHIP | 8648 | 8.2 | Residential | Behind the Meter | Yes | Trinity Solar, LLC | PSE&G |  | Accepted | 2025-08-18 | 2025-09-11 | 2026-09-11 | Inverters | Solar Edge | USE7600H-US | 7600 |  | 1 |  |  | 0.97 |  | Outside
NJADRE1560308321 | Administratively Determined Incentive Program | LAKEWOOD | 8701 | 10.56 | Residential | Behind the Meter | No | Green Revoluton Solar | JCP&L |  | Accepted | 2025-08-18 | 2025-09-10 | 2026-09-10 | Solar Panels | Axitec | AC440TGB/108BB |  | 0.44 | 24 | 97 | 35 |  | Fixed | Roof
NJADRE1560308321 | Administratively Determined Incentive Program | LAKEWOOD | 8701 | 10.56 | Residential | Behind the Meter | No | Green Revoluton Solar | JCP&L |  | Accepted | 2025-08-18 | 2025-09-10 | 2026-09-10 | Inverters | Tigo | TSI7.6K-US | 7600 |  | 1 |  |  | 0.95 |  | Outside
NJADRE1560308348 | Administratively Determined Incentive Program | MARLBORO | 7746 | 13.12 | Residential | Behind the Meter | Yes | Pro Custom Solar dba Momentum Solar | JCP&L |  | Accepted | 2025-08-18 | 2025-09-18 | 2026-09-18 | Solar Panels | HANWHA | HANWHA Q.PEAK DUO BLK ML-G10+410 |  | 0.41 | 6 | 326 | 34 |  | Fixed | Roof
NJADRE1560308348 | Administratively Determined Incentive Program | MARLBORO | 7746 | 13.12 | Residential | Behind the Meter | Yes | Pro Custom Solar dba Momentum Solar | JCP&L |  | Accepted | 2025-08-18 | 2025-09-18 | 2026-09-18 | Solar Panels | HANWHA | HANWHA Q.PEAK DUO BLK ML-G10+410 |  | 0.41 | 10 | 236 | 35 |  | Fixed | Roof
NJADRE1560308348 | Administratively Determined Incentive Program | MARLBORO | 7746 | 13.12 | Residential | Behind the Meter | Yes | Pro Custom Solar dba Momentum Solar | JCP&L |  | Accepted | 2025-08-18 | 2025-09-18 | 2026-09-18 | Inverters | ENPHASE | IQ8HC-72-M-DOM-US | 380 |  | 32 |  |  | 0.97 |  | Outdoor
NJADRE1560308348 | Administratively Determined Incentive Program | MARLBORO | 7746 | 13.12 | Residential | Behind the Meter | Yes | Pro Custom Solar dba Momentum Solar | JCP&L |  | Accepted | 2025-08-18 | 2025-09-18 | 2026-09-18 | Solar Panels | HANWHA | HANWHA Q.PEAK DUO BLK ML-G10+410 |  | 0.41 | 6 | 146 | 34 |  | Fixed | Roof
NJADRE1560308348 | Administratively Determined Incentive Program | MARLBORO | 7746 | 13.12 | Residential | Behind the Meter | Yes | Pro Custom Solar dba Momentum Solar | JCP&L |  | Accepted | 2025-08-18 | 2025-09-18 | 2026-09-18 | Solar Panels | HANWHA | HANWHA Q.PEAK DUO BLK ML-G10+410 |  | 0.41 | 4 | 146 | 35 |  | Fixed | Roof
NJADRE1560308348 | Administratively Determined Incentive Program | MARLBORO | 7746 | 13.12 | Residential | Behind the Meter | Yes | Pro Custom Solar dba Momentum Solar | JCP&L |  | Accepted | 2025-08-18 | 2025-09-18 | 2026-09-18 | Solar Panels | HANWHA | HANWHA Q.PEAK DUO BLK ML-G10+410 |  | 0.41 | 6 | 146 | 34 |  | Fixed | Roof
NJADRE1560308355 | Administratively Determined Incentive Program | DOVER | 7801 | 9.89 | Residential | Behind the Meter | No | Infinity Solar Systems, LLC | JCP&L |  | Accepted | 2025-08-18 | 2025-09-10 | 2026-09-10 | Solar Panels | SEG Solar | SEG-430-BTD-BG |  | 0.43 | 5 | 202 | 11 |  | Fixed | Roof
NJADRE1560308355 | Administratively Determined Incentive Program | DOVER | 7801 | 9.89 | Residential | Behind the Meter | No | Infinity Solar Systems, LLC | JCP&L |  | Accepted | 2025-08-18 | 2025-09-10 | 2026-09-10 | Inverters | Enphase | IQ8MC-72-M-US | 320 |  | 23 |  |  | 0.97 |  | Outdoor
NJADRE1560308355 | Administratively Determined Incentive Program | DOVER | 7801 | 9.89 | Residential | Behind the Meter | No | Infinity Solar Systems, LLC | JCP&L |  | Accepted | 2025-08-18 | 2025-09-10 | 2026-09-10 | Solar Panels | SEG Solar | SEG-430-BTD-BG |  | 0.43 | 18 | 112 | 19 |  | Fixed | Roof
NJADRE1560308363 | Administratively Determined Incentive Program | NUTLEY | 7110 | 8.61 | Residential | Behind the Meter | Yes | Trinity Solar, LLC | PSE&G |  | Accepted | 2025-08-18 | 2025-09-10 | 2026-09-10 | Solar Panels | HANWHA 410 (Q.PEAK DUO BLK ML-G10+ 410) | HANWHA 410 (Q.PEAK DUO BLK ML-G10+ 410) |  | 0.41 | 4 | 180 | 34 |  | Fixed | Roof
NJADRE1560308363 | Administratively Determined Incentive Program | NUTLEY | 7110 | 8.61 | Residential | Behind the Meter | Yes | Trinity Solar, LLC | PSE&G |  | Accepted | 2025-08-18 | 2025-09-10 | 2026-09-10 | Solar Panels | HANWHA 410 (Q.PEAK DUO BLK ML-G10+ 410) | HANWHA 410 (Q.PEAK DUO BLK ML-G10+ 410) |  | 0.41 | 5 | 0 | 34 |  | Fixed | Roof
NJADRE1560308363 | Administratively Determined Incentive Program | NUTLEY | 7110 | 8.61 | Residential | Behind the Meter | Yes | Trinity Solar, LLC | PSE&G |  | Accepted | 2025-08-18 | 2025-09-10 | 2026-09-10 | Inverters | SOLAREDGE | SE7600H-US | 7600 |  | 1 |  |  | 0.97 |  | Outside
NJADRE1560308363 | Administratively Determined Incentive Program | NUTLEY | 7110 | 8.61 | Residential | Behind the Meter | Yes | Trinity Solar, LLC | PSE&G |  | Accepted | 2025-08-18 | 2025-09-10 | 2026-09-10 | Solar Panels | HANWHA 410 (Q.PEAK DUO BLK ML-G10+ 410) | HANWHA 410 (Q.PEAK DUO BLK ML-G10+ 410) |  | 0.41 | 6 | 0 | 43 |  | Fixed | Roof
NJADRE1560308363 | Administratively Determined Incentive Program | NUTLEY | 7110 | 8.61 | Residential | Behind the Meter | Yes | Trinity Solar, LLC | PSE&G |  | Accepted | 2025-08-18 | 2025-09-10 | 2026-09-10 | Solar Panels | HANWHA 410 (Q.PEAK DUO BLK ML-G10+ 410) | HANWHA 410 (Q.PEAK DUO BLK ML-G10+ 410) |  | 0.41 | 6 | 180 | 43 |  | Fixed | Roof
NJADRE1560308365 | Administratively Determined Incentive Program | WEST CALDWELL | 7006 | 7.055 | Residential | Behind the Meter | No | Solar Energy World | PSE&G |  | Accepted | 2025-08-18 | 2025-09-10 | 2026-09-10 | Inverters | Enphase | IQ8MC-72-M-US | 320 |  | 17 |  |  | 0.97 |  | Outside
NJADRE1560308365 | Administratively Determined Incentive Program | WEST CALDWELL | 7006 | 7.055 | Residential | Behind the Meter | No | Solar Energy World | PSE&G |  | Accepted | 2025-08-18 | 2025-09-10 | 2026-09-10 | Solar Panels | HANWHA | Q.PEAK DUOBLK ML-G10+-415W |  | 0.415 | 17 | 217 | 24 |  | Fixed | Roof
NJADRE1560308369 | Administratively Determined Incentive Program | Burlington | 8016 | 13.33 | Residential | Behind the Meter | No | RCL Enterprises, Inc. | PSE&G |  | Accepted | 2025-08-18 | 2025-09-10 | 2026-09-10 | Solar Panels | SEG Solar | SEG-430-BTD-BG |  | 0.43 | 5 | 173 | 23 |  | Fixed | Roof
NJADRE1560308369 | Administratively Determined Incentive Program | Burlington | 8016 | 13.33 | Residential | Behind the Meter | No | RCL Enterprises, Inc. | PSE&G |  | Accepted | 2025-08-18 | 2025-09-10 | 2026-09-10 | Solar Panels | SEG Solar | SEG-430-BTD-BG |  | 0.43 | 2 | 352 | 23 |  | Fixed | Roof
NJADRE1560308369 | Administratively Determined Incentive Program | Burlington | 8016 | 13.33 | Residential | Behind the Meter | No | RCL Enterprises, Inc. | PSE&G |  | Accepted | 2025-08-18 | 2025-09-10 | 2026-09-10 | Inverters | Enphase | IQ8HC-72-M-DOM-US | 380 |  | 31 |  |  | 0.97 |  | Outside
NJADRE1560308369 | Administratively Determined Incentive Program | Burlington | 8016 | 13.33 | Residential | Behind the Meter | No | RCL Enterprises, Inc. | PSE&G |  | Accepted | 2025-08-18 | 2025-09-10 | 2026-09-10 | Solar Panels | SEG Solar | SEG-430-BTD-BG |  | 0.43 | 12 | 263 | 23 |  | Fixed | Roof
NJADRE1560308369 | Administratively Determined Incentive Program | Burlington | 8016 | 13.33 | Residential | Behind the Meter | No | RCL Enterprises, Inc. | PSE&G |  | Accepted | 2025-08-18 | 2025-09-10 | 2026-09-10 | Solar Panels | SEG Solar | SEG-430-BTD-BG |  | 0.43 | 12 | 83 | 23 |  | Fixed | Roof
NJADRE1560308370 | Administratively Determined Incentive Program | Edison | 8820 | 5.33 | Residential | Behind the Meter | Yes | Freedom Forever New Jersey, LLC | PSE&G |  | Accepted | 2025-08-18 | 2025-09-10 | 2026-09-10 | Inverters | Solar Edge | SE3800H-US | 3800 |  | 1 |  |  | 0.99 |  | Outside
NJADRE1560308370 | Administratively Determined Incentive Program | Edison | 8820 | 5.33 | Residential | Behind the Meter | Yes | Freedom Forever New Jersey, LLC | PSE&G |  | Accepted | 2025-08-18 | 2025-09-10 | 2026-09-10 | Solar Panels | Hanwha | Q.PEAK DUO BLK ML-G10.C+ 410 |  | 0.41 | 13 | 100 | 20 |  | Fixed | Roof
NJADRE1560308371 | Administratively Determined Incentive Program | RINGOES | 8551 | 7.83 | Residential | Behind the Meter | No | Green Power Energy, LLC | JCP&L |  | Accepted | 2025-08-18 | 2025-09-10 | 2026-09-10 | Solar Panels | Hyundai | HiN-T435NF(BK) |  | 0.435 | 7 | 135 | 34 |  | Fixed | Roof
NJADRE1560308371 | Administratively Determined Incentive Program | RINGOES | 8551 | 7.83 | Residential | Behind the Meter | No | Green Power Energy, LLC | JCP&L |  | Accepted | 2025-08-18 | 2025-09-10 | 2026-09-10 | Inverters | Enphase | IQ8MC-72-M-US [240V] | 320 |  | 18 |  |  | 0.98 |  | Outside
NJADRE1560308371 | Administratively Determined Incentive Program | RINGOES | 8551 | 7.83 | Residential | Behind the Meter | No | Green Power Energy, LLC | JCP&L |  | Accepted | 2025-08-18 | 2025-09-10 | 2026-09-10 | Solar Panels | Hyundai | HiN-T435NF(BK) |  | 0.435 | 11 | 135 | 34 |  | Fixed | Roof
NJADRE1560308382 | Administratively Determined Incentive Program | North Brunswick | 8902 | 5.74 | Residential | Behind the Meter | Yes | Pro Custom Solar dba Momentum Solar | PSE&G |  | Accepted | 2025-08-18 | 2025-09-11 | 2026-09-11 | Solar Panels | HANWHA | HANWHA Q.PEAK DUO BLK ML-G10+410 |  | 0.41 | 14 | 132 | 40 |  | Fixed | Roof
NJADRE1560308382 | Administratively Determined Incentive Program | North Brunswick | 8902 | 5.74 | Residential | Behind the Meter | Yes | Pro Custom Solar dba Momentum Solar | PSE&G |  | Accepted | 2025-08-18 | 2025-09-11 | 2026-09-11 | Inverters | ENPHASE | IQ8HC-72-M-DOM-US | 380 |  | 14 |  |  | 0.97 |  | Outdoor
NJADRE1560308384 | Administratively Determined Incentive Program | Monroe Township | 8831 | 6.56 | Residential | Behind the Meter | No | Tesla Energy Operations, Inc. | JCP&L |  | Accepted | 2025-08-18 | 2025-09-10 | 2026-09-10 | Solar Panels | Hanwha | Q.PEAK DUO BLK ML-G10+/TS 410 |  | 0.41 | 6 | 178 | 37 |  | Fixed | Roof
NJADRE1560308384 | Administratively Determined Incentive Program | Monroe Township | 8831 | 6.56 | Residential | Behind the Meter | No | Tesla Energy Operations, Inc. | JCP&L |  | Accepted | 2025-08-18 | 2025-09-10 | 2026-09-10 | Inverters | Tesla | 5.7 kW Tesla Inc 1538000-XX-Y | 5700 |  | 1 |  |  | 0.98 |  | Indoor
NJADRE1560308384 | Administratively Determined Incentive Program | Monroe Township | 8831 | 6.56 | Residential | Behind the Meter | No | Tesla Energy Operations, Inc. | JCP&L |  | Accepted | 2025-08-18 | 2025-09-10 | 2026-09-10 | Solar Panels | Hanwha | Q.PEAK DUO BLK ML-G10+/TS 410 |  | 0.41 | 10 | 88 | 34 |  | Fixed | Roof
NJADRE1560308391 | Administratively Determined Incentive Program | PERTH AMBOY | 8861 | 5.395 | Residential | Behind the Meter | Yes | Fusion Solar Energy, LLC | PSE&G |  | Accepted | 2025-08-18 | 2025-09-10 | 2026-09-10 | Inverters | ENPHASE | IQ8HC-72-M-DOM-US | 380 |  | 13 |  |  | 0.97 |  | Outside | Roof
NJADRE1560308391 | Administratively Determined Incentive Program | PERTH AMBOY | 8861 | 5.395 | Residential | Behind the Meter | Yes | Fusion Solar Energy, LLC | PSE&G |  | Accepted | 2025-08-18 | 2025-09-10 | 2026-09-10 | Solar Panels | Q CELLS | Q.PEAK DUO BLK ML-G10+_017 |  | 0.415 | 13 | 204.54 | 18 |  | Fixed | Roof
NJADRE1560308392 | Administratively Determined Incentive Program | Little Egg Harbor Twp | 8087 | 5.33 | Residential | Behind the Meter | Yes | Trinity Solar, LLC | AC Electric |  | Accepted | 2025-08-18 | 2025-09-10 | 2026-09-10 | Solar Panels | Hanwha | Q.PEAK DUO BLK ML-G10+ 410 |  | 0.41 | 13 | 224 | 34 |  | Fixed | Roof
NJADRE1560308392 | Administratively Determined Incentive Program | Little Egg Harbor Twp | 8087 | 5.33 | Residential | Behind the Meter | Yes | Trinity Solar, LLC | AC Electric |  | Accepted | 2025-08-18 | 2025-09-10 | 2026-09-10 | Inverters | Solar Edge | USE5700H-US | 5760 |  | 1 |  |  | 0.97 |  | Outside
NJADRE1560308404 | Administratively Determined Incentive Program | Neptune | 7753 | 10.75 | Residential | Behind the Meter | No | VELOCITY ENERGY & HOME SOLUTIONS, INC. | JCP&L |  | Accepted | 2025-08-18 | 2025-09-10 | 2026-09-10 | Solar Panels | seg | 430w |  | 0.43 | 3 | 60 | 20 |  | Fixed | Roof
NJADRE1560308404 | Administratively Determined Incentive Program | Neptune | 7753 | 10.75 | Residential | Behind the Meter | No | VELOCITY ENERGY & HOME SOLUTIONS, INC. | JCP&L |  | Accepted | 2025-08-18 | 2025-09-10 | 2026-09-10 | Inverters | enphase | iq8plus | 290 |  | 25 |  |  | 0.99 |  | Outside | behind panels
NJADRE1560308404 | Administratively Determined Incentive Program | Neptune | 7753 | 10.75 | Residential | Behind the Meter | No | VELOCITY ENERGY & HOME SOLUTIONS, INC. | JCP&L |  | Accepted | 2025-08-18 | 2025-09-10 | 2026-09-10 | Solar Panels | seg | 430w |  | 0.43 | 14 | 240 | 20 |  | Fixed | Roof
NJADRE1560308404 | Administratively Determined Incentive Program | Neptune | 7753 | 10.75 | Residential | Behind the Meter | No | VELOCITY ENERGY & HOME SOLUTIONS, INC. | JCP&L |  | Accepted | 2025-08-18 | 2025-09-10 | 2026-09-10 | Solar Panels | seg | 430w |  | 0.43 | 8 | 240 | 20 |  | Fixed | Roof
NJADRE1560308424 | Administratively Determined Incentive Program | GLEN ROCK | 7452 | 10.44 | Residential | Behind the Meter | No | Solar Energy World | PSE&G |  | Accepted | 2025-08-18 | 2025-09-10 | 2026-09-10 | Solar Panels | HANWHA | Q.TRON BLKM-G2+ 435W |  | 0.435 | 24 | 257 | 25 |  | Fixed | Roof
NJADRE1560308424 | Administratively Determined Incentive Program | GLEN ROCK | 7452 | 10.44 | Residential | Behind the Meter | No | Solar Energy World | PSE&G |  | Accepted | 2025-08-18 | 2025-09-10 | 2026-09-10 | Inverters | Enphase | IQ8MC-72-M-US | 320 |  | 24 |  |  | 0.97 |  | Outside
NJADRE1560308431 | Administratively Determined Incentive Program | CHESTER | 7930 | 13.76 | Residential | Behind the Meter | No | Green Power Energy, LLC | JCP&L |  | Accepted | 2025-08-18 | 2025-09-10 | 2026-09-10 | Inverters | Enphase | IQ8MC-72-M-US [240V] | 320 |  | 32 |  |  | 0.98 |  | Outside
NJADRE1560308431 | Administratively Determined Incentive Program | CHESTER | 7930 | 13.76 | Residential | Behind the Meter | No | Green Power Energy, LLC | JCP&L |  | Accepted | 2025-08-18 | 2025-09-10 | 2026-09-10 | Solar Panels | SEG Solar | SEG-430-BTD-BG |  | 0.43 | 32 | 107 | 27 |  | Fixed | Roof
NJADRE1560309071 | Administratively Determined Incentive Program | WEST NEW YORK | 7093 | 8.61 | Residential | Behind the Meter | Yes | Sunrun Installation Services Inc. | PSE&G |  | Accepted | 2025-08-18 | 2025-09-10 | 2026-09-10 | Solar Panels | Elin Energy (Sirius PV) | ELNSM54M-HC-410 |  | 0.41 | 14 | 212 | 30 |  | Fixed | Roof
NJADRE1560309071 | Administratively Determined Incentive Program | WEST NEW YORK | 7093 | 8.61 | Residential | Behind the Meter | Yes | Sunrun Installation Services Inc. | PSE&G |  | Accepted | 2025-08-18 | 2025-09-10 | 2026-09-10 | Inverters | SolarEdge Technologies | SE7600H-USMN | 7600 |  | 1 |  |  | 0.99 |  | Outdoor
NJADRE1560309071 | Administratively Determined Incentive Program | WEST NEW YORK | 7093 | 8.61 | Residential | Behind the Meter | Yes | Sunrun Installation Services Inc. | PSE&G |  | Accepted | 2025-08-18 | 2025-09-10 | 2026-09-10 | Solar Panels | Elin Energy (Sirius PV) | ELNSM54M-HC-410 |  | 0.41 | 7 | 32 | 30 |  | Fixed | Roof
NJADRE1560309073 | Administratively Determined Incentive Program | Berlin | 8009 | 4.92 | Residential | Behind the Meter | Yes | Sunrun Installation Services, Inc. | AC Electric |  | Accepted | 2025-08-18 | 2025-09-15 | 2026-09-15 | Solar Panels | Elin Energy (Sirius PV) | ELNSM54M-HC-410 |  | 0.41 | 3 | 228 | 30 |  | Fixed | Roof
NJADRE1560309073 | Administratively Determined Incentive Program | Berlin | 8009 | 4.92 | Residential | Behind the Meter | Yes | Sunrun Installation Services, Inc. | AC Electric |  | Accepted | 2025-08-18 | 2025-09-15 | 2026-09-15 | Inverters | SolarEdge Technologies | SE3800H-USMN | 3800 |  | 1 |  |  | 0.99 |  | Outdoor
NJADRE1560309073 | Administratively Determined Incentive Program | Berlin | 8009 | 4.92 | Residential | Behind the Meter | Yes | Sunrun Installation Services, Inc. | AC Electric |  | Accepted | 2025-08-18 | 2025-09-15 | 2026-09-15 | Solar Panels | Elin Energy (Sirius PV) | ELNSM54M-HC-410 |  | 0.41 | 9 | 138 | 37 |  | Fixed | Roof
NJADRE1560309090 | Administratively Determined Incentive Program | FRANKLINVILLE | 8322 | 15.48 | Residential | Behind the Meter | No | VELOCITY ENERGY & HOME SOLUTIONS, INC. | AC Electric |  | Accepted | 2025-08-18 | 2025-09-10 | 2026-09-10 | Inverters | enphase | iq8plus | 290 |  | 36 |  |  | 0.99 |  | Outside | behind panels
NJADRE1560309090 | Administratively Determined Incentive Program | FRANKLINVILLE | 8322 | 15.48 | Residential | Behind the Meter | No | VELOCITY ENERGY & HOME SOLUTIONS, INC. | AC Electric |  | Accepted | 2025-08-18 | 2025-09-10 | 2026-09-10 | Solar Panels | seg | 430w |  | 0.43 | 36 | 180 | 20 |  | Fixed | Roof
NJADRE1560309603 | Administratively Determined Incentive Program | HASBROUCK HEIGHTS | 7604 | 18.7 | Commercial | Behind the Meter | No | United Solar, LLC | PSE&G |  | Accepted | 2025-08-29 | 2025-09-23 | 2026-09-23 | Solar Panels | SEG SOLAR | SEG 550 BMA TB |  | 0.55 | 16 | 128 | 0 |  | Fixed | Roof
NJADRE1560309603 | Administratively Determined Incentive Program | HASBROUCK HEIGHTS | 7604 | 18.7 | Commercial | Behind the Meter | No | United Solar, LLC | PSE&G |  | Accepted | 2025-08-29 | 2025-09-23 | 2026-09-23 | Solar Panels | SEG SOLAR | SEG 550 BMA TB |  | 0.55 | 18 | 128 | 48 |  | Fixed | Roof
NJADRE1560309603 | Administratively Determined Incentive Program | HASBROUCK HEIGHTS | 7604 | 18.7 | Commercial | Behind the Meter | No | United Solar, LLC | PSE&G |  | Accepted | 2025-08-29 | 2025-09-23 | 2026-09-23 | Inverters | Fronius | Symo Advanced 12.0-3 | 11995 |  | 2 |  |  | 0.97 |  | Outside
NJADRE1560309603 | Administratively Determined Incentive Program | HASBROUCK HEIGHTS | 7604 | 18.7 | Commercial | Behind the Meter | No | United Solar, LLC | PSE&G |  | Accepted | 2025-08-29 | 2025-09-23 | 2026-09-23 | Meters | Fronius | Symo Advanced 12.0-3 |  |  | 1 |  |  |  | Yes | Outdoor
NJADRE1560309603 | Administratively Determined Incentive Program | HASBROUCK HEIGHTS | 7604 | 18.7 | Commercial | Behind the Meter | No | United Solar, LLC | PSE&G |  | Accepted | 2025-08-29 | 2025-09-23 | 2026-09-23 | Meters | Fronius | Symo Advanced 12.0-3 |  |  | 1 |  |  |  | Yes | Outdoor
NJADRE1560309615 | Administratively Determined Incentive Program | Toms River | 8757 | 2.46 | Residential | Behind the Meter | Yes | Trinity Solar, LLC | JCP&L |  | Accepted | 2025-08-18 | 2025-09-10 | 2026-09-10 | Solar Panels | Hanwha | Q.PEAK DUO BLK ML-G10+ 410 |  | 0.41 | 6 | 14 | 19 |  | Fixed | Roof
NJADRE1560309615 | Administratively Determined Incentive Program | Toms River | 8757 | 2.46 | Residential | Behind the Meter | Yes | Trinity Solar, LLC | JCP&L |  | Accepted | 2025-08-18 | 2025-09-10 | 2026-09-10 | Inverters | Tesla | 1538000-xx-y | 3800 |  | 1 |  |  | 0.986 |  | Outside
NJADRE1560309627 | Administratively Determined Incentive Program | Strathmere | 8248 | 8.6 | Residential | Behind the Meter | No | Green Power Energy, LLC | AC Electric |  | Accepted | 2025-08-18 | 2025-09-10 | 2026-09-10 | Solar Panels | SEG Solar | SEG-430-BTD-BG |  | 0.43 | 2 | 311 | 40 |  | Fixed | Roof
NJADRE1560309627 | Administratively Determined Incentive Program | Strathmere | 8248 | 8.6 | Residential | Behind the Meter | No | Green Power Energy, LLC | AC Electric |  | Accepted | 2025-08-18 | 2025-09-10 | 2026-09-10 | Solar Panels | SEG Solar | SEG-430-BTD-BG |  | 0.43 | 6 | 221 | 30 |  | Fixed | Roof
NJADRE1560309627 | Administratively Determined Incentive Program | Strathmere | 8248 | 8.6 | Residential | Behind the Meter | No | Green Power Energy, LLC | AC Electric |  | Accepted | 2025-08-18 | 2025-09-10 | 2026-09-10 | Solar Panels | SEG Solar | SEG-430-BTD-BG |  | 0.43 | 2 | 131 | 40 |  | Fixed | Roof
NJADRE1560309627 | Administratively Determined Incentive Program | Strathmere | 8248 | 8.6 | Residential | Behind the Meter | No | Green Power Energy, LLC | AC Electric |  | Accepted | 2025-08-18 | 2025-09-10 | 2026-09-10 | Inverters | Enphase | IQ8MC-72-M-US [240V] | 320 |  | 20 |  |  | 0.98 |  | Outside
NJADRE1560309627 | Administratively Determined Incentive Program | Strathmere | 8248 | 8.6 | Residential | Behind the Meter | No | Green Power Energy, LLC | AC Electric |  | Accepted | 2025-08-18 | 2025-09-10 | 2026-09-10 | Solar Panels | SEG Solar | SEG-430-BTD-BG |  | 0.43 | 1 | 311 | 40 |  | Fixed | Roof
NJADRE1560309627 | Administratively Determined Incentive Program | Strathmere | 8248 | 8.6 | Residential | Behind the Meter | No | Green Power Energy, LLC | AC Electric |  | Accepted | 2025-08-18 | 2025-09-10 | 2026-09-10 | Solar Panels | SEG Solar | SEG-430-BTD-BG |  | 0.43 | 1 | 131 | 40 |  | Fixed | Roof
NJADRE1560309627 | Administratively Determined Incentive Program | Strathmere | 8248 | 8.6 | Residential | Behind the Meter | No | Green Power Energy, LLC | AC Electric |  | Accepted | 2025-08-18 | 2025-09-10 | 2026-09-10 | Solar Panels | SEG Solar | SEG-430-BTD-BG |  | 0.43 | 8 | 41 | 30 |  | Fixed | Roof
NJADRE1560309635 | Administratively Determined Incentive Program | Jersey City | 7302 | 5.6 | Residential | Behind the Meter | No | Tesla Energy Operations, Inc. | PSE&G |  | Accepted | 2025-08-18 | 2025-09-15 | 2026-09-15 | Solar Panels | Hanwha | Q.PEAK DUO BLK ML-G10+/TS 400 |  | 0.4 | 7 | 202 | 23 |  | Fixed | Roof
NJADRE1560309635 | Administratively Determined Incentive Program | Jersey City | 7302 | 5.6 | Residential | Behind the Meter | No | Tesla Energy Operations, Inc. | PSE&G |  | Accepted | 2025-08-18 | 2025-09-15 | 2026-09-15 | Inverters | Tesla | 1538000-XX-Y | 5000 |  | 1 |  |  | 0.98 |  | Outdoor
NJADRE1560309635 | Administratively Determined Incentive Program | Jersey City | 7302 | 5.6 | Residential | Behind the Meter | No | Tesla Energy Operations, Inc. | PSE&G |  | Accepted | 2025-08-18 | 2025-09-15 | 2026-09-15 | Solar Panels | Hanwha | Q.PEAK DUO BLK ML-G10+/TS 400 |  | 0.4 | 7 | 22 | 23 |  | Fixed | Roof
NJADRE1560309644 | Administratively Determined Incentive Program | HILLSBOROUGH TOWNSHIP | 8844 | 6.9 | Residential | Behind the Meter | No | Infinity Solar Systems, LLC | PSE&G |  | Accepted | 2025-08-18 | 2025-09-11 | 2026-09-11 | Solar Panels | REC Solar | REC 460AA PURE-RX |  | 0.46 | 6 | 142 | 27 |  | Fixed | Roof
NJADRE1560309644 | Administratively Determined Incentive Program | HILLSBOROUGH TOWNSHIP | 8844 | 6.9 | Residential | Behind the Meter | No | Infinity Solar Systems, LLC | PSE&G |  | Accepted | 2025-08-18 | 2025-09-11 | 2026-09-11 | Inverters | Enphase | IQ8X-80-M-US | 380 |  | 15 |  |  | 0.97 |  | Outdoor
NJADRE1560309644 | Administratively Determined Incentive Program | HILLSBOROUGH TOWNSHIP | 8844 | 6.9 | Residential | Behind the Meter | No | Infinity Solar Systems, LLC | PSE&G |  | Accepted | 2025-08-18 | 2025-09-11 | 2026-09-11 | Solar Panels | REC Solar | REC 460AA PURE-RX |  | 0.46 | 9 | 142 | 27 |  | Fixed | Roof
NJADRE1560309654 | Administratively Determined Incentive Program | North Bergen | 7047 | 6.525 | Residential | Behind the Meter | Yes | EMT Renewables, LLC | PSE&G |  | Accepted | 2025-08-18 | 2025-09-11 | 2026-09-11 | Solar Panels | Q CELLS | Q TRON |  | 0.435 | 1 | 211 | 31 |  | Fixed | Roof
NJADRE1560309654 | Administratively Determined Incentive Program | North Bergen | 7047 | 6.525 | Residential | Behind the Meter | Yes | EMT Renewables, LLC | PSE&G |  | Accepted | 2025-08-18 | 2025-09-11 | 2026-09-11 | Solar Panels | Q CELLS | Q TRON |  | 0.435 | 1 | 31 | 31 |  | Fixed | Roof
NJADRE1560309654 | Administratively Determined Incentive Program | North Bergen | 7047 | 6.525 | Residential | Behind the Meter | Yes | EMT Renewables, LLC | PSE&G |  | Accepted | 2025-08-18 | 2025-09-11 | 2026-09-11 | Inverters | IQ8HC | IQ8+ | 290 |  | 15 |  |  | 0.98 |  | Other | UNDER EACH PANEL
NJADRE1560309654 | Administratively Determined Incentive Program | North Bergen | 7047 | 6.525 | Residential | Behind the Meter | Yes | EMT Renewables, LLC | PSE&G |  | Accepted | 2025-08-18 | 2025-09-11 | 2026-09-11 | Solar Panels | Q CELLS | Q TRON |  | 0.435 | 6 | 121 | 31 |  | Fixed | Roof
NJADRE1560309654 | Administratively Determined Incentive Program | North Bergen | 7047 | 6.525 | Residential | Behind the Meter | Yes | EMT Renewables, LLC | PSE&G |  | Accepted | 2025-08-18 | 2025-09-11 | 2026-09-11 | Solar Panels | Q CELLS | Q TRON |  | 0.435 | 7 | 301 | 31 |  | Fixed | Roof
NJADRE1560309659 | Administratively Determined Incentive Program | ASBURY | 8802 | 11.31 | Residential | Behind the Meter | Yes | EMT Renewables, LLC | JCP&L |  | Accepted | 2025-08-18 | 2025-09-10 | 2026-09-10 | Solar Panels | Q CELLS | Q TRON |  | 0.435 | 26 | 148 | 20 |  | Fixed | Roof
NJADRE1560309659 | Administratively Determined Incentive Program | ASBURY | 8802 | 11.31 | Residential | Behind the Meter | Yes | EMT Renewables, LLC | JCP&L |  | Accepted | 2025-08-18 | 2025-09-10 | 2026-09-10 | Inverters | IQ8HC | IQ8+ | 290 |  | 26 |  |  | 0.98 |  | Other | UNDER EACH PANEL
NJADRE1560309661 | Administratively Determined Incentive Program | Rahway | 7065 | 9.89 | Residential | Behind the Meter | No | Infinity Solar Systems, LLC | PSE&G |  | Accepted | 2025-08-18 | 2025-09-10 | 2026-09-10 | Solar Panels | SEG Solar | SEG-430-BTD-BG |  | 0.43 | 12 | 101 | 29 |  | Fixed | Roof
NJADRE1560309661 | Administratively Determined Incentive Program | Rahway | 7065 | 9.89 | Residential | Behind the Meter | No | Infinity Solar Systems, LLC | PSE&G |  | Accepted | 2025-08-18 | 2025-09-10 | 2026-09-10 | Solar Panels | SEG Solar | SEG-430-BTD-BG |  | 0.43 | 11 | 281 | 29 |  | Fixed | Roof
NJADRE1560309661 | Administratively Determined Incentive Program | Rahway | 7065 | 9.89 | Residential | Behind the Meter | No | Infinity Solar Systems, LLC | PSE&G |  | Accepted | 2025-08-18 | 2025-09-10 | 2026-09-10 | Inverters | Enphase | IQ8MC-72-M-US | 320 |  | 23 |  |  | 0.97 |  | Outdoor
NJADRE1560309679 | Administratively Determined Incentive Program | ERIAL | 8081 | 15.66 | Residential | Behind the Meter | Yes | VELOCITY ENERGY & HOME SOLUTIONS, INC. | AC Electric |  | Accepted | 2025-08-18 | 2025-09-10 | 2026-09-10 | Solar Panels | qtron | 435w |  | 0.435 | 6 | 207 | 33 |  | Fixed | Roof
NJADRE1560309679 | Administratively Determined Incentive Program | ERIAL | 8081 | 15.66 | Residential | Behind the Meter | Yes | VELOCITY ENERGY & HOME SOLUTIONS, INC. | AC Electric |  | Accepted | 2025-08-18 | 2025-09-10 | 2026-09-10 | Inverters | enphase | iq8hc | 380 |  | 36 |  |  | 0.99 |  | Outside | behind panels
NJADRE1560309679 | Administratively Determined Incentive Program | ERIAL | 8081 | 15.66 | Residential | Behind the Meter | Yes | VELOCITY ENERGY & HOME SOLUTIONS, INC. | AC Electric |  | Accepted | 2025-08-18 | 2025-09-10 | 2026-09-10 | Solar Panels | qtron | 435w |  | 0.435 | 6 | 27 | 34 |  | Fixed | Roof
NJADRE1560309679 | Administratively Determined Incentive Program | ERIAL | 8081 | 15.66 | Residential | Behind the Meter | Yes | VELOCITY ENERGY & HOME SOLUTIONS, INC. | AC Electric |  | Accepted | 2025-08-18 | 2025-09-10 | 2026-09-10 | Solar Panels | qtron | 435w |  | 0.435 | 13 | 207 | 34 |  | Fixed | Roof
NJADRE1560309679 | Administratively Determined Incentive Program | ERIAL | 8081 | 15.66 | Residential | Behind the Meter | Yes | VELOCITY ENERGY & HOME SOLUTIONS, INC. | AC Electric |  | Accepted | 2025-08-18 | 2025-09-10 | 2026-09-10 | Solar Panels | qtron | 434w |  | 0.435 | 11 | 27 | 33 |  | Fixed | Roof
NJADRE1560309690 | Administratively Determined Incentive Program | Jersey City | 7304 | 148.8 | School Public K-12 | Behind the Meter | Yes | Solar Landscape, LLC | PSE&G |  | Accepted | 2025-08-18 | 2025-09-11 | 2026-09-11 | Solar Panels | Canadian Solar | BiHiKu5 480 |  | 0.48 | 310 | 210 | 5 |  | Fixed | Roof
NJADRE1560309690 | Administratively Determined Incentive Program | Jersey City | 7304 | 148.8 | School Public K-12 | Behind the Meter | Yes | Solar Landscape, LLC | PSE&G |  | Accepted | 2025-08-18 | 2025-09-11 | 2026-09-11 | Inverters | Solar Edge | SE50KUS | 50000 |  | 2 |  |  | 0.985 |  | Outdoor
NJADRE1560309697 | Administratively Determined Incentive Program | HOPATCONG | 7843 | 8.3 | Residential | Behind the Meter | Yes | Fusion Solar Energy | JCP&L |  | Accepted | 2025-08-18 | 2025-09-10 | 2026-09-10 | Inverters | ENPHASE | IQ8HC-72-M-DOM-US | 380 |  | 20 |  |  | 0.97 |  | Outside | Roof
NJADRE1560309697 | Administratively Determined Incentive Program | HOPATCONG | 7843 | 8.3 | Residential | Behind the Meter | Yes | Fusion Solar Energy | JCP&L |  | Accepted | 2025-08-18 | 2025-09-10 | 2026-09-10 | Solar Panels | Q CELLS | Q.PEAK DUO BLK ML-G10.C+ |  | 0.415 | 12 | 267.15 | 20 |  | Fixed | Roof
NJADRE1560309697 | Administratively Determined Incentive Program | HOPATCONG | 7843 | 8.3 | Residential | Behind the Meter | Yes | Fusion Solar Energy | JCP&L |  | Accepted | 2025-08-18 | 2025-09-10 | 2026-09-10 | Solar Panels | Q CELLS | Q.PEAK DUO BLK ML-G10.C+ |  | 0.415 | 8 | 87.15 | 20 |  | Fixed | Roof
NJADRE1560309698 | Administratively Determined Incentive Program | CAPE MAY COURT HOUSE | 8210 | 11.48 | Residential | Behind the Meter | Yes | Trinity Solar, LLC | AC Electric |  | Accepted | 2025-08-18 | 2025-09-10 | 2026-09-10 | Inverters | SOLAREDGE | SE10000H-US | 10000 |  | 1 |  |  | 0.97 |  | Outside
NJADRE1560309698 | Administratively Determined Incentive Program | CAPE MAY COURT HOUSE | 8210 | 11.48 | Residential | Behind the Meter | Yes | Trinity Solar, LLC | AC Electric |  | Accepted | 2025-08-18 | 2025-09-10 | 2026-09-10 | Solar Panels | HANWHA 410 (Q.PEAK DUO BLK ML-G10+ 410) | HANWHA 410 (Q.PEAK DUO BLK ML-G10+ 410) |  | 0.41 | 28 | 209 | 31 |  | Fixed | Roof
NJADRE1560309708 | Administratively Determined Incentive Program | Marlton | 8053 | 15.12 | Residential | Behind the Meter | No | Public Service Solar, LLC | PSE&G |  | Accepted | 2025-08-18 | 2025-09-11 | 2026-09-11 | Solar Panels | Panasonic | EVPV420HK2 |  | 0.42 | 4 | 69 | 27 |  | Fixed | Roof
NJADRE1560309708 | Administratively Determined Incentive Program | Marlton | 8053 | 15.12 | Residential | Behind the Meter | No | Public Service Solar, LLC | PSE&G |  | Accepted | 2025-08-18 | 2025-09-11 | 2026-09-11 | Solar Panels | Panasonic | EVPV420HK2 |  | 0.42 | 8 | 69 | 27 |  | Fixed | Roof
NJADRE1560309708 | Administratively Determined Incentive Program | Marlton | 8053 | 15.12 | Residential | Behind the Meter | No | Public Service Solar, LLC | PSE&G |  | Accepted | 2025-08-18 | 2025-09-11 | 2026-09-11 | Inverters | Enphase | IQ8HC-72-M-US | 380 |  | 36 |  |  | 0.96 |  | Outdoor | Under panels
NJADRE1560309708 | Administratively Determined Incentive Program | Marlton | 8053 | 15.12 | Residential | Behind the Meter | No | Public Service Solar, LLC | PSE&G |  | Accepted | 2025-08-18 | 2025-09-11 | 2026-09-11 | Solar Panels | Panasonic | EVPV420HK2 |  | 0.42 | 24 | 249 | 27 |  | Fixed | Roof
NJADRE1560309722 | Administratively Determined Incentive Program | ORANGE | 7050 | 4.1 | Residential | Behind the Meter | Yes | Sunrun Installation Services, Inc. | PSE&G |  | Accepted | 2025-08-18 | 2025-09-10 | 2026-09-10 | Electric Storage Battery | Tesla | POWERWALL 3 1707000-XX-Y |  |  | 1 |  |  |  | Lithium Ion |  | OUTSIDE
NJADRE1560309722 | Administratively Determined Incentive Program | ORANGE | 7050 | 4.1 | Residential | Behind the Meter | Yes | Sunrun Installation Services, Inc. | PSE&G |  | Accepted | 2025-08-18 | 2025-09-10 | 2026-09-10 | Inverters | Tesla | POWERWALL 3 1707000-XX-Y | 11500 |  | 1 |  |  | 0.97 |  | Outdoor
NJADRE1560309722 | Administratively Determined Incentive Program | ORANGE | 7050 | 4.1 | Residential | Behind the Meter | Yes | Sunrun Installation Services, Inc. | PSE&G |  | Accepted | 2025-08-18 | 2025-09-10 | 2026-09-10 | Electric Storage Battery | Tesla | EXPANSION PACK 1807000-XX-Y |  |  | 1 |  |  |  | Lithium Ion |  | OUTSIDE
NJADRE1560309722 | Administratively Determined Incentive Program | ORANGE | 7050 | 4.1 | Residential | Behind the Meter | Yes | Sunrun Installation Services, Inc. | PSE&G |  | Accepted | 2025-08-18 | 2025-09-10 | 2026-09-10 | Solar Panels | HANWHA Q-CELLS | Q.PEAK DUO BLK ML-G10+ 410 DCA |  | 0.41 | 3 | 210 | 32 |  | Fixed | Roof
NJADRE1560309722 | Administratively Determined Incentive Program | ORANGE | 7050 | 4.1 | Residential | Behind the Meter | Yes | Sunrun Installation Services, Inc. | PSE&G |  | Accepted | 2025-08-18 | 2025-09-10 | 2026-09-10 | Solar Panels | HANWHA Q-CELLS | Q.PEAK DUO BLK ML-G10+ 410 DCA |  | 0.41 | 4 | 120 | 3 |  | Fixed | Roof
NJADRE1560309722 | Administratively Determined Incentive Program | ORANGE | 7050 | 4.1 | Residential | Behind the Meter | Yes | Sunrun Installation Services, Inc. | PSE&G |  | Accepted | 2025-08-18 | 2025-09-10 | 2026-09-10 | Solar Panels | HANWHA Q-CELLS | Q.PEAK DUO BLK ML-G10+ 410 DCA |  | 0.41 | 3 | 30 | 32 |  | Fixed | Roof
NJADRE1560309731 | Administratively Determined Incentive Program | EGG HARBOR TOWNSHIP | 8234 | 6.97 | Residential | Behind the Meter | Yes | Trinity Solar, LLC | AC Electric |  | Accepted | 2025-08-18 | 2025-09-11 | 2026-09-11 | Inverters | Solar Edge | USE5700H-US | 5760 |  | 1 |  |  | 0.97 |  | Outside
NJADRE1560309731 | Administratively Determined Incentive Program | EGG HARBOR TOWNSHIP | 8234 | 6.97 | Residential | Behind the Meter | Yes | Trinity Solar, LLC | AC Electric |  | Accepted | 2025-08-18 | 2025-09-11 | 2026-09-11 | Solar Panels | Hanwha | Q.PEAK DUO BLK ML-G10.C+ 410 |  | 0.41 | 13 | 142 | 23 |  | Fixed | Roof
NJADRE1560309731 | Administratively Determined Incentive Program | EGG HARBOR TOWNSHIP | 8234 | 6.97 | Residential | Behind the Meter | Yes | Trinity Solar, LLC | AC Electric |  | Accepted | 2025-08-18 | 2025-09-11 | 2026-09-11 | Solar Panels | Hanwha | Q.PEAK DUO BLK ML-G10.C+ 410 |  | 0.41 | 4 | 142 | 23 |  | Fixed | Roof
NJADRE1560309732 | Administratively Determined Incentive Program | SWEDESBORO | 8085 | 9.89 | Residential | Behind the Meter | Yes | VELOCITY ENERGY & HOME SOLUTIONS, INC. | AC Electric |  | Accepted | 2025-08-18 | 2025-09-11 | 2026-09-11 | Solar Panels | seg | 430w |  | 0.43 | 20 | 117 | 36 |  | Fixed | Roof
NJADRE1560309732 | Administratively Determined Incentive Program | SWEDESBORO | 8085 | 9.89 | Residential | Behind the Meter | Yes | VELOCITY ENERGY & HOME SOLUTIONS, INC. | AC Electric |  | Accepted | 2025-08-18 | 2025-09-11 | 2026-09-11 | Inverters | 430w | 0.43 | 290 |  | 23 |  |  | 0.99 |  | Outside | behind panels
NJADRE1560309732 | Administratively Determined Incentive Program | SWEDESBORO | 8085 | 9.89 | Residential | Behind the Meter | Yes | VELOCITY ENERGY & HOME SOLUTIONS, INC. | AC Electric |  | Accepted | 2025-08-18 | 2025-09-11 | 2026-09-11 | Solar Panels | seg | 430w |  | 0.43 | 3 | 206 | 47 |  | Fixed | Roof
NJADRE1560309746 | Administratively Determined Incentive Program | FORKED RIVER | 8731 | 16.2 | Residential | Behind the Meter | No | Solar Energy World | JCP&L |  | Accepted | 2025-08-18 | 2025-09-10 | 2026-09-10 | Solar Panels | LONGi | LR5-54HPB-405M |  | 0.405 | 24 | 286 | 18 |  | Fixed | Roof
NJADRE1560309746 | Administratively Determined Incentive Program | FORKED RIVER | 8731 | 16.2 | Residential | Behind the Meter | No | Solar Energy World | JCP&L |  | Accepted | 2025-08-18 | 2025-09-10 | 2026-09-10 | Solar Panels | LONGi | LR5-54HPB-405M |  | 0.405 | 13 | 106 | 19 |  | Fixed | Roof
NJADRE1560309746 | Administratively Determined Incentive Program | FORKED RIVER | 8731 | 16.2 | Residential | Behind the Meter | No | Solar Energy World | JCP&L |  | Accepted | 2025-08-18 | 2025-09-10 | 2026-09-10 | Solar Panels | LONGi | LR5-54HPB-405M |  | 0.405 | 3 | 106 | 21 |  | Fixed | Roof
NJADRE1560309746 | Administratively Determined Incentive Program | FORKED RIVER | 8731 | 16.2 | Residential | Behind the Meter | No | Solar Energy World | JCP&L |  | Accepted | 2025-08-18 | 2025-09-10 | 2026-09-10 | Inverters | Enphase | IQ8+-72-M-US | 290 |  | 40 |  |  | 0.97 |  | Outside
NJADRE1560309747 | Administratively Determined Incentive Program | Southampton | 8088 | 8.715 | Residential | Behind the Meter | Yes | Big Wave Roofing and Solar, LLC | PSE&G |  | Accepted | 2025-08-18 | 2025-09-10 | 2026-09-10 | Solar Panels | QCELLS | Q.PEAK DUO BLK ML-G10.C+ 415W |  | 0.415 | 3 | 80 | 18 |  | Fixed | Roof
NJADRE1560309747 | Administratively Determined Incentive Program | Southampton | 8088 | 8.715 | Residential | Behind the Meter | Yes | Big Wave Roofing and Solar, LLC | PSE&G |  | Accepted | 2025-08-18 | 2025-09-10 | 2026-09-10 | Inverters | Enphase | IQ8HC-72-M-DOM-US | 380 |  | 21 |  |  | 0.97 |  | Outside
NJADRE1560309747 | Administratively Determined Incentive Program | Southampton | 8088 | 8.715 | Residential | Behind the Meter | Yes | Big Wave Roofing and Solar, LLC | PSE&G |  | Accepted | 2025-08-18 | 2025-09-10 | 2026-09-10 | Solar Panels | QCELLS | Q.PEAK DUO BLK ML-G10.C+ 415W |  | 0.415 | 18 | 260 | 18 |  | Fixed | Roof
NJADRE1560309763 | Administratively Determined Incentive Program | Totowa | 7512 | 6.16 | Residential | Behind the Meter | Yes | Velocity Energy & Home Solutions, Inc. | PSE&G |  | Accepted | 2025-08-18 | 2025-09-11 | 2026-09-11 | Inverters | enphase | iq8hc | 380 |  | 14 |  |  | 0.99 |  | Outside | behind panels
NJADRE1560309763 | Administratively Determined Incentive Program | Totowa | 7512 | 6.16 | Residential | Behind the Meter | Yes | Velocity Energy & Home Solutions, Inc. | PSE&G |  | Accepted | 2025-08-18 | 2025-09-11 | 2026-09-11 | Solar Panels | sil | 440 |  | 0.44 | 3 | 113 | 6 |  | Fixed | Roof
NJADRE1560309763 | Administratively Determined Incentive Program | Totowa | 7512 | 6.16 | Residential | Behind the Meter | Yes | Velocity Energy & Home Solutions, Inc. | PSE&G |  | Accepted | 2025-08-18 | 2025-09-11 | 2026-09-11 | Solar Panels | sil | 440w |  | 0.44 | 11 | 113 | 35 |  | Fixed | Roof
NJADRE1560309765 | Administratively Determined Incentive Program | North Brunswick Twp | 8902 | 11.25 | Residential | Behind the Meter | No | All Phase Installations and Electrical Services | PSE&G |  | Accepted | 2025-08-18 | 2025-09-11 | 2026-09-11 | Solar Panels | CANADIAN SOLAR | CS6.1-54TM-450H |  | 0.45 | 17 | 104 | 32 |  | Fixed | Roof
NJADRE1560309765 | Administratively Determined Incentive Program | North Brunswick Twp | 8902 | 11.25 | Residential | Behind the Meter | No | All Phase Installations and Electrical Services | PSE&G |  | Accepted | 2025-08-18 | 2025-09-11 | 2026-09-11 | Electric Storage Battery | DEYE | RW-F10.2-B |  |  | 1 |  |  |  | Lithium Ion |  | Outside
NJADRE1560309765 | Administratively Determined Incentive Program | North Brunswick Twp | 8902 | 11.25 | Residential | Behind the Meter | No | All Phase Installations and Electrical Services | PSE&G |  | Accepted | 2025-08-18 | 2025-09-11 | 2026-09-11 | Inverters | SOL-ARK | SOL-ARK-15K-P | 15000 |  | 1 |  |  | 0.975 |  | Outside
NJADRE1560309765 | Administratively Determined Incentive Program | North Brunswick Twp | 8902 | 11.25 | Residential | Behind the Meter | No | All Phase Installations and Electrical Services | PSE&G |  | Accepted | 2025-08-18 | 2025-09-11 | 2026-09-11 | Solar Panels | CANADIAN SOLAR | CS6.1-54TM-450H |  | 0.45 | 8 | 284 | 32 |  | Fixed | Roof
NJADRE1560309794 | Administratively Determined Incentive Program | Paramus | 7652 | 8.6 | Residential | Behind the Meter | No | Infinity Solar Systems, LLC | PSE&G |  | Accepted | 2025-08-18 | 2025-09-11 | 2026-09-11 | Inverters | Enphase | IQ8MC-72-M-US | 320 |  | 20 |  |  | 0.97 |  | Outdoor
NJADRE1560309794 | Administratively Determined Incentive Program | Paramus | 7652 | 8.6 | Residential | Behind the Meter | No | Infinity Solar Systems, LLC | PSE&G |  | Accepted | 2025-08-18 | 2025-09-11 | 2026-09-11 | Solar Panels | SEG Solar | SEG-430-BTD-BG |  | 0.43 | 3 | 192 | 23 |  | Fixed | Roof
NJADRE1560309794 | Administratively Determined Incentive Program | Paramus | 7652 | 8.6 | Residential | Behind the Meter | No | Infinity Solar Systems, LLC | PSE&G |  | Accepted | 2025-08-18 | 2025-09-11 | 2026-09-11 | Solar Panels | SEG Solar | SEG-430-BTD-BG |  | 0.43 | 17 | 192 | 23 |  | Fixed | Roof
NJADRE1560309795 | Administratively Determined Incentive Program | Manalapan | 7726 | 13.94 | Residential | Behind the Meter | Yes | Trinity Solar, LLC | JCP&L |  | Accepted | 2025-08-18 | 2025-09-10 | 2026-09-10 | Inverters | SOLAREDGE | SE11400H-USM | 11400 |  | 1 |  |  | 0.97 |  | Outside
NJADRE1560309795 | Administratively Determined Incentive Program | Manalapan | 7726 | 13.94 | Residential | Behind the Meter | Yes | Trinity Solar, LLC | JCP&L |  | Accepted | 2025-08-18 | 2025-09-10 | 2026-09-10 | Solar Panels | HANWHA 410 (Q.PEAK DUO BLK ML-G10+ 410) | HANWHA 410 (Q.PEAK DUO BLK ML-G10+ 410) |  | 0.41 | 10 | 349 | 32 |  | Fixed | Roof
NJADRE1560309795 | Administratively Determined Incentive Program | Manalapan | 7726 | 13.94 | Residential | Behind the Meter | Yes | Trinity Solar, LLC | JCP&L |  | Accepted | 2025-08-18 | 2025-09-10 | 2026-09-10 | Solar Panels | HANWHA 410 (Q.PEAK DUO BLK ML-G10+ 410) | HANWHA 410 (Q.PEAK DUO BLK ML-G10+ 410) |  | 0.41 | 11 | 169 | 32 |  | Fixed | Roof
NJADRE1560309795 | Administratively Determined Incentive Program | Manalapan | 7726 | 13.94 | Residential | Behind the Meter | Yes | Trinity Solar, LLC | JCP&L |  | Accepted | 2025-08-18 | 2025-09-10 | 2026-09-10 | Solar Panels | HANWHA 410 (Q.PEAK DUO BLK ML-G10+ 410) | HANWHA 410 (Q.PEAK DUO BLK ML-G10+ 410) |  | 0.41 | 5 | 259 | 32 |  | Single Axis | Roof
NJADRE1560309795 | Administratively Determined Incentive Program | Manalapan | 7726 | 13.94 | Residential | Behind the Meter | Yes | Trinity Solar, LLC | JCP&L |  | Accepted | 2025-08-18 | 2025-09-10 | 2026-09-10 | Solar Panels | HANWHA 410 (Q.PEAK DUO BLK ML-G10+ 410) | HANWHA 410 (Q.PEAK DUO BLK ML-G10+ 410) |  | 0.41 | 2 | 79 | 32 |  | Fixed | Roof
NJADRE1560309795 | Administratively Determined Incentive Program | Manalapan | 7726 | 13.94 | Residential | Behind the Meter | Yes | Trinity Solar, LLC | JCP&L |  | Accepted | 2025-08-18 | 2025-09-10 | 2026-09-10 | Solar Panels | HANWHA 410 (Q.PEAK DUO BLK ML-G10+ 410) | HANWHA 410 (Q.PEAK DUO BLK ML-G10+ 410) |  | 0.41 | 6 | 349 | 30 |  | Fixed | Roof
NJADRE1560309803 | Administratively Determined Incentive Program | MOUNT LAUREL | 8054 | 19.575 | Residential | Behind the Meter | Yes | SunnyMac, LLC | PSE&G |  | Accepted | 2025-08-18 | 2025-09-10 | 2026-09-10 | Solar Panels | HANWHA | Q.TRON BLK M-G2+ 435W |  | 0.435 | 6 | 238 | 36 |  | Fixed | Roof
NJADRE1560309803 | Administratively Determined Incentive Program | MOUNT LAUREL | 8054 | 19.575 | Residential | Behind the Meter | Yes | SunnyMac, LLC | PSE&G |  | Accepted | 2025-08-18 | 2025-09-10 | 2026-09-10 | Solar Panels | HANWHA | Q.TRON BLK M-G2+ 435W |  | 0.435 | 13 | 13 | 36 |  | Fixed | Roof
NJADRE1560309803 | Administratively Determined Incentive Program | MOUNT LAUREL | 8054 | 19.575 | Residential | Behind the Meter | Yes | SunnyMac, LLC | PSE&G |  | Accepted | 2025-08-18 | 2025-09-10 | 2026-09-10 | Solar Panels | HANWHA | Q.TRON BLK M-G2+ 435W |  | 0.435 | 6 | 283 | 45 |  | Fixed | Roof
NJADRE1560309803 | Administratively Determined Incentive Program | MOUNT LAUREL | 8054 | 19.575 | Residential | Behind the Meter | Yes | SunnyMac, LLC | PSE&G |  | Accepted | 2025-08-18 | 2025-09-10 | 2026-09-10 | Solar Panels | HANWHA | Q.TRON BLK M-G2+ 435W |  | 0.435 | 5 | 13 | 36 |  | Fixed | Roof
NJADRE1560309803 | Administratively Determined Incentive Program | MOUNT LAUREL | 8054 | 19.575 | Residential | Behind the Meter | Yes | SunnyMac, LLC | PSE&G |  | Accepted | 2025-08-18 | 2025-09-10 | 2026-09-10 | Inverters | Solaredge | SE10000H-US | 10000 |  | 1 |  |  | 0.99 |  | Outdoor | next to meter
NJADRE1560309803 | Administratively Determined Incentive Program | MOUNT LAUREL | 8054 | 19.575 | Residential | Behind the Meter | Yes | SunnyMac, LLC | PSE&G |  | Accepted | 2025-08-18 | 2025-09-10 | 2026-09-10 | Inverters | HANWHA | SE3800H-US | 3800 |  | 1 |  |  | 0.99 |  | Outdoor | next to meter
NJADRE1560309803 | Administratively Determined Incentive Program | MOUNT LAUREL | 8054 | 19.575 | Residential | Behind the Meter | Yes | SunnyMac, LLC | PSE&G |  | Accepted | 2025-08-18 | 2025-09-10 | 2026-09-10 | Solar Panels | HANWHA | Q.TRON BLK M-G2+ 435W |  | 0.435 | 15 | 193 | 36 |  | Fixed | Roof
NJADRE1560309824 | Administratively Determined Incentive Program | VENTNOR CITY | 8406 | 5.22 | Residential | Behind the Meter | No | Solar Energy World | AC Electric |  | Accepted | 2025-08-18 | 2025-09-10 | 2026-09-10 | Solar Panels | HANWHA | Q.TRON BLKM-G2+ 435W |  | 0.435 | 12 | 327 | 23 |  | Fixed | Roof
NJADRE1560309824 | Administratively Determined Incentive Program | VENTNOR CITY | 8406 | 5.22 | Residential | Behind the Meter | No | Solar Energy World | AC Electric |  | Accepted | 2025-08-18 | 2025-09-10 | 2026-09-10 | Inverters | Enphase | IQ8MC-72-M-US | 320 |  | 12 |  |  | 0.97 |  | Outside
NJADRE1560310027 | Administratively Determined Incentive Program | Parlin | 8859 | 6.15 | Residential | Behind the Meter | Yes | Sunrun Installation Services, Inc. | JCP&L |  | Accepted | 2025-08-18 | 2025-09-11 | 2026-09-11 | Solar Panels | Hanwha Q-Cells | Q.PEAK DUO BLK ML-G10.C+ 410 (MD06G100A-017) |  | 0.41 | 8 | 42 | 10 |  | Fixed | Roof
NJADRE1560310027 | Administratively Determined Incentive Program | Parlin | 8859 | 6.15 | Residential | Behind the Meter | Yes | Sunrun Installation Services, Inc. | JCP&L |  | Accepted | 2025-08-18 | 2025-09-11 | 2026-09-11 | Inverters | TESLA | Powerwall 3 1707000-xx-y | 11500 |  | 1 |  |  | 0.97 |  | Outdoor
NJADRE1560310027 | Administratively Determined Incentive Program | Parlin | 8859 | 6.15 | Residential | Behind the Meter | Yes | Sunrun Installation Services, Inc. | JCP&L |  | Accepted | 2025-08-18 | 2025-09-11 | 2026-09-11 | Electric Storage Battery | TESLA | Powerwall 3 1707000-xx-y |  |  | 1 |  |  |  | Lithium Ion |  | OUTSIDE
NJADRE1560310027 | Administratively Determined Incentive Program | Parlin | 8859 | 6.15 | Residential | Behind the Meter | Yes | Sunrun Installation Services, Inc. | JCP&L |  | Accepted | 2025-08-18 | 2025-09-11 | 2026-09-11 | Solar Panels | Hanwha Q-Cells | Q.PEAK DUO BLK ML-G10.C+ 410 (MD06G100A-017) |  | 0.41 | 7 | 223 | 19 |  | Fixed | Roof
NJADRE1560310241 | Administratively Determined Incentive Program | Pennington | 8534 | 11.04 | Residential | Behind the Meter | No | Infinity Solar Systems, LLC | PSE&G |  | Accepted | 2025-08-18 | 2025-09-11 | 2026-09-11 | Solar Panels | REC Solar | REC 460AA PURE-RX |  | 0.46 | 6 | 213 | 39 |  | Fixed | Roof
NJADRE1560310241 | Administratively Determined Incentive Program | Pennington | 8534 | 11.04 | Residential | Behind the Meter | No | Infinity Solar Systems, LLC | PSE&G |  | Accepted | 2025-08-18 | 2025-09-11 | 2026-09-11 | Inverters | Enphase | IQ8X-80-M-US | 380 |  | 24 |  |  | 0.97 |  | Outdoor
NJADRE1560310241 | Administratively Determined Incentive Program | Pennington | 8534 | 11.04 | Residential | Behind the Meter | No | Infinity Solar Systems, LLC | PSE&G |  | Accepted | 2025-08-18 | 2025-09-11 | 2026-09-11 | Solar Panels | REC Solar | REC 460AA PURE-RX |  | 0.46 | 8 | 212 | 36 |  | Fixed | Roof
NJADRE1560310241 | Administratively Determined Incentive Program | Pennington | 8534 | 11.04 | Residential | Behind the Meter | No | Infinity Solar Systems, LLC | PSE&G |  | Accepted | 2025-08-18 | 2025-09-11 | 2026-09-11 | Solar Panels | REC Solar | REC 460AA PURE-RX |  | 0.46 | 10 | 302 | 33 |  | Fixed | Roof
NJADRE1560310424 | Administratively Determined Incentive Program | Pompton Lakes | 7442 | 9.43 | Residential | Behind the Meter | Yes | Trinity Solar, LLC | JCP&L |  | Accepted | 2025-08-18 | 2025-09-11 | 2026-09-11 | Inverters | SOLAREDGE | SE7600H-US | 7600 |  | 1 |  |  | 0.97 |  | Outside
NJADRE1560310424 | Administratively Determined Incentive Program | Pompton Lakes | 7442 | 9.43 | Residential | Behind the Meter | Yes | Trinity Solar, LLC | JCP&L |  | Accepted | 2025-08-18 | 2025-09-11 | 2026-09-11 | Solar Panels | HANWHA 410 (Q.PEAK DUO BLK ML-G10+ 410) | HANWHA 410 (Q.PEAK DUO BLK ML-G10+ 410) |  | 0.41 | 12 | 171 | 14 |  | Fixed | Roof
NJADRE1560310424 | Administratively Determined Incentive Program | Pompton Lakes | 7442 | 9.43 | Residential | Behind the Meter | Yes | Trinity Solar, LLC | JCP&L |  | Accepted | 2025-08-18 | 2025-09-11 | 2026-09-11 | Solar Panels | HANWHA 410 (Q.PEAK DUO BLK ML-G10+ 410) | HANWHA 410 (Q.PEAK DUO BLK ML-G10+ 410) |  | 0.41 | 11 | 351 | 14 |  | Fixed | Roof
NJADRE1560310872 | Administratively Determined Incentive Program | TRENTON | 8610 | 6.09 | Residential | Behind the Meter | Yes | SunnyMac, LLC | PSE&G |  | Accepted | 2025-08-18 | 2025-09-10 | 2026-09-10 | Inverters | Solaredge | SE5700H-US | 5760 |  | 1 |  |  | 0.99 |  | Outdoor | next to meter
NJADRE1560310872 | Administratively Determined Incentive Program | TRENTON | 8610 | 6.09 | Residential | Behind the Meter | Yes | SunnyMac, LLC | PSE&G |  | Accepted | 2025-08-18 | 2025-09-10 | 2026-09-10 | Solar Panels | HANWHA | Q.TRON BLK M-G2.H+ 435 |  | 0.435 | 14 | 141 | 39 |  | Fixed | Roof
NJADRE1560310897 | Administratively Determined Incentive Program | MANALAPAN | 7726 | 8.2 | Residential | Behind the Meter | Yes | Trinity Solar, LLC | JCP&L |  | Accepted | 2025-08-18 | 2025-09-10 | 2026-09-10 | Inverters | SOLAREDGE | SE7600H-US | 7600 |  | 1 |  |  | 0.97 |  | Outside
NJADRE1560310897 | Administratively Determined Incentive Program | MANALAPAN | 7726 | 8.2 | Residential | Behind the Meter | Yes | Trinity Solar, LLC | JCP&L |  | Accepted | 2025-08-18 | 2025-09-10 | 2026-09-10 | Solar Panels | HANWHA 410 (Q.PEAK DUO BLK ML-G10+ 410) | HANWHA 410 (Q.PEAK DUO BLK ML-G10+ 410) |  | 0.41 | 20 | 149 | 30 |  | Fixed | Roof
NJADRE1560310898 | Administratively Determined Incentive Program | CAPE MAY COURT HOUSE | 8210 | 24.19 | Residential | Behind the Meter | Yes | Trinity Solar, LLC | AC Electric |  | Accepted | 2025-08-18 | 2025-09-10 | 2026-09-10 | Inverters | Solar Edge | USE7600H-US | 7600 |  | 1 |  |  | 0.97 |  | Outside
NJADRE1560310898 | Administratively Determined Incentive Program | CAPE MAY COURT HOUSE | 8210 | 24.19 | Residential | Behind the Meter | Yes | Trinity Solar, LLC | AC Electric |  | Accepted | 2025-08-18 | 2025-09-10 | 2026-09-10 | Inverters | Solar Edge | USE11400H-US | 11400 |  | 1 |  |  | 0.97 |  | Outside
NJADRE1560310898 | Administratively Determined Incentive Program | CAPE MAY COURT HOUSE | 8210 | 24.19 | Residential | Behind the Meter | Yes | Trinity Solar, LLC | AC Electric |  | Accepted | 2025-08-18 | 2025-09-10 | 2026-09-10 | Solar Panels | Hanwha | Q.PEAK DUO BLK ML-G10.C+ 410 |  | 0.41 | 59 | 222 | 30 |  | Fixed | Roof
NJADRE1560310904 | Administratively Determined Incentive Program | COLUMBUS | 8022 | 17.1 | Residential | Behind the Meter | No | Public Service Solar, LLC | PSE&G |  | Accepted | 2025-08-18 | 2025-09-10 | 2026-09-10 | Solar Panels | REC | REC450AA Pure-RX |  | 0.45 | 10 | 52 | 33 |  | Fixed | Roof
NJADRE1560310904 | Administratively Determined Incentive Program | COLUMBUS | 8022 | 17.1 | Residential | Behind the Meter | No | Public Service Solar, LLC | PSE&G |  | Accepted | 2025-08-18 | 2025-09-10 | 2026-09-10 | Solar Panels | REC | REC450AA Pure-RX |  | 0.45 | 16 | 232 | 33 |  | Fixed | Roof
NJADRE1560310904 | Administratively Determined Incentive Program | COLUMBUS | 8022 | 17.1 | Residential | Behind the Meter | No | Public Service Solar, LLC | PSE&G |  | Accepted | 2025-08-18 | 2025-09-10 | 2026-09-10 | Inverters | Enphase | iQ8X-80-M-US | 380 |  | 38 |  |  | 0.96 |  | Outdoor | Under panels
NJADRE1560310904 | Administratively Determined Incentive Program | COLUMBUS | 8022 | 17.1 | Residential | Behind the Meter | No | Public Service Solar, LLC | PSE&G |  | Accepted | 2025-08-18 | 2025-09-10 | 2026-09-10 | Solar Panels | REC | REC450AA Pure-RX |  | 0.45 | 6 | 232 | 33 |  | Fixed | Roof
NJADRE1560310904 | Administratively Determined Incentive Program | COLUMBUS | 8022 | 17.1 | Residential | Behind the Meter | No | Public Service Solar, LLC | PSE&G |  | Accepted | 2025-08-18 | 2025-09-10 | 2026-09-10 | Solar Panels | REC | REC450AA Pure-RX |  | 0.45 | 6 | 232 | 33 |  | Fixed | Roof
NJADRE1560310909 | Administratively Determined Incentive Program | EAST BRUNSWICK | 8816 | 8.6 | Residential | Behind the Meter | Yes | Integrity Solar & Home Solutions, LLC | PSE&G |  | Accepted | 2025-08-18 | 2025-09-10 | 2026-09-10 | Inverters | Q CELLS | Q.MI.349B-G1 | 349 |  | 20 |  |  | 0.98 |  | Other | UNDER EACH PANEL
NJADRE1560310909 | Administratively Determined Incentive Program | EAST BRUNSWICK | 8816 | 8.6 | Residential | Behind the Meter | Yes | Integrity Solar & Home Solutions, LLC | PSE&G |  | Accepted | 2025-08-18 | 2025-09-10 | 2026-09-10 | Solar Panels | Q CELLS | Q.TRON BLK M-G2H+ 430 |  | 0.43 | 18 | 163 | 26 |  | Fixed | Roof
NJADRE1560310909 | Administratively Determined Incentive Program | EAST BRUNSWICK | 8816 | 8.6 | Residential | Behind the Meter | Yes | Integrity Solar & Home Solutions, LLC | PSE&G |  | Accepted | 2025-08-18 | 2025-09-10 | 2026-09-10 | Solar Panels | Q CELLS | Q.TRON BLK M-G2H+ 430 |  | 0.43 | 2 | 163 | 26 |  | Fixed | Roof
NJADRE1560310919 | Administratively Determined Incentive Program | HOWELL | 7731 | 4.1 | Residential | Behind the Meter | Yes | Sunrun Installation Services, Inc. | JCP&L |  | Accepted | 2025-08-18 | 2025-09-10 | 2026-09-10 | Inverters | SolarEdge Technologies | SE3800H-USMN | 3800 |  | 1 |  |  | 0.99 |  | Outdoor
NJADRE1560310919 | Administratively Determined Incentive Program | HOWELL | 7731 | 4.1 | Residential | Behind the Meter | Yes | Sunrun Installation Services, Inc. | JCP&L |  | Accepted | 2025-08-18 | 2025-09-10 | 2026-09-10 | Solar Panels | Elin Energy (Sirius PV) | ELNSM54M-HC-410 |  | 0.41 | 10 | 109 | 22 |  | Fixed | Roof
NJADRE1560310932 | Administratively Determined Incentive Program | KENDALL PARK | 8824 | 10.56 | Residential | Behind the Meter | No | Zenergy Solar, LLC | PSE&G |  | Accepted | 2025-08-18 | 2025-09-10 | 2026-09-10 | Inverters | Enphase Energy | IQ8PLUS-72-2-US | 290 |  | 24 |  |  | 0.99 |  | Outdoor
NJADRE1560310932 | Administratively Determined Incentive Program | KENDALL PARK | 8824 | 10.56 | Residential | Behind the Meter | No | Zenergy Solar, LLC | PSE&G |  | Accepted | 2025-08-18 | 2025-09-10 | 2026-09-10 | Solar Panels | Silfab | SIL-440 QD |  | 0.44 | 24 | 163 | 20 |  | Fixed | Roof
NJADRE1560310938 | Administratively Determined Incentive Program | MONROE | 8831 | 14.025 | Residential | Behind the Meter | No | US Clean Energy Construction, Inc. | JCP&L |  | Accepted | 2025-08-18 | 2025-09-10 | 2026-09-10 | Inverters | SMA AMERICA | SMA SB-9.6-US | 9600 |  | 1 |  |  | 0.98 |  | Outdoor
NJADRE1560310938 | Administratively Determined Incentive Program | MONROE | 8831 | 14.025 | Residential | Behind the Meter | No | US Clean Energy Construction, Inc. | JCP&L |  | Accepted | 2025-08-18 | 2025-09-10 | 2026-09-10 | Meters | VISION METERING | Cat VM-2E2A1P |  |  | 1 |  |  |  | Yes | Outdoor
NJADRE1560310938 | Administratively Determined Incentive Program | MONROE | 8831 | 14.025 | Residential | Behind the Meter | No | US Clean Energy Construction, Inc. | JCP&L |  | Accepted | 2025-08-18 | 2025-09-10 | 2026-09-10 | Solar Panels | Trina Solar | Trina 425W |  | 0.425 | 27 | 154 | 35 |  | Fixed | Roof
NJADRE1560310938 | Administratively Determined Incentive Program | MONROE | 8831 | 14.025 | Residential | Behind the Meter | No | US Clean Energy Construction, Inc. | JCP&L |  | Accepted | 2025-08-18 | 2025-09-10 | 2026-09-10 | Solar Panels | Trina Solar | Trina 425W |  | 0.425 | 3 | 64 | 35 |  | Fixed | Roof
NJADRE1560310938 | Administratively Determined Incentive Program | MONROE | 8831 | 14.025 | Residential | Behind the Meter | No | US Clean Energy Construction, Inc. | JCP&L |  | Accepted | 2025-08-18 | 2025-09-10 | 2026-09-10 | Solar Panels | Trina Solar | Trina 425W |  | 0.425 | 3 | 244 | 35 |  | Fixed | Roof
NJADRE1560310943 | Administratively Determined Incentive Program | FORDS | 8863 | 5.74 | Residential | Behind the Meter | Yes | Sunrun Installation Services, Inc. | PSE&G |  | Accepted | 2025-08-18 | 2025-09-10 | 2026-09-10 | Inverters | SOLAREDGE TECHNOLOGIES | SE5700H-USMN | 5760 |  | 1 |  |  | 0.99 |  | Outdoor
NJADRE1560310943 | Administratively Determined Incentive Program | FORDS | 8863 | 5.74 | Residential | Behind the Meter | Yes | Sunrun Installation Services, Inc. | PSE&G |  | Accepted | 2025-08-18 | 2025-09-10 | 2026-09-10 | Solar Panels | ELIN ENERGY | ELNSM54M-HC-410 |  | 0.41 | 4 | 248 | 45 |  | Fixed | Roof
NJADRE1560310943 | Administratively Determined Incentive Program | FORDS | 8863 | 5.74 | Residential | Behind the Meter | Yes | Sunrun Installation Services, Inc. | PSE&G |  | Accepted | 2025-08-18 | 2025-09-10 | 2026-09-10 | Solar Panels | ELIN ENERGY | ELNSM54M-HC-410 |  | 0.41 | 4 | 68 | 18 |  | Fixed | Roof
NJADRE1560310943 | Administratively Determined Incentive Program | FORDS | 8863 | 5.74 | Residential | Behind the Meter | Yes | Sunrun Installation Services, Inc. | PSE&G |  | Accepted | 2025-08-18 | 2025-09-10 | 2026-09-10 | Solar Panels | ELIN ENERGY | ELNSM54M-HC-410 |  | 0.41 | 3 | 69 | 23 |  | Fixed | Roof
NJADRE1560310943 | Administratively Determined Incentive Program | FORDS | 8863 | 5.74 | Residential | Behind the Meter | Yes | Sunrun Installation Services, Inc. | PSE&G |  | Accepted | 2025-08-18 | 2025-09-10 | 2026-09-10 | Solar Panels | ELIN ENERGY | ELNSM54M-HC-410 |  | 0.41 | 3 | 249 | 23 |  | Fixed | Roof
NJADRE1560311010 | Administratively Determined Incentive Program | WESTAMPTON | 8060 | 11.61 | Residential | Behind the Meter | Yes | Integrity Solar & Home Solutions, LLC | PSE&G |  | Accepted | 2025-08-18 | 2025-09-10 | 2026-09-10 | Inverters | Q CELLS | Q.MI.349B-G1 | 349 |  | 27 |  |  | 0.98 |  | Other | UNDER EACH PANEL
NJADRE1560311010 | Administratively Determined Incentive Program | WESTAMPTON | 8060 | 11.61 | Residential | Behind the Meter | Yes | Integrity Solar & Home Solutions, LLC | PSE&G |  | Accepted | 2025-08-18 | 2025-09-10 | 2026-09-10 | Solar Panels | Q CELLS | Q.TRON BLK M-G2.H1+ 430 |  | 0.43 | 10 | 212 | 26 |  | Fixed | Roof
NJADRE1560311010 | Administratively Determined Incentive Program | WESTAMPTON | 8060 | 11.61 | Residential | Behind the Meter | Yes | Integrity Solar & Home Solutions, LLC | PSE&G |  | Accepted | 2025-08-18 | 2025-09-10 | 2026-09-10 | Solar Panels | Q CELLS | Q.TRON BLK M-G2H1+ 430 |  | 0.43 | 17 | 122 | 25 |  | Fixed | Roof
NJADRE1560311021 | Administratively Determined Incentive Program | WHITEHOUSE STATION | 8889 | 13.05 | Residential | Behind the Meter | No | Public Service Solar, LLC | JCP&L |  | Accepted | 2025-08-18 | 2025-09-10 | 2026-09-10 | Solar Panels | REC | REC450AA Pure-RX |  | 0.45 | 3 | 136 | 28 |  | Fixed | Roof
NJADRE1560311021 | Administratively Determined Incentive Program | WHITEHOUSE STATION | 8889 | 13.05 | Residential | Behind the Meter | No | Public Service Solar, LLC | JCP&L |  | Accepted | 2025-08-18 | 2025-09-10 | 2026-09-10 | Solar Panels | REC | REC450AA Pure-RX |  | 0.45 | 14 | 136 | 28 |  | Fixed | Roof
NJADRE1560311021 | Administratively Determined Incentive Program | WHITEHOUSE STATION | 8889 | 13.05 | Residential | Behind the Meter | No | Public Service Solar, LLC | JCP&L |  | Accepted | 2025-08-18 | 2025-09-10 | 2026-09-10 | Solar Panels | REC | REC450AA Pure-RX |  | 0.45 | 12 | 136 | 14 |  | Fixed | Roof
NJADRE1560311021 | Administratively Determined Incentive Program | WHITEHOUSE STATION | 8889 | 13.05 | Residential | Behind the Meter | No | Public Service Solar, LLC | JCP&L |  | Accepted | 2025-08-18 | 2025-09-10 | 2026-09-10 | Inverters | Enphase | iQ8X-80-M-US | 380 |  | 29 |  |  | 0.96 |  | Outdoor | Under panels
NJADRE1560311025 | Administratively Determined Incentive Program | PENNSAUKEN | 8109 | 3.24 | Residential | Behind the Meter | No | Solar Energy World | PSE&G |  | Accepted | 2025-08-18 | 2025-09-10 | 2026-09-10 | Inverters | Enphase | IQ8+-72-M-US | 290 |  | 8 |  |  | 0.97 |  | Outside
NJADRE1560311025 | Administratively Determined Incentive Program | PENNSAUKEN | 8109 | 3.24 | Residential | Behind the Meter | No | Solar Energy World | PSE&G |  | Accepted | 2025-08-18 | 2025-09-10 | 2026-09-10 | Solar Panels | LONGi | LR5-54HPB-405M |  | 0.405 | 8 | 174 | 8 |  | Fixed | Roof
NJADRE1560311029 | Administratively Determined Incentive Program | TOMS RIVER | 8757 | 5.33 | Residential | Behind the Meter | Yes | Sunrun Installation Services, Inc. | JCP&L |  | Accepted | 2025-08-18 | 2025-09-10 | 2026-09-10 | Electric Storage Battery | TESLA | Powerwall 3 1707000-xx-y |  |  | 1 |  |  |  | Lithium Ion |  | OUTSIDE
NJADRE1560311029 | Administratively Determined Incentive Program | TOMS RIVER | 8757 | 5.33 | Residential | Behind the Meter | Yes | Sunrun Installation Services, Inc. | JCP&L |  | Accepted | 2025-08-18 | 2025-09-10 | 2026-09-10 | Inverters | TESLA | Powerwall 3 1707000-xx-y | 11500 |  | 1 |  |  | 0.97 |  | Outdoor
NJADRE1560311029 | Administratively Determined Incentive Program | TOMS RIVER | 8757 | 5.33 | Residential | Behind the Meter | Yes | Sunrun Installation Services, Inc. | JCP&L |  | Accepted | 2025-08-18 | 2025-09-10 | 2026-09-10 | Solar Panels | Hanwha Q-Cells | Q.PEAK DUO BLK ML-G10.C+ 410 (MD06G100A-017) |  | 0.41 | 13 | 238 | 27 |  | Fixed | Roof
NJADRE1560311042 | Administratively Determined Incentive Program | SOMERSET | 8873 | 18.45 | Residential | Behind the Meter | Yes | Sunrun Installation Services, Inc. | PSE&G |  | Accepted | 2025-08-18 | 2025-09-10 | 2026-09-10 | Inverters | SOLAREDGE TECHNOLOGIES | SE7600H-USMN | 7600 |  | 1 |  |  | 0.99 |  | Outdoor
NJADRE1560311042 | Administratively Determined Incentive Program | SOMERSET | 8873 | 18.45 | Residential | Behind the Meter | Yes | Sunrun Installation Services, Inc. | PSE&G |  | Accepted | 2025-08-18 | 2025-09-10 | 2026-09-10 | Solar Panels | ELIN ENERGY | ELNSM54M-HC-410 |  | 0.41 | 24 | 8 | 18 |  | Fixed | Roof
NJADRE1560311042 | Administratively Determined Incentive Program | SOMERSET | 8873 | 18.45 | Residential | Behind the Meter | Yes | Sunrun Installation Services, Inc. | PSE&G |  | Accepted | 2025-08-18 | 2025-09-10 | 2026-09-10 | Inverters | SOLAREDGE TECHNOLOGIES | SE5700H-USMN | 5760 |  | 1 |  |  | 0.99 |  | Outdoor
NJADRE1560311042 | Administratively Determined Incentive Program | SOMERSET | 8873 | 18.45 | Residential | Behind the Meter | Yes | Sunrun Installation Services, Inc. | PSE&G |  | Accepted | 2025-08-18 | 2025-09-10 | 2026-09-10 | Solar Panels | ELIN ENERGY | ELNSM54M-HC-410 |  | 0.41 | 21 | 188 | 18 |  | Fixed | Roof
NJADRE1560311069 | Administratively Determined Incentive Program | BELLE MEAD | 8502 | 8.2 | Residential | Behind the Meter | Yes | Sunrun Installation Services, Inc. | PSE&G |  | Accepted | 2025-08-18 | 2025-09-12 | 2026-09-12 | Solar Panels | Elin Energy (Sirius PV) | ELNSM54M-HC-410 |  | 0.41 | 13 | 181 | 30 |  | Fixed | Roof
NJADRE1560311069 | Administratively Determined Incentive Program | BELLE MEAD | 8502 | 8.2 | Residential | Behind the Meter | Yes | Sunrun Installation Services, Inc. | PSE&G |  | Accepted | 2025-08-18 | 2025-09-12 | 2026-09-12 | Inverters | SolarEdge Technologies | SE5700H-USMN | 5760 |  | 1 |  |  | 0.99 |  | Outdoor
NJADRE1560311069 | Administratively Determined Incentive Program | BELLE MEAD | 8502 | 8.2 | Residential | Behind the Meter | Yes | Sunrun Installation Services, Inc. | PSE&G |  | Accepted | 2025-08-18 | 2025-09-12 | 2026-09-12 | Solar Panels | Elin Energy (Sirius PV) | ELNSM54M-HC-410 |  | 0.41 | 7 | 271 | 45 |  | Fixed | Roof
NJADRE1560311071 | Administratively Determined Incentive Program | ISELIN | 8830 | 3.28 | Residential | Behind the Meter | Yes | Sunrun Installation Services, Inc. | PSE&G |  | Accepted | 2025-08-18 | 2025-09-10 | 2026-09-10 | Inverters | SOLAREDGE TECHNOLOGIES | SE3800H-USMN | 3800 |  | 1 |  |  | 0.99 |  | Outdoor
NJADRE1560311071 | Administratively Determined Incentive Program | ISELIN | 8830 | 3.28 | Residential | Behind the Meter | Yes | Sunrun Installation Services, Inc. | PSE&G |  | Accepted | 2025-08-18 | 2025-09-10 | 2026-09-10 | Solar Panels | ELIN ENERGY | ELNSM54M-HC-410 |  | 0.41 | 3 | 305 | 20 |  | Fixed | Roof
NJADRE1560311071 | Administratively Determined Incentive Program | ISELIN | 8830 | 3.28 | Residential | Behind the Meter | Yes | Sunrun Installation Services, Inc. | PSE&G |  | Accepted | 2025-08-18 | 2025-09-10 | 2026-09-10 | Solar Panels | ELIN ENERGY | ELNSM54M-HC-410 |  | 0.41 | 5 | 125 | 20 |  | Fixed | Roof
NJADRE1560311087 | Administratively Determined Incentive Program | CLIFTON | 7011 | 4.9 | Residential | Behind the Meter | No | Powur, PBC | PSE&G |  | Accepted | 2025-08-18 | 2025-09-10 | 2026-09-10 | Inverters | Enphase | IQ7PLUS-72-2-US | 290 |  | 14 |  |  | 0.97 |  | Outside
NJADRE1560311087 | Administratively Determined Incentive Program | CLIFTON | 7011 | 4.9 | Residential | Behind the Meter | No | Powur, PBC | PSE&G |  | Accepted | 2025-08-18 | 2025-09-10 | 2026-09-10 | Solar Panels | Hanwha Q-Cells | Q-PEAK DUO G6 350 |  | 0.35 | 8 | 184 | 24 |  | Fixed | Roof
NJADRE1560311087 | Administratively Determined Incentive Program | CLIFTON | 7011 | 4.9 | Residential | Behind the Meter | No | Powur, PBC | PSE&G |  | Accepted | 2025-08-18 | 2025-09-10 | 2026-09-10 | Solar Panels | Hanwha Q-Cells | Q-PEAK DUO G6 350 |  | 0.35 | 6 | 356 | 24 |  | Fixed | Roof
NJADRE1560311097 | Administratively Determined Incentive Program | TOTOWA | 7512 | 5.74 | Residential | Behind the Meter | Yes | Trinity Solar, LLC | PSE&G |  | Accepted | 2025-08-18 | 2025-09-10 | 2026-09-10 | Inverters | Solar Edge | USE5700H-USMNBL75 | 5760 |  | 1 |  |  | 0.97 |  | Outdoor
NJADRE1560311097 | Administratively Determined Incentive Program | TOTOWA | 7512 | 5.74 | Residential | Behind the Meter | Yes | Trinity Solar, LLC | PSE&G |  | Accepted | 2025-08-18 | 2025-09-10 | 2026-09-10 | Solar Panels | HANWHA | (Q.PEAK DUO BLK ML-G10.C+ 410) |  | 0.41 | 14 | 138 | 39 |  | Fixed | Roof
NJADRE1560311881 | Administratively Determined Incentive Program | Cranbury | 8512 | 11 | Residential | Behind the Meter | No | Exact Solar | PSE&G |  | Accepted | 2025-08-26 | 2025-09-16 | 2026-09-16 | Solar Panels | VSUN | VSUN440N-108BMH |  | 0.44 | 11 | 196.8 | 18 |  | Fixed | Roof
NJADRE1560311881 | Administratively Determined Incentive Program | Cranbury | 8512 | 11 | Residential | Behind the Meter | No | Exact Solar | PSE&G |  | Accepted | 2025-08-26 | 2025-09-16 | 2026-09-16 | Solar Panels | VSUN | VSUN440N-108BMH |  | 0.44 | 9 | 196 | 22 |  | Fixed | Roof
NJADRE1560311881 | Administratively Determined Incentive Program | Cranbury | 8512 | 11 | Residential | Behind the Meter | No | Exact Solar | PSE&G |  | Accepted | 2025-08-26 | 2025-09-16 | 2026-09-16 | Solar Panels | VSUN | VSUN440N-108BMH |  | 0.44 | 5 | 196.1 | 23 |  | Fixed | Roof
NJADRE1560311881 | Administratively Determined Incentive Program | Cranbury | 8512 | 11 | Residential | Behind the Meter | No | Exact Solar | PSE&G |  | Accepted | 2025-08-26 | 2025-09-16 | 2026-09-16 | Inverters | Enphase | IQ8MC-72-M-US | 320 |  | 25 |  |  | 0.974 |  | Outdoor | Under the panels
NJADRE1560313395 | Administratively Determined Incentive Program | COLLINGSWOOD | 8108 | 10.75 | Residential | Behind the Meter | No | Sun Up Zero Down | PSE&G |  | Accepted | 2025-08-19 | 2025-09-10 | 2026-09-10 | Inverters | Enphase | IQ8PLUS-72-2-US | 290 |  | 25 |  |  | 0.976 |  | Outdoor
NJADRE1560313395 | Administratively Determined Incentive Program | COLLINGSWOOD | 8108 | 10.75 | Residential | Behind the Meter | No | Sun Up Zero Down | PSE&G |  | Accepted | 2025-08-19 | 2025-09-10 | 2026-09-10 | Solar Panels | SEG | SEG-430-BTD-BG |  | 0.43 | 25 | 166 | 34 |  | Fixed | Roof
NJADRE1560313395 | Administratively Determined Incentive Program | COLLINGSWOOD | 8108 | 10.75 | Residential | Behind the Meter | No | Sun Up Zero Down | PSE&G |  | Accepted | 2025-08-19 | 2025-09-10 | 2026-09-10 | Meters | Enphase | TBD |  |  | 1 |  |  |  | Yes | Outdoor
NJADRE1560313397 | Administratively Determined Incentive Program | SALEM | 8079 | 16.77 | Residential | Behind the Meter | No | RCL Enterprises, Inc. | AC Electric |  | Accepted | 2025-08-19 | 2025-09-10 | 2026-09-10 | Inverters | Enphase | IQ8plus | 290 |  | 39 |  |  | 0.97 |  | Outside
NJADRE1560313397 | Administratively Determined Incentive Program | SALEM | 8079 | 16.77 | Residential | Behind the Meter | No | RCL Enterprises, Inc. | AC Electric |  | Accepted | 2025-08-19 | 2025-09-10 | 2026-09-10 | Solar Panels | SEG Solar | SEG430BTD |  | 0.43 | 39 | 126 | 18 |  | Fixed | Roof
NJADRE1560313398 | Administratively Determined Incentive Program | BURLINGTON | 8016 | 13.76 | Residential | Behind the Meter | No | RCL Enterprises, Inc. | PSE&G |  | Accepted | 2025-08-19 | 2025-09-10 | 2026-09-10 | Inverters | Enphase | IQ8HC | 380 |  | 32 |  |  | 0.97 |  | Outside
NJADRE1560313398 | Administratively Determined Incentive Program | BURLINGTON | 8016 | 13.76 | Residential | Behind the Meter | No | RCL Enterprises, Inc. | PSE&G |  | Accepted | 2025-08-19 | 2025-09-10 | 2026-09-10 | Solar Panels | SEG Solar | SEG430BTD |  | 0.43 | 4 | 179 | 38 |  | Fixed | Roof
NJADRE1560313398 | Administratively Determined Incentive Program | BURLINGTON | 8016 | 13.76 | Residential | Behind the Meter | No | RCL Enterprises, Inc. | PSE&G |  | Accepted | 2025-08-19 | 2025-09-10 | 2026-09-10 | Solar Panels | SEG Solar | SEG430BTD |  | 0.43 | 12 | 179 | 36 |  | Fixed | Roof
NJADRE1560313398 | Administratively Determined Incentive Program | BURLINGTON | 8016 | 13.76 | Residential | Behind the Meter | No | RCL Enterprises, Inc. | PSE&G |  | Accepted | 2025-08-19 | 2025-09-10 | 2026-09-10 | Solar Panels | SEG Solar | SEG430BTD |  | 0.43 | 7 | 89 | 36 |  | Fixed | Roof
NJADRE1560313398 | Administratively Determined Incentive Program | BURLINGTON | 8016 | 13.76 | Residential | Behind the Meter | No | RCL Enterprises, Inc. | PSE&G |  | Accepted | 2025-08-19 | 2025-09-10 | 2026-09-10 | Solar Panels | SEG Solar | SEG430BTD |  | 0.43 | 9 | 269 | 36 |  | Fixed | Roof
NJADRE1560313403 | Administratively Determined Incentive Program | BEACH HAVEN | 8008 | 13.76 | Residential | Behind the Meter | No | RCL Enterprises, Inc. | AC Electric |  | Accepted | 2025-08-19 | 2025-09-10 | 2026-09-10 | Solar Panels | SEG Solar | SEG430BTD |  | 0.43 | 5 | 200 | 10 |  | Fixed | Roof
NJADRE1560313403 | Administratively Determined Incentive Program | BEACH HAVEN | 8008 | 13.76 | Residential | Behind the Meter | No | RCL Enterprises, Inc. | AC Electric |  | Accepted | 2025-08-19 | 2025-09-10 | 2026-09-10 | Solar Panels | SEG Solar | SEG430BTD |  | 0.43 | 10 | 20 | 10 |  | Fixed | Roof
NJADRE1560313403 | Administratively Determined Incentive Program | BEACH HAVEN | 8008 | 13.76 | Residential | Behind the Meter | No | RCL Enterprises, Inc. | AC Electric |  | Accepted | 2025-08-19 | 2025-09-10 | 2026-09-10 | Solar Panels | SEG Solar | SEG430BTD |  | 0.43 | 11 | 110 | 26 |  | Fixed | Roof
NJADRE1560313403 | Administratively Determined Incentive Program | BEACH HAVEN | 8008 | 13.76 | Residential | Behind the Meter | No | RCL Enterprises, Inc. | AC Electric |  | Accepted | 2025-08-19 | 2025-09-10 | 2026-09-10 | Inverters | Enphase | IQ8plus | 290 |  | 32 |  |  | 0.97 |  | Outside
NJADRE1560313403 | Administratively Determined Incentive Program | BEACH HAVEN | 8008 | 13.76 | Residential | Behind the Meter | No | RCL Enterprises, Inc. | AC Electric |  | Accepted | 2025-08-19 | 2025-09-10 | 2026-09-10 | Solar Panels | SEG Solar | SEG430BTD |  | 0.43 | 1 | 110 | 26 |  | Fixed | Roof
NJADRE1560313403 | Administratively Determined Incentive Program | BEACH HAVEN | 8008 | 13.76 | Residential | Behind the Meter | No | RCL Enterprises, Inc. | AC Electric |  | Accepted | 2025-08-19 | 2025-09-10 | 2026-09-10 | Solar Panels | SEG Solar | SEG430BTD |  | 0.43 | 1 | 290 | 26 |  | Fixed | Roof
NJADRE1560313403 | Administratively Determined Incentive Program | BEACH HAVEN | 8008 | 13.76 | Residential | Behind the Meter | No | RCL Enterprises, Inc. | AC Electric |  | Accepted | 2025-08-19 | 2025-09-10 | 2026-09-10 | Solar Panels | SEG Solar | SEG430BTD |  | 0.43 | 1 | 290 | 26 |  | Fixed | Roof
NJADRE1560313403 | Administratively Determined Incentive Program | BEACH HAVEN | 8008 | 13.76 | Residential | Behind the Meter | No | RCL Enterprises, Inc. | AC Electric |  | Accepted | 2025-08-19 | 2025-09-10 | 2026-09-10 | Solar Panels | SEG Solar | SEG430BTD |  | 0.43 | 3 | 290 | 26 |  | Fixed | Roof
NJADRE1560313417 | Administratively Determined Incentive Program | BRIDGETON | 8302 | 9.43 | Residential | Behind the Meter | Yes | Sunrun Installation Services, Inc. | AC Electric |  | Accepted | 2025-08-19 | 2025-09-10 | 2026-09-10 | Solar Panels | Elin Energy (Sirius PV) | ELNSM54M-HC-410 |  | 0.41 | 7 | 174 | 18 |  | Fixed | Roof
NJADRE1560313417 | Administratively Determined Incentive Program | BRIDGETON | 8302 | 9.43 | Residential | Behind the Meter | Yes | Sunrun Installation Services, Inc. | AC Electric |  | Accepted | 2025-08-19 | 2025-09-10 | 2026-09-10 | Inverters | SolarEdge Technologies | SE7600H-USMN | 7600 |  | 1 |  |  | 0.99 |  | Outdoor
NJADRE1560313417 | Administratively Determined Incentive Program | BRIDGETON | 8302 | 9.43 | Residential | Behind the Meter | Yes | Sunrun Installation Services, Inc. | AC Electric |  | Accepted | 2025-08-19 | 2025-09-10 | 2026-09-10 | Solar Panels | Elin Energy (Sirius PV) | ELNSM54M-HC-410 |  | 0.41 | 16 | 174 | 23 |  | Fixed | Roof
NJADRE1560313418 | Administratively Determined Incentive Program | BEVERLY | 8010 | 4.92 | Residential | Behind the Meter | Yes | Sunrun Installation Services, Inc. | PSE&G |  | Accepted | 2025-08-19 | 2025-09-10 | 2026-09-10 | Inverters | SolarEdge Technologies | SE3800H-USMN | 3800 |  | 1 |  |  | 0.99 |  | Outdoor
NJADRE1560313418 | Administratively Determined Incentive Program | BEVERLY | 8010 | 4.92 | Residential | Behind the Meter | Yes | Sunrun Installation Services, Inc. | PSE&G |  | Accepted | 2025-08-19 | 2025-09-10 | 2026-09-10 | Solar Panels | Elin Energy (Sirius PV) | ELNSM54M-HC-410 |  | 0.41 | 12 | 252 | 30 |  | Fixed | Roof
NJADRE1560313424 | Administratively Determined Incentive Program | SICKLERVILLE | 8081 | 11.48 | Residential | Behind the Meter | Yes | Sunrun Installation Services, Inc. | AC Electric |  | Accepted | 2025-08-19 | 2025-09-10 | 2026-09-10 | Inverters | SolarEdge Technologies | SE10000H-USMN | 10000 |  | 1 |  |  | 0.99 |  | Outdoor
NJADRE1560313424 | Administratively Determined Incentive Program | SICKLERVILLE | 8081 | 11.48 | Residential | Behind the Meter | Yes | Sunrun Installation Services, Inc. | AC Electric |  | Accepted | 2025-08-19 | 2025-09-10 | 2026-09-10 | Solar Panels | Elin Energy (Sirius PV) | ELNSM54M-HC-410 |  | 0.41 | 28 | 127 | 23 |  | Fixed | Roof
NJADRE1560313432 | Administratively Determined Incentive Program | UNION | 7083 | 11.61 | Residential | Behind the Meter | Yes | Pro Custom Solar dba Momentum Solar | PSE&G |  | Accepted | 2025-08-19 | 2025-09-10 | 2026-09-10 | Solar Panels | HANWHA | HANWHA Q.TRON BLK M-G2+ 430 |  | 0.43 | 18 | 160 | 20 |  | Fixed | Roof
NJADRE1560313432 | Administratively Determined Incentive Program | UNION | 7083 | 11.61 | Residential | Behind the Meter | Yes | Pro Custom Solar dba Momentum Solar | PSE&G |  | Accepted | 2025-08-19 | 2025-09-10 | 2026-09-10 | Solar Panels | HANWHA | HANWHA Q.TRON BLK M-G2+ 430 |  | 0.43 | 3 | 340 | 20 |  | Fixed | Roof
NJADRE1560313432 | Administratively Determined Incentive Program | UNION | 7083 | 11.61 | Residential | Behind the Meter | Yes | Pro Custom Solar dba Momentum Solar | PSE&G |  | Accepted | 2025-08-19 | 2025-09-10 | 2026-09-10 | Inverters | ENPHASE | IQ8HC-72-M-DOM-US | 380 |  | 27 |  |  | 0.97 |  | Outdoor
NJADRE1560313432 | Administratively Determined Incentive Program | UNION | 7083 | 11.61 | Residential | Behind the Meter | Yes | Pro Custom Solar dba Momentum Solar | PSE&G |  | Accepted | 2025-08-19 | 2025-09-10 | 2026-09-10 | Solar Panels | HANWHA | HANWHA Q.TRON BLK M-G2+ 430 |  | 0.43 | 6 | 340 | 20 |  | Fixed | Roof
NJADRE1560313449 | Administratively Determined Incentive Program | CLIFFWOOD | 7721 | 21.93 | Residential | Behind the Meter | Yes | Pro Custom Solar dba Momentum Solar | JCP&L |  | Accepted | 2025-08-19 | 2025-09-10 | 2026-09-10 | Solar Panels | HANWHA | HANWHA Q.TRON BLK M-G2+ 430 |  | 0.43 | 3 | 198 | 30 |  | Fixed | Roof
NJADRE1560313449 | Administratively Determined Incentive Program | CLIFFWOOD | 7721 | 21.93 | Residential | Behind the Meter | Yes | Pro Custom Solar dba Momentum Solar | JCP&L |  | Accepted | 2025-08-19 | 2025-09-10 | 2026-09-10 | Solar Panels | HANWHA | HANWHA Q.TRON BLK M-G2+ 430 |  | 0.43 | 18 | 198 | 29 |  | Fixed | Roof
NJADRE1560313449 | Administratively Determined Incentive Program | CLIFFWOOD | 7721 | 21.93 | Residential | Behind the Meter | Yes | Pro Custom Solar dba Momentum Solar | JCP&L |  | Accepted | 2025-08-19 | 2025-09-10 | 2026-09-10 | Solar Panels | HANWHA | HANWHA Q.TRON BLK M-G2+ 430 |  | 0.43 | 16 | 18 | 29 |  | Fixed | Roof
NJADRE1560313449 | Administratively Determined Incentive Program | CLIFFWOOD | 7721 | 21.93 | Residential | Behind the Meter | Yes | Pro Custom Solar dba Momentum Solar | JCP&L |  | Accepted | 2025-08-19 | 2025-09-10 | 2026-09-10 | Inverters | ENPHASE | IQ8HC-72-M-DOM-US | 380 |  | 51 |  |  | 0.97 |  | Outdoor
NJADRE1560313449 | Administratively Determined Incentive Program | CLIFFWOOD | 7721 | 21.93 | Residential | Behind the Meter | Yes | Pro Custom Solar dba Momentum Solar | JCP&L |  | Accepted | 2025-08-19 | 2025-09-10 | 2026-09-10 | Solar Panels | HANWHA | HANWHA Q.TRON BLK M-G2+ 430 |  | 0.43 | 14 | 18 | 29 |  | Fixed | Roof
NJADRE1560313451 | Administratively Determined Incentive Program | GALLOWAY | 8205 | 3.69 | Residential | Behind the Meter | Yes | Sunrun Installation Services, Inc. | AC Electric |  | Accepted | 2025-08-19 | 2025-09-10 | 2026-09-10 | Inverters | SolarEdge Technologies | SE3800H-USMN | 3800 |  | 1 |  |  | 0.99 |  | Outdoor
NJADRE1560313451 | Administratively Determined Incentive Program | GALLOWAY | 8205 | 3.69 | Residential | Behind the Meter | Yes | Sunrun Installation Services, Inc. | AC Electric |  | Accepted | 2025-08-19 | 2025-09-10 | 2026-09-10 | Solar Panels | Elin Energy (Sirius PV) | ELNSM54M-HC-410 |  | 0.41 | 9 | 195 | 25 |  | Fixed | Roof
NJADRE1560313452 | Administratively Determined Incentive Program | RIDGEWOOD | 7450 | 9.03 | Residential | Behind the Meter | No | Infinity Solar Systems, LLC | PSE&G |  | Accepted | 2025-08-19 | 2025-09-11 | 2026-09-11 | Solar Panels | SEG Solar | SEG-430-BTD-BG |  | 0.43 | 10 | 100 | 33 |  | Fixed | Roof
NJADRE1560313452 | Administratively Determined Incentive Program | RIDGEWOOD | 7450 | 9.03 | Residential | Behind the Meter | No | Infinity Solar Systems, LLC | PSE&G |  | Accepted | 2025-08-19 | 2025-09-11 | 2026-09-11 | Solar Panels | SEG Solar | SEG-430-BTD-BG |  | 0.43 | 11 | 280 | 33 |  | Fixed | Roof
NJADRE1560313452 | Administratively Determined Incentive Program | RIDGEWOOD | 7450 | 9.03 | Residential | Behind the Meter | No | Infinity Solar Systems, LLC | PSE&G |  | Accepted | 2025-08-19 | 2025-09-11 | 2026-09-11 | Inverters | Enphase | IQ8MC-72-MC-US | 310 |  | 21 |  |  | 0.97 |  | Outdoor
NJADRE1560313466 | Administratively Determined Incentive Program | METUCHEN | 8840 | 60 | Commercial | Behind the Meter | No | Panatec Corporation | PSE&G |  | Accepted | 2025-08-19 | 2025-09-16 | 2026-09-16 | Inverters | SolarEdge | SE80KUS | 80000 |  | 1 |  |  | 0.975 |  | Outdoor
NJADRE1560313466 | Administratively Determined Incentive Program | METUCHEN | 8840 | 60 | Commercial | Behind the Meter | No | Panatec Corporation | PSE&G |  | Accepted | 2025-08-19 | 2025-09-16 | 2026-09-16 | Solar Panels | Panasonic | EVPV400 |  | 0.4 | 75 | 174 | 25 |  | Fixed | Roof
NJADRE1560313466 | Administratively Determined Incentive Program | METUCHEN | 8840 | 60 | Commercial | Behind the Meter | No | Panatec Corporation | PSE&G |  | Accepted | 2025-08-19 | 2025-09-16 | 2026-09-16 | Solar Panels | Panasonic | EVPV400 |  | 0.4 | 75 | 174 | 25 |  | Fixed | Roof
NJADRE1560313466 | Administratively Determined Incentive Program | METUCHEN | 8840 | 60 | Commercial | Behind the Meter | No | Panatec Corporation | PSE&G |  | Accepted | 2025-08-19 | 2025-09-16 | 2026-09-16 | Meters | SolarEdge | SE123 |  |  | 1 |  |  |  | Yes | Outdoor
NJADRE1560313472 | Administratively Determined Incentive Program | GREEN BROOK | 8812 | 21.5 | Residential | Behind the Meter | Yes | Pro Custom Solar dba Momentum Solar | PSE&G |  | Accepted | 2025-08-19 | 2025-09-10 | 2026-09-10 | Solar Panels | HANWHA | HANWHA Q.TRON BLK M-G2+ 430 |  | 0.43 | 40 | 148 | 15 |  | Fixed | Roof
NJADRE1560313472 | Administratively Determined Incentive Program | GREEN BROOK | 8812 | 21.5 | Residential | Behind the Meter | Yes | Pro Custom Solar dba Momentum Solar | PSE&G |  | Accepted | 2025-08-19 | 2025-09-10 | 2026-09-10 | Inverters | ENPHASE | IQ8HC-72-M-DOM-US | 380 |  | 50 |  |  | 0.97 |  | Outdoor
NJADRE1560313472 | Administratively Determined Incentive Program | GREEN BROOK | 8812 | 21.5 | Residential | Behind the Meter | Yes | Pro Custom Solar dba Momentum Solar | PSE&G |  | Accepted | 2025-08-19 | 2025-09-10 | 2026-09-10 | Solar Panels | HANWHA | HANWHA Q.TRON BLK M-G2+ 430 |  | 0.43 | 10 | 328 | 45 |  | Fixed | Roof
NJADRE1560313482 | Administratively Determined Incentive Program | CLIFTON | 7013 | 5.395 | Residential | Behind the Meter | Yes | Big Wave Roofing and Solar, LLC | PSE&G |  | Accepted | 2025-08-19 | 2025-09-10 | 2026-09-10 | Solar Panels | QCELLS | Q.PEAK DUO BLK ML-G10.C+ 415W |  | 0.415 | 5 | 222 | 6 |  | Fixed | Roof
NJADRE1560313482 | Administratively Determined Incentive Program | CLIFTON | 7013 | 5.395 | Residential | Behind the Meter | Yes | Big Wave Roofing and Solar, LLC | PSE&G |  | Accepted | 2025-08-19 | 2025-09-10 | 2026-09-10 | Inverters | Enphase | IQ8HC-72-M-DOM-US | 380 |  | 13 |  |  | 0.97 |  | Outside
NJADRE1560313482 | Administratively Determined Incentive Program | CLIFTON | 7013 | 5.395 | Residential | Behind the Meter | Yes | Big Wave Roofing and Solar, LLC | PSE&G |  | Accepted | 2025-08-19 | 2025-09-10 | 2026-09-10 | Solar Panels | QCELLS | Q.PEAK DUO BLK ML-G10.C+ 415W |  | 0.415 | 8 | 222 | 36 |  | Fixed | Roof
NJADRE1560313492 | Administratively Determined Incentive Program | FAIR LAWN | 7410 | 9.02 | Residential | Behind the Meter | No | Pro Custom Solar dba Momentum Solar | PSE&G |  | Accepted | 2025-08-19 | 2025-09-10 | 2026-09-10 | Inverters | ENPHASE | IQ8PLUS-72-2-US | 289 |  | 22 |  |  | 0.97 |  | Outdoor
NJADRE1560313492 | Administratively Determined Incentive Program | FAIR LAWN | 7410 | 9.02 | Residential | Behind the Meter | No | Pro Custom Solar dba Momentum Solar | PSE&G |  | Accepted | 2025-08-19 | 2025-09-10 | 2026-09-10 | Solar Panels | HANWHA | q.peak duo blk-g10+410 |  | 0.41 | 6 | 342 | 20 |  | Fixed | Roof
NJADRE1560313492 | Administratively Determined Incentive Program | FAIR LAWN | 7410 | 9.02 | Residential | Behind the Meter | No | Pro Custom Solar dba Momentum Solar | PSE&G |  | Accepted | 2025-08-19 | 2025-09-10 | 2026-09-10 | Solar Panels | hanwha | q.peak duo blk-g10+410 |  | 0.41 | 4 | 72 | 20 |  | Fixed | Roof
NJADRE1560313492 | Administratively Determined Incentive Program | FAIR LAWN | 7410 | 9.02 | Residential | Behind the Meter | No | Pro Custom Solar dba Momentum Solar | PSE&G |  | Accepted | 2025-08-19 | 2025-09-10 | 2026-09-10 | Solar Panels | HANWHA | q.peak duo blk-g10+410 |  | 0.41 | 12 | 162 | 20 |  | Fixed | Roof
NJADRE1560313498 | Administratively Determined Incentive Program | ROCKAWAY | 7866 | 3.24 | Residential | Behind the Meter | Yes | Sunrun Installation Services, Inc. | JCP&L |  | Accepted | 2025-08-19 | 2025-09-11 | 2026-09-11 | Inverters | SolarEdge Technologies | SE3800H-USMN | 3800 |  | 1 |  |  | 0.99 |  | Outdoor | Next to meter
NJADRE1560313498 | Administratively Determined Incentive Program | ROCKAWAY | 7866 | 3.24 | Residential | Behind the Meter | Yes | Sunrun Installation Services, Inc. | JCP&L |  | Accepted | 2025-08-19 | 2025-09-11 | 2026-09-11 | Solar Panels | JA Solar | JAM54S31-405/MR |  | 0.405 | 8 | 200 | 26 |  | Fixed | Roof
NJADRE1560313500 | Administratively Determined Incentive Program | Montville | 7045 | 19.78 | Residential | Behind the Meter | No | Green Power Energy, LLC | JCP&L |  | Accepted | 2025-08-19 | 2025-09-11 | 2026-09-11 | Solar Panels | SEG Solar | SEG-430-BTD-BG |  | 0.43 | 2 | 155 | 34 |  | Fixed | Roof
NJADRE1560313500 | Administratively Determined Incentive Program | Montville | 7045 | 19.78 | Residential | Behind the Meter | No | Green Power Energy, LLC | JCP&L |  | Accepted | 2025-08-19 | 2025-09-11 | 2026-09-11 | Solar Panels | SEG Solar | SEG-430-BTD-BG |  | 0.43 | 3 | 65 | 34 |  | Fixed | Roof
NJADRE1560313500 | Administratively Determined Incentive Program | Montville | 7045 | 19.78 | Residential | Behind the Meter | No | Green Power Energy, LLC | JCP&L |  | Accepted | 2025-08-19 | 2025-09-11 | 2026-09-11 | Inverters | Enphase | IQ8MC-72-M-US [240V] | 320 |  | 46 |  |  | 0.98 |  | Outside
NJADRE1560313500 | Administratively Determined Incentive Program | Montville | 7045 | 19.78 | Residential | Behind the Meter | No | Green Power Energy, LLC | JCP&L |  | Accepted | 2025-08-19 | 2025-09-11 | 2026-09-11 | Solar Panels | SEG Solar | SEG-430-BTD-BG |  | 0.43 | 14 | 65 | 34 |  | Fixed | Roof
NJADRE1560313500 | Administratively Determined Incentive Program | Montville | 7045 | 19.78 | Residential | Behind the Meter | No | Green Power Energy, LLC | JCP&L |  | Accepted | 2025-08-19 | 2025-09-11 | 2026-09-11 | Solar Panels | SEG Solar | SEG-430-BTD-BG |  | 0.43 | 4 | 155 | 34 |  | Fixed | Roof
NJADRE1560313500 | Administratively Determined Incentive Program | Montville | 7045 | 19.78 | Residential | Behind the Meter | No | Green Power Energy, LLC | JCP&L |  | Accepted | 2025-08-19 | 2025-09-11 | 2026-09-11 | Solar Panels | SEG Solar | SEG-430-BTD-BG |  | 0.43 | 23 | 245 | 34 |  | Fixed | Roof
NJADRE1560313506 | Administratively Determined Incentive Program | MAPLEWOOD | 7040 | 4.73 | Residential | Behind the Meter | No | Infinity Solar Systems, LLC | PSE&G |  | Accepted | 2025-08-19 | 2025-09-22 | 2026-09-22 | Solar Panels | SEG Solar | SEG-430-BTD-BG |  | 0.43 | 2 | 302 | 22 |  | Fixed | Roof
NJADRE1560313506 | Administratively Determined Incentive Program | MAPLEWOOD | 7040 | 4.73 | Residential | Behind the Meter | No | Infinity Solar Systems, LLC | PSE&G |  | Accepted | 2025-08-19 | 2025-09-22 | 2026-09-22 | Inverters | TESLA | TESLA POWERWALL 3 1707000-xx-y | 11500 |  | 1 |  |  | 0.97 |  | Outdoor
NJADRE1560313506 | Administratively Determined Incentive Program | MAPLEWOOD | 7040 | 4.73 | Residential | Behind the Meter | No | Infinity Solar Systems, LLC | PSE&G |  | Accepted | 2025-08-19 | 2025-09-22 | 2026-09-22 | Solar Panels | SEG Solar | SEG-430-BTD-BG |  | 0.43 | 4 | 32 | 19 |  | Fixed | Roof
NJADRE1560313506 | Administratively Determined Incentive Program | MAPLEWOOD | 7040 | 4.73 | Residential | Behind the Meter | No | Infinity Solar Systems, LLC | PSE&G |  | Accepted | 2025-08-19 | 2025-09-22 | 2026-09-22 | Solar Panels | SEG Solar | SEG-430-BTD-BG |  | 0.43 | 2 | 212 | 19 |  | Fixed | Roof
NJADRE1560313506 | Administratively Determined Incentive Program | MAPLEWOOD | 7040 | 4.73 | Residential | Behind the Meter | No | Infinity Solar Systems, LLC | PSE&G |  | Accepted | 2025-08-19 | 2025-09-22 | 2026-09-22 | Solar Panels | SEG Solar | SEG-430-BTD-BG |  | 0.43 | 3 | 122 | 22 |  | Fixed | Roof
NJADRE1560313515 | Administratively Determined Incentive Program | Fanwood | 7023 | 2.87 | Residential | Behind the Meter | Yes | Pro Custom Solar dba Momentum Solar | PSE&G |  | Accepted | 2025-08-19 | 2025-09-17 | 2026-09-17 | Solar Panels | HANWHA | HANWHA Q.PEAK DUO BLK ML-G10+410 |  | 0.41 | 7 | 131 | 26 |  | Fixed | Roof
NJADRE1560313515 | Administratively Determined Incentive Program | Fanwood | 7023 | 2.87 | Residential | Behind the Meter | Yes | Pro Custom Solar dba Momentum Solar | PSE&G |  | Accepted | 2025-08-19 | 2025-09-17 | 2026-09-17 | Inverters | ENPHASE | IQ8HC-72-M-DOM-US | 380 |  | 7 |  |  | 0.97 |  | Outdoor
NJADRE1560313525 | Administratively Determined Incentive Program | Scotch Plains | 7076 | 3.28 | Residential | Behind the Meter | No | Pro Custom Solar dba Momentum Solar | PSE&G |  | Accepted | 2025-08-19 | 2025-09-18 | 2026-09-18 | Inverters | ENPHASE | IQ8PLUS-72-2-US | 290 |  | 8 |  |  | 0.97 |  | Outdoor
NJADRE1560313525 | Administratively Determined Incentive Program | Scotch Plains | 7076 | 3.28 | Residential | Behind the Meter | No | Pro Custom Solar dba Momentum Solar | PSE&G |  | Accepted | 2025-08-19 | 2025-09-18 | 2026-09-18 | Solar Panels | HANWHA | q.peak duo blk-g10+410 |  | 0.41 | 2 | 219 | 27 |  | Fixed | Roof
NJADRE1560313525 | Administratively Determined Incentive Program | Scotch Plains | 7076 | 3.28 | Residential | Behind the Meter | No | Pro Custom Solar dba Momentum Solar | PSE&G |  | Accepted | 2025-08-19 | 2025-09-18 | 2026-09-18 | Solar Panels | Hanwha | q.peak duo blk-g10+410 |  | 0.41 | 6 | 39 | 27 |  | Fixed | Roof
NJADRE1560313539 | Administratively Determined Incentive Program | Sayreville | 8872 | 4.86 | Residential | Behind the Meter | Yes | Sunrun Installation Services, Inc. | JCP&L |  | Accepted | 2025-08-19 | 2025-09-11 | 2026-09-11 | Solar Panels | JA Solar | JAM54S31-405/MR |  | 0.405 | 4 | 348 | 23 |  | Fixed | Roof
NJADRE1560313539 | Administratively Determined Incentive Program | Sayreville | 8872 | 4.86 | Residential | Behind the Meter | Yes | Sunrun Installation Services, Inc. | JCP&L |  | Accepted | 2025-08-19 | 2025-09-11 | 2026-09-11 | Inverters | SolarEdge Technologies | SE3800H-USMN | 3800 |  | 1 |  |  | 0.99 |  | Outdoor
NJADRE1560313539 | Administratively Determined Incentive Program | Sayreville | 8872 | 4.86 | Residential | Behind the Meter | Yes | Sunrun Installation Services, Inc. | JCP&L |  | Accepted | 2025-08-19 | 2025-09-11 | 2026-09-11 | Solar Panels | JA Solar | JAM54S31-405/MR |  | 0.405 | 8 | 78 | 23 |  | Fixed | Roof
NJADRE1560313547 | Administratively Determined Incentive Program | Warren | 7059 | 22 | Residential | Behind the Meter | No | Ecological Systems, LLC | PSE&G |  | Accepted | 2025-08-20 | 2025-09-12 | 2026-09-12 | Solar Panels | Phono | Phono 440 |  | 0.44 | 50 | 350 | 25 |  | Fixed | Roof | Roof Top
NJADRE1560313547 | Administratively Determined Incentive Program | Warren | 7059 | 22 | Residential | Behind the Meter | No | Ecological Systems, LLC | PSE&G |  | Accepted | 2025-08-20 | 2025-09-12 | 2026-09-12 | Inverters | Solar Edge | SE10000H-US000BEI4 | 10000 |  | 2 |  |  | 0.996 |  | Outside | Outside
NJADRE1560313547 | Administratively Determined Incentive Program | Warren | 7059 | 22 | Residential | Behind the Meter | No | Ecological Systems, LLC | PSE&G |  | Accepted | 2025-08-20 | 2025-09-12 | 2026-09-12 | Meters | Solar Edge | Solaredge RGM | 0 |  | 1 |  |  |  | Yes | Outdoor
NJADRE1560313560 | Administratively Determined Incentive Program | FREEHOLD | 7728 | 16.6 | Residential | Behind the Meter | No | Solar Energy World | JCP&L |  | Accepted | 2025-08-19 | 2025-09-11 | 2026-09-11 | Solar Panels | HANWHA | Q.PEAK DUOBLK ML-G10+-415W |  | 0.415 | 21 | 250 | 22 |  | Fixed | Roof
NJADRE1560313560 | Administratively Determined Incentive Program | FREEHOLD | 7728 | 16.6 | Residential | Behind the Meter | No | Solar Energy World | JCP&L |  | Accepted | 2025-08-19 | 2025-09-11 | 2026-09-11 | Inverters | Enphase | IQ8+-72-M-US | 290 |  | 40 |  |  | 0.97 |  | Outside
NJADRE1560313560 | Administratively Determined Incentive Program | FREEHOLD | 7728 | 16.6 | Residential | Behind the Meter | No | Solar Energy World | JCP&L |  | Accepted | 2025-08-19 | 2025-09-11 | 2026-09-11 | Solar Panels | HANWHA | Q.PEAK DUOBLK ML-G10+-415W |  | 0.415 | 19 | 250 | 22 |  | Fixed | Roof
NJADRE1560313563 | Administratively Determined Incentive Program | NEWARK | 7112 | 8.2 | Residential | Behind the Meter | Yes | Pro Custom Solar dba Momentum Solar | PSE&G |  | Accepted | 2025-08-19 | 2025-09-11 | 2026-09-11 | Solar Panels | HANWHA | HANWHA Q.PEAK DUO BLK ML-G10+410 |  | 0.41 | 11 | 36 | 23 |  | Fixed | Roof
NJADRE1560313563 | Administratively Determined Incentive Program | NEWARK | 7112 | 8.2 | Residential | Behind the Meter | Yes | Pro Custom Solar dba Momentum Solar | PSE&G |  | Accepted | 2025-08-19 | 2025-09-11 | 2026-09-11 | Solar Panels | HANWHA | HANWHA Q.PEAK DUO BLK ML-G10+410 |  | 0.41 | 9 | 216 | 25 |  | Fixed | Roof
NJADRE1560313563 | Administratively Determined Incentive Program | NEWARK | 7112 | 8.2 | Residential | Behind the Meter | Yes | Pro Custom Solar dba Momentum Solar | PSE&G |  | Accepted | 2025-08-19 | 2025-09-11 | 2026-09-11 | Inverters | ENPHASE | IQ8PLUS-72-2-US | 290 |  | 20 |  |  | 0.97 |  | Outdoor
NJADRE1560313565 | Administratively Determined Incentive Program | RIVERSIDE | 8075 | 11.31 | Residential | Behind the Meter | Yes | SunnyMac, LLC | PSE&G |  | Accepted | 2025-08-19 | 2025-09-11 | 2026-09-11 | Solar Panels | HANWHA | Q.TRON BLK M-G2.H+ |  | 0.435 | 12 | 30 | 33 |  | Fixed | Roof
NJADRE1560313565 | Administratively Determined Incentive Program | RIVERSIDE | 8075 | 11.31 | Residential | Behind the Meter | Yes | SunnyMac, LLC | PSE&G |  | Accepted | 2025-08-19 | 2025-09-11 | 2026-09-11 | Solar Panels | HANWHA | Q.TRON BLK M-G2.H+ |  | 0.435 | 4 | 210 | 33 |  | Fixed | Roof
NJADRE1560313565 | Administratively Determined Incentive Program | RIVERSIDE | 8075 | 11.31 | Residential | Behind the Meter | Yes | SunnyMac, LLC | PSE&G |  | Accepted | 2025-08-19 | 2025-09-11 | 2026-09-11 | Inverters | SOLAREDGE HOME HUB | SE7600H-US | 7600 |  | 1 |  |  | 0.99 |  | Outdoor | NEX TO METER
NJADRE1560313565 | Administratively Determined Incentive Program | RIVERSIDE | 8075 | 11.31 | Residential | Behind the Meter | Yes | SunnyMac, LLC | PSE&G |  | Accepted | 2025-08-19 | 2025-09-11 | 2026-09-11 | Solar Panels | HANWHA | Q.TRON BLK M-G2.H+ |  | 0.435 | 2 | 30 | 33 |  | Fixed | Roof
NJADRE1560313565 | Administratively Determined Incentive Program | RIVERSIDE | 8075 | 11.31 | Residential | Behind the Meter | Yes | SunnyMac, LLC | PSE&G |  | Accepted | 2025-08-19 | 2025-09-11 | 2026-09-11 | Solar Panels | HANWHA | Q.TRON BLK M-G2.H+ |  | 0.435 | 8 | 210 | 33 |  | Fixed | Roof
NJADRE1560313576 | Administratively Determined Incentive Program | NEWTON | 7860 | 19.27 | Residential | Behind the Meter | Yes | Trinity Solar, LLC | JCP&L |  | Accepted | 2025-08-19 | 2025-09-11 | 2026-09-11 | Solar Panels | HANWHA | Q.PEAK DUO BLK ML-G10.C+ 410 |  | 0.41 | 21 | 147 | 31 |  | Fixed | Roof
NJADRE1560313576 | Administratively Determined Incentive Program | NEWTON | 7860 | 19.27 | Residential | Behind the Meter | Yes | Trinity Solar, LLC | JCP&L |  | Accepted | 2025-08-19 | 2025-09-11 | 2026-09-11 | Solar Panels | Hanwha | Q.PEAK DUO BLK ML-G10.C+ 410 |  | 0.41 | 17 | 327 | 31 |  | Fixed | Roof
NJADRE1560313576 | Administratively Determined Incentive Program | NEWTON | 7860 | 19.27 | Residential | Behind the Meter | Yes | Trinity Solar, LLC | JCP&L |  | Accepted | 2025-08-19 | 2025-09-11 | 2026-09-11 | Inverters | Solar Edge | USE7600H-US | 7600 |  | 2 |  |  | 0.97 |  | Outside
NJADRE1560313576 | Administratively Determined Incentive Program | NEWTON | 7860 | 19.27 | Residential | Behind the Meter | Yes | Trinity Solar, LLC | JCP&L |  | Accepted | 2025-08-19 | 2025-09-11 | 2026-09-11 | Solar Panels | Hanwha | Q.PEAK DUO BLK ML-G10.C+ 410 |  | 0.41 | 9 | 237 | 30 |  | Fixed | Roof
NJADRE1560313583 | Administratively Determined Incentive Program | WAYNE | 7470 | 15.05 | Residential | Behind the Meter | No | Infinity Solar Systems, LLC | PSE&G |  | Accepted | 2025-08-19 | 2025-09-22 | 2026-09-22 | Solar Panels | SEG Solar | SEG-430-BTD-BG |  | 0.43 | 9 | 86 | 31 |  | Fixed | Roof
NJADRE1560313583 | Administratively Determined Incentive Program | WAYNE | 7470 | 15.05 | Residential | Behind the Meter | No | Infinity Solar Systems, LLC | PSE&G |  | Accepted | 2025-08-19 | 2025-09-22 | 2026-09-22 | Solar Panels | SEG Solar | SEG-430-BTD-BG |  | 0.43 | 6 | 86 | 6 |  | Fixed | Roof
NJADRE1560313583 | Administratively Determined Incentive Program | WAYNE | 7470 | 15.05 | Residential | Behind the Meter | No | Infinity Solar Systems, LLC | PSE&G |  | Accepted | 2025-08-19 | 2025-09-22 | 2026-09-22 | Solar Panels | SEG Solar | SEG-430-BTD-BG |  | 0.43 | 11 | 266 | 31 |  | Fixed | Roof
NJADRE1560313583 | Administratively Determined Incentive Program | WAYNE | 7470 | 15.05 | Residential | Behind the Meter | No | Infinity Solar Systems, LLC | PSE&G |  | Accepted | 2025-08-19 | 2025-09-22 | 2026-09-22 | Inverters | TESLA | TESLA POWERWALL 3 1707000-xx-y | 320 |  | 1 |  |  | 0.97 |  | Outdoor
NJADRE1560313583 | Administratively Determined Incentive Program | WAYNE | 7470 | 15.05 | Residential | Behind the Meter | No | Infinity Solar Systems, LLC | PSE&G |  | Accepted | 2025-08-19 | 2025-09-22 | 2026-09-22 | Solar Panels | SEG Solar | SEG-430-BTD-BG |  | 0.43 | 4 | 176 | 31 |  | Fixed | Roof
NJADRE1560313583 | Administratively Determined Incentive Program | WAYNE | 7470 | 15.05 | Residential | Behind the Meter | No | Infinity Solar Systems, LLC | PSE&G |  | Accepted | 2025-08-19 | 2025-09-22 | 2026-09-22 | Solar Panels | SEG Solar | SEG-430-BTD-BG |  | 0.43 | 3 | 356 | 31 |  | Fixed | Roof
NJADRE1560313583 | Administratively Determined Incentive Program | WAYNE | 7470 | 15.05 | Residential | Behind the Meter | No | Infinity Solar Systems, LLC | PSE&G |  | Accepted | 2025-08-19 | 2025-09-22 | 2026-09-22 | Solar Panels | SEG Solar | SEG-430-BTD-BG |  | 0.43 | 2 | 266 | 31 |  | Fixed | Roof
NJADRE1560313585 | Administratively Determined Incentive Program | ROSELLE PARK | 7204 | 4.51 | Residential | Behind the Meter | No | Pro Custom Solar dba Momentum Solar | PSE&G |  | Accepted | 2025-08-19 | 2025-09-11 | 2026-09-11 | Solar Panels | Hanwha | q.peak duo blk-g10+410 |  | 0.41 | 4 | 261 | 45 |  | Fixed | Roof
NJADRE1560313585 | Administratively Determined Incentive Program | ROSELLE PARK | 7204 | 4.51 | Residential | Behind the Meter | No | Pro Custom Solar dba Momentum Solar | PSE&G |  | Accepted | 2025-08-19 | 2025-09-11 | 2026-09-11 | Inverters | ENPHASE | IQ8PLUS-72-2-US | 290 |  | 11 |  |  | 0.97 |  | Outdoor
NJADRE1560313585 | Administratively Determined Incentive Program | ROSELLE PARK | 7204 | 4.51 | Residential | Behind the Meter | No | Pro Custom Solar dba Momentum Solar | PSE&G |  | Accepted | 2025-08-19 | 2025-09-11 | 2026-09-11 | Solar Panels | HANWHA | q.peak duo blk-g10+410 |  | 0.41 | 4 | 81 | 44 |  | Fixed | Roof
NJADRE1560313585 | Administratively Determined Incentive Program | ROSELLE PARK | 7204 | 4.51 | Residential | Behind the Meter | No | Pro Custom Solar dba Momentum Solar | PSE&G |  | Accepted | 2025-08-19 | 2025-09-11 | 2026-09-11 | Solar Panels | HANWHA | q.peak duo blk-g10+410 |  | 0.41 | 3 | 171 | 17 |  | Fixed | Roof
NJADRE1560313591 | Administratively Determined Incentive Program | MORRIS PLAINS | 7950 | 7.38 | Residential | Behind the Meter | Yes | Pro Custom Solar dba Momentum Solar | JCP&L |  | Accepted | 2025-08-19 | 2025-09-17 | 2026-09-17 | Solar Panels | HANWHA | HANWHA Q.PEAK DUO BLK ML-G10+410 |  | 0.41 | 16 | 76 | 13 |  | Fixed | Roof
NJADRE1560313591 | Administratively Determined Incentive Program | MORRIS PLAINS | 7950 | 7.38 | Residential | Behind the Meter | Yes | Pro Custom Solar dba Momentum Solar | JCP&L |  | Accepted | 2025-08-19 | 2025-09-17 | 2026-09-17 | Solar Panels | HANWHA | HANWHA Q.PEAK DUO BLK ML-G10+410 |  | 0.41 | 2 | 256 | 13 |  | Fixed | Roof
NJADRE1560313591 | Administratively Determined Incentive Program | MORRIS PLAINS | 7950 | 7.38 | Residential | Behind the Meter | Yes | Pro Custom Solar dba Momentum Solar | JCP&L |  | Accepted | 2025-08-19 | 2025-09-17 | 2026-09-17 | Inverters | HANWHA | IQ8HC-72-M-DOM-US | 380 |  | 18 |  |  | 0.97 |  | Outdoor
NJADRE1560313614 | Administratively Determined Incentive Program | LEONIA | 7605 | 7.38 | Residential | Behind the Meter | Yes | Momentum Solar | PSE&G |  | Accepted | 2025-08-19 | 2025-09-17 | 2026-09-17 | Solar Panels | HANWHA | HANWHA Q.PEAK DUO BLK ML-G10+410 |  | 0.41 | 9 | 32 | 21 |  | Fixed | Roof
NJADRE1560313614 | Administratively Determined Incentive Program | LEONIA | 7605 | 7.38 | Residential | Behind the Meter | Yes | Momentum Solar | PSE&G |  | Accepted | 2025-08-19 | 2025-09-17 | 2026-09-17 | Inverters | HANWHA | IQ8HC-72-M-DOM-US | 380 |  | 18 |  |  | 0.97 |  | Outdoor
NJADRE1560313614 | Administratively Determined Incentive Program | LEONIA | 7605 | 7.38 | Residential | Behind the Meter | Yes | Momentum Solar | PSE&G |  | Accepted | 2025-08-19 | 2025-09-17 | 2026-09-17 | Solar Panels | HANWHA | HANWHA Q.PEAK DUO BLK ML-G10+410 |  | 0.41 | 9 | 212 | 28 |  | Fixed | Roof
NJADRE1560313619 | Administratively Determined Incentive Program | SEWELL | 8080 | 21.93 | Residential | Behind the Meter | No | RCL Enterprises, Inc. | AC Electric |  | Accepted | 2025-08-19 | 2025-09-11 | 2026-09-11 | Solar Panels | SEG Solar | SEG430BTD |  | 0.43 | 15 | 44 | 16 |  | Fixed | Roof
NJADRE1560313619 | Administratively Determined Incentive Program | SEWELL | 8080 | 21.93 | Residential | Behind the Meter | No | RCL Enterprises, Inc. | AC Electric |  | Accepted | 2025-08-19 | 2025-09-11 | 2026-09-11 | Solar Panels | SEG Solar | SEG430BTD |  | 0.43 | 6 | 134 | 4 |  | Fixed | Roof
NJADRE1560313619 | Administratively Determined Incentive Program | SEWELL | 8080 | 21.93 | Residential | Behind the Meter | No | RCL Enterprises, Inc. | AC Electric |  | Accepted | 2025-08-19 | 2025-09-11 | 2026-09-11 | Solar Panels | SEG Solar | SEG430BTD |  | 0.43 | 6 | 314 | 21 |  | Fixed | Roof
NJADRE1560313619 | Administratively Determined Incentive Program | SEWELL | 8080 | 21.93 | Residential | Behind the Meter | No | RCL Enterprises, Inc. | AC Electric |  | Accepted | 2025-08-19 | 2025-09-11 | 2026-09-11 | Solar Panels | SEG Solar | SEG430BTD |  | 0.43 | 6 | 134 | 21 |  | Fixed | Roof
NJADRE1560313619 | Administratively Determined Incentive Program | SEWELL | 8080 | 21.93 | Residential | Behind the Meter | No | RCL Enterprises, Inc. | AC Electric |  | Accepted | 2025-08-19 | 2025-09-11 | 2026-09-11 | Inverters | Enphase | IQ8plus | 290 |  | 51 |  |  | 0.97 |  | Outside
NJADRE1560313619 | Administratively Determined Incentive Program | SEWELL | 8080 | 21.93 | Residential | Behind the Meter | No | RCL Enterprises, Inc. | AC Electric |  | Accepted | 2025-08-19 | 2025-09-11 | 2026-09-11 | Solar Panels | SEG Solar | SEG430BTD |  | 0.43 | 18 | 244 | 16 |  | Fixed | Roof
NJADRE1560313621 | Administratively Determined Incentive Program | TEANECK | 7666 | 13.485 | Residential | Behind the Meter | Yes | SunnyMac, LLC | PSE&G |  | Accepted | 2025-08-19 | 2025-09-11 | 2026-09-11 | Solar Panels | HANWHA | Q.TRON BLK M-G2.H+ |  | 0.435 | 31 | 166 | 11 |  | Fixed | Roof
NJADRE1560313621 | Administratively Determined Incentive Program | TEANECK | 7666 | 13.485 | Residential | Behind the Meter | Yes | SunnyMac, LLC | PSE&G |  | Accepted | 2025-08-19 | 2025-09-11 | 2026-09-11 | Inverters | SOLAREDGE HOME HUB | SE10000H-US | 10000 |  | 1 |  |  | 0.99 |  | Outdoor | NEXT TO METER
NJADRE1560313642 | Administratively Determined Incentive Program | RAHWAY | 7065 | 2.835 | Residential | Behind the Meter | Yes | Freedom Forever New Jersey, LLC | PSE&G |  | Accepted | 2025-08-19 | 2025-09-11 | 2026-09-11 | Inverters | Solar Edge | SE3800H-USRGM | 3800 |  | 1 |  |  | 0.99 |  | Outside
NJADRE1560313642 | Administratively Determined Incentive Program | RAHWAY | 7065 | 2.835 | Residential | Behind the Meter | Yes | Freedom Forever New Jersey, LLC | PSE&G |  | Accepted | 2025-08-19 | 2025-09-11 | 2026-09-11 | Solar Panels | JA Solar | JAM54S31-405/MR |  | 0.405 | 4 | 100 | 37 |  | Fixed | Roof
NJADRE1560313642 | Administratively Determined Incentive Program | RAHWAY | 7065 | 2.835 | Residential | Behind the Meter | Yes | Freedom Forever New Jersey, LLC | PSE&G |  | Accepted | 2025-08-19 | 2025-09-11 | 2026-09-11 | Solar Panels | JA Solar | JAM54S31-405/MR |  | 0.405 | 3 | 10 | 37 |  | Fixed | Roof
NJADRE1560313653 | Administratively Determined Incentive Program | FRANKLINVILLE | 8322 | 12.47 | Residential | Behind the Meter | No | Sun Up Zero Down, LLC | AC Electric |  | Accepted | 2025-08-19 | 2025-09-11 | 2026-09-11 | Meters | Enphase | TBD |  |  | 1 |  |  |  | Yes | Outdoor
NJADRE1560313653 | Administratively Determined Incentive Program | FRANKLINVILLE | 8322 | 12.47 | Residential | Behind the Meter | No | Sun Up Zero Down, LLC | AC Electric |  | Accepted | 2025-08-19 | 2025-09-11 | 2026-09-11 | Inverters | Enphase | IQ8PLUS-72-2-US | 290 |  | 29 |  |  | 0.976 |  | Outdoor
NJADRE1560313653 | Administratively Determined Incentive Program | FRANKLINVILLE | 8322 | 12.47 | Residential | Behind the Meter | No | Sun Up Zero Down, LLC | AC Electric |  | Accepted | 2025-08-19 | 2025-09-11 | 2026-09-11 | Solar Panels | SEG | SEG-430-BTD-BG |  | 0.43 | 29 | 207 | 16 |  | Fixed | Roof
NJADRE1560313660 | Administratively Determined Incentive Program | UNION | 7083 | 7.29 | Residential | Behind the Meter | Yes | Sunrun Installation Services, Inc. | PSE&G |  | Accepted | 2025-08-19 | 2025-09-11 | 2026-09-11 | Solar Panels | JA Solar | JAM54S31-405/MR |  | 0.405 | 6 | 123 | 33 |  | Fixed | Roof
NJADRE1560313660 | Administratively Determined Incentive Program | UNION | 7083 | 7.29 | Residential | Behind the Meter | Yes | Sunrun Installation Services, Inc. | PSE&G |  | Accepted | 2025-08-19 | 2025-09-11 | 2026-09-11 | Inverters | SolarEdge Technologies | SE5700H-USMN | 5760 |  | 1 |  |  | 0.99 |  | Outdoor
NJADRE1560313660 | Administratively Determined Incentive Program | UNION | 7083 | 7.29 | Residential | Behind the Meter | Yes | Sunrun Installation Services, Inc. | PSE&G |  | Accepted | 2025-08-19 | 2025-09-11 | 2026-09-11 | Solar Panels | JA Solar | JAM54S31-405/MR |  | 0.405 | 12 | 303 | 33 |  | Fixed | Roof
NJADRE1560313663 | Administratively Determined Incentive Program | Winslow Township | 8081 | 6.09 | Residential | Behind the Meter | Yes | SunnyMac, LLC | AC Electric |  | Accepted | 2025-08-19 | 2025-09-11 | 2026-09-11 | Inverters | SOLAREDGE HOME HUB | SE5700H-US | 5700 |  | 1 |  |  | 0.99 |  | Outdoor | next to meter
NJADRE1560313663 | Administratively Determined Incentive Program | Winslow Township | 8081 | 6.09 | Residential | Behind the Meter | Yes | SunnyMac, LLC | AC Electric |  | Accepted | 2025-08-19 | 2025-09-11 | 2026-09-11 | Solar Panels | HANWHA | Q.TRON BLK M-G2.H+ |  | 0.435 | 8 | 104 | 28 |  | Fixed | Roof
NJADRE1560313663 | Administratively Determined Incentive Program | Winslow Township | 8081 | 6.09 | Residential | Behind the Meter | Yes | SunnyMac, LLC | AC Electric |  | Accepted | 2025-08-19 | 2025-09-11 | 2026-09-11 | Solar Panels | HANWHA | Q.TRON BLK M-G2.H+ |  | 0.435 | 6 | 284 | 28 |  | Fixed | Roof
NJADRE1560313683 | Administratively Determined Incentive Program | BRIDGEWATER | 8807 | 13.33 | Residential | Behind the Meter | No | Infinity Solar Systems, LLC | PSE&G |  | Accepted | 2025-08-19 | 2025-09-11 | 2026-09-11 | Solar Panels | SEG Solar | SEG-430-BTD-BG |  | 0.43 | 11 | 108 | 36 |  | Fixed | Roof
NJADRE1560313683 | Administratively Determined Incentive Program | BRIDGEWATER | 8807 | 13.33 | Residential | Behind the Meter | No | Infinity Solar Systems, LLC | PSE&G |  | Accepted | 2025-08-19 | 2025-09-11 | 2026-09-11 | Solar Panels | SEG Solar | SEG-430-BTD-BG |  | 0.43 | 6 | 288 | 36 |  | Fixed | Roof
NJADRE1560313683 | Administratively Determined Incentive Program | BRIDGEWATER | 8807 | 13.33 | Residential | Behind the Meter | No | Infinity Solar Systems, LLC | PSE&G |  | Accepted | 2025-08-19 | 2025-09-11 | 2026-09-11 | Inverters | TESLA | TESLA POWERWALL 3 1707000-xx-y | 11500 |  | 1 |  |  | 0.97 |  | Outdoor
NJADRE1560313683 | Administratively Determined Incentive Program | BRIDGEWATER | 8807 | 13.33 | Residential | Behind the Meter | No | Infinity Solar Systems, LLC | PSE&G |  | Accepted | 2025-08-19 | 2025-09-11 | 2026-09-11 | Solar Panels | SEG Solar | SEG-430-BTD-BG |  | 0.43 | 4 | 108 | 36 |  | Fixed | Roof
NJADRE1560313683 | Administratively Determined Incentive Program | BRIDGEWATER | 8807 | 13.33 | Residential | Behind the Meter | No | Infinity Solar Systems, LLC | PSE&G |  | Accepted | 2025-08-19 | 2025-09-11 | 2026-09-11 | Solar Panels | SEG Solar | SEG-430-BTD-BG |  | 0.43 | 7 | 198 | 44 |  | Fixed | Roof
NJADRE1560313683 | Administratively Determined Incentive Program | BRIDGEWATER | 8807 | 13.33 | Residential | Behind the Meter | No | Infinity Solar Systems, LLC | PSE&G |  | Accepted | 2025-08-19 | 2025-09-11 | 2026-09-11 | Solar Panels | SEG Solar | SEG-430-BTD-BG |  | 0.43 | 3 | 288 | 36 |  | Fixed | Roof
NJADRE1560313692 | Administratively Determined Incentive Program | Estell Manor | 8319 | 15.99 | Residential | Behind the Meter | Yes | Define Solar, LLC | AC Electric |  | Accepted | 2025-08-19 | 2025-09-11 | 2026-09-11 | Solar Panels | Znshine | ZXM7-SH108 410W |  | 0.41 | 3 | 180 | 30 |  | Fixed | Ground
NJADRE1560313692 | Administratively Determined Incentive Program | Estell Manor | 8319 | 15.99 | Residential | Behind the Meter | Yes | Define Solar, LLC | AC Electric |  | Accepted | 2025-08-19 | 2025-09-11 | 2026-09-11 | Inverters | Enphase | IQ8PLUS-72-2-US | 290 |  | 3 |  |  | 0.976 |  | Outside | Under each pv panel
NJADRE1560313692 | Administratively Determined Incentive Program | Estell Manor | 8319 | 15.99 | Residential | Behind the Meter | Yes | Define Solar, LLC | AC Electric |  | Accepted | 2025-08-19 | 2025-09-11 | 2026-09-11 | Solar Panels | Znshine | ZXM7-SH108 410W |  | 0.41 | 36 | 180 | 30 |  | Fixed | Ground
NJADRE1560313692 | Administratively Determined Incentive Program | Estell Manor | 8319 | 15.99 | Residential | Behind the Meter | Yes | Define Solar, LLC | AC Electric |  | Accepted | 2025-08-19 | 2025-09-11 | 2026-09-11 | Inverters | Enphase | IQ8PLUS-72-2-US | 290 |  | 36 |  |  | 0.976 |  | Outside | Under each pv panel
NJADRE1560313698 | Administratively Determined Incentive Program | UNION | 7083 | 5.28 | Residential | Behind the Meter | No | Green House Solar | PSE&G |  | Accepted | 2025-08-19 | 2025-09-11 | 2026-09-11 | Solar Panels | Silfab | Silf 440 QD |  | 0.44 | 8 | 131 | 20 |  | Fixed | Roof
NJADRE1560313698 | Administratively Determined Incentive Program | UNION | 7083 | 5.28 | Residential | Behind the Meter | No | Green House Solar | PSE&G |  | Accepted | 2025-08-19 | 2025-09-11 | 2026-09-11 | Solar Panels | Silfab | Silf 440 QD |  | 0.44 | 4 | 41 | 23 |  | Fixed | Roof
NJADRE1560313698 | Administratively Determined Incentive Program | UNION | 7083 | 5.28 | Residential | Behind the Meter | No | Green House Solar | PSE&G |  | Accepted | 2025-08-19 | 2025-09-11 | 2026-09-11 | Inverters | Enphase | IQ8MC | 320 |  | 12 |  |  | 0.97 |  | Other | Panel
NJADRE1560313701 | Administratively Determined Incentive Program | Montgomery | 8558 | 11.89 | Residential | Behind the Meter | No | Tesla Energy Operations, Inc. | PSE&G |  | Accepted | 2025-08-19 | 2025-09-11 | 2026-09-11 | Inverters | Tesla | 1707000-XX-Y 10 kW | 10000 |  | 1 |  |  | 0.98 |  | Outdoor
NJADRE1560313701 | Administratively Determined Incentive Program | Montgomery | 8558 | 11.89 | Residential | Behind the Meter | No | Tesla Energy Operations, Inc. | PSE&G |  | Accepted | 2025-08-19 | 2025-09-11 | 2026-09-11 | Solar Panels | Q. PEAK DUO BLK ML-G10+/TS 410 | Q.PEAK DUO BLK ML-G10+/TS 410 |  | 0.41 | 20 | 196 | 27 |  | Fixed | Roof
NJADRE1560313701 | Administratively Determined Incentive Program | Montgomery | 8558 | 11.89 | Residential | Behind the Meter | No | Tesla Energy Operations, Inc. | PSE&G |  | Accepted | 2025-08-19 | 2025-09-11 | 2026-09-11 | Solar Panels | Hanwha | Q.PEAK DUO BLK ML-G10+/TS 410 |  | 0.41 | 9 | 106 | 27 |  | Fixed | Roof
NJADRE1560313701 | Administratively Determined Incentive Program | Montgomery | 8558 | 11.89 | Residential | Behind the Meter | No | Tesla Energy Operations, Inc. | PSE&G |  | Accepted | 2025-08-19 | 2025-09-11 | 2026-09-11 | Electric Storage Battery | Tesla | Powerwall 3 |  |  | 2 |  |  |  | Lithium Ion |  | OUTSIDE
NJADRE1560313704 | Administratively Determined Incentive Program | POINT PLEASANT | 8742 | 3.69 | Residential | Behind the Meter | Yes | Sunrun Installation Services, Inc. | JCP&L |  | Accepted | 2025-08-19 | 2025-09-11 | 2026-09-11 | Solar Panels | Elin Energy (Sirius PV) | ELNSM54M-HC-410 |  | 0.41 | 9 | 230 | 21 |  | Fixed | Roof
NJADRE1560313704 | Administratively Determined Incentive Program | POINT PLEASANT | 8742 | 3.69 | Residential | Behind the Meter | Yes | Sunrun Installation Services, Inc. | JCP&L |  | Accepted | 2025-08-19 | 2025-09-11 | 2026-09-11 | Inverters | SolarEdge Technologies | SE3800H-USMN | 3800 |  | 1 |  |  | 0.99 |  | Outdoor
NJADRE1560313712 | Administratively Determined Incentive Program | MARGATE CITY | 8402 | 8.7 | Residential | Behind the Meter | Yes | SunnyMac, LLC | AC Electric |  | Accepted | 2025-08-19 | 2025-09-11 | 2026-09-11 | Solar Panels | HANWHA | Q.TRON BLK M-G2.H+ |  | 0.435 | 7 | 323 | 37 |  | Fixed | Roof
NJADRE1560313712 | Administratively Determined Incentive Program | MARGATE CITY | 8402 | 8.7 | Residential | Behind the Meter | Yes | SunnyMac, LLC | AC Electric |  | Accepted | 2025-08-19 | 2025-09-11 | 2026-09-11 | Solar Panels | HANWHA | Q.TRON BLK M-G2.H+ |  | 0.435 | 13 | 143 | 37 |  | Fixed | Roof
NJADRE1560313712 | Administratively Determined Incentive Program | MARGATE CITY | 8402 | 8.7 | Residential | Behind the Meter | Yes | SunnyMac, LLC | AC Electric |  | Accepted | 2025-08-19 | 2025-09-11 | 2026-09-11 | Inverters | SOLAREDGE HOME HUB | SE7600H-US | 7600 |  | 1 |  |  | 0.99 |  | Outdoor | NEX TO METER
NJADRE1560313714 | Administratively Determined Incentive Program | High Bridge | 8829 | 14.62 | Residential | Behind the Meter | No | Green Power Energy, LLC | JCP&L |  | Accepted | 2025-08-19 | 2025-09-11 | 2026-09-11 | Inverters | Enphase | IQ8MC-72-M-US [240V] | 320 |  | 34 |  |  | 0.98 |  | Outside
NJADRE1560313714 | Administratively Determined Incentive Program | High Bridge | 8829 | 14.62 | Residential | Behind the Meter | No | Green Power Energy, LLC | JCP&L |  | Accepted | 2025-08-19 | 2025-09-11 | 2026-09-11 | Solar Panels | SEG Solar | SEG-430-BTD-BG |  | 0.43 | 23 | 169 | 23 |  | Fixed | Roof
NJADRE1560313714 | Administratively Determined Incentive Program | High Bridge | 8829 | 14.62 | Residential | Behind the Meter | No | Green Power Energy, LLC | JCP&L |  | Accepted | 2025-08-19 | 2025-09-11 | 2026-09-11 | Solar Panels | SEG Solar | SEG-430-BTD-BG |  | 0.43 | 11 | 169 | 23 |  | Fixed | Roof
NJADRE1560313722 | Administratively Determined Incentive Program | PRINCETON | 8540 | 6.375 | Residential | Behind the Meter | No | Maier Solar Engineering dba Solar Me | PSE&G |  | Accepted | 2025-08-19 | 2025-09-11 | 2026-09-11 | Solar Panels | QCELL - HANWHA | QTRON- BLK-MG2+425 |  | 0.425 | 1 | 69 | 40 |  | Fixed | Roof
NJADRE1560313722 | Administratively Determined Incentive Program | PRINCETON | 8540 | 6.375 | Residential | Behind the Meter | No | Maier Solar Engineering dba Solar Me | PSE&G |  | Accepted | 2025-08-19 | 2025-09-11 | 2026-09-11 | Solar Panels | QCELL - HANWHA | QTRON- BLK-MG2+425 |  | 0.425 | 6 | 69 | 13 |  | Fixed | Roof
NJADRE1560313722 | Administratively Determined Incentive Program | PRINCETON | 8540 | 6.375 | Residential | Behind the Meter | No | Maier Solar Engineering dba Solar Me | PSE&G |  | Accepted | 2025-08-19 | 2025-09-11 | 2026-09-11 | Inverters | ENPHASE | IQ8AC-72-M-US | 349 |  | 15 |  |  | 0.97 |  | Outdoor | ON RACKING
NJADRE1560313722 | Administratively Determined Incentive Program | PRINCETON | 8540 | 6.375 | Residential | Behind the Meter | No | Maier Solar Engineering dba Solar Me | PSE&G |  | Accepted | 2025-08-19 | 2025-09-11 | 2026-09-11 | Solar Panels | QCELL - HANWHA | QTRON- BLK-MG2+425 |  | 0.425 | 5 | 249 | 13 |  | Fixed | Roof
NJADRE1560313722 | Administratively Determined Incentive Program | PRINCETON | 8540 | 6.375 | Residential | Behind the Meter | No | Maier Solar Engineering dba Solar Me | PSE&G |  | Accepted | 2025-08-19 | 2025-09-11 | 2026-09-11 | Solar Panels | QCELL - HANWHA | QTRON- BLK-MG2+425 |  | 0.425 | 1 | 249 | 40 |  | Fixed | Roof
NJADRE1560313722 | Administratively Determined Incentive Program | PRINCETON | 8540 | 6.375 | Residential | Behind the Meter | No | Maier Solar Engineering dba Solar Me | PSE&G |  | Accepted | 2025-08-19 | 2025-09-11 | 2026-09-11 | Solar Panels | QCELL - HANWHA | QTRON- BLK-MG2+425 |  | 0.425 | 2 | 159 | 15 |  | Fixed | Roof
NJADRE1560313730 | Administratively Determined Incentive Program | CHERRY HILL TOWNSHIP | 8003 | 7.83 | Residential | Behind the Meter | No | Sun Up Zero Down, LLC | PSE&G |  | Accepted | 2025-08-19 | 2025-09-11 | 2026-09-11 | Inverters | Enphase | IQ8PLUS-72-2-US | 290 |  | 18 |  |  | 0.976 |  | Outdoor
NJADRE1560313730 | Administratively Determined Incentive Program | CHERRY HILL TOWNSHIP | 8003 | 7.83 | Residential | Behind the Meter | No | Sun Up Zero Down, LLC | PSE&G |  | Accepted | 2025-08-19 | 2025-09-11 | 2026-09-11 | Meters | Enphase | TBD |  |  | 1 |  |  |  | Yes | Outdoor
NJADRE1560313730 | Administratively Determined Incentive Program | CHERRY HILL TOWNSHIP | 8003 | 7.83 | Residential | Behind the Meter | No | Sun Up Zero Down, LLC | PSE&G |  | Accepted | 2025-08-19 | 2025-09-11 | 2026-09-11 | Solar Panels | Q Cells | Q.TRON BLK M-G2.H+ 435 |  | 0.435 | 18 | 252 | 21 |  | Fixed | Roof
NJADRE1560313734 | Administratively Determined Incentive Program | Carteret | 7008 | 3.69 | Residential | Behind the Meter | Yes | Sunrun Installation Services, Inc. | PSE&G |  | Accepted | 2025-08-19 | 2025-09-11 | 2026-09-11 | Solar Panels | ELIN ENERGY | ELNSM54M-HC-410 |  | 0.41 | 7 | 51 | 18 |  | Fixed | Roof
NJADRE1560313734 | Administratively Determined Incentive Program | Carteret | 7008 | 3.69 | Residential | Behind the Meter | Yes | Sunrun Installation Services, Inc. | PSE&G |  | Accepted | 2025-08-19 | 2025-09-11 | 2026-09-11 | Inverters | SOLAREDGE TECHNOLOGIES | SE3800H-USMN | 3800 |  | 1 |  |  | 0.99 |  | Outdoor
NJADRE1560313734 | Administratively Determined Incentive Program | Carteret | 7008 | 3.69 | Residential | Behind the Meter | Yes | Sunrun Installation Services, Inc. | PSE&G |  | Accepted | 2025-08-19 | 2025-09-11 | 2026-09-11 | Solar Panels | ELIN ENERGY | ELNSM54M-HC-410 |  | 0.41 | 2 | 231 | 18 |  | Fixed | Roof
NJADRE1560313747 | Administratively Determined Incentive Program | PALISADES PARK | 7650 | 8.6 | Residential | Behind the Meter | No | Green Power Energy, LLC | PSE&G |  | Accepted | 2025-08-19 | 2025-09-11 | 2026-09-11 | Solar Panels | SEG Solar | SEG-430-BTD-BG |  | 0.43 | 9 | 127 | 18 |  | Fixed | Roof
NJADRE1560313747 | Administratively Determined Incentive Program | PALISADES PARK | 7650 | 8.6 | Residential | Behind the Meter | No | Green Power Energy, LLC | PSE&G |  | Accepted | 2025-08-19 | 2025-09-11 | 2026-09-11 | Solar Panels | SEG Solar | SEG-430-BTD-BG |  | 0.43 | 3 | 37 | 18 |  | Fixed | Roof
NJADRE1560313747 | Administratively Determined Incentive Program | PALISADES PARK | 7650 | 8.6 | Residential | Behind the Meter | No | Green Power Energy, LLC | PSE&G |  | Accepted | 2025-08-19 | 2025-09-11 | 2026-09-11 | Inverters | Enphase | IQ8MC-72-M-US [240V] | 320 |  | 20 |  |  | 0.98 |  | Outside
NJADRE1560313747 | Administratively Determined Incentive Program | PALISADES PARK | 7650 | 8.6 | Residential | Behind the Meter | No | Green Power Energy, LLC | PSE&G |  | Accepted | 2025-08-19 | 2025-09-11 | 2026-09-11 | Solar Panels | SEG Solar | SEG-430-BTD-BG |  | 0.43 | 8 | 307 | 18 |  | Fixed | Roof
NJADRE1560313792 | Administratively Determined Incentive Program | WAYNE | 7470 | 2.46 | Residential | Behind the Meter | No | Trinity Solar, LLC | PSE&G |  | Accepted | 2025-08-19 | 2025-09-11 | 2026-09-11 | Inverters | Solar Edge | USE3800H-US | 3800 |  | 1 |  |  | 0.97 |  | Outside
NJADRE1560313792 | Administratively Determined Incentive Program | WAYNE | 7470 | 2.46 | Residential | Behind the Meter | No | Trinity Solar, LLC | PSE&G |  | Accepted | 2025-08-19 | 2025-09-11 | 2026-09-11 | Solar Panels | Hanwha | Q.PEAK DUO BLK ML-G10.C+ 410 |  | 0.41 | 6 | 149 | 31 |  | Fixed | Roof
NJADRE1560313794 | Administratively Determined Incentive Program | BRIDGETON | 8302 | 16.4 | Residential | Behind the Meter | Yes | RCL Enterprises, Inc. | AC Electric |  | Accepted | 2025-08-19 | 2025-09-11 | 2026-09-11 | Inverters | Enphase | IQ8plus | 290 |  | 40 |  |  | 0.97 |  | Outside
NJADRE1560313794 | Administratively Determined Incentive Program | BRIDGETON | 8302 | 16.4 | Residential | Behind the Meter | Yes | RCL Enterprises, Inc. | AC Electric |  | Accepted | 2025-08-19 | 2025-09-11 | 2026-09-11 | Solar Panels | Mission Solar | MSE410 PERC |  | 0.41 | 40 | 172 | 25 |  | Fixed | Ground
NJADRE1560313992 | Administratively Determined Incentive Program | EAST ORANGE | 7018 | 15.58 | Residential | Behind the Meter | Yes | Pro Custom Solar dba Momentum Solar | PSE&G |  | Accepted | 2025-08-19 | 2025-09-17 | 2026-09-17 | Inverters | ENPHASE | IQ8HC-72-M-DOM-US | 380 |  | 38 |  |  | 0.97 |  | Outdoor
NJADRE1560313992 | Administratively Determined Incentive Program | EAST ORANGE | 7018 | 15.58 | Residential | Behind the Meter | Yes | Pro Custom Solar dba Momentum Solar | PSE&G |  | Accepted | 2025-08-19 | 2025-09-17 | 2026-09-17 | Solar Panels | HANWHA | q.peak duo blk-g10+410 |  | 0.41 | 24 | 201 | 4 |  | Fixed | Roof
NJADRE1560313992 | Administratively Determined Incentive Program | EAST ORANGE | 7018 | 15.58 | Residential | Behind the Meter | Yes | Pro Custom Solar dba Momentum Solar | PSE&G |  | Accepted | 2025-08-19 | 2025-09-17 | 2026-09-17 | Solar Panels | HANWHA | q.peak duo blk-g10+410 |  | 0.41 | 6 | 112 | 22 |  | Fixed | Roof
NJADRE1560313992 | Administratively Determined Incentive Program | EAST ORANGE | 7018 | 15.58 | Residential | Behind the Meter | Yes | Pro Custom Solar dba Momentum Solar | PSE&G |  | Accepted | 2025-08-19 | 2025-09-17 | 2026-09-17 | Solar Panels | HANWHA | q.peak duo blk-g10+410 |  | 0.41 | 5 | 292 | 22 |  | Fixed | Roof
NJADRE1560313992 | Administratively Determined Incentive Program | EAST ORANGE | 7018 | 15.58 | Residential | Behind the Meter | Yes | Pro Custom Solar dba Momentum Solar | PSE&G |  | Accepted | 2025-08-19 | 2025-09-17 | 2026-09-17 | Solar Panels | HANWHA | q.peak duo blk-g10+410 |  | 0.41 | 3 | 292 | 22 |  | Fixed | Roof
NJADRE1560313993 | Administratively Determined Incentive Program | South Brunswick | 8852 | 12.47 | Residential | Behind the Meter | No | Sun Up Zero Down, LLC | PSE&G |  | Accepted | 2025-08-19 | 2025-09-11 | 2026-09-11 | Meters | Enphase | TBD |  |  | 1 |  |  |  | Yes | Outdoor
NJADRE1560313993 | Administratively Determined Incentive Program | South Brunswick | 8852 | 12.47 | Residential | Behind the Meter | No | Sun Up Zero Down, LLC | PSE&G |  | Accepted | 2025-08-19 | 2025-09-11 | 2026-09-11 | Inverters | Enphase | IQ8PLUS-72-2-US | 290 |  | 29 |  |  | 0.976 |  | Outdoor
NJADRE1560313993 | Administratively Determined Incentive Program | South Brunswick | 8852 | 12.47 | Residential | Behind the Meter | No | Sun Up Zero Down, LLC | PSE&G |  | Accepted | 2025-08-19 | 2025-09-11 | 2026-09-11 | Solar Panels | SEG | SEG-430-BTD-BG |  | 0.43 | 29 | 238 | 27 |  | Fixed | Roof
NJADRE1560314005 | Administratively Determined Incentive Program | SEASIDE PARK | 8752 | 8.61 | Residential | Behind the Meter | Yes | Pro Custom Solar dba Momentum Solar | PSE&G |  | Accepted | 2025-08-19 | 2025-09-11 | 2026-09-11 | Solar Panels | Enphase | Q. Peak duo blk ML-G10 +410 |  | 0.41 | 2 | 97 | 30 |  | Fixed | Roof
NJADRE1560314005 | Administratively Determined Incentive Program | SEASIDE PARK | 8752 | 8.61 | Residential | Behind the Meter | Yes | Pro Custom Solar dba Momentum Solar | PSE&G |  | Accepted | 2025-08-19 | 2025-09-11 | 2026-09-11 | Solar Panels | Enphase | Q. Peak duo blk ML-G10 +410 |  | 0.41 | 14 | 97 | 29 |  | Fixed | Roof
NJADRE1560314005 | Administratively Determined Incentive Program | SEASIDE PARK | 8752 | 8.61 | Residential | Behind the Meter | Yes | Pro Custom Solar dba Momentum Solar | PSE&G |  | Accepted | 2025-08-19 | 2025-09-11 | 2026-09-11 | Inverters | Enphase | IQ8HC-72-M-DOM-US | 380 |  | 21 |  |  | 0.97 |  | Outdoor
NJADRE1560314005 | Administratively Determined Incentive Program | SEASIDE PARK | 8752 | 8.61 | Residential | Behind the Meter | Yes | Pro Custom Solar dba Momentum Solar | PSE&G |  | Accepted | 2025-08-19 | 2025-09-11 | 2026-09-11 | Solar Panels | Enphase | Q. Peak duo blk ML-G10 +410 |  | 0.41 | 5 | 277 | 29 |  | Fixed | Roof
NJADRE1560314047 | Administratively Determined Incentive Program | POINT PLEASANT BEACH | 8742 | 8.2 | Residential | Behind the Meter | No | Tesla Energy Operations, Inc. | JCP&L |  | Accepted | 2025-08-19 | 2025-09-11 | 2026-09-11 | Solar Panels | Hanwha | Q.PEAK DUO BLK ML-G10+/TS 410 |  | 0.41 | 15 | 269 | 28 |  | Fixed | Roof
NJADRE1560314047 | Administratively Determined Incentive Program | POINT PLEASANT BEACH | 8742 | 8.2 | Residential | Behind the Meter | No | Tesla Energy Operations, Inc. | JCP&L |  | Accepted | 2025-08-19 | 2025-09-11 | 2026-09-11 | Electric Storage Battery | Tesla | Powerwall 3 |  |  | 2 |  |  |  | Lithium Ion |  | OUTSIDE
NJADRE1560314047 | Administratively Determined Incentive Program | POINT PLEASANT BEACH | 8742 | 8.2 | Residential | Behind the Meter | No | Tesla Energy Operations, Inc. | JCP&L |  | Accepted | 2025-08-19 | 2025-09-11 | 2026-09-11 | Solar Panels | Hanwha | Q.PEAK DUO BLK ML-G10+/TS 410 |  | 0.41 | 5 | 89 | 28 |  | Fixed | Roof
NJADRE1560314047 | Administratively Determined Incentive Program | POINT PLEASANT BEACH | 8742 | 8.2 | Residential | Behind the Meter | No | Tesla Energy Operations, Inc. | JCP&L |  | Accepted | 2025-08-19 | 2025-09-11 | 2026-09-11 | Inverters | Tesla | 1707000-XX-Y 11.5 kW | 12 |  | 1 |  |  | 0.98 |  | Outdoor
NJADRE1560314217 | Administratively Determined Incentive Program | STAFFORD TOWNSHIP | 8050 | 12.18 | Residential | Behind the Meter | No | SunnyMac, LLC | AC Electric |  | Accepted | 2025-08-19 | 2025-09-11 | 2026-09-11 | Inverters | SOLAREDGE HOME HUB | SE10000H-US | 10000 |  | 1 |  |  | 0.99 |  | Outdoor | NEXT TO METER
NJADRE1560314217 | Administratively Determined Incentive Program | STAFFORD TOWNSHIP | 8050 | 12.18 | Residential | Behind the Meter | No | SunnyMac, LLC | AC Electric |  | Accepted | 2025-08-19 | 2025-09-11 | 2026-09-11 | Solar Panels | HANWHA | Q.TRON BLK M-G2.H+ |  | 0.435 | 4 | 329 | 30 |  | Fixed | Roof
NJADRE1560314217 | Administratively Determined Incentive Program | STAFFORD TOWNSHIP | 8050 | 12.18 | Residential | Behind the Meter | No | SunnyMac, LLC | AC Electric |  | Accepted | 2025-08-19 | 2025-09-11 | 2026-09-11 | Solar Panels | HANWHA | Q.TRON BLK M-G2.H+ |  | 0.435 | 4 | 149 | 30 |  | Fixed | Roof
NJADRE1560314217 | Administratively Determined Incentive Program | STAFFORD TOWNSHIP | 8050 | 12.18 | Residential | Behind the Meter | No | SunnyMac, LLC | AC Electric |  | Accepted | 2025-08-19 | 2025-09-11 | 2026-09-11 | Solar Panels | HANWHA | Q.TRON BLK M-G2.H+ |  | 0.435 | 14 | 149 | 30 |  | Fixed | Roof
NJADRE1560314217 | Administratively Determined Incentive Program | STAFFORD TOWNSHIP | 8050 | 12.18 | Residential | Behind the Meter | No | SunnyMac, LLC | AC Electric |  | Accepted | 2025-08-19 | 2025-09-11 | 2026-09-11 | Solar Panels | HANWHA | Q.TRON BLK M-G2.H+ |  | 0.435 | 6 | 149 | 18 |  | Fixed | Roof
NJADRE1560314399 | Administratively Determined Incentive Program | WOODBRIDGE | 7095 | 8.3 | Residential | Behind the Meter | Yes | Big Wave Roofing and Solar, LLC | PSE&G |  | Accepted | 2025-08-19 | 2025-09-11 | 2026-09-11 | Inverters | Enphase | IQ8HC-72-M-DOM-US | 380 |  | 20 |  |  | 0.98 |  | Outdoor
NJADRE1560314399 | Administratively Determined Incentive Program | WOODBRIDGE | 7095 | 8.3 | Residential | Behind the Meter | Yes | Big Wave Roofing and Solar, LLC | PSE&G |  | Accepted | 2025-08-19 | 2025-09-11 | 2026-09-11 | Solar Panels | Q cells | Q.PEAK DUO BLK ML-G10.C+415w |  | 0.415 | 4 | 61 | 40 |  | Fixed | Roof
NJADRE1560314399 | Administratively Determined Incentive Program | WOODBRIDGE | 7095 | 8.3 | Residential | Behind the Meter | Yes | Big Wave Roofing and Solar, LLC | PSE&G |  | Accepted | 2025-08-19 | 2025-09-11 | 2026-09-11 | Solar Panels | Q cells | QCELLS Q.PEAK DUO BLK ML-G10.C+415w |  | 0.415 | 8 | 241 | 40 |  | Fixed | Roof
NJADRE1560314399 | Administratively Determined Incentive Program | WOODBRIDGE | 7095 | 8.3 | Residential | Behind the Meter | Yes | Big Wave Roofing and Solar, LLC | PSE&G |  | Accepted | 2025-08-19 | 2025-09-11 | 2026-09-11 | Solar Panels | Q cells | Q.PEAK DUO BLK ML-G10.C+415w |  | 0.415 | 2 | 241 | 13 |  | Fixed | Roof
NJADRE1560314399 | Administratively Determined Incentive Program | WOODBRIDGE | 7095 | 8.3 | Residential | Behind the Meter | Yes | Big Wave Roofing and Solar, LLC | PSE&G |  | Accepted | 2025-08-19 | 2025-09-11 | 2026-09-11 | Solar Panels | Q cells | Q.PEAK DUO BLK ML-G10.C+ 415W |  | 0.415 | 3 | 241 | 13 |  | Fixed | Roof
NJADRE1560314399 | Administratively Determined Incentive Program | WOODBRIDGE | 7095 | 8.3 | Residential | Behind the Meter | Yes | Big Wave Roofing and Solar, LLC | PSE&G |  | Accepted | 2025-08-19 | 2025-09-11 | 2026-09-11 | Solar Panels | Q cells | Q.PEAK DUO BLK ML-G10.C+ 415W |  | 0.415 | 3 | 241 | 13 |  | Fixed | Roof
NJADRE1560314485 | Administratively Determined Incentive Program | LAFAYETTE | 7848 | 17.48 | Residential | Behind the Meter | No | Reliable Solar and Roofing, LLC | Sussex Rural |  | Accepted | 2025-08-19 | 2025-09-26 | 2026-09-26 | Inverters | Enphase | IQ8X | 380 |  | 38 |  |  | 0.97 |  | Outside
NJADRE1560314485 | Administratively Determined Incentive Program | LAFAYETTE | 7848 | 17.48 | Residential | Behind the Meter | No | Reliable Solar and Roofing, LLC | Sussex Rural |  | Accepted | 2025-08-19 | 2025-09-26 | 2026-09-26 | Solar Panels | REC | Alpha PURE-RX |  | 0.46 | 38 | 265 | 30 |  | Fixed | Roof
NJADRE1560314539 | Administratively Determined Incentive Program | BRICK | 8723 | 11.89 | Residential | Behind the Meter | Yes | Trinity Solar, LLC | JCP&L |  | Accepted | 2025-08-19 | 2025-09-11 | 2026-09-11 | Electric Storage Battery | Tesla | 1707000-XX-Y |  |  | 1 |  |  |  | Lithium Ion |  | outdoor
NJADRE1560314539 | Administratively Determined Incentive Program | BRICK | 8723 | 11.89 | Residential | Behind the Meter | Yes | Trinity Solar, LLC | JCP&L |  | Accepted | 2025-08-19 | 2025-09-11 | 2026-09-11 | Solar Panels | HANWHA | (Q.PEAK DUO BLK ML-G10+ 410) |  | 0.41 | 29 | 267 | 20 |  | Fixed | Roof
NJADRE1560314539 | Administratively Determined Incentive Program | BRICK | 8723 | 11.89 | Residential | Behind the Meter | Yes | Trinity Solar, LLC | JCP&L |  | Accepted | 2025-08-19 | 2025-09-11 | 2026-09-11 | Inverters | Tesla | 1707000-XX-Y | 11500 |  | 1 |  |  | 0.97 |  | Outdoor
NJADRE1560314549 | Administratively Determined Incentive Program | LUMBERTON | 8048 | 10.25 | Residential | Behind the Meter | Yes | Pro Custom Solar dba Momentum Solar | PSE&G |  | Accepted | 2025-08-19 | 2025-09-11 | 2026-09-11 | Solar Panels | Enphase | Q. Peak duo blk ML-G10 +410 |  | 0.41 | 11 | 200 | 28 |  | Fixed | Roof
NJADRE1560314549 | Administratively Determined Incentive Program | LUMBERTON | 8048 | 10.25 | Residential | Behind the Meter | Yes | Pro Custom Solar dba Momentum Solar | PSE&G |  | Accepted | 2025-08-19 | 2025-09-11 | 2026-09-11 | Solar Panels | Enphase | Q. Peak duo blk ML-G10 +410 |  | 0.41 | 11 | 20 | 28 |  | Fixed | Roof
NJADRE1560314549 | Administratively Determined Incentive Program | LUMBERTON | 8048 | 10.25 | Residential | Behind the Meter | Yes | Pro Custom Solar dba Momentum Solar | PSE&G |  | Accepted | 2025-08-19 | 2025-09-11 | 2026-09-11 | Inverters | Enphase | IQ8HC-72-M-DOM-US | 380 |  | 25 |  |  | 0.97 |  | Outdoor
NJADRE1560314549 | Administratively Determined Incentive Program | LUMBERTON | 8048 | 10.25 | Residential | Behind the Meter | Yes | Pro Custom Solar dba Momentum Solar | PSE&G |  | Accepted | 2025-08-19 | 2025-09-11 | 2026-09-11 | Solar Panels | Enphase | Q. Peak duo blk ML-G10 +410 |  | 0.41 | 3 | 200 | 28 |  | Fixed | Roof
NJADRE1560314563 | Administratively Determined Incentive Program | Delran | 8075 | 5.6 | Residential | Behind the Meter | No | Advanced Solar & Energy Solutions, LLC | PSE&G |  | Accepted | 2025-08-19 | 2025-09-17 | 2026-09-17 | Solar Panels | axitec | ac-400mbt/108v |  | 0.4 | 14 | 145 | 22 |  | Fixed | Roof
NJADRE1560314563 | Administratively Determined Incentive Program | Delran | 8075 | 5.6 | Residential | Behind the Meter | No | Advanced Solar & Energy Solutions, LLC | PSE&G |  | Accepted | 2025-08-19 | 2025-09-17 | 2026-09-17 | Inverters | Enphase4 | IQ8PLUS-72-2-US | 300 |  | 14 |  |  | 0.97 |  | Outside
NJADRE1560314588 | Administratively Determined Incentive Program | ENGLEWOOD CLIFFS | 7632 | 10.25 | Residential | Behind the Meter | No | Tesla Energy Operations Inc | PSE&G |  | Accepted | 2025-08-19 | 2025-09-11 | 2026-09-11 | Electric Storage Battery | Tesla | Powerwall 3 |  |  | 1 |  |  |  | Lithium Ion |  | OUTSIDE
NJADRE1560314588 | Administratively Determined Incentive Program | ENGLEWOOD CLIFFS | 7632 | 10.25 | Residential | Behind the Meter | No | Tesla Energy Operations Inc | PSE&G |  | Accepted | 2025-08-19 | 2025-09-11 | 2026-09-11 | Solar Panels | Hanwha | Q.PEAK DUO BLK ML-G10+/TS 410 |  | 0.41 | 12 | 218 | 22 |  | Fixed | Roof
NJADRE1560314588 | Administratively Determined Incentive Program | ENGLEWOOD CLIFFS | 7632 | 10.25 | Residential | Behind the Meter | No | Tesla Energy Operations Inc | PSE&G |  | Accepted | 2025-08-19 | 2025-09-11 | 2026-09-11 | Solar Panels | Hanwha | Q.PEAK DUO BLK ML-G10+/TS 410 |  | 0.41 | 3 | 218 | 22 |  | Fixed | Roof
NJADRE1560314588 | Administratively Determined Incentive Program | ENGLEWOOD CLIFFS | 7632 | 10.25 | Residential | Behind the Meter | No | Tesla Energy Operations Inc | PSE&G |  | Accepted | 2025-08-19 | 2025-09-11 | 2026-09-11 | Solar Panels | Hanwha | Q.PEAK DUO BLK ML-G10+/TS 410 |  | 0.41 | 7 | 38 | 22 |  | Fixed | Roof
NJADRE1560314588 | Administratively Determined Incentive Program | ENGLEWOOD CLIFFS | 7632 | 10.25 | Residential | Behind the Meter | No | Tesla Energy Operations Inc | PSE&G |  | Accepted | 2025-08-19 | 2025-09-11 | 2026-09-11 | Solar Panels | Hanwha | Q.PEAK DUO BLK ML-G10+/TS 410 |  | 0.41 | 3 | 218 | 22 |  | Fixed | Roof
NJADRE1560314588 | Administratively Determined Incentive Program | ENGLEWOOD CLIFFS | 7632 | 10.25 | Residential | Behind the Meter | No | Tesla Energy Operations Inc | PSE&G |  | Accepted | 2025-08-19 | 2025-09-11 | 2026-09-11 | Inverters | Tesla | 1707000-XX-Y 11.5 kW | 11500 |  | 1 |  |  | 0.98 |  | Outdoor
NJADRE1560314626 | Administratively Determined Incentive Program | BRIDGEWATER | 8807 | 21.25 | Residential | Behind the Meter | No | US Clean Energy Construction, Inc. | PSE&G |  | Accepted | 2025-08-19 | 2025-09-11 | 2026-09-11 | Solar Panels | Trina Solar | Trina 425W |  | 0.425 | 9 | 334 | 29 |  | Fixed | Roof
NJADRE1560314626 | Administratively Determined Incentive Program | BRIDGEWATER | 8807 | 21.25 | Residential | Behind the Meter | No | US Clean Energy Construction, Inc. | PSE&G |  | Accepted | 2025-08-19 | 2025-09-11 | 2026-09-11 | Meters | VISION METERING | Cat VM-2E2A1P |  |  | 1 |  |  |  | Yes | Outdoor
NJADRE1560314626 | Administratively Determined Incentive Program | BRIDGEWATER | 8807 | 21.25 | Residential | Behind the Meter | No | US Clean Energy Construction, Inc. | PSE&G |  | Accepted | 2025-08-19 | 2025-09-11 | 2026-09-11 | Inverters | SMA AMERICA | SMA SB-7.7-US | 7700 |  | 2 |  |  | 0.96 |  | Outdoor
NJADRE1560314626 | Administratively Determined Incentive Program | BRIDGEWATER | 8807 | 21.25 | Residential | Behind the Meter | No | US Clean Energy Construction, Inc. | PSE&G |  | Accepted | 2025-08-19 | 2025-09-11 | 2026-09-11 | Solar Panels | Trina Solar | Trina 425W |  | 0.425 | 15 | 64 | 30 |  | Fixed | Roof
NJADRE1560314626 | Administratively Determined Incentive Program | BRIDGEWATER | 8807 | 21.25 | Residential | Behind the Meter | No | US Clean Energy Construction, Inc. | PSE&G |  | Accepted | 2025-08-19 | 2025-09-11 | 2026-09-11 | Solar Panels | Trina Solar | Trina 425W |  | 0.425 | 9 | 244 | 28 |  | Fixed | Roof
NJADRE1560314626 | Administratively Determined Incentive Program | BRIDGEWATER | 8807 | 21.25 | Residential | Behind the Meter | No | US Clean Energy Construction, Inc. | PSE&G |  | Accepted | 2025-08-19 | 2025-09-11 | 2026-09-11 | Solar Panels | Trina Solar | Trina 425W |  | 0.425 | 17 | 154 | 29 |  | Fixed | Roof
NJADRE1560314645 | Administratively Determined Incentive Program | LUMBERTON | 8048 | 8.61 | Residential | Behind the Meter | Yes | Pro Custom Solar dba Momentum Solar | PSE&G |  | Accepted | 2025-08-19 | 2025-09-17 | 2026-09-17 | Solar Panels | Enphase | Q. Peak duo blk ML-G10 +410 |  | 0.41 | 21 | 11792.63 | 20 |  | Fixed | Roof
NJADRE1560314645 | Administratively Determined Incentive Program | LUMBERTON | 8048 | 8.61 | Residential | Behind the Meter | Yes | Pro Custom Solar dba Momentum Solar | PSE&G |  | Accepted | 2025-08-19 | 2025-09-17 | 2026-09-17 | Inverters | Enphase | IQ8HC-72-M-DOM-US | 380 |  | 21 |  |  | 0.97 |  | Outdoor
NJADRE1560314654 | Administratively Determined Incentive Program | PARSIPPANY | 7054 | 6.15 | Residential | Behind the Meter | Yes | Trinity Solar, LLC | JCP&L |  | Accepted | 2025-08-19 | 2025-09-11 | 2026-09-11 | Solar Panels | Hanwha | Q.PEAK DUO BLK ML-G10.C+ 410 |  | 0.41 | 3 | 155 | 27 |  | Fixed | Roof
NJADRE1560314654 | Administratively Determined Incentive Program | PARSIPPANY | 7054 | 6.15 | Residential | Behind the Meter | Yes | Trinity Solar, LLC | JCP&L |  | Accepted | 2025-08-19 | 2025-09-11 | 2026-09-11 | Inverters | Solar Edge | USE5700H-US | 5760 |  | 1 |  |  | 0.97 |  | Outside
NJADRE1560314654 | Administratively Determined Incentive Program | PARSIPPANY | 7054 | 6.15 | Residential | Behind the Meter | Yes | Trinity Solar, LLC | JCP&L |  | Accepted | 2025-08-19 | 2025-09-11 | 2026-09-11 | Solar Panels | Hanwha | Q.PEAK DUO BLK ML-G10.C+ 410 |  | 0.41 | 12 | 155 | 27 |  | Fixed | Roof
NJADRE1560314688 | Administratively Determined Incentive Program | Wildwood | 8260 | 7.735 | Residential | Behind the Meter | No | Power Energy Solutions, LLC | AC Electric |  | Accepted | 2025-08-19 | 2025-09-16 | 2026-09-16 | Inverters | Enphase | IQ8MC-72-M-US | 6 |  | 17 |  |  | 0.97 |  | Outdoor
NJADRE1560314688 | Administratively Determined Incentive Program | Wildwood | 8260 | 7.735 | Residential | Behind the Meter | No | Power Energy Solutions, LLC | AC Electric |  | Accepted | 2025-08-19 | 2025-09-16 | 2026-09-16 | Solar Panels | Canadian Solar | CS6.1-54TM-455 |  | 0.455 | 8 | 43 | 37 |  | Fixed | Roof
NJADRE1560314688 | Administratively Determined Incentive Program | Wildwood | 8260 | 7.735 | Residential | Behind the Meter | No | Power Energy Solutions, LLC | AC Electric |  | Accepted | 2025-08-19 | 2025-09-16 | 2026-09-16 | Solar Panels | Canadian Solar | CS6.1-54TM-455 |  | 0.455 | 9 | 223 | 37 |  | Fixed | Roof
NJADRE1560314711 | Administratively Determined Incentive Program | PISCATAWAY | 8854 | 11.89 | Residential | Behind the Meter | Yes | Pro Custom Solar dba Momentum Solar | PSE&G |  | Accepted | 2025-08-19 | 2025-09-17 | 2026-09-17 | Inverters | Enphase | IQ8HC-72-M-DOM-US | 380 |  | 29 |  |  | 0.97 |  | Outdoor
NJADRE1560314711 | Administratively Determined Incentive Program | PISCATAWAY | 8854 | 11.89 | Residential | Behind the Meter | Yes | Pro Custom Solar dba Momentum Solar | PSE&G |  | Accepted | 2025-08-19 | 2025-09-17 | 2026-09-17 | Solar Panels | Enphase | Q. Peak duo blk ML-G10 +410 |  | 0.41 | 2 | 65 | 22 |  | Fixed | Roof
NJADRE1560314711 | Administratively Determined Incentive Program | PISCATAWAY | 8854 | 11.89 | Residential | Behind the Meter | Yes | Pro Custom Solar dba Momentum Solar | PSE&G |  | Accepted | 2025-08-19 | 2025-09-17 | 2026-09-17 | Solar Panels | Enphase | Q. Peak duo blk ML-G10 +410 |  | 0.41 | 11 | 246 | 22 |  | Fixed | Roof
NJADRE1560314711 | Administratively Determined Incentive Program | PISCATAWAY | 8854 | 11.89 | Residential | Behind the Meter | Yes | Pro Custom Solar dba Momentum Solar | PSE&G |  | Accepted | 2025-08-19 | 2025-09-17 | 2026-09-17 | Solar Panels | Enphase | Q. Peak duo blk ML-G10 +410 |  | 0.41 | 8 | 66 | 22 |  | Fixed | Roof
NJADRE1560314711 | Administratively Determined Incentive Program | PISCATAWAY | 8854 | 11.89 | Residential | Behind the Meter | Yes | Pro Custom Solar dba Momentum Solar | PSE&G |  | Accepted | 2025-08-19 | 2025-09-17 | 2026-09-17 | Solar Panels | Enphase | Q. Peak duo blk ML-G10 +410 |  | 0.41 | 8 | 245 | 22 |  | Fixed | Roof
NJADRE1560314726 | Administratively Determined Incentive Program | BELLEVILLE | 7109 | 6.525 | Residential | Behind the Meter | Yes | EMT Renewables, LLC | PSE&G |  | Accepted | 2025-08-19 | 2025-09-15 | 2026-09-15 | Solar Panels | Q CELLS | Q TRON |  | 0.435 | 3 | 186 | 34 |  | Fixed | Roof
NJADRE1560314726 | Administratively Determined Incentive Program | BELLEVILLE | 7109 | 6.525 | Residential | Behind the Meter | Yes | EMT Renewables, LLC | PSE&G |  | Accepted | 2025-08-19 | 2025-09-15 | 2026-09-15 | Solar Panels | Q CELLS | Q TRON |  | 0.435 | 5 | 96 | 12 |  | Fixed | Roof
NJADRE1560314726 | Administratively Determined Incentive Program | BELLEVILLE | 7109 | 6.525 | Residential | Behind the Meter | Yes | EMT Renewables, LLC | PSE&G |  | Accepted | 2025-08-19 | 2025-09-15 | 2026-09-15 | Inverters | IQ8HC | IQ8+ | 290 |  | 15 |  |  | 0.98 |  | Other | UNDER EACH PANEL
NJADRE1560314726 | Administratively Determined Incentive Program | BELLEVILLE | 7109 | 6.525 | Residential | Behind the Meter | Yes | EMT Renewables, LLC | PSE&G |  | Accepted | 2025-08-19 | 2025-09-15 | 2026-09-15 | Solar Panels | Q CELLS | Q TRON |  | 0.435 | 4 | 96 | 34 |  | Fixed | Roof
NJADRE1560314726 | Administratively Determined Incentive Program | BELLEVILLE | 7109 | 6.525 | Residential | Behind the Meter | Yes | EMT Renewables, LLC | PSE&G |  | Accepted | 2025-08-19 | 2025-09-15 | 2026-09-15 | Solar Panels | Q CELLS | Q TRON |  | 0.435 | 3 | 276 | 36 |  | Fixed | Roof
NJADRE1560314738 | Administratively Determined Incentive Program | SOMERS POINT | 8244 | 14.35 | Residential | Behind the Meter | Yes | Trinity Solar, LLC | AC Electric |  | Accepted | 2025-08-19 | 2025-09-11 | 2026-09-11 | Solar Panels | Hanwha | Q.PEAK DUO BLK ML-G10+ 410 |  | 0.41 | 9 | 36 | 26 |  | Fixed | Roof
NJADRE1560314738 | Administratively Determined Incentive Program | SOMERS POINT | 8244 | 14.35 | Residential | Behind the Meter | Yes | Trinity Solar, LLC | AC Electric |  | Accepted | 2025-08-19 | 2025-09-11 | 2026-09-11 | Solar Panels | Hanwha | Q.PEAK DUO BLK ML-G10+ 410 |  | 0.41 | 9 | 216 | 25 |  | Fixed | Roof
NJADRE1560314738 | Administratively Determined Incentive Program | SOMERS POINT | 8244 | 14.35 | Residential | Behind the Meter | Yes | Trinity Solar, LLC | AC Electric |  | Accepted | 2025-08-19 | 2025-09-11 | 2026-09-11 | Solar Panels | Hanwha | Q.PEAK DUO BLK ML-G10+ 410 |  | 0.41 | 9 | 306 | 24 |  | Fixed | Roof
NJADRE1560314738 | Administratively Determined Incentive Program | SOMERS POINT | 8244 | 14.35 | Residential | Behind the Meter | Yes | Trinity Solar, LLC | AC Electric |  | Accepted | 2025-08-19 | 2025-09-11 | 2026-09-11 | Solar Panels | Hanwha | Q.PEAK DUO BLK ML-G10+ 410 |  | 0.41 | 8 | 216 | 32 |  | Fixed | Roof
NJADRE1560314738 | Administratively Determined Incentive Program | SOMERS POINT | 8244 | 14.35 | Residential | Behind the Meter | Yes | Trinity Solar, LLC | AC Electric |  | Accepted | 2025-08-19 | 2025-09-11 | 2026-09-11 | Inverters | Solar Edge | USE11400H-US | 11400 |  | 1 |  |  | 0.97 |  | Outside
NJADRE1560314739 | Administratively Determined Incentive Program | CLIFTON | 7014 | 6.225 | Residential | Behind the Meter | Yes | Big Wave Roofing and Solar, LLC | PSE&G |  | Accepted | 2025-08-19 | 2025-09-11 | 2026-09-11 | Solar Panels | QCELLS | Q.PEAK DUO BLK ML-G10.C+ 415W |  | 0.415 | 5 | 214 | 20 |  | Fixed | Roof
NJADRE1560314739 | Administratively Determined Incentive Program | CLIFTON | 7014 | 6.225 | Residential | Behind the Meter | Yes | Big Wave Roofing and Solar, LLC | PSE&G |  | Accepted | 2025-08-19 | 2025-09-11 | 2026-09-11 | Solar Panels | QCELLS | Q.PEAK DUO BLK ML-G10.C+ 415W |  | 0.415 | 10 | 34 | 20 |  | Fixed | Roof
NJADRE1560314739 | Administratively Determined Incentive Program | CLIFTON | 7014 | 6.225 | Residential | Behind the Meter | Yes | Big Wave Roofing and Solar, LLC | PSE&G |  | Accepted | 2025-08-19 | 2025-09-11 | 2026-09-11 | Inverters | Enphase | IQ8HC-72-M-DOM-US | 380 |  | 15 |  |  | 0.97 |  | Outside
NJADRE1560314749 | Administratively Determined Incentive Program | SALEM | 8079 | 10.005 | Residential | Behind the Meter | Yes | EMT Renewables, LLC | AC Electric |  | Accepted | 2025-08-19 | 2025-09-15 | 2026-09-15 | Solar Panels | Q CELLS | Q TRON |  | 0.435 | 10 | 320 | 33 |  | Fixed | Roof
NJADRE1560314749 | Administratively Determined Incentive Program | SALEM | 8079 | 10.005 | Residential | Behind the Meter | Yes | EMT Renewables, LLC | AC Electric |  | Accepted | 2025-08-19 | 2025-09-15 | 2026-09-15 | Inverters | IQ8HC | IQ8+ | 290 |  | 23 |  |  | 0.98 |  | Other | UNDER EACH PANEL
NJADRE1560314749 | Administratively Determined Incentive Program | SALEM | 8079 | 10.005 | Residential | Behind the Meter | Yes | EMT Renewables, LLC | AC Electric |  | Accepted | 2025-08-19 | 2025-09-15 | 2026-09-15 | Solar Panels | Q CELLS | Q TRON |  | 0.435 | 13 | 140 | 33 |  | Fixed | Roof
NJADRE1560315033 | Administratively Determined Incentive Program | DEPTFORD | 8096 | 10.32 | Residential | Behind the Meter | No | EMT Renewables, LLC | PSE&G |  | Accepted | 2025-08-19 | 2025-09-11 | 2026-09-11 | Inverters | ENPHASE | IQ8+ | 290 |  | 24 |  |  | 0.98 |  | Other | UNDER EACH PANEL
NJADRE1560315033 | Administratively Determined Incentive Program | DEPTFORD | 8096 | 10.32 | Residential | Behind the Meter | No | EMT Renewables, LLC | PSE&G |  | Accepted | 2025-08-19 | 2025-09-11 | 2026-09-11 | Solar Panels | Q CELLS | Q TRON |  | 0.43 | 24 | 218 | 34 |  | Fixed | Roof
NJADRE1560315144 | Administratively Determined Incentive Program | HILLSIDE | 7205 | 4.51 | Residential | Behind the Meter | Yes | Sunrun Installation Services, Inc. | PSE&G |  | Accepted | 2025-08-19 | 2025-09-11 | 2026-09-11 | Inverters | TESLA | Powerwall 3 1707000-xx-y | 11500 |  | 1 |  |  | 0.97 |  | Outdoor
NJADRE1560315144 | Administratively Determined Incentive Program | HILLSIDE | 7205 | 4.51 | Residential | Behind the Meter | Yes | Sunrun Installation Services, Inc. | PSE&G |  | Accepted | 2025-08-19 | 2025-09-11 | 2026-09-11 | Electric Storage Battery | TESLA | Powerwall 3 1707000-xx-y |  |  | 1 |  |  |  | Lithium Ion |  | OUTSIDE
NJADRE1560315144 | Administratively Determined Incentive Program | HILLSIDE | 7205 | 4.51 | Residential | Behind the Meter | Yes | Sunrun Installation Services, Inc. | PSE&G |  | Accepted | 2025-08-19 | 2025-09-11 | 2026-09-11 | Solar Panels | Hanwha Q-Cells | Q.PEAK DUO BLK ML-G10.C+ 410 (MD06G100A-017) |  | 0.41 | 11 | 180 | 34 |  | Fixed | Roof
NJADRE1560315144 | Administratively Determined Incentive Program | HILLSIDE | 7205 | 4.51 | Residential | Behind the Meter | Yes | Sunrun Installation Services, Inc. | PSE&G |  | Accepted | 2025-08-19 | 2025-09-11 | 2026-09-11 | Electric Storage Battery | TESLA | Powerwall 3 Expansion 1807000-xx-y |  |  | 1 |  |  |  | Lithium Ion |  | OUTSIDE
NJADRE1560315150 | Administratively Determined Incentive Program | HAMILTON | 8610 | 10 | Residential | Behind the Meter | No | All Season Solar | PSE&G |  | Accepted | 2025-08-19 | 2025-09-11 | 2026-09-11 | Inverters | Enphase | IQ8 Plus | 290 |  | 25 |  |  | 0.97 |  | Outdoor
NJADRE1560315150 | Administratively Determined Incentive Program | HAMILTON | 8610 | 10 | Residential | Behind the Meter | No | All Season Solar | PSE&G |  | Accepted | 2025-08-19 | 2025-09-11 | 2026-09-11 | Solar Panels | Longi Solar | LR5-400 |  | 0.4 | 3 | 17 | 20 |  | Fixed | Roof
NJADRE1560315150 | Administratively Determined Incentive Program | HAMILTON | 8610 | 10 | Residential | Behind the Meter | No | All Season Solar | PSE&G |  | Accepted | 2025-08-19 | 2025-09-11 | 2026-09-11 | Solar Panels | Longi Solar | LR5-400 |  | 0.4 | 22 | 197 | 20 |  | Fixed | Roof
NJADRE1560315233 | Administratively Determined Incentive Program | LINDENWOLD | 8021 | 6.15 | Residential | Behind the Meter | Yes | Pro Custom Solar dba Momentum Solar | AC Electric |  | Accepted | 2025-08-19 | 2025-09-11 | 2026-09-11 | Inverters | Enphase | IQ8HC-72-M-DOM-US | 380 |  | 15 |  |  | 0.97 |  | Outdoor
NJADRE1560315233 | Administratively Determined Incentive Program | LINDENWOLD | 8021 | 6.15 | Residential | Behind the Meter | Yes | Pro Custom Solar dba Momentum Solar | AC Electric |  | Accepted | 2025-08-19 | 2025-09-11 | 2026-09-11 | Solar Panels | Enphase | Q. Peak duo blk ML-G10 +410 |  | 0.41 | 8 | 288 | 16 |  | Fixed | Roof
NJADRE1560315233 | Administratively Determined Incentive Program | LINDENWOLD | 8021 | 6.15 | Residential | Behind the Meter | Yes | Pro Custom Solar dba Momentum Solar | AC Electric |  | Accepted | 2025-08-19 | 2025-09-11 | 2026-09-11 | Solar Panels | Enphase | Q. Peak duo blk ML-G10 +410 |  | 0.41 | 7 | 108 | 16 |  | Fixed | Roof
NJADRE1560315359 | Administratively Determined Incentive Program | SEWELL | 8080 | 15.05 | Residential | Behind the Meter | No | RCL Enterprises, Inc. | AC Electric |  | Accepted | 2025-08-19 | 2025-09-11 | 2026-09-11 | Solar Panels | SEG Solar | SEG-430-BTD-BG |  | 0.43 | 18 | 126 | 25 |  | Fixed | Roof
NJADRE1560315359 | Administratively Determined Incentive Program | SEWELL | 8080 | 15.05 | Residential | Behind the Meter | No | RCL Enterprises, Inc. | AC Electric |  | Accepted | 2025-08-19 | 2025-09-11 | 2026-09-11 | Inverters | Enphase | IQ8+ | 290 |  | 35 |  |  | 0.97 |  | Outside
NJADRE1560315359 | Administratively Determined Incentive Program | SEWELL | 8080 | 15.05 | Residential | Behind the Meter | No | RCL Enterprises, Inc. | AC Electric |  | Accepted | 2025-08-19 | 2025-09-11 | 2026-09-11 | Solar Panels | SEG Solar | SEG-430-BTD-BG |  | 0.43 | 10 | 306 | 25 |  | Fixed | Roof
NJADRE1560315359 | Administratively Determined Incentive Program | SEWELL | 8080 | 15.05 | Residential | Behind the Meter | No | RCL Enterprises, Inc. | AC Electric |  | Accepted | 2025-08-19 | 2025-09-11 | 2026-09-11 | Solar Panels | SEG Solar | SEG-430-BTD-BG |  | 0.43 | 7 | 306 | 25 |  | Fixed | Roof
NJADRE1560315360 | Administratively Determined Incentive Program | WASHINGTON | 7882 | 10.75 | Residential | Behind the Meter | No | EMT Renewables, LLC | JCP&L |  | Accepted | 2025-08-19 | 2025-09-12 | 2026-09-12 | Solar Panels | Q CELLS | Q TRON |  | 0.43 | 17 | 119 | 25 |  | Fixed | Roof
NJADRE1560315360 | Administratively Determined Incentive Program | WASHINGTON | 7882 | 10.75 | Residential | Behind the Meter | No | EMT Renewables, LLC | JCP&L |  | Accepted | 2025-08-19 | 2025-09-12 | 2026-09-12 | Inverters | ENPHASE | IQ8+ | 290 |  | 25 |  |  | 0.98 |  | Other | UNDER EACH PANEL
NJADRE1560315360 | Administratively Determined Incentive Program | WASHINGTON | 7882 | 10.75 | Residential | Behind the Meter | No | EMT Renewables, LLC | JCP&L |  | Accepted | 2025-08-19 | 2025-09-12 | 2026-09-12 | Solar Panels | Q CELLS | Q TRON |  | 0.43 | 2 | 209 | 26 |  | Fixed | Roof
NJADRE1560315360 | Administratively Determined Incentive Program | WASHINGTON | 7882 | 10.75 | Residential | Behind the Meter | No | EMT Renewables, LLC | JCP&L |  | Accepted | 2025-08-19 | 2025-09-12 | 2026-09-12 | Solar Panels | Q CELLS | Q TRON |  | 0.43 | 6 | 299 | 26 |  | Fixed | Roof
NJADRE1560315377 | Administratively Determined Incentive Program | MANTUA | 8051 | 8.265 | Residential | Behind the Meter | No | EMT Renewables, LLC | AC Electric |  | Accepted | 2025-08-19 | 2025-09-15 | 2026-09-15 | Solar Panels | Q CELLS | Q TRON=BLK-M-G2.H+ |  | 0.435 | 19 | 127 | 34 |  | Fixed | Roof
NJADRE1560315377 | Administratively Determined Incentive Program | MANTUA | 8051 | 8.265 | Residential | Behind the Meter | No | EMT Renewables, LLC | AC Electric |  | Accepted | 2025-08-19 | 2025-09-15 | 2026-09-15 | Inverters | ENPHASE | IQ8+ | 290 |  | 19 |  |  | 0.98 |  | Other | UNDER EACH PANEL
NJADRE1560315395 | Administratively Determined Incentive Program | EGG HARBOR TOWNSHIP | 8234 | 12.615 | Residential | Behind the Meter | No | SunnyMac, LLC | AC Electric |  | Accepted | 2025-08-19 | 2025-09-25 | 2026-09-25 | Solar Panels | HANWHA | Q.TRON BLK M-G2.H+ |  | 0.435 | 17 | 111 | 33 |  | Fixed | Roof
NJADRE1560315395 | Administratively Determined Incentive Program | EGG HARBOR TOWNSHIP | 8234 | 12.615 | Residential | Behind the Meter | No | SunnyMac, LLC | AC Electric |  | Accepted | 2025-08-19 | 2025-09-25 | 2026-09-25 | Solar Panels | HANWHA | Q.TRON BLK M-G2.H+ |  | 0.435 | 12 | 111 | 26 |  | Fixed | Roof
NJADRE1560315395 | Administratively Determined Incentive Program | EGG HARBOR TOWNSHIP | 8234 | 12.615 | Residential | Behind the Meter | No | SunnyMac, LLC | AC Electric |  | Accepted | 2025-08-19 | 2025-09-25 | 2026-09-25 | Inverters | SOLAREDGE HOME HUB | SE10000H-US | 10000 |  | 1 |  |  | 0.99 |  | Outdoor | NEX TO METER
NJADRE1560315401 | Administratively Determined Incentive Program | MANAHAWKIN | 8050 | 5.74 | Residential | Behind the Meter | Yes | Trinity Solar, LLC | AC Electric |  | Accepted | 2025-08-19 | 2025-09-15 | 2026-09-15 | Solar Panels | Hanwha | Q.PEAK DUO BLK ML-G10.C+ 410 |  | 0.41 | 4 | 243 | 26 |  | Fixed | Roof
NJADRE1560315401 | Administratively Determined Incentive Program | MANAHAWKIN | 8050 | 5.74 | Residential | Behind the Meter | Yes | Trinity Solar, LLC | AC Electric |  | Accepted | 2025-08-19 | 2025-09-15 | 2026-09-15 | Inverters | Solar Edge | USE5700H-US | 5760 |  | 1 |  |  | 0.97 |  | Outside
NJADRE1560315401 | Administratively Determined Incentive Program | MANAHAWKIN | 8050 | 5.74 | Residential | Behind the Meter | Yes | Trinity Solar, LLC | AC Electric |  | Accepted | 2025-08-19 | 2025-09-15 | 2026-09-15 | Solar Panels | Hanwha | Q.PEAK DUO BLK ML-G10.C+ 410 |  | 0.41 | 10 | 153 | 8 |  | Fixed | Roof
NJADRE1560315425 | Administratively Determined Incentive Program | SOUTHAMPTON TOWNSHIP | 8088 | 9.46 | Residential | Behind the Meter | No | EMT Renewables, LLC | AC Electric |  | Accepted | 2025-08-19 | 2025-09-15 | 2026-09-15 | Inverters | ENPHASE | IQ8+ | 290 |  | 22 |  |  | 0.98 |  | Other | UNDER EACH PANEL
NJADRE1560315425 | Administratively Determined Incentive Program | SOUTHAMPTON TOWNSHIP | 8088 | 9.46 | Residential | Behind the Meter | No | EMT Renewables, LLC | AC Electric |  | Accepted | 2025-08-19 | 2025-09-15 | 2026-09-15 | Solar Panels | Q CELLS | Q TRON 430 BLK M-G2+ |  | 0.43 | 20 | 144 | 23 |  | Fixed | Roof
NJADRE1560315425 | Administratively Determined Incentive Program | SOUTHAMPTON TOWNSHIP | 8088 | 9.46 | Residential | Behind the Meter | No | EMT Renewables, LLC | AC Electric |  | Accepted | 2025-08-19 | 2025-09-15 | 2026-09-15 | Solar Panels | Q CELLS | Q TRON 430 BLK M-G2+ |  | 0.43 | 2 | 324 | 23 |  | Fixed | Roof
NJADRE1560315428 | Administratively Determined Incentive Program | RAHWAY | 7065 | 7.79 | Residential | Behind the Meter | Yes | Pro Custom Solar dba Momentum Solar | PSE&G |  | Accepted | 2025-08-19 | 2025-09-12 | 2026-09-12 | Solar Panels | Enphase | Q. Peak duo blk ML-G10 +410 |  | 0.41 | 7 | 108 | 16 |  | Fixed | Roof
NJADRE1560315428 | Administratively Determined Incentive Program | RAHWAY | 7065 | 7.79 | Residential | Behind the Meter | Yes | Pro Custom Solar dba Momentum Solar | PSE&G |  | Accepted | 2025-08-19 | 2025-09-12 | 2026-09-12 | Inverters | Enphase | IQ8HC-72-M-DOM-US | 380 |  | 19 |  |  | 0.97 |  | Outdoor
NJADRE1560315428 | Administratively Determined Incentive Program | RAHWAY | 7065 | 7.79 | Residential | Behind the Meter | Yes | Pro Custom Solar dba Momentum Solar | PSE&G |  | Accepted | 2025-08-19 | 2025-09-12 | 2026-09-12 | Solar Panels | Enphase | Q. Peak duo blk ML-G10 +410 |  | 0.41 | 8 | 288 | 16 |  | Fixed | Roof
NJADRE1560315428 | Administratively Determined Incentive Program | RAHWAY | 7065 | 7.79 | Residential | Behind the Meter | Yes | Pro Custom Solar dba Momentum Solar | PSE&G |  | Accepted | 2025-08-19 | 2025-09-12 | 2026-09-12 | Solar Panels | Hanwha | q.peak duo blk-g10+410 |  | 0.41 | 4 | 27 | 21 |  | Fixed | Roof
NJADRE1560315432 | Administratively Determined Incentive Program | PRINCETON JUNCTION | 8550 | 12.18 | Residential | Behind the Meter | No | Solar Energy World | PSE&G |  | Accepted | 2025-08-19 | 2025-09-11 | 2026-09-11 | Inverters | Enphase | IQ8MC-72-M-US | 320 |  | 28 |  |  | 0.97 |  | Outside
NJADRE1560315432 | Administratively Determined Incentive Program | PRINCETON JUNCTION | 8550 | 12.18 | Residential | Behind the Meter | No | Solar Energy World | PSE&G |  | Accepted | 2025-08-19 | 2025-09-11 | 2026-09-11 | Solar Panels | HANWHA | Q.TRON BLKM-G2+ 435W |  | 0.435 | 4 | 105 | 23 |  | Fixed | Roof
NJADRE1560315432 | Administratively Determined Incentive Program | PRINCETON JUNCTION | 8550 | 12.18 | Residential | Behind the Meter | No | Solar Energy World | PSE&G |  | Accepted | 2025-08-19 | 2025-09-11 | 2026-09-11 | Solar Panels | HANWHA | Q.TRON BLKM-G2+ 435W |  | 0.435 | 15 | 105 | 30 |  | Fixed | Roof
NJADRE1560315432 | Administratively Determined Incentive Program | PRINCETON JUNCTION | 8550 | 12.18 | Residential | Behind the Meter | No | Solar Energy World | PSE&G |  | Accepted | 2025-08-19 | 2025-09-11 | 2026-09-11 | Solar Panels | HANWHA | Q.TRON BLKM-G2+ 435W |  | 0.435 | 9 | 194 | 30 |  | Fixed | Roof
NJADRE1560315448 | Administratively Determined Incentive Program | FRANKLIN | 8322 | 10.75 | Residential | Behind the Meter | No | EMT Renewables, LLC | AC Electric |  | Accepted | 2025-08-19 | 2025-09-15 | 2026-09-15 | Solar Panels | SEG SOLAR | SEG 430 |  | 0.43 | 16 | 142 | 19 |  | Fixed | Roof
NJADRE1560315448 | Administratively Determined Incentive Program | FRANKLIN | 8322 | 10.75 | Residential | Behind the Meter | No | EMT Renewables, LLC | AC Electric |  | Accepted | 2025-08-19 | 2025-09-15 | 2026-09-15 | Solar Panels | SEG SOLAR | SEG 430 |  | 0.43 | 9 | 23 | 19 |  | Fixed | Roof
NJADRE1560315448 | Administratively Determined Incentive Program | FRANKLIN | 8322 | 10.75 | Residential | Behind the Meter | No | EMT Renewables, LLC | AC Electric |  | Accepted | 2025-08-19 | 2025-09-15 | 2026-09-15 | Inverters | ENPHASE | IQ8+ | 290 |  | 25 |  |  | 0.98 |  | Other | UNDER EACH PANEL
NJADRE1560315456 | Administratively Determined Incentive Program | FORKED RIVER | 8731 | 5.59 | Residential | Behind the Meter | Yes | Integrity Solar & Home Solutions, LLC | JCP&L |  | Accepted | 2025-08-19 | 2025-09-11 | 2026-09-11 | Inverters | ENPHASE | IQ8+ | 290 |  | 13 |  |  | 0.98 |  | Other | UNDER EACH PANEL
NJADRE1560315456 | Administratively Determined Incentive Program | FORKED RIVER | 8731 | 5.59 | Residential | Behind the Meter | Yes | Integrity Solar & Home Solutions, LLC | JCP&L |  | Accepted | 2025-08-19 | 2025-09-11 | 2026-09-11 | Solar Panels | JINKO | JKM430N-54HL4-B |  | 0.43 | 13 | 154 | 22 |  | Fixed | Roof
NJADRE1560315465 | Administratively Determined Incentive Program | EAST ORANGE CITY | 7017 | 6.45 | Residential | Behind the Meter | Yes | Integrity Solar & Home Solutions, LLC | PSE&G |  | Accepted | 2025-08-19 | 2025-09-11 | 2026-09-11 | Solar Panels | JINKO | JKM430N-54HL4-B |  | 0.43 | 3 | 280 | 30 |  | Fixed | Roof
NJADRE1560315465 | Administratively Determined Incentive Program | EAST ORANGE CITY | 7017 | 6.45 | Residential | Behind the Meter | Yes | Integrity Solar & Home Solutions, LLC | PSE&G |  | Accepted | 2025-08-19 | 2025-09-11 | 2026-09-11 | Inverters | ENPHASE | IQ8+ | 290 |  | 15 |  |  | 0.98 |  | Other | UNDER EACH PANEL
NJADRE1560315465 | Administratively Determined Incentive Program | EAST ORANGE CITY | 7017 | 6.45 | Residential | Behind the Meter | Yes | Integrity Solar & Home Solutions, LLC | PSE&G |  | Accepted | 2025-08-19 | 2025-09-11 | 2026-09-11 | Solar Panels | JINKO | JKM430N-54HL4-B |  | 0.43 | 12 | 100 | 30 |  | Fixed | Roof
NJADRE1560315514 | Administratively Determined Incentive Program | Kendall Park | 8824 | 8.61 | Residential | Behind the Meter | No | Tesla Energy Operations Inc | PSE&G |  | Accepted | 2025-08-19 | 2025-09-11 | 2026-09-11 | Solar Panels | Hanwha | Q.PEAK DUO BLK ML-G10+/TS 410 |  | 0.41 | 3 | 109 | 21 |  | Fixed | Roof
NJADRE1560315514 | Administratively Determined Incentive Program | Kendall Park | 8824 | 8.61 | Residential | Behind the Meter | No | Tesla Energy Operations Inc | PSE&G |  | Accepted | 2025-08-19 | 2025-09-11 | 2026-09-11 | Inverters | Tesla | 1707000-XX-Y 11.5 kW | 11500 |  | 1 |  |  | 0.98 |  | Outdoor
NJADRE1560315514 | Administratively Determined Incentive Program | Kendall Park | 8824 | 8.61 | Residential | Behind the Meter | No | Tesla Energy Operations Inc | PSE&G |  | Accepted | 2025-08-19 | 2025-09-11 | 2026-09-11 | Electric Storage Battery | Tesla | Powerwall 3 |  |  | 1 |  |  |  | Lithium Ion |  | OUTSIDE
NJADRE1560315514 | Administratively Determined Incentive Program | Kendall Park | 8824 | 8.61 | Residential | Behind the Meter | No | Tesla Energy Operations Inc | PSE&G |  | Accepted | 2025-08-19 | 2025-09-11 | 2026-09-11 | Solar Panels | Hanwha | Q.PEAK DUO BLK ML-G10+/TS 410 |  | 0.41 | 18 | 199 | 21 |  | Fixed | Roof
NJADRE1560315531 | Administratively Determined Incentive Program | PLAINFIELD | 7060 | 3.69 | Residential | Behind the Meter | Yes | Sunrun Installation Services, Inc. | PSE&G |  | Accepted | 2025-08-19 | 2025-09-11 | 2026-09-11 | Solar Panels | ELIN ENERGY | ELNSM54M-HC-410 |  | 0.41 | 9 | 353 | 23 |  | Fixed | Roof
NJADRE1560315531 | Administratively Determined Incentive Program | PLAINFIELD | 7060 | 3.69 | Residential | Behind the Meter | Yes | Sunrun Installation Services, Inc. | PSE&G |  | Accepted | 2025-08-19 | 2025-09-11 | 2026-09-11 | Inverters | SOLAREDGE TECHNOLOGIES | SE3800H-USMN | 3800 |  | 1 |  |  | 0.99 |  | Outdoor
NJADRE1560315537 | Administratively Determined Incentive Program | Edison | 8820 | 12.15 | Residential | Behind the Meter | No | FAL SOLAR SYSTEMS, INC. | PSE&G |  | Accepted | 2025-08-19 | 2025-09-12 | 2026-09-12 | Inverters | ENPHASE ENERGY | IQ8PLUS-72-2-US | 290 |  | 30 |  |  | 0.97 |  | Outdoor
NJADRE1560315537 | Administratively Determined Incentive Program | Edison | 8820 | 12.15 | Residential | Behind the Meter | No | FAL SOLAR SYSTEMS, INC. | PSE&G |  | Accepted | 2025-08-19 | 2025-09-12 | 2026-09-12 | Solar Panels | TRINA SOLAR | TSM-405 DE09C.08 |  | 0.405 | 3 | 357 | 23 |  | Fixed | Roof
NJADRE1560315537 | Administratively Determined Incentive Program | Edison | 8820 | 12.15 | Residential | Behind the Meter | No | FAL SOLAR SYSTEMS, INC. | PSE&G |  | Accepted | 2025-08-19 | 2025-09-12 | 2026-09-12 | Solar Panels | TRINA SOLAR | TSM-405 DE09C.08 |  | 0.405 | 12 | 88 | 25 |  | Fixed | Roof
NJADRE1560315537 | Administratively Determined Incentive Program | Edison | 8820 | 12.15 | Residential | Behind the Meter | No | FAL SOLAR SYSTEMS, INC. | PSE&G |  | Accepted | 2025-08-19 | 2025-09-12 | 2026-09-12 | Solar Panels | TRINA SOLAR | TSM-405 DE09C.08 |  | 0.405 | 6 | 177 | 23 |  | Fixed | Roof
NJADRE1560315537 | Administratively Determined Incentive Program | Edison | 8820 | 12.15 | Residential | Behind the Meter | No | FAL SOLAR SYSTEMS, INC. | PSE&G |  | Accepted | 2025-08-19 | 2025-09-12 | 2026-09-12 | Solar Panels | TRINA SOLAR | TSM-405 DE09C.08 |  | 0.405 | 9 | 87 | 25 |  | Fixed | Roof
NJADRE1560315544 | Administratively Determined Incentive Program | Union City | 7087 | 6.56 | Residential | Behind the Meter | Yes | Sunrun Installation Services, Inc. | PSE&G |  | Accepted | 2025-08-19 | 2025-09-11 | 2026-09-11 | Solar Panels | Elin Energy (Sirius PV) | ELNSM54M-HC-410 |  | 0.41 | 8 | 116 | 40 |  | Fixed | Roof
NJADRE1560315544 | Administratively Determined Incentive Program | Union City | 7087 | 6.56 | Residential | Behind the Meter | Yes | Sunrun Installation Services, Inc. | PSE&G |  | Accepted | 2025-08-19 | 2025-09-11 | 2026-09-11 | Inverters | SolarEdge Technologies | SE5700H-USMN | 5760 |  | 1 |  |  | 0.99 |  | Outdoor
NJADRE1560315544 | Administratively Determined Incentive Program | Union City | 7087 | 6.56 | Residential | Behind the Meter | Yes | Sunrun Installation Services, Inc. | PSE&G |  | Accepted | 2025-08-19 | 2025-09-11 | 2026-09-11 | Solar Panels | Elin Energy (Sirius PV) | ELNSM54M-HC-410 |  | 0.41 | 8 | 296 | 40 |  | Fixed | Roof
NJADRE1560315546 | Administratively Determined Incentive Program | Ringoes | 8551 | 12.3 | Residential | Behind the Meter | Yes | Sunrun Installation Services, Inc. | JCP&L |  | Accepted | 2025-08-19 | 2025-09-11 | 2026-09-11 | Solar Panels | ELIN ENERGY | ELNSM54M-HC-410 |  | 0.41 | 12 | 49 | 34 |  | Fixed | Roof
NJADRE1560315546 | Administratively Determined Incentive Program | Ringoes | 8551 | 12.3 | Residential | Behind the Meter | Yes | Sunrun Installation Services, Inc. | JCP&L |  | Accepted | 2025-08-19 | 2025-09-11 | 2026-09-11 | Solar Panels | ELIN ENERGY | ELNSM54M-HC-410 |  | 0.41 | 18 | 49 | 34 |  | Fixed | Roof
NJADRE1560315546 | Administratively Determined Incentive Program | Ringoes | 8551 | 12.3 | Residential | Behind the Meter | Yes | Sunrun Installation Services, Inc. | JCP&L |  | Accepted | 2025-08-19 | 2025-09-11 | 2026-09-11 | Inverters | SOLAREDGE TECHNOLOGIES | SE10000H-USMN | 10000 |  | 1 |  |  | 0.99 |  | Outdoor
NJADRE1560315550 | Administratively Determined Incentive Program | SOMERSET | 8873 | 19.68 | Residential | Behind the Meter | Yes | Pro Custom Solar dba Momentum Solar | PSE&G |  | Accepted | 2025-08-19 | 2025-09-17 | 2026-09-17 | Solar Panels | Enphase | Q. Peak duo blk ML-G10 +410 |  | 0.41 | 17 | 127 | 33 |  | Fixed | Roof
NJADRE1560315550 | Administratively Determined Incentive Program | SOMERSET | 8873 | 19.68 | Residential | Behind the Meter | Yes | Pro Custom Solar dba Momentum Solar | PSE&G |  | Accepted | 2025-08-19 | 2025-09-17 | 2026-09-17 | Solar Panels | Enphase | Q. Peak duo blk ML-G10 +410 |  | 0.41 | 7 | 307 | 33 |  | Fixed | Roof
NJADRE1560315550 | Administratively Determined Incentive Program | SOMERSET | 8873 | 19.68 | Residential | Behind the Meter | Yes | Pro Custom Solar dba Momentum Solar | PSE&G |  | Accepted | 2025-08-19 | 2025-09-17 | 2026-09-17 | Inverters | Enphase | IQ8HC-72-M-DOM-US | 380 |  | 48 |  |  | 0.97 |  | Outdoor
NJADRE1560315550 | Administratively Determined Incentive Program | SOMERSET | 8873 | 19.68 | Residential | Behind the Meter | Yes | Pro Custom Solar dba Momentum Solar | PSE&G |  | Accepted | 2025-08-19 | 2025-09-17 | 2026-09-17 | Solar Panels | Enphase | Q. Peak duo blk ML-G10 +410 |  | 0.41 | 8 | 127 | 33 |  | Fixed | Roof
NJADRE1560315550 | Administratively Determined Incentive Program | SOMERSET | 8873 | 19.68 | Residential | Behind the Meter | Yes | Pro Custom Solar dba Momentum Solar | PSE&G |  | Accepted | 2025-08-19 | 2025-09-17 | 2026-09-17 | Solar Panels | Enphase | Q. Peak duo blk ML-G10 +410 |  | 0.41 | 16 | 307 | 33 |  | Fixed | Roof
NJADRE1560315572 | Administratively Determined Incentive Program | Parsippany-Troy Hills | 7034 | 11.89 | Residential | Behind the Meter | No | Tesla Energy Operations, Inc. | JCP&L |  | Accepted | 2025-08-19 | 2025-09-11 | 2026-09-11 | Solar Panels | Hanwha | Q.PEAK DUO BLK ML-G10+/TS 410 |  | 0.41 | 16 | 89 | 40 |  | Fixed | Roof
NJADRE1560315572 | Administratively Determined Incentive Program | Parsippany-Troy Hills | 7034 | 11.89 | Residential | Behind the Meter | No | Tesla Energy Operations, Inc. | JCP&L |  | Accepted | 2025-08-19 | 2025-09-11 | 2026-09-11 | Inverters | Tesla | 7.6 kW Tesla Inc 1538000-XX-Y | 7600 |  | 2 |  |  | 0.98 |  | Outdoor
NJADRE1560315572 | Administratively Determined Incentive Program | Parsippany-Troy Hills | 7034 | 11.89 | Residential | Behind the Meter | No | Tesla Energy Operations, Inc. | JCP&L |  | Accepted | 2025-08-19 | 2025-09-11 | 2026-09-11 | Solar Panels | Hanwha | Q.PEAK DUO BLK ML-G10+/TS 410 |  | 0.41 | 7 | 269 | 40 |  | Fixed | Roof
NJADRE1560315572 | Administratively Determined Incentive Program | Parsippany-Troy Hills | 7034 | 11.89 | Residential | Behind the Meter | No | Tesla Energy Operations, Inc. | JCP&L |  | Accepted | 2025-08-19 | 2025-09-11 | 2026-09-11 | Solar Panels | Hanwha | Q.PEAK DUO BLK ML-G10+/TS 410 |  | 0.41 | 6 | 179 | 34 |  | Fixed | Roof
NJADRE1560315588 | Administratively Determined Incentive Program | NEWARK | 7104 | 7.055 | Residential | Behind the Meter | Yes | Fusion Solar Energy, LLC | PSE&G |  | Accepted | 2025-08-19 | 2025-09-11 | 2026-09-11 | Solar Panels | QCELLS | Q.PEAK DUO BLK ML-G10.C+ 415 |  | 0.415 | 17 | 111.98 | 23 |  | Fixed | Roof
NJADRE1560315588 | Administratively Determined Incentive Program | NEWARK | 7104 | 7.055 | Residential | Behind the Meter | Yes | Fusion Solar Energy, LLC | PSE&G |  | Accepted | 2025-08-19 | 2025-09-11 | 2026-09-11 | Inverters | ENPHASE | IQ8HC-72-M-DOM-US | 380 |  | 17 |  |  | 0.97 |  | Outside | Roof
NJADRE1560315589 | Administratively Determined Incentive Program | SWEDESBORO | 8085 | 8.61 | Residential | Behind the Meter | Yes | Pro Custom Solar dba Momentum Solar | AC Electric |  | Accepted | 2025-08-19 | 2025-09-11 | 2026-09-11 | Inverters | ENPHASE | IQ8HC-72-M-DOM-US | 380 |  | 21 |  |  | 0.97 |  | Outdoor
NJADRE1560315589 | Administratively Determined Incentive Program | SWEDESBORO | 8085 | 8.61 | Residential | Behind the Meter | Yes | Pro Custom Solar dba Momentum Solar | AC Electric |  | Accepted | 2025-08-19 | 2025-09-11 | 2026-09-11 | Solar Panels | HANWHA | q.peak duo blk-g10+410 |  | 0.41 | 8 | 56 | 25 |  | Fixed | Roof
NJADRE1560315589 | Administratively Determined Incentive Program | SWEDESBORO | 8085 | 8.61 | Residential | Behind the Meter | Yes | Pro Custom Solar dba Momentum Solar | AC Electric |  | Accepted | 2025-08-19 | 2025-09-11 | 2026-09-11 | Solar Panels | HANWHA | q.peak duo blk-g10+410 |  | 0.41 | 4 | 236 | 25 |  | Fixed | Roof
NJADRE1560315589 | Administratively Determined Incentive Program | SWEDESBORO | 8085 | 8.61 | Residential | Behind the Meter | Yes | Pro Custom Solar dba Momentum Solar | AC Electric |  | Accepted | 2025-08-19 | 2025-09-11 | 2026-09-11 | Solar Panels | HANWHA | q.peak duo blk-g10+410 |  | 0.41 | 9 | 236 | 25 |  | Fixed | Roof
NJADRE1560315618 | Administratively Determined Incentive Program | ROSELLE PARK | 7204 | 4.51 | Residential | Behind the Meter | No | Tesla Energy Operations, Inc. | PSE&G |  | Accepted | 2025-08-19 | 2025-09-11 | 2026-09-11 | Solar Panels | Hanwha | Q.PEAK DUO BLK ML-G10+/TS 410 |  | 0.41 | 9 | 155 | 34 |  | Fixed | Roof
NJADRE1560315618 | Administratively Determined Incentive Program | ROSELLE PARK | 7204 | 4.51 | Residential | Behind the Meter | No | Tesla Energy Operations, Inc. | PSE&G |  | Accepted | 2025-08-19 | 2025-09-11 | 2026-09-11 | Electric Storage Battery | Tesla | Powerwall 3 |  |  | 1 |  |  |  | Lithium Ion |  | OUTSIDE
NJADRE1560315618 | Administratively Determined Incentive Program | ROSELLE PARK | 7204 | 4.51 | Residential | Behind the Meter | No | Tesla Energy Operations, Inc. | PSE&G |  | Accepted | 2025-08-19 | 2025-09-11 | 2026-09-11 | Solar Panels | Hanwha | Q.PEAK DUO BLK ML-G10+/TS 410 |  | 0.41 | 2 | 245 | 14 |  | Fixed | Roof
NJADRE1560315618 | Administratively Determined Incentive Program | ROSELLE PARK | 7204 | 4.51 | Residential | Behind the Meter | No | Tesla Energy Operations, Inc. | PSE&G |  | Accepted | 2025-08-19 | 2025-09-11 | 2026-09-11 | Inverters | Tesla | 1707000-XX-Y 10 kW | 10000 |  | 1 |  |  | 0.98 |  | Outdoor
NJADRE1560315651 | Administratively Determined Incentive Program | BLOOMFIELD | 7003 | 11.205 | Residential | Behind the Meter | Yes | Fusion Solar Energy, LLC | PSE&G |  | Accepted | 2025-08-19 | 2025-09-11 | 2026-09-11 | Solar Panels | QCELLS | Q.PEAK DUO BLK ML-G10.C+ 415 |  | 0.415 | 4 | 312 | 25 |  | Fixed | Roof
NJADRE1560315651 | Administratively Determined Incentive Program | BLOOMFIELD | 7003 | 11.205 | Residential | Behind the Meter | Yes | Fusion Solar Energy, LLC | PSE&G |  | Accepted | 2025-08-19 | 2025-09-11 | 2026-09-11 | Solar Panels | QCELLS | Q.PEAK DUO BLK ML-G10.C+ 415 |  | 0.415 | 4 | 224.09 | 33 |  | Fixed | Roof
NJADRE1560315651 | Administratively Determined Incentive Program | BLOOMFIELD | 7003 | 11.205 | Residential | Behind the Meter | Yes | Fusion Solar Energy, LLC | PSE&G |  | Accepted | 2025-08-19 | 2025-09-11 | 2026-09-11 | Solar Panels | QCELLS | Q.PEAK DUO BLK ML-G10.C+ 415 |  | 0.415 | 4 | 132.98 | 25 |  | Fixed | Roof
NJADRE1560315651 | Administratively Determined Incentive Program | BLOOMFIELD | 7003 | 11.205 | Residential | Behind the Meter | Yes | Fusion Solar Energy, LLC | PSE&G |  | Accepted | 2025-08-19 | 2025-09-11 | 2026-09-11 | Inverters | ENPHASE | IQ8HC-72-M-DOM-US | 380 |  | 27 |  |  | 0.97 |  | Outside | Roof
NJADRE1560315651 | Administratively Determined Incentive Program | BLOOMFIELD | 7003 | 11.205 | Residential | Behind the Meter | Yes | Fusion Solar Energy, LLC | PSE&G |  | Accepted | 2025-08-19 | 2025-09-11 | 2026-09-11 | Solar Panels | QCELLS | Q.PEAK DUO BLK ML-G10.C+ 415 |  | 0.415 | 15 | 44.09 | 32 |  | Fixed | Roof
NJADRE1560315682 | Administratively Determined Incentive Program | PLAINFIELD | 7063 | 5.81 | Residential | Behind the Meter | Yes | Fusion Solar Energy, LLC | PSE&G |  | Accepted | 2025-08-19 | 2025-09-11 | 2026-09-11 | Solar Panels | QCELLS | Q.PEAK DUO BLK ML-G10.C+ 415 |  | 0.415 | 14 | 128 | 35 |  | Fixed | Roof
NJADRE1560315682 | Administratively Determined Incentive Program | PLAINFIELD | 7063 | 5.81 | Residential | Behind the Meter | Yes | Fusion Solar Energy, LLC | PSE&G |  | Accepted | 2025-08-19 | 2025-09-11 | 2026-09-11 | Inverters | ENPHASE | IQ8HC-72-M-DOM-US | 380 |  | 14 |  |  | 0.97 |  | Outside | Roof
NJADRE1560315684 | Administratively Determined Incentive Program | GLASSBORO | 8028 | 10.92 | Residential | Behind the Meter | No | Kaitanna Solar, LLC | AC Electric |  | Accepted | 2025-08-19 | 2025-09-11 | 2026-09-11 | Inverters | Enphase | IQ8M-72-2-US | 325 |  | 24 |  |  | 0.978 |  | Outdoor | Under module
NJADRE1560315684 | Administratively Determined Incentive Program | GLASSBORO | 8028 | 10.92 | Residential | Behind the Meter | No | Kaitanna Solar, LLC | AC Electric |  | Accepted | 2025-08-19 | 2025-09-11 | 2026-09-11 | Meters | Enphase | Envoy |  |  | 1 |  |  |  | Yes | Outdoor
NJADRE1560315684 | Administratively Determined Incentive Program | GLASSBORO | 8028 | 10.92 | Residential | Behind the Meter | No | Kaitanna Solar, LLC | AC Electric |  | Accepted | 2025-08-19 | 2025-09-11 | 2026-09-11 | Solar Panels | Canadian Solar | CS6.1-54TM-455H |  | 0.455 | 24 | 205 | 40 |  | Fixed | Roof
NJADRE1560316702 | Administratively Determined Incentive Program | MULLICA HILL | 8062 | 19.565 | Residential | Behind the Meter | No | Kaitanna Solar, LLC | AC Electric |  | Accepted | 2025-08-19 | 2025-09-15 | 2026-09-15 | Inverters | Enphase | IQ8M-72-2-US | 325 |  | 43 |  |  | 0.978 |  | Outdoor | Under module
NJADRE1560316702 | Administratively Determined Incentive Program | MULLICA HILL | 8062 | 19.565 | Residential | Behind the Meter | No | Kaitanna Solar, LLC | AC Electric |  | Accepted | 2025-08-19 | 2025-09-15 | 2026-09-15 | Solar Panels | Canadian Solar | CS6.1-54TM-455H |  | 0.455 | 5 | 203 | 40 |  | Fixed | Roof
NJADRE1560316702 | Administratively Determined Incentive Program | MULLICA HILL | 8062 | 19.565 | Residential | Behind the Meter | No | Kaitanna Solar, LLC | AC Electric |  | Accepted | 2025-08-19 | 2025-09-15 | 2026-09-15 | Solar Panels | Canadian Solar | CS6.1-54TM-455H |  | 0.455 | 9 | 203 | 45 |  | Fixed | Roof
NJADRE1560316702 | Administratively Determined Incentive Program | MULLICA HILL | 8062 | 19.565 | Residential | Behind the Meter | No | Kaitanna Solar, LLC | AC Electric |  | Accepted | 2025-08-19 | 2025-09-15 | 2026-09-15 | Solar Panels | Canadian Solar | CS6.1-54TM-455H |  | 0.455 | 29 | 293 | 34 |  | Fixed | Roof
NJADRE1560316702 | Administratively Determined Incentive Program | MULLICA HILL | 8062 | 19.565 | Residential | Behind the Meter | No | Kaitanna Solar, LLC | AC Electric |  | Accepted | 2025-08-19 | 2025-09-15 | 2026-09-15 | Meters | Enphase | Envoy |  |  | 1 |  |  |  | Yes | Outdoor
NJADRE1560317426 | Administratively Determined Incentive Program | PERTH AMBOY | 8861 | 8.61 | Residential | Behind the Meter | Yes | Pro Custom dba Momentum Solar | PSE&G |  | Accepted | 2025-08-20 | 2025-09-11 | 2026-09-11 | Solar Panels | HANWHA | HANWHA Q.PEAK DUO BLK ML-G10+410 |  | 0.41 | 15 | 110 | 41 |  | Fixed | Roof
NJADRE1560317426 | Administratively Determined Incentive Program | PERTH AMBOY | 8861 | 8.61 | Residential | Behind the Meter | Yes | Pro Custom dba Momentum Solar | PSE&G |  | Accepted | 2025-08-20 | 2025-09-11 | 2026-09-11 | Inverters | HANWHA | IQ8HC-72-M-DOM-US | 380 |  | 21 |  |  | 0.97 |  | Outdoor
NJADRE1560317426 | Administratively Determined Incentive Program | PERTH AMBOY | 8861 | 8.61 | Residential | Behind the Meter | Yes | Pro Custom dba Momentum Solar | PSE&G |  | Accepted | 2025-08-20 | 2025-09-11 | 2026-09-11 | Solar Panels | HANWHA | HANWHA Q.PEAK DUO BLK ML-G10+410 |  | 0.41 | 6 | 290 | 41 |  | Fixed | Roof
NJADRE1560317433 | Administratively Determined Incentive Program | WENONAH | 8090 | 5.74 | Residential | Behind the Meter | Yes | Pro Custom dba Momentum Solar | AC Electric |  | Accepted | 2025-08-20 | 2025-09-17 | 2026-09-17 | Inverters | HANWHA | IQ8HC-72-M-DOM-US | 380 |  | 14 |  |  | 0.97 |  | Outdoor
NJADRE1560317433 | Administratively Determined Incentive Program | WENONAH | 8090 | 5.74 | Residential | Behind the Meter | Yes | Pro Custom dba Momentum Solar | AC Electric |  | Accepted | 2025-08-20 | 2025-09-17 | 2026-09-17 | Solar Panels | HANWHA | HANWHA Q.PEAK DUO BLK ML-G10+410 |  | 0.41 | 3 | 78 | 30 |  | Fixed | Roof
NJADRE1560317433 | Administratively Determined Incentive Program | WENONAH | 8090 | 5.74 | Residential | Behind the Meter | Yes | Pro Custom dba Momentum Solar | AC Electric |  | Accepted | 2025-08-20 | 2025-09-17 | 2026-09-17 | Solar Panels | HANWHA | HANWHA Q.PEAK DUO BLK ML-G10+410 |  | 0.41 | 6 | 167 | 24 |  | Fixed | Roof
NJADRE1560317433 | Administratively Determined Incentive Program | WENONAH | 8090 | 5.74 | Residential | Behind the Meter | Yes | Pro Custom dba Momentum Solar | AC Electric |  | Accepted | 2025-08-20 | 2025-09-17 | 2026-09-17 | Solar Panels | HANWHA | HANWHA Q.PEAK DUO BLK ML-G10+410 |  | 0.41 | 5 | 168 | 31 |  | Fixed | Roof
NJADRE1560317444 | Administratively Determined Incentive Program | Newark | 7106 | 4.92 | Residential | Behind the Meter | Yes | Trinity Solar, LLC | PSE&G |  | Accepted | 2025-08-20 | 2025-09-11 | 2026-09-11 | Solar Panels | Hanwha | Q.PEAK DUO BLK ML-G10+ 410 |  | 0.41 | 5 | 204 | 37 |  | Fixed | Roof
NJADRE1560317444 | Administratively Determined Incentive Program | Newark | 7106 | 4.92 | Residential | Behind the Meter | Yes | Trinity Solar, LLC | PSE&G |  | Accepted | 2025-08-20 | 2025-09-11 | 2026-09-11 | Solar Panels | Hanwha | Q.PEAK DUO BLK ML-G10+ 410 |  | 0.41 | 3 | 294 | 37 |  | Fixed | Roof
NJADRE1560317444 | Administratively Determined Incentive Program | Newark | 7106 | 4.92 | Residential | Behind the Meter | Yes | Trinity Solar, LLC | PSE&G |  | Accepted | 2025-08-20 | 2025-09-11 | 2026-09-11 | Inverters | Solar Edge | USE3800H-US | 3800 |  | 1 |  |  | 0.97 |  | Outside
NJADRE1560317444 | Administratively Determined Incentive Program | Newark | 7106 | 4.92 | Residential | Behind the Meter | Yes | Trinity Solar, LLC | PSE&G |  | Accepted | 2025-08-20 | 2025-09-11 | 2026-09-11 | Solar Panels | Hanwha | Q.PEAK DUO BLK ML-G10+ 410 |  | 0.41 | 4 | 114 | 37 |  | Fixed | Roof
NJADRE1560317460 | Administratively Determined Incentive Program | PLAINFIELD | 7063 | 7.395 | Residential | Behind the Meter | Yes | SunnyMac, LLC | PSE&G |  | Accepted | 2025-08-20 | 2025-09-11 | 2026-09-11 | Solar Panels | HANWHA | Q.TRON BLK M-G2.H+ |  | 0.435 | 9 | 140 | 8 |  | Fixed | Roof
NJADRE1560317460 | Administratively Determined Incentive Program | PLAINFIELD | 7063 | 7.395 | Residential | Behind the Meter | Yes | SunnyMac, LLC | PSE&G |  | Accepted | 2025-08-20 | 2025-09-11 | 2026-09-11 | Inverters | SOLAREDGE HOME HUB | SE5700H-US | 5760 |  | 1 |  |  | 0.99 |  | Outdoor | next to meter
NJADRE1560317460 | Administratively Determined Incentive Program | PLAINFIELD | 7063 | 7.395 | Residential | Behind the Meter | Yes | SunnyMac, LLC | PSE&G |  | Accepted | 2025-08-20 | 2025-09-11 | 2026-09-11 | Solar Panels | HANWHA | Q.TRON BLK M-G2.H+ |  | 0.435 | 2 | 140 | 23 |  | Fixed | Roof
NJADRE1560317460 | Administratively Determined Incentive Program | PLAINFIELD | 7063 | 7.395 | Residential | Behind the Meter | Yes | SunnyMac, LLC | PSE&G |  | Accepted | 2025-08-20 | 2025-09-11 | 2026-09-11 | Solar Panels | HANWHA | Q.TRON BLK M-G2.H+ |  | 0.435 | 6 | 320 | 8 |  | Fixed | Roof
NJADRE1560317464 | Administratively Determined Incentive Program | BURLNGTN TWP | 8016 | 6.97 | Residential | Behind the Meter | Yes | Sunrun Installation Services, Inc. | PSE&G |  | Accepted | 2025-08-20 | 2025-09-11 | 2026-09-11 | Solar Panels | Elin Energy (Sirius PV) | ELNSM54M-HC-410 |  | 0.41 | 17 | 116 | 30 |  | Fixed | Roof
NJADRE1560317464 | Administratively Determined Incentive Program | BURLNGTN TWP | 8016 | 6.97 | Residential | Behind the Meter | Yes | Sunrun Installation Services, Inc. | PSE&G |  | Accepted | 2025-08-20 | 2025-09-11 | 2026-09-11 | Inverters | SolarEdge Technologies | SE5700H-USMN | 5760 |  | 1 |  |  | 0.99 |  | Outdoor | Next to meter
NJADRE1560317465 | Administratively Determined Incentive Program | MAGNOLIA | 8049 | 13.92 | Residential | Behind the Meter | Yes | SunnyMac, LLC | PSE&G |  | Accepted | 2025-08-20 | 2025-09-11 | 2026-09-11 | Solar Panels | HANWHA | Q.TRON BLK M-G2.H+ |  | 0.435 | 15 | 341 | 35 |  | Fixed | Roof
NJADRE1560317465 | Administratively Determined Incentive Program | MAGNOLIA | 8049 | 13.92 | Residential | Behind the Meter | Yes | SunnyMac, LLC | PSE&G |  | Accepted | 2025-08-20 | 2025-09-11 | 2026-09-11 | Solar Panels | HANWHA | Q.TRON BLK M-G2.H+ |  | 0.435 | 4 | 161 | 17 |  | Fixed | Roof
NJADRE1560317465 | Administratively Determined Incentive Program | MAGNOLIA | 8049 | 13.92 | Residential | Behind the Meter | Yes | SunnyMac, LLC | PSE&G |  | Accepted | 2025-08-20 | 2025-09-11 | 2026-09-11 | Solar Panels | HANWHA | Q.TRON BLK M-G2.H+ |  | 0.435 | 13 | 161 | 35 |  | Fixed | Roof
NJADRE1560317465 | Administratively Determined Incentive Program | MAGNOLIA | 8049 | 13.92 | Residential | Behind the Meter | Yes | SunnyMac, LLC | PSE&G |  | Accepted | 2025-08-20 | 2025-09-11 | 2026-09-11 | Inverters | SOLAREDGE | SE10000H-US | 10000 |  | 1 |  |  | 0.99 |  | Outdoor | next to meter
NJADRE1560317472 | Administratively Determined Incentive Program | Manahawkin | 8050 | 13.33 | Residential | Behind the Meter | No | EMT Renewables, LLC | AC Electric |  | Accepted | 2025-08-20 | 2025-09-15 | 2026-09-15 | Inverters | ENPHASE | IQ8+ | 290 |  | 31 |  |  | 0.98 |  | Other | UNDER EACH PANEL
NJADRE1560317472 | Administratively Determined Incentive Program | Manahawkin | 8050 | 13.33 | Residential | Behind the Meter | No | EMT Renewables, LLC | AC Electric |  | Accepted | 2025-08-20 | 2025-09-15 | 2026-09-15 | Solar Panels | Q CELLS | Q TRON |  | 0.43 | 25 | 128 | 33 |  | Fixed | Roof
NJADRE1560317472 | Administratively Determined Incentive Program | Manahawkin | 8050 | 13.33 | Residential | Behind the Meter | No | EMT Renewables, LLC | AC Electric |  | Accepted | 2025-08-20 | 2025-09-15 | 2026-09-15 | Solar Panels | Q CELLS | Q TRON |  | 0.43 | 6 | 308 | 36 |  | Fixed | Roof
NJADRE1560317487 | Administratively Determined Incentive Program | BARNEGAT | 8005 | 16.81 | Residential | Behind the Meter | Yes | Pro Custom Solar dba Momentum Solar | JCP&L |  | Accepted | 2025-08-20 | 2025-09-17 | 2026-09-17 | Solar Panels | HANWHA | HANWHA Q.PEAK DUO BLK ML-G10+410 |  | 0.41 | 3 | 26 | 38 |  | Fixed | Roof
NJADRE1560317487 | Administratively Determined Incentive Program | BARNEGAT | 8005 | 16.81 | Residential | Behind the Meter | Yes | Pro Custom Solar dba Momentum Solar | JCP&L |  | Accepted | 2025-08-20 | 2025-09-17 | 2026-09-17 | Inverters | HANWHA | IQ8HC-72-M-DOM-US | 380 |  | 41 |  |  | 0.97 |  | Outdoor
NJADRE1560317487 | Administratively Determined Incentive Program | BARNEGAT | 8005 | 16.81 | Residential | Behind the Meter | Yes | Pro Custom Solar dba Momentum Solar | JCP&L |  | Accepted | 2025-08-20 | 2025-09-17 | 2026-09-17 | Solar Panels | HANWHA | HANWHA Q.PEAK DUO BLK ML-G10+410 |  | 0.41 | 25 | 116 | 32 |  | Fixed | Roof
NJADRE1560317487 | Administratively Determined Incentive Program | BARNEGAT | 8005 | 16.81 | Residential | Behind the Meter | Yes | Pro Custom Solar dba Momentum Solar | JCP&L |  | Accepted | 2025-08-20 | 2025-09-17 | 2026-09-17 | Solar Panels | HANWHA | HANWHA Q.PEAK DUO BLK ML-G10+410 |  | 0.41 | 13 | 296 | 33 |  | Fixed | Roof
NJADRE1560317497 | Administratively Determined Incentive Program | ROCKLEIGH | 7647 | 16.53 | Residential | Behind the Meter | Yes | SunnyMac, LLC | Orange Rockland Electric |  | Accepted | 2025-08-20 | 2025-09-11 | 2026-09-11 | Solar Panels | HANWHA | Q.TRON BLK M-G2.H+ |  | 0.435 | 2 | 230 | 30 |  | Fixed | Roof
NJADRE1560317497 | Administratively Determined Incentive Program | ROCKLEIGH | 7647 | 16.53 | Residential | Behind the Meter | Yes | SunnyMac, LLC | Orange Rockland Electric |  | Accepted | 2025-08-20 | 2025-09-11 | 2026-09-11 | Solar Panels | HANWHA | Q.TRON BLK M-G2.H+ |  | 0.435 | 36 | 229 | 40 |  | Fixed | Roof
NJADRE1560317497 | Administratively Determined Incentive Program | ROCKLEIGH | 7647 | 16.53 | Residential | Behind the Meter | Yes | SunnyMac, LLC | Orange Rockland Electric |  | Accepted | 2025-08-20 | 2025-09-11 | 2026-09-11 | Inverters | SOLAREDGE HOME HUB | SE11400H-US | 11400 |  | 1 |  |  | 0.99 |  | Outdoor | next to meter
NJADRE1560317509 | Administratively Determined Incentive Program | RIVER VALE | 7675 | 7.38 | Residential | Behind the Meter | Yes | Pro Custom Solar dba Momentum Solar | PSE&G |  | Accepted | 2025-08-20 | 2025-09-17 | 2026-09-17 | Solar Panels | HANWHA | HANWHA Q.PEAK DUO BLK ML-G10+410 |  | 0.41 | 10 | 352 | 21 |  | Fixed | Roof
NJADRE1560317509 | Administratively Determined Incentive Program | RIVER VALE | 7675 | 7.38 | Residential | Behind the Meter | Yes | Pro Custom Solar dba Momentum Solar | PSE&G |  | Accepted | 2025-08-20 | 2025-09-17 | 2026-09-17 | Solar Panels | HANWHA | HANWHA Q.PEAK DUO BLK ML-G10+410 |  | 0.41 | 5 | 352 | 30 |  | Fixed | Roof
NJADRE1560317509 | Administratively Determined Incentive Program | RIVER VALE | 7675 | 7.38 | Residential | Behind the Meter | Yes | Pro Custom Solar dba Momentum Solar | PSE&G |  | Accepted | 2025-08-20 | 2025-09-17 | 2026-09-17 | Solar Panels | HANWHA | HANWHA Q.PEAK DUO BLK ML-G10+410 |  | 0.41 | 3 | 172 | 21 |  | Fixed | Roof
NJADRE1560317509 | Administratively Determined Incentive Program | RIVER VALE | 7675 | 7.38 | Residential | Behind the Meter | Yes | Pro Custom Solar dba Momentum Solar | PSE&G |  | Accepted | 2025-08-20 | 2025-09-17 | 2026-09-17 | Inverters | HANWHA | IQ8HC-72-M-DOM-US | 380 |  | 18 |  |  | 0.97 |  | Outdoor
NJADRE1560317526 | Administratively Determined Incentive Program | JAMESBURG | 8831 | 5.33 | Residential | Behind the Meter | Yes | Pro Custom Solar dba Momentum Solar | JCP&L |  | Accepted | 2025-08-20 | 2025-09-17 | 2026-09-17 | Solar Panels | HANWHA | HANWHA Q.PEAK DUO BLK ML-G10+410 |  | 0.41 | 10 | 176 | 20 |  | Fixed | Roof
NJADRE1560317526 | Administratively Determined Incentive Program | JAMESBURG | 8831 | 5.33 | Residential | Behind the Meter | Yes | Pro Custom Solar dba Momentum Solar | JCP&L |  | Accepted | 2025-08-20 | 2025-09-17 | 2026-09-17 | Inverters | HANWHA | IQ8HC-72-M-DOM-US | 380 |  | 13 |  |  | 0.97 |  | Outdoor
NJADRE1560317526 | Administratively Determined Incentive Program | JAMESBURG | 8831 | 5.33 | Residential | Behind the Meter | Yes | Pro Custom Solar dba Momentum Solar | JCP&L |  | Accepted | 2025-08-20 | 2025-09-17 | 2026-09-17 | Solar Panels | HANWHA | HANWHA Q.PEAK DUO BLK ML-G10+410 |  | 0.41 | 3 | 177 | 20 |  | Fixed | Roof
NJADRE1560317537 | Administratively Determined Incentive Program | LIVINGSTON | 7039 | 7.31 | Residential | Behind the Meter | No | Green Power Energy, LLC | PSE&G |  | Accepted | 2025-08-20 | 2025-09-11 | 2026-09-11 | Solar Panels | Qcells | Q.TRON BLK M-G2+ 430 |  | 0.43 | 4 | 227 | 35 |  | Fixed | Roof
NJADRE1560317537 | Administratively Determined Incentive Program | LIVINGSTON | 7039 | 7.31 | Residential | Behind the Meter | No | Green Power Energy, LLC | PSE&G |  | Accepted | 2025-08-20 | 2025-09-11 | 2026-09-11 | Inverters | Enphase | IQ8MC-72-M-US [240V] | 320 |  | 17 |  |  | 0.98 |  | Outside
NJADRE1560317537 | Administratively Determined Incentive Program | LIVINGSTON | 7039 | 7.31 | Residential | Behind the Meter | No | Green Power Energy, LLC | PSE&G |  | Accepted | 2025-08-20 | 2025-09-11 | 2026-09-11 | Solar Panels | Qcells | Q.TRON BLK M-G2+ 430 |  | 0.43 | 8 | 137 | 35 |  | Fixed | Roof
NJADRE1560317537 | Administratively Determined Incentive Program | LIVINGSTON | 7039 | 7.31 | Residential | Behind the Meter | No | Green Power Energy, LLC | PSE&G |  | Accepted | 2025-08-20 | 2025-09-11 | 2026-09-11 | Solar Panels | Qcells | Q.TRON BLK M-G2+ 430 |  | 0.43 | 5 | 227 | 35 |  | Fixed | Roof
NJADRE1560317556 | Administratively Determined Incentive Program | PATERSON | 7502 | 9.43 | Residential | Behind the Meter | Yes | Momentum Solar | PSE&G |  | Accepted | 2025-08-20 | 2025-09-11 | 2026-09-11 | Inverters | HANWHA | IQ8HC-72-M-DOM-US | 380 |  | 23 |  |  | 0.97 |  | Outdoor
NJADRE1560317556 | Administratively Determined Incentive Program | PATERSON | 7502 | 9.43 | Residential | Behind the Meter | Yes | Momentum Solar | PSE&G |  | Accepted | 2025-08-20 | 2025-09-11 | 2026-09-11 | Solar Panels | HANWHA | HANWHA Q.PEAK DUO BLK ML-G10+410 |  | 0.41 | 14 | 230 | 19 |  | Fixed | Roof
NJADRE1560317556 | Administratively Determined Incentive Program | PATERSON | 7502 | 9.43 | Residential | Behind the Meter | Yes | Momentum Solar | PSE&G |  | Accepted | 2025-08-20 | 2025-09-11 | 2026-09-11 | Solar Panels | HANWHA | HANWHA Q.PEAK DUO BLK ML-G10+410 |  | 0.41 | 9 | 50 | 4 |  | Fixed | Roof
NJADRE1560317559 | Administratively Determined Incentive Program | WEST WINDSOR | 8550 | 13.485 | Residential | Behind the Meter | No | SunnyMac, LLC | PSE&G |  | Accepted | 2025-08-20 | 2025-09-11 | 2026-09-11 | Solar Panels | HANWHA | Q.TRON BLK M-G2.H+ |  | 0.435 | 3 | 147 | 29 |  | Fixed | Roof
NJADRE1560317559 | Administratively Determined Incentive Program | WEST WINDSOR | 8550 | 13.485 | Residential | Behind the Meter | No | SunnyMac, LLC | PSE&G |  | Accepted | 2025-08-20 | 2025-09-11 | 2026-09-11 | Solar Panels | HANWHA | Q.TRON BLK M-G2.H+ |  | 0.435 | 3 | 57 | 31 |  | Fixed | Roof
NJADRE1560317559 | Administratively Determined Incentive Program | WEST WINDSOR | 8550 | 13.485 | Residential | Behind the Meter | No | SunnyMac, LLC | PSE&G |  | Accepted | 2025-08-20 | 2025-09-11 | 2026-09-11 | Solar Panels | HANWHA | Q.TRON BLK M-G2.H+ |  | 0.435 | 14 | 147 | 29 |  | Fixed | Roof
NJADRE1560317559 | Administratively Determined Incentive Program | WEST WINDSOR | 8550 | 13.485 | Residential | Behind the Meter | No | SunnyMac, LLC | PSE&G |  | Accepted | 2025-08-20 | 2025-09-11 | 2026-09-11 | Solar Panels | HANWHA | Q.TRON BLK M-G2.H+ |  | 0.435 | 6 | 57 | 29 |  | Fixed | Roof
NJADRE1560317559 | Administratively Determined Incentive Program | WEST WINDSOR | 8550 | 13.485 | Residential | Behind the Meter | No | SunnyMac, LLC | PSE&G |  | Accepted | 2025-08-20 | 2025-09-11 | 2026-09-11 | Inverters | SOLAREDGE HOME HUB | SE10000H-US | 10000 |  | 1 |  |  | 0.99 |  | Outdoor | next to meter
NJADRE1560317559 | Administratively Determined Incentive Program | WEST WINDSOR | 8550 | 13.485 | Residential | Behind the Meter | No | SunnyMac, LLC | PSE&G |  | Accepted | 2025-08-20 | 2025-09-11 | 2026-09-11 | Solar Panels | HANWHA | Q.TRON BLK M-G2.H+ |  | 0.435 | 5 | 237 | 31 |  | Fixed | Roof
NJADRE1560317560 | Administratively Determined Incentive Program | OCEAN CITY | 8226 | 9.68 | Residential | Behind the Meter | Yes | Brilliant Installations, Inc. | AC Electric |  | Accepted | 2025-08-20 | 2025-09-11 | 2026-09-11 | Solar Panels | SILFAB SOLAR | SIL-440 QD |  | 0.44 | 3 | 6 | 28 |  | Fixed | Roof
NJADRE1560317560 | Administratively Determined Incentive Program | OCEAN CITY | 8226 | 9.68 | Residential | Behind the Meter | Yes | Brilliant Installations, Inc. | AC Electric |  | Accepted | 2025-08-20 | 2025-09-11 | 2026-09-11 | Solar Panels | SILFAB SOLAR | SIL-440 QD |  | 0.44 | 2 | 186 | 28 |  | Fixed | Roof
NJADRE1560317560 | Administratively Determined Incentive Program | OCEAN CITY | 8226 | 9.68 | Residential | Behind the Meter | Yes | Brilliant Installations, Inc. | AC Electric |  | Accepted | 2025-08-20 | 2025-09-11 | 2026-09-11 | Inverters | SOLAREDGE | USE7600H-USMNBL75 | 7600 |  | 1 |  |  | 0.97 |  | Outdoor
NJADRE1560317560 | Administratively Determined Incentive Program | OCEAN CITY | 8226 | 9.68 | Residential | Behind the Meter | Yes | Brilliant Installations, Inc. | AC Electric |  | Accepted | 2025-08-20 | 2025-09-11 | 2026-09-11 | Solar Panels | SILFAB SOLAR | SIL-440 QD |  | 0.44 | 17 | 96 | 28 |  | Fixed | Roof
NJADRE1560317563 | Administratively Determined Incentive Program | DELRAN | 8075 | 9.89 | Residential | Behind the Meter | No | Green Power Energy, LLC | PSE&G |  | Accepted | 2025-08-20 | 2025-09-11 | 2026-09-11 | Solar Panels | SEG Solar | SEG-430-BTD-BG |  | 0.43 | 9 | 158 | 19 |  | Fixed | Roof
NJADRE1560317563 | Administratively Determined Incentive Program | DELRAN | 8075 | 9.89 | Residential | Behind the Meter | No | Green Power Energy, LLC | PSE&G |  | Accepted | 2025-08-20 | 2025-09-11 | 2026-09-11 | Inverters | Enphase | IQ8MC-72-M-US [240V] | 320 |  | 23 |  |  | 0.98 |  | Outside
NJADRE1560317563 | Administratively Determined Incentive Program | DELRAN | 8075 | 9.89 | Residential | Behind the Meter | No | Green Power Energy, LLC | PSE&G |  | Accepted | 2025-08-20 | 2025-09-11 | 2026-09-11 | Solar Panels | SEG Solar | SEG-430-BTD-BG |  | 0.43 | 14 | 158 | 21 |  | Fixed | Roof
NJADRE1560317570 | Administratively Determined Incentive Program | JACKSON | 8527 | 19.27 | Residential | Behind the Meter | Yes | Pro Custom Solar dba Momentum Solar | JCP&L |  | Accepted | 2025-08-20 | 2025-09-11 | 2026-09-11 | Solar Panels | HANWHA | HANWHA Q.PEAK DUO BLK ML-G10+410 |  | 0.41 | 15 | 244 | 32 |  | Fixed | Roof
NJADRE1560317570 | Administratively Determined Incentive Program | JACKSON | 8527 | 19.27 | Residential | Behind the Meter | Yes | Pro Custom Solar dba Momentum Solar | JCP&L |  | Accepted | 2025-08-20 | 2025-09-11 | 2026-09-11 | Solar Panels | HANWHA | HANWHA Q.PEAK DUO BLK ML-G10+410 |  | 0.41 | 8 | 64 | 31 |  | Fixed | Roof
NJADRE1560317570 | Administratively Determined Incentive Program | JACKSON | 8527 | 19.27 | Residential | Behind the Meter | Yes | Pro Custom Solar dba Momentum Solar | JCP&L |  | Accepted | 2025-08-20 | 2025-09-11 | 2026-09-11 | Solar Panels | HANWHA | HANWHA Q.PEAK DUO BLK ML-G10+410 |  | 0.41 | 24 | 244 | 31 |  | Fixed | Roof
NJADRE1560317570 | Administratively Determined Incentive Program | JACKSON | 8527 | 19.27 | Residential | Behind the Meter | Yes | Pro Custom Solar dba Momentum Solar | JCP&L |  | Accepted | 2025-08-20 | 2025-09-11 | 2026-09-11 | Inverters | HANWHA | IQ8HC-72-M-DOM-US | 380 |  | 47 |  |  | 0.97 |  | Outdoor
NJADRE1560317585 | Administratively Determined Incentive Program | Metuchen | 8840 | 10.66 | Residential | Behind the Meter | No | Tesla Energy Operations, Inc. | PSE&G |  | Accepted | 2025-08-20 | 2025-09-15 | 2026-09-15 | Solar Panels | Hanwha | Q.PEAK DUO BLK ML-G10+/TS 410 |  | 0.41 | 7 | 176 | 26 |  | Fixed | Roof
NJADRE1560317585 | Administratively Determined Incentive Program | Metuchen | 8840 | 10.66 | Residential | Behind the Meter | No | Tesla Energy Operations, Inc. | PSE&G |  | Accepted | 2025-08-20 | 2025-09-15 | 2026-09-15 | Electric Storage Battery | Tesla | Powerwall 3 |  |  | 2 |  |  |  | Lithium Ion |  | OUTSIDE
NJADRE1560317585 | Administratively Determined Incentive Program | Metuchen | 8840 | 10.66 | Residential | Behind the Meter | No | Tesla Energy Operations, Inc. | PSE&G |  | Accepted | 2025-08-20 | 2025-09-15 | 2026-09-15 | Solar Panels | Hanwha | Q.PEAK DUO BLK ML-G10+/TS 410 |  | 0.41 | 6 | 356 | 26 |  | Fixed | Roof
NJADRE1560317585 | Administratively Determined Incentive Program | Metuchen | 8840 | 10.66 | Residential | Behind the Meter | No | Tesla Energy Operations, Inc. | PSE&G |  | Accepted | 2025-08-20 | 2025-09-15 | 2026-09-15 | Solar Panels | Hanwha | Q.PEAK DUO BLK ML-G10+/TS 410 |  | 0.41 | 2 | 266 | 12 |  | Fixed | Roof
NJADRE1560317585 | Administratively Determined Incentive Program | Metuchen | 8840 | 10.66 | Residential | Behind the Meter | No | Tesla Energy Operations, Inc. | PSE&G |  | Accepted | 2025-08-20 | 2025-09-15 | 2026-09-15 | Solar Panels | Hanwha | Q.PEAK DUO BLK ML-G10+/TS 410 |  | 0.41 | 11 | 86 | 41 |  | Fixed | Roof
NJADRE1560317585 | Administratively Determined Incentive Program | Metuchen | 8840 | 10.66 | Residential | Behind the Meter | No | Tesla Energy Operations, Inc. | PSE&G |  | Accepted | 2025-08-20 | 2025-09-15 | 2026-09-15 | Inverters | Tesla | 1707000-XX-Y 10 kW | 10000 |  | 1 |  |  | 0.98 |  | Outdoor
NJADRE1560317586 | Administratively Determined Incentive Program | TENAFLY | 7670 | 673.75 | Non Profit | Behind the Meter | Yes | HESP Construction, LLC | PSE&G |  | Accepted | 2025-08-20 | 2025-09-12 | 2026-09-12 | Inverters | SOLAREDGE | SE100KUS | 499000 |  | 5 |  |  | 0.985 |  | Outside
NJADRE1560317586 | Administratively Determined Incentive Program | TENAFLY | 7670 | 673.75 | Non Profit | Behind the Meter | Yes | HESP Construction, LLC | PSE&G |  | Accepted | 2025-08-20 | 2025-09-12 | 2026-09-12 | Solar Panels | HT-SAAE | HT72-18X-550 |  | 0.55 | 1205 | 216 | 5 |  | Fixed | Roof
NJADRE1560317586 | Administratively Determined Incentive Program | TENAFLY | 7670 | 673.75 | Non Profit | Behind the Meter | Yes | HESP Construction, LLC | PSE&G |  | Accepted | 2025-08-20 | 2025-09-12 | 2026-09-12 | Solar Panels | Thornova | TS-BG72-550 |  | 0.55 | 20 | 216 | 5 |  | Fixed | Roof
NJADRE1560317587 | Administratively Determined Incentive Program | MONTAGUE | 7827 | 14.105 | Residential | Behind the Meter | Yes | Power Energy Solutions, LLC | JCP&L |  | Accepted | 2025-08-20 | 2025-09-11 | 2026-09-11 | Solar Panels | Canadian Solar | CS6.1-54TM-455 |  | 0.455 | 13 | 41 | 20 |  | Fixed | Roof
NJADRE1560317587 | Administratively Determined Incentive Program | MONTAGUE | 7827 | 14.105 | Residential | Behind the Meter | Yes | Power Energy Solutions, LLC | JCP&L |  | Accepted | 2025-08-20 | 2025-09-11 | 2026-09-11 | Inverters | Enphase | IQ8MC-72-M-US | 10 |  | 31 |  |  | 0.97 |  | Outdoor
NJADRE1560317587 | Administratively Determined Incentive Program | MONTAGUE | 7827 | 14.105 | Residential | Behind the Meter | Yes | Power Energy Solutions, LLC | JCP&L |  | Accepted | 2025-08-20 | 2025-09-11 | 2026-09-11 | Solar Panels | Canadian Solar | CS6.1-54TM-455 |  | 0.455 | 18 | 221 | 20 |  | Fixed | Roof
NJADRE1560317600 | Administratively Determined Incentive Program | MAYS LANDING | 8330 | 5.33 | Residential | Behind the Meter | Yes | Pro Custom Solar dba Momentum Solar | AC Electric |  | Accepted | 2025-08-20 | 2025-09-17 | 2026-09-17 | Inverters | HANWHA | IQ8HC-72-M-DOM-US | 380 |  | 13 |  |  | 0.97 |  | Outdoor
NJADRE1560317600 | Administratively Determined Incentive Program | MAYS LANDING | 8330 | 5.33 | Residential | Behind the Meter | Yes | Pro Custom Solar dba Momentum Solar | AC Electric |  | Accepted | 2025-08-20 | 2025-09-17 | 2026-09-17 | Solar Panels | HANWHA | HANWHA Q.PEAK DUO BLK ML-G10+410 |  | 0.41 | 13 | 204 | 18 |  | Fixed | Roof
NJADRE1560317639 | Administratively Determined Incentive Program | CLAYTON | 8312 | 15.05 | Residential | Behind the Meter | Yes | VELOCITY ENERGY & HOME SOLUTIONS, INC. | AC Electric |  | Accepted | 2025-08-20 | 2025-09-12 | 2026-09-12 | Inverters | enphase | q.mi349 | 349 |  | 35 |  |  | 0.99 |  | Outside | behind panels
NJADRE1560317639 | Administratively Determined Incentive Program | CLAYTON | 8312 | 15.05 | Residential | Behind the Meter | Yes | VELOCITY ENERGY & HOME SOLUTIONS, INC. | AC Electric |  | Accepted | 2025-08-20 | 2025-09-12 | 2026-09-12 | Solar Panels | qtron | 430w |  | 0.43 | 15 | 179 | 31 |  | Fixed | Roof
NJADRE1560317639 | Administratively Determined Incentive Program | CLAYTON | 8312 | 15.05 | Residential | Behind the Meter | Yes | VELOCITY ENERGY & HOME SOLUTIONS, INC. | AC Electric |  | Accepted | 2025-08-20 | 2025-09-12 | 2026-09-12 | Solar Panels | qtron | 430w |  | 0.43 | 6 | 179 | 19 |  | Fixed | Roof
NJADRE1560317639 | Administratively Determined Incentive Program | CLAYTON | 8312 | 15.05 | Residential | Behind the Meter | Yes | VELOCITY ENERGY & HOME SOLUTIONS, INC. | AC Electric |  | Accepted | 2025-08-20 | 2025-09-12 | 2026-09-12 | Solar Panels | qtron | 430w |  | 0.43 | 6 | 179 | 14 |  | Fixed | Roof
NJADRE1560317639 | Administratively Determined Incentive Program | CLAYTON | 8312 | 15.05 | Residential | Behind the Meter | Yes | VELOCITY ENERGY & HOME SOLUTIONS, INC. | AC Electric |  | Accepted | 2025-08-20 | 2025-09-12 | 2026-09-12 | Solar Panels | qtron | 430w |  | 0.43 | 8 | 89 | 19 |  | Fixed | Roof
NJADRE1560317647 | Administratively Determined Incentive Program | HACKETTSTOWN | 7840 | 7.83 | Residential | Behind the Meter | No | Maier Solar dba Solar Me | JCP&L |  | Accepted | 2025-08-20 | 2025-09-11 | 2026-09-11 | Solar Panels | QCELLS - HANWHA | QTRON- BLK-MG2+435 |  | 0.435 | 10 | 130 | 36 |  | Fixed | Roof
NJADRE1560317647 | Administratively Determined Incentive Program | HACKETTSTOWN | 7840 | 7.83 | Residential | Behind the Meter | No | Maier Solar dba Solar Me | JCP&L |  | Accepted | 2025-08-20 | 2025-09-11 | 2026-09-11 | Inverters | ENPHASE | IQ8AC-72-M-US | 349 |  | 18 |  |  | 0.97 |  | Outside | ON RACKING
NJADRE1560317647 | Administratively Determined Incentive Program | HACKETTSTOWN | 7840 | 7.83 | Residential | Behind the Meter | No | Maier Solar dba Solar Me | JCP&L |  | Accepted | 2025-08-20 | 2025-09-11 | 2026-09-11 | Solar Panels | QCELLS - HANWHA | QTRON- BLK-MG2+435 |  | 0.435 | 8 | 220 | 39 |  | Fixed | Roof
NJADRE1560317659 | Administratively Determined Incentive Program | TOTOWA | 7512 | 7.225 | Residential | Behind the Meter | Yes | K Hanrahan Enterprises, Inc. | PSE&G |  | Accepted | 2025-08-22 | 2025-09-15 | 2026-09-15 | Solar Panels | JINKO | JKM425N-54HL4-B |  | 0.425 | 17 | 100 | 90 |  | Fixed | Roof
NJADRE1560317659 | Administratively Determined Incentive Program | TOTOWA | 7512 | 7.225 | Residential | Behind the Meter | Yes | K Hanrahan Enterprises, Inc. | PSE&G |  | Accepted | 2025-08-22 | 2025-09-15 | 2026-09-15 | Inverters | ENPHASE | IQ8PLUS-72-2-US | 290 |  | 17 |  |  | 0.99 |  | Outside
NJADRE1560317659 | Administratively Determined Incentive Program | TOTOWA | 7512 | 7.225 | Residential | Behind the Meter | Yes | K Hanrahan Enterprises, Inc. | PSE&G |  | Accepted | 2025-08-22 | 2025-09-15 | 2026-09-15 | Meters | GRIDSTREAM RF | FOCUS |  |  | 1 |  |  |  | Yes | Outdoor
NJADRE1560317663 | Administratively Determined Incentive Program | Keansburg | 7734 | 3.28 | Residential | Behind the Meter | Yes | Trinity Solar, LLC | JCP&L |  | Accepted | 2025-08-20 | 2025-09-11 | 2026-09-11 | Inverters | Solar Edge | USE3800H-US | 3800 |  | 1 |  |  | 0.97 |  | Outside
NJADRE1560317663 | Administratively Determined Incentive Program | Keansburg | 7734 | 3.28 | Residential | Behind the Meter | Yes | Trinity Solar, LLC | JCP&L |  | Accepted | 2025-08-20 | 2025-09-11 | 2026-09-11 | Solar Panels | Hanwha | Q.PEAK DUO BLK ML-G10+ 410 |  | 0.41 | 8 | 259 | 29 |  | Fixed | Roof
NJADRE1560317675 | Administratively Determined Incentive Program | AVENEL | 7001 | 4.73 | Residential | Behind the Meter | Yes | Integrity Solar & Home Solutions, LLC | PSE&G |  | Accepted | 2025-08-20 | 2025-09-12 | 2026-09-12 | Solar Panels | Q CELLS | Q.TRON BLK M-G2.H1+ 430 |  | 0.43 | 4 | 272 | 43 |  | Fixed | Roof
NJADRE1560317675 | Administratively Determined Incentive Program | AVENEL | 7001 | 4.73 | Residential | Behind the Meter | Yes | Integrity Solar & Home Solutions, LLC | PSE&G |  | Accepted | 2025-08-20 | 2025-09-12 | 2026-09-12 | Solar Panels | Q CELLS | Q.TRON BLK M-G2.H1+ 430 |  | 0.43 | 3 | 92 | 23 |  | Fixed | Roof
NJADRE1560317675 | Administratively Determined Incentive Program | AVENEL | 7001 | 4.73 | Residential | Behind the Meter | Yes | Integrity Solar & Home Solutions, LLC | PSE&G |  | Accepted | 2025-08-20 | 2025-09-12 | 2026-09-12 | Solar Panels | Q CELLS | Q.TRON BLK M-G2.H1+ 430 |  | 0.43 | 4 | 272 | 23 |  | Fixed | Roof
NJADRE1560317675 | Administratively Determined Incentive Program | AVENEL | 7001 | 4.73 | Residential | Behind the Meter | Yes | Integrity Solar & Home Solutions, LLC | PSE&G |  | Accepted | 2025-08-20 | 2025-09-12 | 2026-09-12 | Inverters | Q CELLS | Q.MI.349B-G1 | 349 |  | 11 |  |  | 0.98 |  | Other | UNDER EACH PANEL
NJADRE1560317681 | Administratively Determined Incentive Program | Carteret | 7008 | 10.53 | Residential | Behind the Meter | No | Solar Energy World | PSE&G |  | Accepted | 2025-08-20 | 2025-09-11 | 2026-09-11 | Inverters | Enphase | IQ8HC-72-M-DOM-US | 380 |  | 26 |  |  | 0.97 |  | Outside
NJADRE1560317681 | Administratively Determined Incentive Program | Carteret | 7008 | 10.53 | Residential | Behind the Meter | No | Solar Energy World | PSE&G |  | Accepted | 2025-08-20 | 2025-09-11 | 2026-09-11 | Solar Panels | LONGi | LR5-54HPB-405M |  | 0.405 | 26 | 205 | 23 |  | Fixed | Roof
NJADRE1560317683 | Administratively Determined Incentive Program | CAMDEN | 8105 | 6.15 | Residential | Behind the Meter | Yes | Sunrun Installation Services, Inc. | PSE&G |  | Accepted | 2025-08-20 | 2025-09-11 | 2026-09-11 | Inverters | Growatt New Energy Technology Co Ltd | MIN 6000TL-XH-US | 6000 |  | 1 |  |  | 0.98 |  | Indoor
NJADRE1560317683 | Administratively Determined Incentive Program | CAMDEN | 8105 | 6.15 | Residential | Behind the Meter | Yes | Sunrun Installation Services, Inc. | PSE&G |  | Accepted | 2025-08-20 | 2025-09-11 | 2026-09-11 | Solar Panels | Hanwha Q-Cells | Q.PEAK DUO BLK ML-G10.C+ 410 (MD06G100A-017) |  | 0.41 | 15 | 217 | 5 |  | Fixed | Roof
NJADRE1560317690 | Administratively Determined Incentive Program | Clayton | 8312 | 8.7 | Residential | Behind the Meter | Yes | Velocity Energy & Home Solutions, Inc. | AC Electric |  | Accepted | 2025-08-20 | 2025-09-12 | 2026-09-12 | Inverters | enphase | iq8hc | 380 |  | 20 |  |  | 0.99 |  | Outside | behind panels
NJADRE1560317690 | Administratively Determined Incentive Program | Clayton | 8312 | 8.7 | Residential | Behind the Meter | Yes | Velocity Energy & Home Solutions, Inc. | AC Electric |  | Accepted | 2025-08-20 | 2025-09-12 | 2026-09-12 | Solar Panels | qtron | 435w |  | 0.435 | 4 | 270 | 20 |  | Fixed | Roof
NJADRE1560317690 | Administratively Determined Incentive Program | Clayton | 8312 | 8.7 | Residential | Behind the Meter | Yes | Velocity Energy & Home Solutions, Inc. | AC Electric |  | Accepted | 2025-08-20 | 2025-09-12 | 2026-09-12 | Solar Panels | qtron | 435 |  | 0.435 | 16 | 180 | 30 |  | Fixed | Roof
NJADRE1560317698 | Administratively Determined Incentive Program | Washington | 7882 | 15.48 | Residential | Behind the Meter | No | Green Power Energy, LLC | JCP&L |  | Accepted | 2025-08-20 | 2025-09-11 | 2026-09-11 | Solar Panels | SEG Solar | SEG-430-BTD-BG |  | 0.43 | 24 | 145 | 0 |  | Fixed | Roof
NJADRE1560317698 | Administratively Determined Incentive Program | Washington | 7882 | 15.48 | Residential | Behind the Meter | No | Green Power Energy, LLC | JCP&L |  | Accepted | 2025-08-20 | 2025-09-11 | 2026-09-11 | Inverters | Enphase | IQ8MC-72-M-US [240V] | 0 |  | 36 |  |  | 0.98 |  | Outside
NJADRE1560317698 | Administratively Determined Incentive Program | Washington | 7882 | 15.48 | Residential | Behind the Meter | No | Green Power Energy, LLC | JCP&L |  | Accepted | 2025-08-20 | 2025-09-11 | 2026-09-11 | Solar Panels | SEG Solar | SEG-430-BTD-BG |  | 0.43 | 5 | 145 | 0 |  | Fixed | Roof
NJADRE1560317698 | Administratively Determined Incentive Program | Washington | 7882 | 15.48 | Residential | Behind the Meter | No | Green Power Energy, LLC | JCP&L |  | Accepted | 2025-08-20 | 2025-09-11 | 2026-09-11 | Solar Panels | SEG Solar | SEG-430-BTD-BG |  | 0.43 | 7 | 145 | 0 |  | Fixed | Roof
NJADRE1560317715 | Administratively Determined Incentive Program | BRIDGETON | 8302 | 17.835 | Residential | Behind the Meter | Yes | SunnyMac, LLC | AC Electric |  | Accepted | 2025-08-20 | 2025-09-11 | 2026-09-11 | Inverters | SOLAREDGE HOME HUB | SE7600H-US | 7600 |  | 1 |  |  | 0.99 |  | Outdoor | next to meter
NJADRE1560317715 | Administratively Determined Incentive Program | BRIDGETON | 8302 | 17.835 | Residential | Behind the Meter | Yes | SunnyMac, LLC | AC Electric |  | Accepted | 2025-08-20 | 2025-09-11 | 2026-09-11 | Inverters | SOLAREDGE HOME HUB | SE5700H-US | 5760 |  | 1 |  |  | 0.99 |  | Outdoor | next to meter
NJADRE1560317715 | Administratively Determined Incentive Program | BRIDGETON | 8302 | 17.835 | Residential | Behind the Meter | Yes | SunnyMac, LLC | AC Electric |  | Accepted | 2025-08-20 | 2025-09-11 | 2026-09-11 | Solar Panels | HANWHA | Q.TRON BLK M-G2.H+ |  | 0.435 | 29 | 96 | 0 |  | Fixed | Roof
NJADRE1560317715 | Administratively Determined Incentive Program | BRIDGETON | 8302 | 17.835 | Residential | Behind the Meter | Yes | SunnyMac, LLC | AC Electric |  | Accepted | 2025-08-20 | 2025-09-11 | 2026-09-11 | Solar Panels | HANWHA | Q.TRON BLK M-G2.H+ |  | 0.435 | 8 | 96 | 0 |  | Fixed | Roof
NJADRE1560317715 | Administratively Determined Incentive Program | BRIDGETON | 8302 | 17.835 | Residential | Behind the Meter | Yes | SunnyMac, LLC | AC Electric |  | Accepted | 2025-08-20 | 2025-09-11 | 2026-09-11 | Solar Panels | HANWHA | Q.TRON BLK M-G2.H+ |  | 0.435 | 4 | 276 | 0 |  | Fixed | Roof
NJADRE1560317721 | Administratively Determined Incentive Program | SOUTH BRUNSWICK | 8810 | 11.61 | Residential | Behind the Meter | No | Pro Custom Solar dba Momentum Solar | PSE&G |  | Accepted | 2025-08-20 | 2025-09-17 | 2026-09-17 | Inverters | ENPHASE | IQ8PLUS-72-2-US | 290 |  | 27 |  |  | 0.97 |  | Outdoor
NJADRE1560317721 | Administratively Determined Incentive Program | SOUTH BRUNSWICK | 8810 | 11.61 | Residential | Behind the Meter | No | Pro Custom Solar dba Momentum Solar | PSE&G |  | Accepted | 2025-08-20 | 2025-09-17 | 2026-09-17 | Solar Panels | Hanwha | Q.TRON BLK M-G2+430 |  | 0.43 | 9 | 44 | 0 |  | Fixed | Roof
NJADRE1560317721 | Administratively Determined Incentive Program | SOUTH BRUNSWICK | 8810 | 11.61 | Residential | Behind the Meter | No | Pro Custom Solar dba Momentum Solar | PSE&G |  | Accepted | 2025-08-20 | 2025-09-17 | 2026-09-17 | Solar Panels | Hanwha | Q.TRON BLK M-G2+430 |  | 0.43 | 4 | 224 | 0 |  | Fixed | Roof
NJADRE1560317721 | Administratively Determined Incentive Program | SOUTH BRUNSWICK | 8810 | 11.61 | Residential | Behind the Meter | No | Pro Custom Solar dba Momentum Solar | PSE&G |  | Accepted | 2025-08-20 | 2025-09-17 | 2026-09-17 | Solar Panels | HANWHA | Q.TRON BLK M-G2+430 |  | 0.43 | 14 | 224 | 0 |  | Fixed | Roof
NJADRE1560317729 | Administratively Determined Incentive Program | NEWARK | 7104 | 4.8 | Residential | Behind the Meter | No | Freedom Forever New Jersey, LLC | PSE&G |  | Accepted | 2025-08-20 | 2025-09-12 | 2026-09-12 | Solar Panels | PHILADELPHIA SOLAR: | PS-M108(HCBF)-400W |  | 0.4 | 12 | 112 | 3 |  | Fixed | Roof
NJADRE1560317729 | Administratively Determined Incentive Program | NEWARK | 7104 | 4.8 | Residential | Behind the Meter | No | Freedom Forever New Jersey, LLC | PSE&G |  | Accepted | 2025-08-20 | 2025-09-12 | 2026-09-12 | Inverters | Solar Edge | SE3800H-USRGM [SI1 | 3800 |  | 1 |  |  | 0.99 |  | Outdoor
NJADRE1560317731 | Administratively Determined Incentive Program | ALLENWOOD | 8720 | 9.84 | Residential | Behind the Meter | Yes | Trinity Solar, LLC | JCP&L |  | Accepted | 2025-08-20 | 2025-09-11 | 2026-09-11 | Solar Panels | Hanwha | Q.PEAK DUO BLK ML-G10.C+ 410 |  | 0.41 | 16 | 145 | 0 |  | Fixed | Roof
NJADRE1560317731 | Administratively Determined Incentive Program | ALLENWOOD | 8720 | 9.84 | Residential | Behind the Meter | Yes | Trinity Solar, LLC | JCP&L |  | Accepted | 2025-08-20 | 2025-09-11 | 2026-09-11 | Solar Panels | Hanwha | Q.PEAK DUO BLK ML-G10.C+ 410 |  | 0.41 | 8 | 145 | 0 |  | Fixed | Roof
NJADRE1560317731 | Administratively Determined Incentive Program | ALLENWOOD | 8720 | 9.84 | Residential | Behind the Meter | Yes | Trinity Solar, LLC | JCP&L |  | Accepted | 2025-08-20 | 2025-09-11 | 2026-09-11 | Inverters | Solar Edge | USE7600H-US | 0 |  | 1 |  |  | 0.97 |  | Outside
NJADRE1560317740 | Administratively Determined Incentive Program | MOUNT LAUREL TOWNSHIP | 8054 | 12.71 | Residential | Behind the Meter | No | Tesla Energy Operations, Inc. | PSE&G |  | Accepted | 2025-08-20 | 2025-09-11 | 2026-09-11 | Solar Panels | Hanwha | Q.PEAK DUO BLK ML-G10+/TS 410 |  | 0.41 | 5 | 335 | 0 |  | Fixed | Roof
NJADRE1560317740 | Administratively Determined Incentive Program | MOUNT LAUREL TOWNSHIP | 8054 | 12.71 | Residential | Behind the Meter | No | Tesla Energy Operations, Inc. | PSE&G |  | Accepted | 2025-08-20 | 2025-09-11 | 2026-09-11 | Solar Panels | Hanwha | Q.PEAK DUO BLK ML-G10+/TS 410 |  | 0.41 | 9 | 155 | 0 |  | Fixed | Roof
NJADRE1560317740 | Administratively Determined Incentive Program | MOUNT LAUREL TOWNSHIP | 8054 | 12.71 | Residential | Behind the Meter | No | Tesla Energy Operations, Inc. | PSE&G |  | Accepted | 2025-08-20 | 2025-09-11 | 2026-09-11 | Solar Panels | Hanwha | Q.PEAK DUO BLK ML-G10+/TS 410 |  | 0.41 | 3 | 65 | 0 |  | Fixed | Roof
NJADRE1560317740 | Administratively Determined Incentive Program | MOUNT LAUREL TOWNSHIP | 8054 | 12.71 | Residential | Behind the Meter | No | Tesla Energy Operations, Inc. | PSE&G |  | Accepted | 2025-08-20 | 2025-09-11 | 2026-09-11 | Solar Panels | Hanwha | Q.PEAK DUO BLK ML-G10+/TS 410 |  | 0.41 | 3 | 245 | 0 |  | Fixed | Roof
NJADRE1560317740 | Administratively Determined Incentive Program | MOUNT LAUREL TOWNSHIP | 8054 | 12.71 | Residential | Behind the Meter | No | Tesla Energy Operations, Inc. | PSE&G |  | Accepted | 2025-08-20 | 2025-09-11 | 2026-09-11 | Solar Panels | Hanwha | Q.PEAK DUO BLK ML-G10+/TS 410 |  | 0.41 | 4 | 245 | 0 |  | Fixed | Roof
NJADRE1560317740 | Administratively Determined Incentive Program | MOUNT LAUREL TOWNSHIP | 8054 | 12.71 | Residential | Behind the Meter | No | Tesla Energy Operations, Inc. | PSE&G |  | Accepted | 2025-08-20 | 2025-09-11 | 2026-09-11 | Solar Panels | Hanwha | Q.PEAK DUO BLK ML-G10+/TS 410 |  | 0.41 | 3 | 65 | 0 |  | Fixed | Roof
NJADRE1560317740 | Administratively Determined Incentive Program | MOUNT LAUREL TOWNSHIP | 8054 | 12.71 | Residential | Behind the Meter | No | Tesla Energy Operations, Inc. | PSE&G |  | Accepted | 2025-08-20 | 2025-09-11 | 2026-09-11 | Inverters | Tesla | 5.0 kW Tesla Inc 1538000-XX-Y | 5000 |  | 2 |  |  | 0.98 |  | Outdoor
NJADRE1560317740 | Administratively Determined Incentive Program | MOUNT LAUREL TOWNSHIP | 8054 | 12.71 | Residential | Behind the Meter | No | Tesla Energy Operations, Inc. | PSE&G |  | Accepted | 2025-08-20 | 2025-09-11 | 2026-09-11 | Solar Panels | Hanwha | Q. PEAK DUO BLK ML-G10+/TS 410 |  | 0.41 | 4 | 335 | 0 |  | Fixed | Roof
NJADRE1560317745 | Administratively Determined Incentive Program | VOORHEES | 8043 | 10.935 | Residential | Behind the Meter | No | Solar Energy World | AC Electric |  | Accepted | 2025-08-20 | 2025-09-11 | 2026-09-11 | Solar Panels | LONGi | LR5-54HPB-405M |  | 0.405 | 15 | 69 | 0 |  | Fixed | Roof
NJADRE1560317745 | Administratively Determined Incentive Program | VOORHEES | 8043 | 10.935 | Residential | Behind the Meter | No | Solar Energy World | AC Electric |  | Accepted | 2025-08-20 | 2025-09-11 | 2026-09-11 | Inverters | Enphase | IQ8+-72-M-US | 290 |  | 27 |  |  | 0.97 |  | Outside
NJADRE1560317745 | Administratively Determined Incentive Program | VOORHEES | 8043 | 10.935 | Residential | Behind the Meter | No | Solar Energy World | AC Electric |  | Accepted | 2025-08-20 | 2025-09-11 | 2026-09-11 | Solar Panels | LONGi | LR5-54HPB-405M |  | 0.405 | 4 | 249 | 0 |  | Fixed | Roof
NJADRE1560317745 | Administratively Determined Incentive Program | VOORHEES | 8043 | 10.935 | Residential | Behind the Meter | No | Solar Energy World | AC Electric |  | Accepted | 2025-08-20 | 2025-09-11 | 2026-09-11 | Solar Panels | LONGi | LR5-54HPB-405M |  | 0.405 | 8 | 250 | 0 |  | Fixed | Roof
NJADRE1560317749 | Administratively Determined Incentive Program | Mount Holly | 8060 | 16.095 | Residential | Behind the Meter | No | SunnyMac, LLC | PSE&G |  | Accepted | 2025-08-20 | 2025-09-11 | 2026-09-11 | Solar Panels | HANWHA | Q.TRON BLK M-G2.H+ |  | 0.435 | 12 | 274 | 0 |  | Fixed | Roof
NJADRE1560317749 | Administratively Determined Incentive Program | Mount Holly | 8060 | 16.095 | Residential | Behind the Meter | No | SunnyMac, LLC | PSE&G |  | Accepted | 2025-08-20 | 2025-09-11 | 2026-09-11 | Solar Panels | HANWHA | Q.TRON BLK M-G2.H+ |  | 0.435 | 6 | 183 | 0 |  | Fixed | Roof
NJADRE1560317749 | Administratively Determined Incentive Program | Mount Holly | 8060 | 16.095 | Residential | Behind the Meter | No | SunnyMac, LLC | PSE&G |  | Accepted | 2025-08-20 | 2025-09-11 | 2026-09-11 | Inverters | SOLAREDGE HOME HUB | SE11400H-US | 0 |  | 1 |  |  | 0.99 |  | Outdoor | next to meter
NJADRE1560317749 | Administratively Determined Incentive Program | Mount Holly | 8060 | 16.095 | Residential | Behind the Meter | No | SunnyMac, LLC | PSE&G |  | Accepted | 2025-08-20 | 2025-09-11 | 2026-09-11 | Solar Panels | HANWHA | Q.TRON BLK M-G2.H+ |  | 0.435 | 11 | 94 | 0 |  | Fixed | Roof
NJADRE1560317749 | Administratively Determined Incentive Program | Mount Holly | 8060 | 16.095 | Residential | Behind the Meter | No | SunnyMac, LLC | PSE&G |  | Accepted | 2025-08-20 | 2025-09-11 | 2026-09-11 | Solar Panels | HANWHA | Q.TRON BLK M-G2.H+ |  | 0.435 | 8 | 183 | 0 |  | Fixed | Roof
NJADRE1560317751 | Administratively Determined Incentive Program | BRANCHBURG | 8876 | 12.9 | Residential | Behind the Meter | No | Green Power Energy, LLC | JCP&L |  | Accepted | 2025-08-20 | 2025-09-11 | 2026-09-11 | Solar Panels | SEG Solar | SEG-430-BTD-BG |  | 0.43 | 12 | 134 | 0 |  | Fixed | Roof
NJADRE1560317751 | Administratively Determined Incentive Program | BRANCHBURG | 8876 | 12.9 | Residential | Behind the Meter | No | Green Power Energy, LLC | JCP&L |  | Accepted | 2025-08-20 | 2025-09-11 | 2026-09-11 | Solar Panels | SEG Solar | SEG-430-BTD-BG |  | 0.43 | 18 | 224 | 0 |  | Fixed | Roof
NJADRE1560317751 | Administratively Determined Incentive Program | BRANCHBURG | 8876 | 12.9 | Residential | Behind the Meter | No | Green Power Energy, LLC | JCP&L |  | Accepted | 2025-08-20 | 2025-09-11 | 2026-09-11 | Inverters | Enphase | IQ8MC-72-M-US [240V] | 0 |  | 30 |  |  | 0.98 |  | Outside
NJADRE1560317777 | Administratively Determined Incentive Program | WEST WINDSOR | 8550 | 15.225 | Residential | Behind the Meter | No | SunnyMac, LLC | PSE&G |  | Accepted | 2025-08-20 | 2025-09-11 | 2026-09-11 | Solar Panels | HANWHA | Q.TRON BLK M-G2.H+ |  | 0.435 | 4 | 307 | 0 |  | Fixed | Roof
NJADRE1560317777 | Administratively Determined Incentive Program | WEST WINDSOR | 8550 | 15.225 | Residential | Behind the Meter | No | SunnyMac, LLC | PSE&G |  | Accepted | 2025-08-20 | 2025-09-11 | 2026-09-11 | Solar Panels | HANWHA | Q.TRON BLK M-G2.H+ |  | 0.435 | 3 | 127 | 0 |  | Fixed | Roof
NJADRE1560317777 | Administratively Determined Incentive Program | WEST WINDSOR | 8550 | 15.225 | Residential | Behind the Meter | No | SunnyMac, LLC | PSE&G |  | Accepted | 2025-08-20 | 2025-09-11 | 2026-09-11 | Solar Panels | HANWHA | Q.TRON BLK M-G2.H+ |  | 0.435 | 9 | 307 | 0 |  | Fixed | Roof
NJADRE1560317777 | Administratively Determined Incentive Program | WEST WINDSOR | 8550 | 15.225 | Residential | Behind the Meter | No | SunnyMac, LLC | PSE&G |  | Accepted | 2025-08-20 | 2025-09-11 | 2026-09-11 | Inverters | SOLAREDGE HOME HUB | SE10000H-US | 0 |  | 1 |  |  | 0.99 |  | Outdoor | next to meter
NJADRE1560317777 | Administratively Determined Incentive Program | WEST WINDSOR | 8550 | 15.225 | Residential | Behind the Meter | No | SunnyMac, LLC | PSE&G |  | Accepted | 2025-08-20 | 2025-09-11 | 2026-09-11 | Solar Panels | HANWHA | Q.TRON BLK M-G2.H+ |  | 0.435 | 14 | 127 | 0 |  | Fixed | Roof
NJADRE1560317777 | Administratively Determined Incentive Program | WEST WINDSOR | 8550 | 15.225 | Residential | Behind the Meter | No | SunnyMac, LLC | PSE&G |  | Accepted | 2025-08-20 | 2025-09-11 | 2026-09-11 | Solar Panels | HANWHA | Q.TRON BLK M-G2.H+ |  | 0.435 | 5 | 37 | 0 |  | Fixed | Roof
NJADRE1560317783 | Administratively Determined Incentive Program | erial | 8081 | 7.83 | Residential | Behind the Meter | Yes | VELOCITY ENERGY & HOME SOLUTIONS, INC. | AC Electric |  | Accepted | 2025-08-20 | 2025-09-12 | 2026-09-12 | Solar Panels | qtron | 435w |  | 0.435 | 3 | 170 | 25 |  | Fixed | Roof
NJADRE1560317783 | Administratively Determined Incentive Program | erial | 8081 | 7.83 | Residential | Behind the Meter | Yes | VELOCITY ENERGY & HOME SOLUTIONS, INC. | AC Electric |  | Accepted | 2025-08-20 | 2025-09-12 | 2026-09-12 | Inverters | enphase | iq8hc | 0 |  | 18 |  |  | 0.99 |  | Outside | behind panels
NJADRE1560317783 | Administratively Determined Incentive Program | erial | 8081 | 7.83 | Residential | Behind the Meter | Yes | VELOCITY ENERGY & HOME SOLUTIONS, INC. | AC Electric |  | Accepted | 2025-08-20 | 2025-09-12 | 2026-09-12 | Solar Panels | qtron | 435w |  | 0.435 | 3 | 350 | 25 |  | Fixed | Roof
NJADRE1560317783 | Administratively Determined Incentive Program | erial | 8081 | 7.83 | Residential | Behind the Meter | Yes | VELOCITY ENERGY & HOME SOLUTIONS, INC. | AC Electric |  | Accepted | 2025-08-20 | 2025-09-12 | 2026-09-12 | Solar Panels | qtron | 435w |  | 0.435 | 12 | 170 | 25 |  | Fixed | Roof
NJADRE1560317785 | Administratively Determined Incentive Program | TRENTON | 8690 | 11.61 | Residential | Behind the Meter | Yes | Pro Custom Solar dba Momentum Solar | PSE&G |  | Accepted | 2025-08-20 | 2025-09-17 | 2026-09-17 | Inverters | Enphase | IQ8HC-72-M-DOM-US | 0 |  | 27 |  |  | 0.97 |  | Outdoor
NJADRE1560317785 | Administratively Determined Incentive Program | TRENTON | 8690 | 11.61 | Residential | Behind the Meter | Yes | Pro Custom Solar dba Momentum Solar | PSE&G |  | Accepted | 2025-08-20 | 2025-09-17 | 2026-09-17 | Solar Panels | Hanwha | Q.TRON BLK M-G2+430 |  | 0.43 | 11 | 167 | 11 |  | Fixed | Roof
NJADRE1560317785 | Administratively Determined Incentive Program | TRENTON | 8690 | 11.61 | Residential | Behind the Meter | Yes | Pro Custom Solar dba Momentum Solar | PSE&G |  | Accepted | 2025-08-20 | 2025-09-17 | 2026-09-17 | Solar Panels | Hanwha | Q.TRON BLK M-G2+430 |  | 0.43 | 8 | 257 | 30 |  | Fixed | Roof
NJADRE1560317785 | Administratively Determined Incentive Program | TRENTON | 8690 | 11.61 | Residential | Behind the Meter | Yes | Pro Custom Solar dba Momentum Solar | PSE&G |  | Accepted | 2025-08-20 | 2025-09-17 | 2026-09-17 | Solar Panels | Hanwha | Q.TRON BLK M-G2+430 |  | 0.43 | 8 | 77 | 30 |  | Fixed | Roof
NJADRE1560317792 | Administratively Determined Incentive Program | HILLSBOROUGH | 8844 | 16.28 | Residential | Behind the Meter | No | Over the Top Solar Solutions, LLC | PSE&G |  | Accepted | 2025-08-20 | 2025-09-11 | 2026-09-11 | Solar Panels | SILFAB SOLAR | SIL-440QD |  | 0.44 | 22 | 200 | 0 |  | Fixed | Roof
NJADRE1560317792 | Administratively Determined Incentive Program | HILLSBOROUGH | 8844 | 16.28 | Residential | Behind the Meter | No | Over the Top Solar Solutions, LLC | PSE&G |  | Accepted | 2025-08-20 | 2025-09-11 | 2026-09-11 | Inverters | ENPHASE | IQ8A-72-2-US | 0 |  | 37 |  |  | 0.977 |  | Outside
NJADRE1560317792 | Administratively Determined Incentive Program | HILLSBOROUGH | 8844 | 16.28 | Residential | Behind the Meter | No | Over the Top Solar Solutions, LLC | PSE&G |  | Accepted | 2025-08-20 | 2025-09-11 | 2026-09-11 | Solar Panels | SILFAB SOLAR | SIL-440QD |  | 0.44 | 5 | 110 | 0 |  | Fixed | Roof
NJADRE1560317792 | Administratively Determined Incentive Program | HILLSBOROUGH | 8844 | 16.28 | Residential | Behind the Meter | No | Over the Top Solar Solutions, LLC | PSE&G |  | Accepted | 2025-08-20 | 2025-09-11 | 2026-09-11 | Solar Panels | SILFAB SOLAR | SIL-440QD |  | 0.44 | 7 | 200 | 0 |  | Fixed | Roof
NJADRE1560317792 | Administratively Determined Incentive Program | HILLSBOROUGH | 8844 | 16.28 | Residential | Behind the Meter | No | Over the Top Solar Solutions, LLC | PSE&G |  | Accepted | 2025-08-20 | 2025-09-11 | 2026-09-11 | Solar Panels | SILFAB SOLAR | SIL-440QD |  | 0.44 | 3 | 110 | 0 |  | Fixed | Roof
NJADRE1560317794 | Administratively Determined Incentive Program | COLLINGSWOOD | 8108 | 8.17 | Residential | Behind the Meter | No | Green Power Energy, LLC | PSE&G |  | Accepted | 2025-08-20 | 2025-09-11 | 2026-09-11 | Inverters | Enphase | IQ8MC-72-M-US [240V] | 0 |  | 19 |  |  | 0.98 |  | Outside
NJADRE1560317794 | Administratively Determined Incentive Program | COLLINGSWOOD | 8108 | 8.17 | Residential | Behind the Meter | No | Green Power Energy, LLC | PSE&G |  | Accepted | 2025-08-20 | 2025-09-11 | 2026-09-11 | Solar Panels | SEG Solar | SEG-430-BTD-BG |  | 0.43 | 19 | 114 | 0 |  | Fixed | Roof
NJADRE1560318141 | Administratively Determined Incentive Program | TRENTON | 8638 | 5.22 | Residential | Behind the Meter | Yes | VELOCITY ENERGY & HOME SOLUTIONS, INC. | PSE&G |  | Accepted | 2025-08-20 | 2025-09-12 | 2026-09-12 | Inverters | enphase | iq8hc | 0 |  | 12 |  |  | 0.99 |  | Outside | behind panels
NJADRE1560318141 | Administratively Determined Incentive Program | TRENTON | 8638 | 5.22 | Residential | Behind the Meter | Yes | VELOCITY ENERGY & HOME SOLUTIONS, INC. | PSE&G |  | Accepted | 2025-08-20 | 2025-09-12 | 2026-09-12 | Solar Panels | qtron | 434w |  | 0.435 | 3 | 231 | 25 |  | Fixed | Roof
NJADRE1560318141 | Administratively Determined Incentive Program | TRENTON | 8638 | 5.22 | Residential | Behind the Meter | Yes | VELOCITY ENERGY & HOME SOLUTIONS, INC. | PSE&G |  | Accepted | 2025-08-20 | 2025-09-12 | 2026-09-12 | Solar Panels | qtron | 435w |  | 0.435 | 9 | 141 | 28 |  | Fixed | Roof
NJADRE1560319057 | Administratively Determined Incentive Program | DEPTFORD | 8096 | 11.44 | Residential | Behind the Meter | Yes | VELOCITY ENERGY & HOME SOLUTIONS, INC. | PSE&G |  | Accepted | 2025-08-20 | 2025-09-12 | 2026-09-12 | Inverters | enphase | iq8hc | 380 |  | 26 |  |  | 0.99 |  | Outside | behind panels
NJADRE1560319057 | Administratively Determined Incentive Program | DEPTFORD | 8096 | 11.44 | Residential | Behind the Meter | Yes | VELOCITY ENERGY & HOME SOLUTIONS, INC. | PSE&G |  | Accepted | 2025-08-20 | 2025-09-12 | 2026-09-12 | Solar Panels | qtron | 440w |  | 0.44 | 9 | 181 | 31 |  | Fixed | Roof
NJADRE1560319057 | Administratively Determined Incentive Program | DEPTFORD | 8096 | 11.44 | Residential | Behind the Meter | Yes | VELOCITY ENERGY & HOME SOLUTIONS, INC. | PSE&G |  | Accepted | 2025-08-20 | 2025-09-12 | 2026-09-12 | Solar Panels | sil | 440w |  | 0.44 | 11 | 181 | 32 |  | Fixed | Roof
NJADRE1560319057 | Administratively Determined Incentive Program | DEPTFORD | 8096 | 11.44 | Residential | Behind the Meter | Yes | VELOCITY ENERGY & HOME SOLUTIONS, INC. | PSE&G |  | Accepted | 2025-08-20 | 2025-09-12 | 2026-09-12 | Solar Panels | sil | 440w |  | 0.44 | 6 | 271 | 48 |  | Fixed | Roof
NJADRE1560319439 | Administratively Determined Incentive Program | ELMWOOD PARK | 7407 | 5.74 | Residential | Behind the Meter | No | Pro Custom Solar dba Momentum Solar | PSE&G |  | Accepted | 2025-08-22 | 2025-09-12 | 2026-09-12 | Solar Panels | HANWHA | q.peak duo blk-g10+410 |  | 0.41 | 3 | 160 | 22 |  | Fixed | Roof
NJADRE1560319439 | Administratively Determined Incentive Program | ELMWOOD PARK | 7407 | 5.74 | Residential | Behind the Meter | No | Pro Custom Solar dba Momentum Solar | PSE&G |  | Accepted | 2025-08-22 | 2025-09-12 | 2026-09-12 | Inverters | ENPHASE | 0.41 | 0 |  | 14 |  |  | 0.97 |  | Outdoor
NJADRE1560319439 | Administratively Determined Incentive Program | ELMWOOD PARK | 7407 | 5.74 | Residential | Behind the Meter | No | Pro Custom Solar dba Momentum Solar | PSE&G |  | Accepted | 2025-08-22 | 2025-09-12 | 2026-09-12 | Solar Panels | HANWHA | q.peak duo blk-g10+410 |  | 0.41 | 11 | 250 | 22 |  | Fixed | Roof
NJADRE1560320015 | Administratively Determined Incentive Program | MOORESTOWN | 8057 | 11.18 | Residential | Behind the Meter | Yes | Integrity Solar & Home Solutions, LLC | PSE&G |  | Accepted | 2025-08-20 | 2025-09-12 | 2026-09-12 | Inverters | Q CELLS | Q.MI.349B-G1 | 349 |  | 26 |  |  | 0.98 |  | Other | UNDER EACH PANEL
NJADRE1560320015 | Administratively Determined Incentive Program | MOORESTOWN | 8057 | 11.18 | Residential | Behind the Meter | Yes | Integrity Solar & Home Solutions, LLC | PSE&G |  | Accepted | 2025-08-20 | 2025-09-12 | 2026-09-12 | Solar Panels | Q CELLS | Q.TRON BLK M-G2.H1 430 |  | 0.43 | 4 | 221 | 20 |  | Fixed | Roof
NJADRE1560320015 | Administratively Determined Incentive Program | MOORESTOWN | 8057 | 11.18 | Residential | Behind the Meter | Yes | Integrity Solar & Home Solutions, LLC | PSE&G |  | Accepted | 2025-08-20 | 2025-09-12 | 2026-09-12 | Solar Panels | Q CELLS | Q.TRON BLK M-G2.H1 430 |  | 0.43 | 22 | 132 | 18 |  | Fixed | Roof
NJADRE1560320604 | Administratively Determined Incentive Program | MERCHANTVILLE | 8109 | 13.53 | Residential | Behind the Meter | No | Tesla Energy Operations, Inc. | PSE&G |  | Accepted | 2025-08-20 | 2025-09-11 | 2026-09-11 | Solar Panels | Hanwha | Q.PEAK DUO BLK ML-G10+/TS 410 |  | 0.41 | 24 | 262 | 18 |  | Fixed | Roof
NJADRE1560320604 | Administratively Determined Incentive Program | MERCHANTVILLE | 8109 | 13.53 | Residential | Behind the Meter | No | Tesla Energy Operations, Inc. | PSE&G |  | Accepted | 2025-08-20 | 2025-09-11 | 2026-09-11 | Solar Panels | Hanwha | Q.PEAK DUO BLK ML-G10+/TS 410 |  | 0.41 | 9 | 82 | 18 |  | Fixed | Roof
NJADRE1560320604 | Administratively Determined Incentive Program | MERCHANTVILLE | 8109 | 13.53 | Residential | Behind the Meter | No | Tesla Energy Operations, Inc. | PSE&G |  | Accepted | 2025-08-20 | 2025-09-11 | 2026-09-11 | Inverters | Tesla | 1707000-XX-Y 10 kW | 10000 |  | 1 |  |  | 0.98 |  | Outdoor
NJADRE1560320604 | Administratively Determined Incentive Program | MERCHANTVILLE | 8109 | 13.53 | Residential | Behind the Meter | No | Tesla Energy Operations, Inc. | PSE&G |  | Accepted | 2025-08-20 | 2025-09-11 | 2026-09-11 | Electric Storage Battery | Tesla | 1707000-XX-Y 10 kW |  |  | 1 |  |  |  | Lithium Ion |  | OUTSIDE
NJADRE1560321568 | Administratively Determined Incentive Program | MIDDLETOWN | 7748 | 8.6 | Residential | Behind the Meter | Yes | VELOCITY ENERGY & HOME SOLUTIONS, INC. | JCP&L |  | Accepted | 2025-08-20 | 2025-09-12 | 2026-09-12 | Inverters | enphase | iq8plus | 290 |  | 20 |  |  | 0.99 |  | Outside | behind panels
NJADRE1560321568 | Administratively Determined Incentive Program | MIDDLETOWN | 7748 | 8.6 | Residential | Behind the Meter | Yes | VELOCITY ENERGY & HOME SOLUTIONS, INC. | JCP&L |  | Accepted | 2025-08-20 | 2025-09-12 | 2026-09-12 | Solar Panels | seg | 430w |  | 0.43 | 20 | 244 | 27 |  | Fixed | Roof
NJADRE1560322471 | Administratively Determined Incentive Program | HAWTHORNE | 7506 | 7.31 | Residential | Behind the Meter | Yes | Solar Mite Solutions, LLC | PSE&G |  | Accepted | 2025-08-20 | 2025-09-12 | 2026-09-12 | Solar Panels | Jinko | JKM430N-54HL4-B |  | 0.43 | 9 | 178 | 20 |  | Fixed | Roof
NJADRE1560322471 | Administratively Determined Incentive Program | HAWTHORNE | 7506 | 7.31 | Residential | Behind the Meter | Yes | Solar Mite Solutions, LLC | PSE&G |  | Accepted | 2025-08-20 | 2025-09-12 | 2026-09-12 | Solar Panels | Jinko | JKM430N-54HL4-B |  | 0.43 | 8 | 358 | 20 |  | Fixed | Roof
NJADRE1560322471 | Administratively Determined Incentive Program | HAWTHORNE | 7506 | 7.31 | Residential | Behind the Meter | Yes | Solar Mite Solutions, LLC | PSE&G |  | Accepted | 2025-08-20 | 2025-09-12 | 2026-09-12 | Inverters | Enphase | IQ8PLUS-72-M-US | 290 |  | 17 |  |  | 0.96 |  | Outside
NJADRE1560322552 | Administratively Determined Incentive Program | GLOUCESTER TOWNSHIP | 8012 | 10.44 | Residential | Behind the Meter | Yes | SunnyMac, LLC | AC Electric |  | Accepted | 2025-08-20 | 2025-09-11 | 2026-09-11 | Solar Panels | HANWHA | Q.TRON BLK M-G2.H+ |  | 0.435 | 2 | 179 | 18 |  | Fixed | Roof
NJADRE1560322552 | Administratively Determined Incentive Program | GLOUCESTER TOWNSHIP | 8012 | 10.44 | Residential | Behind the Meter | Yes | SunnyMac, LLC | AC Electric |  | Accepted | 2025-08-20 | 2025-09-11 | 2026-09-11 | Solar Panels | HANWHA | Q.TRON BLK M-G2.H+ |  | 0.435 | 9 | 179 | 22 |  | Fixed | Roof
NJADRE1560322552 | Administratively Determined Incentive Program | GLOUCESTER TOWNSHIP | 8012 | 10.44 | Residential | Behind the Meter | Yes | SunnyMac, LLC | AC Electric |  | Accepted | 2025-08-20 | 2025-09-11 | 2026-09-11 | Inverters | SOLAREDGE HOME HUB | SE7600H-US | 7600 |  | 1 |  |  | 0.99 |  | Outdoor | next to meter
NJADRE1560322552 | Administratively Determined Incentive Program | GLOUCESTER TOWNSHIP | 8012 | 10.44 | Residential | Behind the Meter | Yes | SunnyMac, LLC | AC Electric |  | Accepted | 2025-08-20 | 2025-09-11 | 2026-09-11 | Solar Panels | HANWHA | Q.TRON BLK M-G2.H+ |  | 0.435 | 4 | 179 | 16 |  | Fixed | Roof
NJADRE1560322552 | Administratively Determined Incentive Program | GLOUCESTER TOWNSHIP | 8012 | 10.44 | Residential | Behind the Meter | Yes | SunnyMac, LLC | AC Electric |  | Accepted | 2025-08-20 | 2025-09-11 | 2026-09-11 | Solar Panels | HANWHA | Q.TRON BLK M-G2.H+ |  | 0.435 | 9 | 359 | 22 |  | Fixed | Roof
NJADRE1560322694 | Administratively Determined Incentive Program | NORTH BRUNSWICK TOWNSHIP | 8902 | 6.525 | Residential | Behind the Meter | Yes | VELOCITY ENERGY & HOME SOLUTIONS, INC. | PSE&G |  | Accepted | 2025-08-20 | 2025-09-12 | 2026-09-12 | Inverters | enphase | iq8hc | 380 |  | 15 |  |  | 0.99 |  | Outside | behind panels
NJADRE1560322694 | Administratively Determined Incentive Program | NORTH BRUNSWICK TOWNSHIP | 8902 | 6.525 | Residential | Behind the Meter | Yes | VELOCITY ENERGY & HOME SOLUTIONS, INC. | PSE&G |  | Accepted | 2025-08-20 | 2025-09-12 | 2026-09-12 | Solar Panels | qtron | 435w |  | 0.435 | 5 | 354 | 23 |  | Fixed | Roof
NJADRE1560322694 | Administratively Determined Incentive Program | NORTH BRUNSWICK TOWNSHIP | 8902 | 6.525 | Residential | Behind the Meter | Yes | VELOCITY ENERGY & HOME SOLUTIONS, INC. | PSE&G |  | Accepted | 2025-08-20 | 2025-09-12 | 2026-09-12 | Solar Panels | qtron | 435w |  | 0.435 | 7 | 174 | 23 |  | Fixed | Roof
NJADRE1560322694 | Administratively Determined Incentive Program | NORTH BRUNSWICK TOWNSHIP | 8902 | 6.525 | Residential | Behind the Meter | Yes | VELOCITY ENERGY & HOME SOLUTIONS, INC. | PSE&G |  | Accepted | 2025-08-20 | 2025-09-12 | 2026-09-12 | Solar Panels | qtron | 435w |  | 0.435 | 3 | 174 | 23 |  | Fixed | Roof
NJADRE1560322847 | Administratively Determined Incentive Program | Paterson | 7514 | 10.25 | Residential | Behind the Meter | Yes | Trinity Solar, LLC | PSE&G |  | Accepted | 2025-08-20 | 2025-09-11 | 2026-09-11 | Solar Panels | Hanwha | Q.PEAK DUO BLK ML-G10+ 410 |  | 0.41 | 18 | 193 | 38 |  | Fixed | Roof
NJADRE1560322847 | Administratively Determined Incentive Program | Paterson | 7514 | 10.25 | Residential | Behind the Meter | Yes | Trinity Solar, LLC | PSE&G |  | Accepted | 2025-08-20 | 2025-09-11 | 2026-09-11 | Solar Panels | Hanwha | Q.PEAK DUO BLK ML-G10+ 410 |  | 0.41 | 7 | 193 | 10 |  | Fixed | Roof
NJADRE1560322847 | Administratively Determined Incentive Program | Paterson | 7514 | 10.25 | Residential | Behind the Meter | Yes | Trinity Solar, LLC | PSE&G |  | Accepted | 2025-08-20 | 2025-09-11 | 2026-09-11 | Inverters | Solar Edge | USE7600H-US | 7600 |  | 1 |  |  | 0.97 |  | Outside
NJADRE1560322903 | Administratively Determined Incentive Program | PRINCETON JUNCTION | 8550 | 13.53 | Residential | Behind the Meter | No | Tesla Energy Operations, Inc. | PSE&G |  | Accepted | 2025-08-20 | 2025-09-11 | 2026-09-11 | Solar Panels | Hanwha | Q.PEAK DUO BLK ML-G10+/TS 410 |  | 0.41 | 16 | 330 | 34 |  | Fixed | Roof
NJADRE1560322903 | Administratively Determined Incentive Program | PRINCETON JUNCTION | 8550 | 13.53 | Residential | Behind the Meter | No | Tesla Energy Operations, Inc. | PSE&G |  | Accepted | 2025-08-20 | 2025-09-11 | 2026-09-11 | Solar Panels | Hanwha | Q.PEAK DUO BLK ML-G10+/TS 410 |  | 0.41 | 15 | 150 | 34 |  | Fixed | Roof
NJADRE1560322903 | Administratively Determined Incentive Program | PRINCETON JUNCTION | 8550 | 13.53 | Residential | Behind the Meter | No | Tesla Energy Operations, Inc. | PSE&G |  | Accepted | 2025-08-20 | 2025-09-11 | 2026-09-11 | Solar Panels | Hanwha | Q.PEAK DUO BLK ML-G10+/TS 410 |  | 0.41 | 2 | 150 | 34 |  | Fixed | Roof
NJADRE1560322903 | Administratively Determined Incentive Program | PRINCETON JUNCTION | 8550 | 13.53 | Residential | Behind the Meter | No | Tesla Energy Operations, Inc. | PSE&G |  | Accepted | 2025-08-20 | 2025-09-11 | 2026-09-11 | Inverters | Tesla | 1707000-XX-Y 11.5 kW | 11500 |  | 1 |  |  | 0.98 |  | Outdoor
NJADRE1560322903 | Administratively Determined Incentive Program | PRINCETON JUNCTION | 8550 | 13.53 | Residential | Behind the Meter | No | Tesla Energy Operations, Inc. | PSE&G |  | Accepted | 2025-08-20 | 2025-09-11 | 2026-09-11 | Electric Storage Battery | Tesla | Powerwall 3 |  |  | 2 |  |  |  | Lithium Ion |  | OUTSIDE
NJADRE1560322914 | Administratively Determined Incentive Program | MONTAGUE | 7827 | 6.56 | Residential | Behind the Meter | Yes | Trinity Solar, LLC | JCP&L |  | Accepted | 2025-08-20 | 2025-09-11 | 2026-09-11 | Inverters | Solar Edge | SE7600H-USMNUBL15 | 7600 |  | 1 |  |  | 0.97 |  | Outdoor
NJADRE1560322914 | Administratively Determined Incentive Program | MONTAGUE | 7827 | 6.56 | Residential | Behind the Meter | Yes | Trinity Solar, LLC | JCP&L |  | Accepted | 2025-08-20 | 2025-09-11 | 2026-09-11 | Solar Panels | HANWHA | (Q.PEAK DUO BLK ML-G10+ 410) |  | 0.41 | 16 | 133 | 18 |  | Fixed | Roof
NJADRE1560322918 | Administratively Determined Incentive Program | Edison | 8820 | 11.89 | Residential | Behind the Meter | No | Big Wave Roofing and Solar, LLC | PSE&G |  | Accepted | 2025-08-20 | 2025-09-12 | 2026-09-12 | Solar Panels | Mission | MSE410HT0B |  | 0.41 | 14 | 73 | 31 |  | Fixed | Roof
NJADRE1560322918 | Administratively Determined Incentive Program | Edison | 8820 | 11.89 | Residential | Behind the Meter | No | Big Wave Roofing and Solar, LLC | PSE&G |  | Accepted | 2025-08-20 | 2025-09-12 | 2026-09-12 | Inverters | Enphase | IQ8PLUS-72-2-US | 290 |  | 29 |  |  | 0.97 |  | Outside
NJADRE1560322918 | Administratively Determined Incentive Program | Edison | 8820 | 11.89 | Residential | Behind the Meter | No | Big Wave Roofing and Solar, LLC | PSE&G |  | Accepted | 2025-08-20 | 2025-09-12 | 2026-09-12 | Solar Panels | Mission | MSE410HT0B |  | 0.41 | 5 | 73 | 31 |  | Fixed | Roof
NJADRE1560322918 | Administratively Determined Incentive Program | Edison | 8820 | 11.89 | Residential | Behind the Meter | No | Big Wave Roofing and Solar, LLC | PSE&G |  | Accepted | 2025-08-20 | 2025-09-12 | 2026-09-12 | Solar Panels | Mission | MSE410HT0B |  | 0.41 | 10 | 253 | 31 |  | Fixed | Roof
NJADRE1560322931 | Administratively Determined Incentive Program | Sicklerville | 8081 | 7.04 | Residential | Behind the Meter | Yes | Velocity Energy & Home Solutions, Inc. | AC Electric |  | Accepted | 2025-08-20 | 2025-09-12 | 2026-09-12 | Inverters | enphase | iq8hc | 380 |  | 16 |  |  | 0.99 |  | Outside | behind panels
NJADRE1560322931 | Administratively Determined Incentive Program | Sicklerville | 8081 | 7.04 | Residential | Behind the Meter | Yes | Velocity Energy & Home Solutions, Inc. | AC Electric |  | Accepted | 2025-08-20 | 2025-09-12 | 2026-09-12 | Solar Panels | sil | 440w |  | 0.44 | 16 | 218 | 25 |  | Fixed | Roof
NJADRE1560322941 | Administratively Determined Incentive Program | Westville | 8093 | 5.72 | Residential | Behind the Meter | Yes | Velocity Energy & Home Solutions, Inc. | PSE&G |  | Accepted | 2025-08-20 | 2025-09-23 | 2026-09-23 | Inverters | enphase | iq8hc | 380 |  | 13 |  |  | 0.99 |  | Outside | behind panels
NJADRE1560322941 | Administratively Determined Incentive Program | Westville | 8093 | 5.72 | Residential | Behind the Meter | Yes | Velocity Energy & Home Solutions, Inc. | PSE&G |  | Accepted | 2025-08-20 | 2025-09-23 | 2026-09-23 | Solar Panels | sil | 440w |  | 0.44 | 9 | 212 | 20 |  | Fixed | Roof
NJADRE1560322941 | Administratively Determined Incentive Program | Westville | 8093 | 5.72 | Residential | Behind the Meter | Yes | Velocity Energy & Home Solutions, Inc. | PSE&G |  | Accepted | 2025-08-20 | 2025-09-23 | 2026-09-23 | Solar Panels | sil | 440w |  | 0.44 | 4 | 32 | 20 |  | Fixed | Roof
NJADRE1560322950 | Administratively Determined Incentive Program | LINDEN | 7036 | 6.6 | Residential | Behind the Meter | Yes | VELOCITY ENERGY & HOME SOLUTIONS, INC. | PSE&G |  | Accepted | 2025-08-20 | 2025-09-12 | 2026-09-12 | Inverters | enphase | iq8hc | 2380 |  | 15 |  |  | 0.99 |  | Outside | behind panels
NJADRE1560322950 | Administratively Determined Incentive Program | LINDEN | 7036 | 6.6 | Residential | Behind the Meter | Yes | VELOCITY ENERGY & HOME SOLUTIONS, INC. | PSE&G |  | Accepted | 2025-08-20 | 2025-09-12 | 2026-09-12 | Solar Panels | seg | 430w |  | 0.44 | 6 | 133 | 20 |  | Fixed | Roof
NJADRE1560322950 | Administratively Determined Incentive Program | LINDEN | 7036 | 6.6 | Residential | Behind the Meter | Yes | VELOCITY ENERGY & HOME SOLUTIONS, INC. | PSE&G |  | Accepted | 2025-08-20 | 2025-09-12 | 2026-09-12 | Solar Panels | seg | 430w |  | 0.44 | 9 | 223 | 20 |  | Fixed | Roof
NJADRE1560322955 | Administratively Determined Incentive Program | HILLSIDE | 7205 | 11.61 | Residential | Behind the Meter | Yes | VELOCITY ENERGY & HOME SOLUTIONS, INC. | PSE&G |  | Accepted | 2025-08-20 | 2025-09-17 | 2026-09-17 | Inverters | enphase | iq8hc | 380 |  | 27 |  |  | 0.99 |  | Outside | behind panels
NJADRE1560322955 | Administratively Determined Incentive Program | HILLSIDE | 7205 | 11.61 | Residential | Behind the Meter | Yes | VELOCITY ENERGY & HOME SOLUTIONS, INC. | PSE&G |  | Accepted | 2025-08-20 | 2025-09-17 | 2026-09-17 | Solar Panels | seg | 403w |  | 0.43 | 3 | 353 | 0 |  | Fixed | Roof
NJADRE1560322955 | Administratively Determined Incentive Program | HILLSIDE | 7205 | 11.61 | Residential | Behind the Meter | Yes | VELOCITY ENERGY & HOME SOLUTIONS, INC. | PSE&G |  | Accepted | 2025-08-20 | 2025-09-17 | 2026-09-17 | Solar Panels | seg | 430w |  | 0.43 | 19 | 84 | 35 |  | Fixed | Roof
NJADRE1560322955 | Administratively Determined Incentive Program | HILLSIDE | 7205 | 11.61 | Residential | Behind the Meter | Yes | VELOCITY ENERGY & HOME SOLUTIONS, INC. | PSE&G |  | Accepted | 2025-08-20 | 2025-09-17 | 2026-09-17 | Solar Panels | seg | 430w |  | 0.43 | 5 | 264 | 35 |  | Fixed | Roof
NJADRE1560322971 | Administratively Determined Incentive Program | LAUREL SPRINGS | 8021 | 7.74 | Residential | Behind the Meter | Yes | VELOCITY ENERGY & HOME SOLUTIONS, INC. | AC Electric |  | Accepted | 2025-08-20 | 2025-09-17 | 2026-09-17 | Solar Panels | qtron | 430w |  | 0.43 | 7 | 206 | 15 |  | Fixed | Roof
NJADRE1560322971 | Administratively Determined Incentive Program | LAUREL SPRINGS | 8021 | 7.74 | Residential | Behind the Meter | Yes | VELOCITY ENERGY & HOME SOLUTIONS, INC. | AC Electric |  | Accepted | 2025-08-20 | 2025-09-17 | 2026-09-17 | Solar Panels | qtron | 430w |  | 0.43 | 9 | 206 | 35 |  | Fixed | Roof
NJADRE1560322971 | Administratively Determined Incentive Program | LAUREL SPRINGS | 8021 | 7.74 | Residential | Behind the Meter | Yes | VELOCITY ENERGY & HOME SOLUTIONS, INC. | AC Electric |  | Accepted | 2025-08-20 | 2025-09-17 | 2026-09-17 | Solar Panels | qtron | 430w |  | 0.43 | 2 | 115 | 20 |  | Fixed | Roof
NJADRE1560322971 | Administratively Determined Incentive Program | LAUREL SPRINGS | 8021 | 7.74 | Residential | Behind the Meter | Yes | VELOCITY ENERGY & HOME SOLUTIONS, INC. | AC Electric |  | Accepted | 2025-08-20 | 2025-09-17 | 2026-09-17 | Inverters | enphase | iq8hc | 380 |  | 18 |  |  | 0.99 |  | Outside | behind panels
NJADRE1560322980 | Administratively Determined Incentive Program | NEWARK | 7112 | 5.74 | Residential | Behind the Meter | No | Tesla Energy Operations, Inc. | PSE&G |  | Accepted | 2025-08-20 | 2025-09-11 | 2026-09-11 | Electric Storage Battery | Tesla | Powerwall 3 |  |  | 1 |  |  |  | Lithium Ion |  | OUTSIDE
NJADRE1560322980 | Administratively Determined Incentive Program | NEWARK | 7112 | 5.74 | Residential | Behind the Meter | No | Tesla Energy Operations, Inc. | PSE&G |  | Accepted | 2025-08-20 | 2025-09-11 | 2026-09-11 | Solar Panels | Hanwha | Q.PEAK DUO BLK ML-G10+/TS 410 |  | 0.41 | 14 | 221 | 32 |  | Fixed | Roof
NJADRE1560322980 | Administratively Determined Incentive Program | NEWARK | 7112 | 5.74 | Residential | Behind the Meter | No | Tesla Energy Operations, Inc. | PSE&G |  | Accepted | 2025-08-20 | 2025-09-11 | 2026-09-11 | Inverters | Tesla | 1707000-XX-Y 11.5 kW | 11500 |  | 1 |  |  | 0.98 |  | Outdoor
NJADRE1560322981 | Administratively Determined Incentive Program | TOWNSHIP OF WASHINGTON | 7676 | 15.48 | Residential | Behind the Meter | No | Infinity Solar Systems, LLC | PSE&G |  | Accepted | 2025-08-20 | 2025-09-22 | 2026-09-22 | Inverters | Tesla | TESLA POWERWALL 3 1707000-xx-y | 320 |  | 1 |  |  | 0.97 |  | Outdoor
NJADRE1560322981 | Administratively Determined Incentive Program | TOWNSHIP OF WASHINGTON | 7676 | 15.48 | Residential | Behind the Meter | No | Infinity Solar Systems, LLC | PSE&G |  | Accepted | 2025-08-20 | 2025-09-22 | 2026-09-22 | Solar Panels | SEG Solar | SEG-430-BTD-BG |  | 0.43 | 13 | 104 | 22 |  | Fixed | Roof
NJADRE1560322981 | Administratively Determined Incentive Program | TOWNSHIP OF WASHINGTON | 7676 | 15.48 | Residential | Behind the Meter | No | Infinity Solar Systems, LLC | PSE&G |  | Accepted | 2025-08-20 | 2025-09-22 | 2026-09-22 | Solar Panels | SEG Solar | SEG-430-BTD-BG |  | 0.43 | 7 | 104 | 22 |  | Fixed | Roof
NJADRE1560322981 | Administratively Determined Incentive Program | TOWNSHIP OF WASHINGTON | 7676 | 15.48 | Residential | Behind the Meter | No | Infinity Solar Systems, LLC | PSE&G |  | Accepted | 2025-08-20 | 2025-09-22 | 2026-09-22 | Solar Panels | SEG Solar | SEG-430-BTD-BG |  | 0.43 | 8 | 284 | 22 |  | Fixed | Roof
NJADRE1560322981 | Administratively Determined Incentive Program | TOWNSHIP OF WASHINGTON | 7676 | 15.48 | Residential | Behind the Meter | No | Infinity Solar Systems, LLC | PSE&G |  | Accepted | 2025-08-20 | 2025-09-22 | 2026-09-22 | Solar Panels | SEG Solar | SEG-430-BTD-BG |  | 0.43 | 8 | 284 | 22 |  | Fixed | Roof
NJADRE1560322982 | Administratively Determined Incentive Program | Woodbury Heights | 8090 | 9.24 | Residential | Behind the Meter | Yes | Velocity Energy & Home Solutions, Inc. | AC Electric |  | Accepted | 2025-08-20 | 2025-09-17 | 2026-09-17 | Inverters | enphase | iq8hc | 380 |  | 21 |  |  | 0.99 |  | Outside | behind panels
NJADRE1560322982 | Administratively Determined Incentive Program | Woodbury Heights | 8090 | 9.24 | Residential | Behind the Meter | Yes | Velocity Energy & Home Solutions, Inc. | AC Electric |  | Accepted | 2025-08-20 | 2025-09-17 | 2026-09-17 | Solar Panels | sil | 440w |  | 0.44 | 21 | 258 | 20 |  | Fixed | Roof
NJADRE1560322990 | Administratively Determined Incentive Program | LINDENWOLD | 8021 | 3.915 | Residential | Behind the Meter | Yes | VELOCITY ENERGY & HOME SOLUTIONS, INC. | AC Electric |  | Accepted | 2025-08-20 | 2025-09-17 | 2026-09-17 | Inverters | enphase | iq8hc | 380 |  | 9 |  |  | 0.99 |  | Outside | behind panels
NJADRE1560322990 | Administratively Determined Incentive Program | LINDENWOLD | 8021 | 3.915 | Residential | Behind the Meter | Yes | VELOCITY ENERGY & HOME SOLUTIONS, INC. | AC Electric |  | Accepted | 2025-08-20 | 2025-09-17 | 2026-09-17 | Solar Panels | qtron | 435w |  | 0.435 | 9 | 203 | 25 |  | Fixed | Roof
NJADRE1560323020 | Administratively Determined Incentive Program | ENGLEWOOD | 7631 | 8.3 | Residential | Behind the Meter | Yes | Fusion Solar Energy, LLC | PSE&G |  | Accepted | 2025-08-20 | 2025-09-12 | 2026-09-12 | Solar Panels | QCELLS | Q.PEAK DUO BLK ML-G10.C+ 415 |  | 0.415 | 8 | 303 | 19 |  | Fixed | Roof
NJADRE1560323020 | Administratively Determined Incentive Program | ENGLEWOOD | 7631 | 8.3 | Residential | Behind the Meter | Yes | Fusion Solar Energy, LLC | PSE&G |  | Accepted | 2025-08-20 | 2025-09-12 | 2026-09-12 | Solar Panels | QCELLS | Q.PEAK DUO BLK ML-G10.C+ 415 |  | 0.415 | 6 | 126 | 17 |  | Fixed | Roof
NJADRE1560323020 | Administratively Determined Incentive Program | ENGLEWOOD | 7631 | 8.3 | Residential | Behind the Meter | Yes | Fusion Solar Energy, LLC | PSE&G |  | Accepted | 2025-08-20 | 2025-09-12 | 2026-09-12 | Solar Panels | QCELLS | Q.PEAK DUO BLK ML-G10.C+ 415 |  | 0.415 | 6 | 33 | 49 |  | Fixed | Roof
NJADRE1560323020 | Administratively Determined Incentive Program | ENGLEWOOD | 7631 | 8.3 | Residential | Behind the Meter | Yes | Fusion Solar Energy, LLC | PSE&G |  | Accepted | 2025-08-20 | 2025-09-12 | 2026-09-12 | Inverters | ENPHASE | IQ8HC-72-M-DOM-US | 380 |  | 20 |  |  | 0.97 |  | Outside | Roof
NJADRE1560323029 | Administratively Determined Incentive Program | Marlboro | 7746 | 9.6 | Residential | Behind the Meter | No | Advanced Solar & Energy Solutions, LLC | JCP&L |  | Accepted | 2025-08-20 | 2025-09-17 | 2026-09-17 | Solar Panels | axitec | ac-400mbt/108v |  | 0.4 | 24 | 185 | 18 |  | Fixed | Roof
NJADRE1560323029 | Administratively Determined Incentive Program | Marlboro | 7746 | 9.6 | Residential | Behind the Meter | No | Advanced Solar & Energy Solutions, LLC | JCP&L |  | Accepted | 2025-08-20 | 2025-09-17 | 2026-09-17 | Inverters | enphase | iq8plus-72-m-us | 0 |  | 24 |  |  | 0.97 |  | Outside
NJADRE1560323040 | Administratively Determined Incentive Program | HOPATCONG | 7843 | 7.83 | Residential | Behind the Meter | No | SunnyMac, LLC | JCP&L |  | Accepted | 2025-08-20 | 2025-09-12 | 2026-09-12 | Solar Panels | HANWHA | Q.TRON BLK M-G2.H+ |  | 0.435 | 8 | 302 | 27 |  | Fixed | Roof
NJADRE1560323040 | Administratively Determined Incentive Program | HOPATCONG | 7843 | 7.83 | Residential | Behind the Meter | No | SunnyMac, LLC | JCP&L |  | Accepted | 2025-08-20 | 2025-09-12 | 2026-09-12 | Inverters | SOLAREDGE HOME HUB | SE5700H-US | 5760 |  | 1 |  |  | 0.99 |  | Outdoor | next to meter
NJADRE1560323040 | Administratively Determined Incentive Program | HOPATCONG | 7843 | 7.83 | Residential | Behind the Meter | No | SunnyMac, LLC | JCP&L |  | Accepted | 2025-08-20 | 2025-09-12 | 2026-09-12 | Solar Panels | HANWHA | Q.TRON BLK M-G2.H+ |  | 0.435 | 10 | 122 | 4 |  | Fixed | Roof
NJADRE1560323056 | Administratively Determined Incentive Program | Edison | 8820 | 11.07 | Residential | Behind the Meter | No | Define Solar, LLC | PSE&G |  | Accepted | 2025-08-20 | 2025-09-12 | 2026-09-12 | Solar Panels | Znshine | ZXM7-SH108 410 |  | 0.41 | 12 | 85 | 20 |  | Fixed | Roof
NJADRE1560323056 | Administratively Determined Incentive Program | Edison | 8820 | 11.07 | Residential | Behind the Meter | No | Define Solar, LLC | PSE&G |  | Accepted | 2025-08-20 | 2025-09-12 | 2026-09-12 | Inverters | Enphase | IQ8PLUS-72-2-US | 290 |  | 15 |  |  | 0.976 |  | Outside | Under each pv panel
NJADRE1560323056 | Administratively Determined Incentive Program | Edison | 8820 | 11.07 | Residential | Behind the Meter | No | Define Solar, LLC | PSE&G |  | Accepted | 2025-08-20 | 2025-09-12 | 2026-09-12 | Inverters | Enphase | IQ8PLUS-72-2-US | 290 |  | 12 |  |  | 0.976 |  | Outside | Under each pv panel
NJADRE1560323056 | Administratively Determined Incentive Program | Edison | 8820 | 11.07 | Residential | Behind the Meter | No | Define Solar, LLC | PSE&G |  | Accepted | 2025-08-20 | 2025-09-12 | 2026-09-12 | Solar Panels | Znshine | ZXM7-SH108 410 |  | 0.41 | 15 | 86 | 23 |  | Fixed | Roof
NJADRE1560323062 | Administratively Determined Incentive Program | LINDENWOLD | 8021 | 8.8 | Residential | Behind the Meter | No | Suntuity Solar, LLC | AC Electric |  | Accepted | 2025-08-20 | 2025-09-16 | 2026-09-16 | Inverters | Enphase Energy Inc | IQ8PLUS-72-2-US | 290 |  | 22 |  |  | 0.99 |  | Outdoor
NJADRE1560323062 | Administratively Determined Incentive Program | LINDENWOLD | 8021 | 8.8 | Residential | Behind the Meter | No | Suntuity Solar, LLC | AC Electric |  | Accepted | 2025-08-20 | 2025-09-16 | 2026-09-16 | Meters | Enphase Energy Inc | X-IQ-AM1-240-4 |  |  | 1 |  |  |  | Yes | Outdoor
NJADRE1560323062 | Administratively Determined Incentive Program | LINDENWOLD | 8021 | 8.8 | Residential | Behind the Meter | No | Suntuity Solar, LLC | AC Electric |  | Accepted | 2025-08-20 | 2025-09-16 | 2026-09-16 | Solar Panels | Canadian Solar | CS6R-400MS-HL |  | 0.4 | 22 | 87 | 26 |  | Fixed | Roof
NJADRE1560323066 | Administratively Determined Incentive Program | MARLTON | 8053 | 5.81 | Residential | Behind the Meter | Yes | EMT Renewables, LLC | PSE&G |  | Accepted | 2025-08-20 | 2025-09-15 | 2026-09-15 | Solar Panels | Q CELLS | Q PEAK DUO BLK |  | 0.415 | 14 | 150 | 31 |  | Fixed | Roof
NJADRE1560323066 | Administratively Determined Incentive Program | MARLTON | 8053 | 5.81 | Residential | Behind the Meter | Yes | EMT Renewables, LLC | PSE&G |  | Accepted | 2025-08-20 | 2025-09-15 | 2026-09-15 | Inverters | ENPHASE | IQ8+ | 290 |  | 14 |  |  | 0.98 |  | Other | UNDER EACH PANEL
NJADRE1560323068 | Administratively Determined Incentive Program | WHITING | 8759 | 11.34 | Residential | Behind the Meter | No | Solar Energy World | JCP&L |  | Accepted | 2025-08-20 | 2025-09-12 | 2026-09-12 | Solar Panels | LONGi | LR5-54HPB-405M |  | 0.405 | 5 | 205 | 17 |  | Fixed | Roof
NJADRE1560323068 | Administratively Determined Incentive Program | WHITING | 8759 | 11.34 | Residential | Behind the Meter | No | Solar Energy World | JCP&L |  | Accepted | 2025-08-20 | 2025-09-12 | 2026-09-12 | Solar Panels | LONGi | LR5-54HPB-405M |  | 0.405 | 6 | 24 | 15 |  | Fixed | Roof
NJADRE1560323068 | Administratively Determined Incentive Program | WHITING | 8759 | 11.34 | Residential | Behind the Meter | No | Solar Energy World | JCP&L |  | Accepted | 2025-08-20 | 2025-09-12 | 2026-09-12 | Inverters | Enphase | IQ8HC-72-M-DOM-US | 380 |  | 28 |  |  | 0.97 |  | Outside
NJADRE1560323068 | Administratively Determined Incentive Program | WHITING | 8759 | 11.34 | Residential | Behind the Meter | No | Solar Energy World | JCP&L |  | Accepted | 2025-08-20 | 2025-09-12 | 2026-09-12 | Solar Panels | LONGi | LR5-54HPB-405M |  | 0.405 | 17 | 204 | 17 |  | Fixed | Roof
NJADRE1560323069 | Administratively Determined Incentive Program | Phillipsburg | 8865 | 12.45 | Residential | Behind the Meter | Yes | Sunwise Energy, LLC | JCP&L |  | Accepted | 2025-08-20 | 2025-09-15 | 2026-09-15 | Solar Panels | Q CELLS | Q PEAK DUO BLK ML-G10+_GL_017 |  | 0.415 | 30 | 246 | 20 |  | Fixed | Roof
NJADRE1560323069 | Administratively Determined Incentive Program | Phillipsburg | 8865 | 12.45 | Residential | Behind the Meter | Yes | Sunwise Energy, LLC | JCP&L |  | Accepted | 2025-08-20 | 2025-09-15 | 2026-09-15 | Inverters | SOLAREDGE TECHNOLOGY | SE7600H-US | 12500 |  | 1 |  |  | 0.99 |  | Outside
NJADRE1560323073 | Administratively Determined Incentive Program | DEPTFORD | 8096 | 3.87 | Residential | Behind the Meter | No | EMT Renewables, LLC | PSE&G |  | Accepted | 2025-08-20 | 2025-09-15 | 2026-09-15 | Inverters | ENPHASE | IQ8+ | 290 |  | 9 |  |  | 0.98 |  | Other | UNDER EACH PANEL
NJADRE1560323073 | Administratively Determined Incentive Program | DEPTFORD | 8096 | 3.87 | Residential | Behind the Meter | No | EMT Renewables, LLC | PSE&G |  | Accepted | 2025-08-20 | 2025-09-15 | 2026-09-15 | Solar Panels | Q CELLS | Q TRON |  | 0.43 | 9 | 191 | 40 |  | Fixed | Roof
NJADRE1560323083 | Administratively Determined Incentive Program | NORTH BRUNSWICK | 8902 | 12.18 | Residential | Behind the Meter | Yes | EMT Renewables, LLC | PSE&G |  | Accepted | 2025-08-20 | 2025-09-15 | 2026-09-15 | Solar Panels | Q CELLS | Q TRON |  | 0.435 | 12 | 140 | 23 |  | Fixed | Roof
NJADRE1560323083 | Administratively Determined Incentive Program | NORTH BRUNSWICK | 8902 | 12.18 | Residential | Behind the Meter | Yes | EMT Renewables, LLC | PSE&G |  | Accepted | 2025-08-20 | 2025-09-15 | 2026-09-15 | Inverters | IQ8HC | IQ8+ | 290 |  | 28 |  |  | 0.98 |  | Other | UNDER EACH PANEL
NJADRE1560323083 | Administratively Determined Incentive Program | NORTH BRUNSWICK | 8902 | 12.18 | Residential | Behind the Meter | Yes | EMT Renewables, LLC | PSE&G |  | Accepted | 2025-08-20 | 2025-09-15 | 2026-09-15 | Solar Panels | Q CELLS | Q TRON |  | 0.435 | 16 | 140 | 23 |  | Fixed | Roof
NJADRE1560323087 | Administratively Determined Incentive Program | Penns Grove | 8069 | 9.135 | Residential | Behind the Meter | Yes | SunnyMac, LLC | AC Electric |  | Accepted | 2025-08-20 | 2025-09-11 | 2026-09-11 | Inverters | SOLAREDGE HOME HUB | S7600H-US | 7600 |  | 1 |  |  | 0.99 |  | Outdoor | next to meter
NJADRE1560323087 | Administratively Determined Incentive Program | Penns Grove | 8069 | 9.135 | Residential | Behind the Meter | Yes | SunnyMac, LLC | AC Electric |  | Accepted | 2025-08-20 | 2025-09-11 | 2026-09-11 | Solar Panels | HANWHA | Q.TRON BLK M-G2.H+ |  | 0.435 | 10 | 207 | 45 |  | Fixed | Roof
NJADRE1560323087 | Administratively Determined Incentive Program | Penns Grove | 8069 | 9.135 | Residential | Behind the Meter | Yes | SunnyMac, LLC | AC Electric |  | Accepted | 2025-08-20 | 2025-09-11 | 2026-09-11 | Solar Panels | HANWHA | Q.TRON BLK M-G2.H+ |  | 0.435 | 11 | 298 | 21 |  | Fixed | Roof
NJADRE1560323097 | Administratively Determined Incentive Program | RANDOLPH | 7869 | 12.42 | Residential | Behind the Meter | No | Harvest Power | JCP&L |  | Accepted | 2025-08-21 | 2025-09-12 | 2026-09-12 | Inverters | Enphase | IQ7X-96-2-US | 315 |  | 27 |  |  | 0.975 |  | Other | Microinverter
NJADRE1560323097 | Administratively Determined Incentive Program | RANDOLPH | 7869 | 12.42 | Residential | Behind the Meter | No | Harvest Power | JCP&L |  | Accepted | 2025-08-21 | 2025-09-12 | 2026-09-12 | Meters | Enphase | Combiner Box |  |  | 1 |  |  |  | Yes | Outdoor
NJADRE1560323097 | Administratively Determined Incentive Program | RANDOLPH | 7869 | 12.42 | Residential | Behind the Meter | No | Harvest Power | JCP&L |  | Accepted | 2025-08-21 | 2025-09-12 | 2026-09-12 | Solar Panels | REC | REC460AA |  | 0.46 | 9 | 157 | 35 |  | Fixed | Roof
NJADRE1560323097 | Administratively Determined Incentive Program | RANDOLPH | 7869 | 12.42 | Residential | Behind the Meter | No | Harvest Power | JCP&L |  | Accepted | 2025-08-21 | 2025-09-12 | 2026-09-12 | Solar Panels | REC | REC460AA |  | 0.46 | 18 | 247 | 35 |  | Fixed | Roof
NJADRE1560323109 | Administratively Determined Incentive Program | CEDARVILLE | 8311 | 13.12 | Residential | Behind the Meter | Yes | Trinity Solar, LLC | AC Electric |  | Accepted | 2025-08-20 | 2025-09-11 | 2026-09-11 | Inverters | Solar Edge | USE10000H-US | 10000 |  | 1 |  |  | 0.97 |  | Outside
NJADRE1560323109 | Administratively Determined Incentive Program | CEDARVILLE | 8311 | 13.12 | Residential | Behind the Meter | Yes | Trinity Solar, LLC | AC Electric |  | Accepted | 2025-08-20 | 2025-09-11 | 2026-09-11 | Solar Panels | Hanwha | Q.PEAK DUO BLK ML-G10.C+ 410 |  | 0.41 | 6 | 274 | 27 |  | Fixed | Roof
NJADRE1560323109 | Administratively Determined Incentive Program | CEDARVILLE | 8311 | 13.12 | Residential | Behind the Meter | Yes | Trinity Solar, LLC | AC Electric |  | Accepted | 2025-08-20 | 2025-09-11 | 2026-09-11 | Solar Panels | Hanwha | Q.PEAK DUO BLK ML-G10.C+ 410 |  | 0.41 | 12 | 274 | 43 |  | Fixed | Roof
NJADRE1560323109 | Administratively Determined Incentive Program | CEDARVILLE | 8311 | 13.12 | Residential | Behind the Meter | Yes | Trinity Solar, LLC | AC Electric |  | Accepted | 2025-08-20 | 2025-09-11 | 2026-09-11 | Solar Panels | Hanwha | Q.PEAK DUO BLK ML-G10.C+ 410 |  | 0.41 | 12 | 94 | 43 |  | Fixed | Roof
NJADRE1560323109 | Administratively Determined Incentive Program | CEDARVILLE | 8311 | 13.12 | Residential | Behind the Meter | Yes | Trinity Solar, LLC | AC Electric |  | Accepted | 2025-08-20 | 2025-09-11 | 2026-09-11 | Solar Panels | Hanwha | Q.PEAK DUO BLK ML-G10.C+ 410 |  | 0.41 | 2 | 274 | 9 |  | Fixed | Roof
NJADRE1560323111 | Administratively Determined Incentive Program | PERTH AMBOY | 8861 | 9.02 | Residential | Behind the Meter | No | Tesla Energy Operations Inc | PSE&G |  | Accepted | 2025-08-20 | 2025-09-11 | 2026-09-11 | Solar Panels | Hanwha | Q.PEAK DUO BLK ML-G10+/TS 410 |  | 0.41 | 6 | 295 | 23 |  | Fixed | Roof
NJADRE1560323111 | Administratively Determined Incentive Program | PERTH AMBOY | 8861 | 9.02 | Residential | Behind the Meter | No | Tesla Energy Operations Inc | PSE&G |  | Accepted | 2025-08-20 | 2025-09-11 | 2026-09-11 | Solar Panels | Hanwha | Q.PEAK DUO BLK ML-G10+/TS 410 |  | 0.41 | 6 | 295 | 23 |  | Fixed | Roof
NJADRE1560323111 | Administratively Determined Incentive Program | PERTH AMBOY | 8861 | 9.02 | Residential | Behind the Meter | No | Tesla Energy Operations Inc | PSE&G |  | Accepted | 2025-08-20 | 2025-09-11 | 2026-09-11 | Inverters | Tesla | 1707000-XX-Y 11.5 kW | 11500 |  | 1 |  |  | 0.98 |  | Outdoor
NJADRE1560323111 | Administratively Determined Incentive Program | PERTH AMBOY | 8861 | 9.02 | Residential | Behind the Meter | No | Tesla Energy Operations Inc | PSE&G |  | Accepted | 2025-08-20 | 2025-09-11 | 2026-09-11 | Electric Storage Battery | Tesla | Powerwall 3 |  |  | 1 |  |  |  | Lithium Ion |  | OUTSIDE
NJADRE1560323111 | Administratively Determined Incentive Program | PERTH AMBOY | 8861 | 9.02 | Residential | Behind the Meter | No | Tesla Energy Operations Inc | PSE&G |  | Accepted | 2025-08-20 | 2025-09-11 | 2026-09-11 | Solar Panels | Hanwha | Q.PEAK DUO BLK ML-G10+/TS 410 |  | 0.41 | 5 | 115 | 23 |  | Fixed | Roof
NJADRE1560323111 | Administratively Determined Incentive Program | PERTH AMBOY | 8861 | 9.02 | Residential | Behind the Meter | No | Tesla Energy Operations Inc | PSE&G |  | Accepted | 2025-08-20 | 2025-09-11 | 2026-09-11 | Solar Panels | Hanwha | Q.PEAK DUO BLK ML-G10+/TS 410 |  | 0.41 | 5 | 115 | 23 |  | Fixed | Roof
NJADRE1560323114 | Administratively Determined Incentive Program | Villas | 8251 | 8.17 | Residential | Behind the Meter | No | EMT Renewables, LLC | AC Electric |  | Accepted | 2025-08-20 | 2025-09-15 | 2026-09-15 | Inverters | ENPHASE | IQ8+ | 290 |  | 19 |  |  | 0.98 |  | Other | UNDER EACH PANEL
NJADRE1560323114 | Administratively Determined Incentive Program | Villas | 8251 | 8.17 | Residential | Behind the Meter | No | EMT Renewables, LLC | AC Electric |  | Accepted | 2025-08-20 | 2025-09-15 | 2026-09-15 | Solar Panels | Q CELLS | Q TRON |  | 0.43 | 12 | 194 | 23 |  | Fixed | Roof
NJADRE1560323114 | Administratively Determined Incentive Program | Villas | 8251 | 8.17 | Residential | Behind the Meter | No | EMT Renewables, LLC | AC Electric |  | Accepted | 2025-08-20 | 2025-09-15 | 2026-09-15 | Solar Panels | Q CELLS | Q TRON |  | 0.43 | 7 | 284 | 16 |  | Fixed | Roof
NJADRE1560323119 | Administratively Determined Incentive Program | UNION | 7083 | 7.79 | Residential | Behind the Meter | Yes | Pro Custom Solar dba Momentum Solar | PSE&G |  | Accepted | 2025-08-20 | 2025-09-17 | 2026-09-17 | Inverters | ENPHASE | IQ8HC-72-M-DOM-US | 380 |  | 19 |  |  | 0.97 |  | Outdoor
NJADRE1560323119 | Administratively Determined Incentive Program | UNION | 7083 | 7.79 | Residential | Behind the Meter | Yes | Pro Custom Solar dba Momentum Solar | PSE&G |  | Accepted | 2025-08-20 | 2025-09-17 | 2026-09-17 | Solar Panels | hanwha | q.peak duo blk-g10+410 |  | 0.41 | 5 | 126 | 11 |  | Fixed | Roof
NJADRE1560323119 | Administratively Determined Incentive Program | UNION | 7083 | 7.79 | Residential | Behind the Meter | Yes | Pro Custom Solar dba Momentum Solar | PSE&G |  | Accepted | 2025-08-20 | 2025-09-17 | 2026-09-17 | Solar Panels | HANWHA | q.peak duo blk-g10+410 |  | 0.41 | 14 | 127 | 35 |  | Fixed | Roof
NJADRE1560323125 | Administratively Determined Incentive Program | BLOOMFIELD | 7003 | 6.225 | Residential | Behind the Meter | Yes | Fusion Solar Energy, LLC | PSE&G |  | Accepted | 2025-08-20 | 2025-09-11 | 2026-09-11 | Inverters | ENPHASE | IQ8HC-72-M-DOM-US | 380 |  | 15 |  |  | 0.97 |  | Outside | Roof
NJADRE1560323125 | Administratively Determined Incentive Program | BLOOMFIELD | 7003 | 6.225 | Residential | Behind the Meter | Yes | Fusion Solar Energy, LLC | PSE&G |  | Accepted | 2025-08-20 | 2025-09-11 | 2026-09-11 | Solar Panels | QCELLS | Q.PEAK DUO BLK ML-G10.C+ 415 |  | 0.415 | 15 | 172.7 | 45 |  | Fixed | Roof
NJADRE1560323128 | Administratively Determined Incentive Program | MILLVILLE | 8332 | 5.265 | Residential | Behind the Meter | No | Solar Energy World | AC Electric |  | Accepted | 2025-08-20 | 2025-09-11 | 2026-09-11 | Inverters | Enphase | IQ8HC-72-M-DOM-US | 380 |  | 13 |  |  | 0.97 |  | Outside
NJADRE1560323128 | Administratively Determined Incentive Program | MILLVILLE | 8332 | 5.265 | Residential | Behind the Meter | No | Solar Energy World | AC Electric |  | Accepted | 2025-08-20 | 2025-09-11 | 2026-09-11 | Solar Panels | LONGi | LR5-54HPB-405M |  | 0.405 | 7 | 131 | 19 |  | Fixed | Roof
NJADRE1560323128 | Administratively Determined Incentive Program | MILLVILLE | 8332 | 5.265 | Residential | Behind the Meter | No | Solar Energy World | AC Electric |  | Accepted | 2025-08-20 | 2025-09-11 | 2026-09-11 | Solar Panels | LONGi | LR5-54HPB-405M |  | 0.405 | 6 | 218 | 18 |  | Fixed | Roof
NJADRE1560323134 | Administratively Determined Incentive Program | TRENTON | 8620 | 8.265 | Residential | Behind the Meter | Yes | SunnyMac, LLC | PSE&G |  | Accepted | 2025-08-20 | 2025-09-11 | 2026-09-11 | Solar Panels | HANWHA | Q.TRON BLK M-G2.H+ |  | 0.435 | 9 | 203 | 30 |  | Fixed | Roof
NJADRE1560323134 | Administratively Determined Incentive Program | TRENTON | 8620 | 8.265 | Residential | Behind the Meter | Yes | SunnyMac, LLC | PSE&G |  | Accepted | 2025-08-20 | 2025-09-11 | 2026-09-11 | Solar Panels | HANWHA | Q.TRON BLK M-G2.H+ |  | 0.435 | 10 | 203 | 30 |  | Fixed | Roof
NJADRE1560323134 | Administratively Determined Incentive Program | TRENTON | 8620 | 8.265 | Residential | Behind the Meter | Yes | SunnyMac, LLC | PSE&G |  | Accepted | 2025-08-20 | 2025-09-11 | 2026-09-11 | Inverters | SOLAREDGE HOME HUB | SE7600H-US | 7600 |  | 1 |  |  | 0.99 |  | Outdoor | next to meter
NJADRE1560323136 | Administratively Determined Incentive Program | MOUNT ROYAL | 8061 | 17.16 | Residential | Behind the Meter | No | All Season Solar | AC Electric |  | Accepted | 2025-08-20 | 2025-09-11 | 2026-09-11 | Solar Panels | Certainteed | CT440HC12-08 |  | 0.44 | 5 | 338 | 35 |  | Fixed | Roof
NJADRE1560323136 | Administratively Determined Incentive Program | MOUNT ROYAL | 8061 | 17.16 | Residential | Behind the Meter | No | All Season Solar | AC Electric |  | Accepted | 2025-08-20 | 2025-09-11 | 2026-09-11 | Solar Panels | Certainteed | CT440HC12-08 |  | 0.44 | 16 | 158 | 35 |  | Fixed | Roof
NJADRE1560323136 | Administratively Determined Incentive Program | MOUNT ROYAL | 8061 | 17.16 | Residential | Behind the Meter | No | All Season Solar | AC Electric |  | Accepted | 2025-08-20 | 2025-09-11 | 2026-09-11 | Solar Panels | Certainteed | CT440HC12-08 |  | 0.44 | 4 | 158 | 35 |  | Fixed | Roof
NJADRE1560323136 | Administratively Determined Incentive Program | MOUNT ROYAL | 8061 | 17.16 | Residential | Behind the Meter | No | All Season Solar | AC Electric |  | Accepted | 2025-08-20 | 2025-09-11 | 2026-09-11 | Solar Panels | Certainteed | CT440HC12-08 |  | 0.44 | 10 | 338 | 35 |  | Fixed | Roof
NJADRE1560323136 | Administratively Determined Incentive Program | MOUNT ROYAL | 8061 | 17.16 | Residential | Behind the Meter | No | All Season Solar | AC Electric |  | Accepted | 2025-08-20 | 2025-09-11 | 2026-09-11 | Inverters | Enphase | IQ8MC | 320 |  | 39 |  |  | 0.97 |  | Outside
NJADRE1560323136 | Administratively Determined Incentive Program | MOUNT ROYAL | 8061 | 17.16 | Residential | Behind the Meter | No | All Season Solar | AC Electric |  | Accepted | 2025-08-20 | 2025-09-11 | 2026-09-11 | Solar Panels | Certainteed | CT440HC12-08 |  | 0.44 | 4 | 158 | 35 |  | Fixed | Roof
NJADRE1560323141 | Administratively Determined Incentive Program | PENNS GROVE | 8069 | 7.31 | Residential | Behind the Meter | No | EMT Renewables, LLC | AC Electric |  | Accepted | 2025-08-20 | 2025-09-11 | 2026-09-11 | Inverters | ENPHASE | IQ8+ | 290 |  | 17 |  |  | 0.98 |  | Other | UNDER EACH PANEL
NJADRE1560323141 | Administratively Determined Incentive Program | PENNS GROVE | 8069 | 7.31 | Residential | Behind the Meter | No | EMT Renewables, LLC | AC Electric |  | Accepted | 2025-08-20 | 2025-09-11 | 2026-09-11 | Solar Panels | Q CELLS | Q TRON |  | 0.43 | 7 | 320 | 45 |  | Fixed | Roof
NJADRE1560323141 | Administratively Determined Incentive Program | PENNS GROVE | 8069 | 7.31 | Residential | Behind the Meter | No | EMT Renewables, LLC | AC Electric |  | Accepted | 2025-08-20 | 2025-09-11 | 2026-09-11 | Solar Panels | Q CELLS | Q TRON |  | 0.43 | 10 | 140 | 24 |  | Fixed | Roof
NJADRE1560323144 | Administratively Determined Incentive Program | EWING | 8638 | 7.83 | Residential | Behind the Meter | Yes | SunnyMac LLC | PSE&G |  | Accepted | 2025-08-20 | 2025-09-11 | 2026-09-11 | Solar Panels | HANWHA | Q.TRON BLK M-G2.H+ |  | 0.435 | 9 | 250 | 23 |  | Fixed | Roof
NJADRE1560323144 | Administratively Determined Incentive Program | EWING | 8638 | 7.83 | Residential | Behind the Meter | Yes | SunnyMac LLC | PSE&G |  | Accepted | 2025-08-20 | 2025-09-11 | 2026-09-11 | Solar Panels | HANWHA | Q.TRON BLK M-G2.H+ |  | 0.435 | 9 | 160 | 23 |  | Fixed | Roof
NJADRE1560323144 | Administratively Determined Incentive Program | EWING | 8638 | 7.83 | Residential | Behind the Meter | Yes | SunnyMac LLC | PSE&G |  | Accepted | 2025-08-20 | 2025-09-11 | 2026-09-11 | Inverters | SOLAREDGE HOME HUB | SE5700H-US | 5760 |  | 1 |  |  | 0.99 |  | Outdoor | next to meter
NJADRE1560323152 | Administratively Determined Incentive Program | EAST WINDSOR | 8520 | 8.6 | Residential | Behind the Meter | No | EMT Renewables, LLC | JCP&L |  | Accepted | 2025-08-20 | 2025-09-11 | 2026-09-11 | Inverters | ENPHASE | IQ8+ | 290 |  | 20 |  |  | 0.98 |  | Other | UNDER EACH PANEL
NJADRE1560323152 | Administratively Determined Incentive Program | EAST WINDSOR | 8520 | 8.6 | Residential | Behind the Meter | No | EMT Renewables, LLC | JCP&L |  | Accepted | 2025-08-20 | 2025-09-11 | 2026-09-11 | Solar Panels | Q CELLS | Q TRON |  | 0.43 | 5 | 45 | 24 |  | Fixed | Roof
NJADRE1560323152 | Administratively Determined Incentive Program | EAST WINDSOR | 8520 | 8.6 | Residential | Behind the Meter | No | EMT Renewables, LLC | JCP&L |  | Accepted | 2025-08-20 | 2025-09-11 | 2026-09-11 | Solar Panels | Q CELLS | Q TRON |  | 0.43 | 12 | 225 | 24 |  | Fixed | Roof
NJADRE1560323152 | Administratively Determined Incentive Program | EAST WINDSOR | 8520 | 8.6 | Residential | Behind the Meter | No | EMT Renewables, LLC | JCP&L |  | Accepted | 2025-08-20 | 2025-09-11 | 2026-09-11 | Solar Panels | Q CELLS | Q TRON |  | 0.43 | 3 | 225 | 24 |  | Fixed | Roof
NJADRE1560323161 | Administratively Determined Incentive Program | CRANFORD | 7016 | 11.18 | Residential | Behind the Meter | Yes | Pro Custom Solar dba Momentum Solar | PSE&G |  | Accepted | 2025-08-20 | 2025-09-17 | 2026-09-17 | Inverters | Enphase | IQ8HC-72-M-DOM-US | 380 |  | 26 |  |  | 0.97 |  | Outdoor
NJADRE1560323161 | Administratively Determined Incentive Program | CRANFORD | 7016 | 11.18 | Residential | Behind the Meter | Yes | Pro Custom Solar dba Momentum Solar | PSE&G |  | Accepted | 2025-08-20 | 2025-09-17 | 2026-09-17 | Solar Panels | Hanwha | Q.TRON BLK M-G2+430 |  | 0.43 | 10 | 317 | 25 |  | Fixed | Roof
NJADRE1560323161 | Administratively Determined Incentive Program | CRANFORD | 7016 | 11.18 | Residential | Behind the Meter | Yes | Pro Custom Solar dba Momentum Solar | PSE&G |  | Accepted | 2025-08-20 | 2025-09-17 | 2026-09-17 | Solar Panels | Hanwha | Q.TRON BLK M-G2+430 |  | 0.43 | 7 | 317 | 41 |  | Fixed | Roof
NJADRE1560323161 | Administratively Determined Incentive Program | CRANFORD | 7016 | 11.18 | Residential | Behind the Meter | Yes | Pro Custom Solar dba Momentum Solar | PSE&G |  | Accepted | 2025-08-20 | 2025-09-17 | 2026-09-17 | Solar Panels | Hanwha | Q.TRON BLK M-G2+430 |  | 0.43 | 4 | 137 | 32 |  | Fixed | Roof
NJADRE1560323161 | Administratively Determined Incentive Program | CRANFORD | 7016 | 11.18 | Residential | Behind the Meter | Yes | Pro Custom Solar dba Momentum Solar | PSE&G |  | Accepted | 2025-08-20 | 2025-09-17 | 2026-09-17 | Solar Panels | Hanwha | Q.TRON BLK M-G2+430 |  | 0.43 | 5 | 137 | 15 |  | Fixed | Roof
NJADRE1560323167 | Administratively Determined Incentive Program | VOORHEES | 8043 | 5.28 | Residential | Behind the Meter | No | All Season Solar | AC Electric |  | Accepted | 2025-08-20 | 2025-09-11 | 2026-09-11 | Inverters | Enphase | IQ8M-72-2-US | 320 |  | 12 |  |  | 0.97 |  | Outside
NJADRE1560323167 | Administratively Determined Incentive Program | VOORHEES | 8043 | 5.28 | Residential | Behind the Meter | No | All Season Solar | AC Electric |  | Accepted | 2025-08-20 | 2025-09-11 | 2026-09-11 | Solar Panels | Certainteed | CT400HC11-06 |  | 0.44 | 12 | 170 | 26 |  | Fixed | Roof
NJADRE1560323171 | Administratively Determined Incentive Program | EAST WINDSOR | 8520 | 8.2 | Residential | Behind the Meter | No | Tesla Energy Operations Inc | JCP&L |  | Accepted | 2025-08-20 | 2025-09-11 | 2026-09-11 | Solar Panels | Hanwha | Q.PEAK DUO BLK ML-G10+/TS 410 |  | 0.41 | 14 | 30 | 40 |  | Fixed | Roof
NJADRE1560323171 | Administratively Determined Incentive Program | EAST WINDSOR | 8520 | 8.2 | Residential | Behind the Meter | No | Tesla Energy Operations Inc | JCP&L |  | Accepted | 2025-08-20 | 2025-09-11 | 2026-09-11 | Solar Panels | Hanwha | Q.PEAK DUO BLK ML-G10+/TS 410 |  | 0.41 | 4 | 300 | 40 |  | Double Axis | Roof
NJADRE1560323171 | Administratively Determined Incentive Program | EAST WINDSOR | 8520 | 8.2 | Residential | Behind the Meter | No | Tesla Energy Operations Inc | JCP&L |  | Accepted | 2025-08-20 | 2025-09-11 | 2026-09-11 | Inverters | Tesla | 7.6 kW Tesla Inc 1538000-XX-Y | 7600 |  | 1 |  |  | 0.98 |  | Outdoor
NJADRE1560323171 | Administratively Determined Incentive Program | EAST WINDSOR | 8520 | 8.2 | Residential | Behind the Meter | No | Tesla Energy Operations Inc | JCP&L |  | Accepted | 2025-08-20 | 2025-09-11 | 2026-09-11 | Solar Panels | Hanwha | Q.PEAK DUO BLK ML-G10+/TS 410 |  | 0.41 | 2 | 120 | 40 |  | Fixed | Roof
NJADRE1560323176 | Administratively Determined Incentive Program | HILLSBOROUGH | 8844 | 12.04 | Residential | Behind the Meter | No | GenSun Roofing and Solar, LLC | PSE&G |  | Accepted | 2025-08-20 | 2025-09-17 | 2026-09-17 | Inverters | SOLAREDGE | SE10000H-US | 240 |  | 1 |  |  | 0.9 |  | Outdoor
NJADRE1560323176 | Administratively Determined Incentive Program | HILLSBOROUGH | 8844 | 12.04 | Residential | Behind the Meter | No | GenSun Roofing and Solar, LLC | PSE&G |  | Accepted | 2025-08-20 | 2025-09-17 | 2026-09-17 | Solar Panels | HANWHA QCELLS | Q.TRON BLKM-G2+ 430W |  | 0.43 | 28 | 168 | 27 |  | Fixed | Roof
NJADRE1560323179 | Administratively Determined Incentive Program | KEARNY | 7032 | 8.61 | Residential | Behind the Meter | Yes | Pro Custom Solar dba Momentum Solar | PSE&G |  | Accepted | 2025-08-20 | 2025-09-11 | 2026-09-11 | Inverters | Enphase | IQ8HC-72-M-DOM-US | 380 |  | 21 |  |  | 0.97 |  | Outdoor
NJADRE1560323179 | Administratively Determined Incentive Program | KEARNY | 7032 | 8.61 | Residential | Behind the Meter | Yes | Pro Custom Solar dba Momentum Solar | PSE&G |  | Accepted | 2025-08-20 | 2025-09-11 | 2026-09-11 | Solar Panels | Hanwha | Q. Peak duo blk ML-G10 +410 |  | 0.41 | 9 | 18 | 25 |  | Fixed | Roof
NJADRE1560323179 | Administratively Determined Incentive Program | KEARNY | 7032 | 8.61 | Residential | Behind the Meter | Yes | Pro Custom Solar dba Momentum Solar | PSE&G |  | Accepted | 2025-08-20 | 2025-09-11 | 2026-09-11 | Solar Panels | Hanwha | Q. Peak duo blk ML-G10 +410 |  | 0.41 | 12 | 198 | 25 |  | Fixed | Roof
NJADRE1560323191 | Administratively Determined Incentive Program | DUNELLEN | 8812 | 8.2 | Residential | Behind the Meter | Yes | Sunrun Installation Services, Inc. | PSE&G |  | Accepted | 2025-08-20 | 2025-09-11 | 2026-09-11 | Solar Panels | HANWHA Q-CELLS | Q.PEAK DUO BLK ML-G10.C+ 410 |  | 0.41 | 8 | 168 | 34 |  | Fixed | Roof
NJADRE1560323191 | Administratively Determined Incentive Program | DUNELLEN | 8812 | 8.2 | Residential | Behind the Meter | Yes | Sunrun Installation Services, Inc. | PSE&G |  | Accepted | 2025-08-20 | 2025-09-11 | 2026-09-11 | Solar Panels | HANWHA Q-CELLS | Q.PEAK DUO BLK ML-G10.C+ 410 |  | 0.41 | 9 | 168 | 34 |  | Fixed | Roof
NJADRE1560323191 | Administratively Determined Incentive Program | DUNELLEN | 8812 | 8.2 | Residential | Behind the Meter | Yes | Sunrun Installation Services, Inc. | PSE&G |  | Accepted | 2025-08-20 | 2025-09-11 | 2026-09-11 | Solar Panels | HANWHA Q-CELLS | Q.PEAK DUO BLK ML-G10.C+ 410 |  | 0.41 | 3 | 168 | 34 |  | Fixed | Roof
NJADRE1560323191 | Administratively Determined Incentive Program | DUNELLEN | 8812 | 8.2 | Residential | Behind the Meter | Yes | Sunrun Installation Services, Inc. | PSE&G |  | Accepted | 2025-08-20 | 2025-09-11 | 2026-09-11 | Inverters | Tesla | POWERWALL 3 1707000-XX-Y | 11500 |  | 1 |  |  | 0.97 |  | Outdoor
NJADRE1560323191 | Administratively Determined Incentive Program | DUNELLEN | 8812 | 8.2 | Residential | Behind the Meter | Yes | Sunrun Installation Services, Inc. | PSE&G |  | Accepted | 2025-08-20 | 2025-09-11 | 2026-09-11 | Electric Storage Battery | Tesla | POWERWALL 3 1707000-XX-Y |  |  | 1 |  |  |  | Lithium Ion |  | OUTSIDE
NJADRE1560323221 | Administratively Determined Incentive Program | BERLIN | 8009 | 11 | Residential | Behind the Meter | No | All Season Solar | AC Electric |  | Accepted | 2025-08-20 | 2025-09-11 | 2026-09-11 | Solar Panels | Certainteed | CT440HC12-08 |  | 0.44 | 6 | 137 | 20 |  | Fixed | Roof
NJADRE1560323221 | Administratively Determined Incentive Program | BERLIN | 8009 | 11 | Residential | Behind the Meter | No | All Season Solar | AC Electric |  | Accepted | 2025-08-20 | 2025-09-11 | 2026-09-11 | Solar Panels | Certainteed | CT440HC12-08 |  | 0.44 | 6 | 227 | 40 |  | Fixed | Roof
NJADRE1560323221 | Administratively Determined Incentive Program | BERLIN | 8009 | 11 | Residential | Behind the Meter | No | All Season Solar | AC Electric |  | Accepted | 2025-08-20 | 2025-09-11 | 2026-09-11 | Solar Panels | Certainteed | CT440HC12-08 |  | 0.44 | 3 | 227 | 15 |  | Fixed | Roof
NJADRE1560323221 | Administratively Determined Incentive Program | BERLIN | 8009 | 11 | Residential | Behind the Meter | No | All Season Solar | AC Electric |  | Accepted | 2025-08-20 | 2025-09-11 | 2026-09-11 | Inverters | Enphase | IQ8MC | 320 |  | 25 |  |  | 0.97 |  | Outside
NJADRE1560323221 | Administratively Determined Incentive Program | BERLIN | 8009 | 11 | Residential | Behind the Meter | No | All Season Solar | AC Electric |  | Accepted | 2025-08-20 | 2025-09-11 | 2026-09-11 | Solar Panels | Certainteed | CT440HC12-08 |  | 0.44 | 7 | 137 | 38 |  | Fixed | Roof
NJADRE1560323221 | Administratively Determined Incentive Program | BERLIN | 8009 | 11 | Residential | Behind the Meter | No | All Season Solar | AC Electric |  | Accepted | 2025-08-20 | 2025-09-11 | 2026-09-11 | Solar Panels | Certainteed | CT440HC12-08 |  | 0.44 | 3 | 47 | 40 |  | Fixed | Roof
NJADRE1560323232 | Administratively Determined Incentive Program | GIBBSTOWN | 8027 | 5.74 | Residential | Behind the Meter | Yes | Trinity Solar, LLC | AC Electric |  | Accepted | 2025-08-20 | 2025-09-11 | 2026-09-11 | Solar Panels | HANWHA | (Q.PEAK DUO BLK ML-G10.C+ 410) |  | 0.41 | 14 | 220 | 21 |  | Fixed | Roof
NJADRE1560323232 | Administratively Determined Incentive Program | GIBBSTOWN | 8027 | 5.74 | Residential | Behind the Meter | Yes | Trinity Solar, LLC | AC Electric |  | Accepted | 2025-08-20 | 2025-09-11 | 2026-09-11 | Inverters | Solar Edge | USE5700H-USMNBL75 | 5760 |  | 1 |  |  | 0.97 |  | Outdoor
NJADRE1560323234 | Administratively Determined Incentive Program | NORTH PLAINFIELD | 7063 | 5.74 | Residential | Behind the Meter | Yes | Sunrun Installation Services, Inc. | PSE&G |  | Accepted | 2025-08-20 | 2025-09-11 | 2026-09-11 | Inverters | Tesla | POWERWALL 3 1707000-XX-Y | 11500 |  | 1 |  |  | 0.97 |  | Outdoor
NJADRE1560323234 | Administratively Determined Incentive Program | NORTH PLAINFIELD | 7063 | 5.74 | Residential | Behind the Meter | Yes | Sunrun Installation Services, Inc. | PSE&G |  | Accepted | 2025-08-20 | 2025-09-11 | 2026-09-11 | Solar Panels | HANWHA Q-CELLS | Q.PEAK DUO BLK ML-G10.C+ 410 |  | 0.41 | 14 | 145 | 33 |  | Fixed | Roof
NJADRE1560323234 | Administratively Determined Incentive Program | NORTH PLAINFIELD | 7063 | 5.74 | Residential | Behind the Meter | Yes | Sunrun Installation Services, Inc. | PSE&G |  | Accepted | 2025-08-20 | 2025-09-11 | 2026-09-11 | Electric Storage Battery | Tesla | POWERWALL 3 1707000-XX-Y |  |  | 1 |  |  |  | Lithium Ion |  | OUTSIDE
NJADRE1560323410 | Administratively Determined Incentive Program | New Brunswick | 8901 | 6.56 | Residential | Behind the Meter | Yes | Sunrun Installation Services, Inc. | PSE&G |  | Accepted | 2025-08-20 | 2025-09-12 | 2026-09-12 | Inverters | SOLAREDGE TECHNOLOGIES | SE5700H-USMN | 5760 |  | 1 |  |  | 0.99 |  | Outdoor
NJADRE1560323410 | Administratively Determined Incentive Program | New Brunswick | 8901 | 6.56 | Residential | Behind the Meter | Yes | Sunrun Installation Services, Inc. | PSE&G |  | Accepted | 2025-08-20 | 2025-09-12 | 2026-09-12 | Solar Panels | ELIN ENERGY | ELNSM54M-HC-410 |  | 0.41 | 4 | 308 | 36 |  | Fixed | Roof
NJADRE1560323410 | Administratively Determined Incentive Program | New Brunswick | 8901 | 6.56 | Residential | Behind the Meter | Yes | Sunrun Installation Services, Inc. | PSE&G |  | Accepted | 2025-08-20 | 2025-09-12 | 2026-09-12 | Solar Panels | ELIN ENERGY | ELNSM54M-HC-410 |  | 0.41 | 12 | 128 | 36 |  | Fixed | Roof
NJADRE1560323411 | Administratively Determined Incentive Program | Cresskill | 7626 | 12.3 | Residential | Behind the Meter | No | Tesla Energy Operations, Inc. | Orange Rockland Electric |  | Accepted | 2025-08-20 | 2025-09-12 | 2026-09-12 | Inverters | Hanwha | 5.0 kW Tesla Inc 1538000-XX-Y | 5000 |  | 1 |  |  | 0.98 |  | Outdoor
NJADRE1560323411 | Administratively Determined Incentive Program | Cresskill | 7626 | 12.3 | Residential | Behind the Meter | No | Tesla Energy Operations, Inc. | Orange Rockland Electric |  | Accepted | 2025-08-20 | 2025-09-12 | 2026-09-12 | Solar Panels | Hanwha | Q.PEAK DUO BLK ML-G10+/TS 410 |  | 0.41 | 14 | 307 | 27 |  | Fixed | Roof
NJADRE1560323411 | Administratively Determined Incentive Program | Cresskill | 7626 | 12.3 | Residential | Behind the Meter | No | Tesla Energy Operations, Inc. | Orange Rockland Electric |  | Accepted | 2025-08-20 | 2025-09-12 | 2026-09-12 | Solar Panels | Hanwha | Q.PEAK DUO BLK ML-G10+/TS 410 |  | 0.41 | 2 | 127 | 27 |  | Fixed | Roof
NJADRE1560323411 | Administratively Determined Incentive Program | Cresskill | 7626 | 12.3 | Residential | Behind the Meter | No | Tesla Energy Operations, Inc. | Orange Rockland Electric |  | Accepted | 2025-08-20 | 2025-09-12 | 2026-09-12 | Solar Panels | Hanwha | Q.PEAK DUO BLK ML-G10+/TS 410 |  | 0.41 | 5 | 37 | 21 |  | Fixed | Roof
NJADRE1560323411 | Administratively Determined Incentive Program | Cresskill | 7626 | 12.3 | Residential | Behind the Meter | No | Tesla Energy Operations, Inc. | Orange Rockland Electric |  | Accepted | 2025-08-20 | 2025-09-12 | 2026-09-12 | Solar Panels | Hanwha | Q.PEAK DUO BLK ML-G10+/TS 410 |  | 0.41 | 2 | 125 | 18 |  | Fixed | Roof
NJADRE1560323411 | Administratively Determined Incentive Program | Cresskill | 7626 | 12.3 | Residential | Behind the Meter | No | Tesla Energy Operations, Inc. | Orange Rockland Electric |  | Accepted | 2025-08-20 | 2025-09-12 | 2026-09-12 | Solar Panels | Hanwha | Q.PEAK DUO BLK ML-G10+/TS 410 |  | 0.41 | 3 | 217 | 21 |  | Fixed | Roof
NJADRE1560323411 | Administratively Determined Incentive Program | Cresskill | 7626 | 12.3 | Residential | Behind the Meter | No | Tesla Energy Operations, Inc. | Orange Rockland Electric |  | Accepted | 2025-08-20 | 2025-09-12 | 2026-09-12 | Solar Panels | Hanwha | Q.PEAK DUO BLK ML-G10+/TS 410 |  | 0.41 | 2 | 127 | 18 |  | Fixed | Roof
NJADRE1560323411 | Administratively Determined Incentive Program | Cresskill | 7626 | 12.3 | Residential | Behind the Meter | No | Tesla Energy Operations, Inc. | Orange Rockland Electric |  | Accepted | 2025-08-20 | 2025-09-12 | 2026-09-12 | Inverters | Tesla | 7.6 kW Tesla Inc 1538000-XX-Y ( | 7600 |  | 1 |  |  | 0.98 |  | Outdoor
NJADRE1560323411 | Administratively Determined Incentive Program | Cresskill | 7626 | 12.3 | Residential | Behind the Meter | No | Tesla Energy Operations, Inc. | Orange Rockland Electric |  | Accepted | 2025-08-20 | 2025-09-12 | 2026-09-12 | Solar Panels | Hanwha | Q.PEAK DUO BLK ML-G10+/TS 410 |  | 0.41 | 2 | 127 | 27 |  | Fixed | Roof
NJADRE1560323413 | Administratively Determined Incentive Program | TOMS RIVER | 8757 | 4.1 | Residential | Behind the Meter | Yes | Trinity Solar, LLC | JCP&L |  | Accepted | 2025-08-20 | 2025-09-11 | 2026-09-11 | Solar Panels | HANWHA | (Q.PEAK DUO BLK ML-G10.C+ 410) |  | 0.41 | 10 | 212 | 18 |  | Fixed | Roof
NJADRE1560323413 | Administratively Determined Incentive Program | TOMS RIVER | 8757 | 4.1 | Residential | Behind the Meter | Yes | Trinity Solar, LLC | JCP&L |  | Accepted | 2025-08-20 | 2025-09-11 | 2026-09-11 | Inverters | Solar Edge | USE3800H-USMNBL75 | 3800 |  | 1 |  |  | 0.97 |  | Outdoor
NJADRE1560323415 | Administratively Determined Incentive Program | Egg Harbor Twp | 8234 | 7.48 | Residential | Behind the Meter | No | All Season Solar | AC Electric |  | Accepted | 2025-08-20 | 2025-09-12 | 2026-09-12 | Inverters | Enphase | IQ8MC | 320 |  | 17 |  |  | 0.97 |  | Outside
NJADRE1560323415 | Administratively Determined Incentive Program | Egg Harbor Twp | 8234 | 7.48 | Residential | Behind the Meter | No | All Season Solar | AC Electric |  | Accepted | 2025-08-20 | 2025-09-12 | 2026-09-12 | Solar Panels | Certainteed | CT440HC12-08 |  | 0.44 | 13 | 112 | 28 |  | Fixed | Roof
NJADRE1560323415 | Administratively Determined Incentive Program | Egg Harbor Twp | 8234 | 7.48 | Residential | Behind the Meter | No | All Season Solar | AC Electric |  | Accepted | 2025-08-20 | 2025-09-12 | 2026-09-12 | Solar Panels | Certainteed | CT440HC12-08 |  | 0.44 | 4 | 202 | 30 |  | Fixed | Roof
NJADRE1560323422 | Administratively Determined Incentive Program | Southampton Township | 8088 | 12.6 | Residential | Behind the Meter | No | Public Service Solar, LLC | PSE&G |  | Accepted | 2025-08-20 | 2025-09-12 | 2026-09-12 | Solar Panels | REC | REC450AA Pure-RX |  | 0.45 | 28 | 117 | 32 |  | Fixed | Roof
NJADRE1560323422 | Administratively Determined Incentive Program | Southampton Township | 8088 | 12.6 | Residential | Behind the Meter | No | Public Service Solar, LLC | PSE&G |  | Accepted | 2025-08-20 | 2025-09-12 | 2026-09-12 | Inverters | Enphase | iQ8X-80-M-US | 380 |  | 28 |  |  | 0.96 |  | Outdoor | Under panels
NJADRE1560323432 | Administratively Determined Incentive Program | Skillman | 8558 | 14.985 | Residential | Behind the Meter | Yes | Sunrun Installation Services, Inc. | PSE&G |  | Accepted | 2025-08-20 | 2025-09-12 | 2026-09-12 | Solar Panels | JA Solar | JAM54S31-405/MR |  | 0.405 | 13 | 85 | 39 |  | Fixed | Roof
NJADRE1560323432 | Administratively Determined Incentive Program | Skillman | 8558 | 14.985 | Residential | Behind the Meter | Yes | Sunrun Installation Services, Inc. | PSE&G |  | Accepted | 2025-08-20 | 2025-09-12 | 2026-09-12 | Inverters | SolarEdge Technologies | SE10000H-USMN | 10000 |  | 1 |  |  | 0.99 |  | Outdoor
NJADRE1560323432 | Administratively Determined Incentive Program | Skillman | 8558 | 14.985 | Residential | Behind the Meter | Yes | Sunrun Installation Services, Inc. | PSE&G |  | Accepted | 2025-08-20 | 2025-09-12 | 2026-09-12 | Solar Panels | JA Solar | JAM54S31-405/MR |  | 0.405 | 10 | 265 | 39 |  | Fixed | Roof
NJADRE1560323432 | Administratively Determined Incentive Program | Skillman | 8558 | 14.985 | Residential | Behind the Meter | Yes | Sunrun Installation Services, Inc. | PSE&G |  | Accepted | 2025-08-20 | 2025-09-12 | 2026-09-12 | Solar Panels | JA Solar | JAM54S31-405/MR |  | 0.405 | 14 | 175 | 8 |  | Fixed | Roof
NJADRE1560323460 | Administratively Determined Incentive Program | Lake Hopatcong | 7849 | 6.56 | Residential | Behind the Meter | Yes | Trinity Solar, LLC | JCP&L |  | Accepted | 2025-08-20 | 2025-09-12 | 2026-09-12 | Solar Panels | HANWHA | (Q.PEAK DUO BLK ML-G10.C+ 410) |  | 0.41 | 3 | 185 | 26 |  | Fixed | Roof
NJADRE1560323460 | Administratively Determined Incentive Program | Lake Hopatcong | 7849 | 6.56 | Residential | Behind the Meter | Yes | Trinity Solar, LLC | JCP&L |  | Accepted | 2025-08-20 | 2025-09-12 | 2026-09-12 | Solar Panels | HANWHA | (Q.PEAK DUO BLK ML-G10.C+ 410) |  | 0.41 | 13 | 185 | 26 |  | Fixed | Roof
NJADRE1560323460 | Administratively Determined Incentive Program | Lake Hopatcong | 7849 | 6.56 | Residential | Behind the Meter | Yes | Trinity Solar, LLC | JCP&L |  | Accepted | 2025-08-20 | 2025-09-12 | 2026-09-12 | Inverters | Solar Edge | USE5700H-USMNBL75 | 5760 |  | 1 |  |  | 0.97 |  | Outdoor
NJADRE1560323541 | Administratively Determined Incentive Program | West Caldwell | 7006 | 14.52 | Residential | Behind the Meter | No | AllSeason Solar | PSE&G |  | Accepted | 2025-08-20 | 2025-09-12 | 2026-09-12 | Inverters | Enphase | IQ8MC | 320 |  | 33 |  |  | 0.97 |  | Outside
NJADRE1560323541 | Administratively Determined Incentive Program | West Caldwell | 7006 | 14.52 | Residential | Behind the Meter | No | AllSeason Solar | PSE&G |  | Accepted | 2025-08-20 | 2025-09-12 | 2026-09-12 | Solar Panels | Certainteed | CT440HC12-08 |  | 0.44 | 24 | 129 | 26 |  | Fixed | Roof
NJADRE1560323541 | Administratively Determined Incentive Program | West Caldwell | 7006 | 14.52 | Residential | Behind the Meter | No | AllSeason Solar | PSE&G |  | Accepted | 2025-08-20 | 2025-09-12 | 2026-09-12 | Solar Panels | Certainteed | CT440HC12-08 |  | 0.44 | 9 | 129 | 20 |  | Fixed | Roof
NJADRE1560323806 | Administratively Determined Incentive Program | Elizabeth | 7201 | 7.055 | Residential | Behind the Meter | Yes | Fusion Solar Energy, LLC | PSE&G |  | Accepted | 2025-08-20 | 2025-09-12 | 2026-09-12 | Solar Panels | QCELLS | Q.PEAK DUO BLK ML-G10.C+ 415 |  | 0.415 | 3 | 298 | 24 |  | Fixed | Roof
NJADRE1560323806 | Administratively Determined Incentive Program | Elizabeth | 7201 | 7.055 | Residential | Behind the Meter | Yes | Fusion Solar Energy, LLC | PSE&G |  | Accepted | 2025-08-20 | 2025-09-12 | 2026-09-12 | Solar Panels | QCELLS | Q.PEAK DUO BLK ML-G10.C+ 415 |  | 0.415 | 14 | 115 | 25 |  | Fixed | Roof
NJADRE1560323806 | Administratively Determined Incentive Program | Elizabeth | 7201 | 7.055 | Residential | Behind the Meter | Yes | Fusion Solar Energy, LLC | PSE&G |  | Accepted | 2025-08-20 | 2025-09-12 | 2026-09-12 | Inverters | ENPHASE | IQ8HC-72-M-DOM-US | 380 |  | 17 |  |  | 0.97 |  | Outside | Roof
NJADRE1560324044 | Administratively Determined Incentive Program | SOUTH BRUNSWICK | 8852 | 12 | Residential | Behind the Meter | No | AllSeason Solar | PSE&G |  | Accepted | 2025-08-20 | 2025-09-16 | 2026-09-16 | Solar Panels | Certainteed | CT400HC11-06 |  | 0.4 | 8 | 141 | 27 |  | Fixed | Roof
NJADRE1560324044 | Administratively Determined Incentive Program | SOUTH BRUNSWICK | 8852 | 12 | Residential | Behind the Meter | No | AllSeason Solar | PSE&G |  | Accepted | 2025-08-20 | 2025-09-16 | 2026-09-16 | Inverters | Enphase | IQ8 Plus | 290 |  | 30 |  |  | 0.97 |  | Outside
NJADRE1560324044 | Administratively Determined Incentive Program | SOUTH BRUNSWICK | 8852 | 12 | Residential | Behind the Meter | No | AllSeason Solar | PSE&G |  | Accepted | 2025-08-20 | 2025-09-16 | 2026-09-16 | Solar Panels | Certainteed | CT400HC11-06 |  | 0.4 | 22 | 231 | 34 |  | Fixed | Roof
NJADRE1560324657 | Administratively Determined Incentive Program | West Cape May | 8204 | 6.45 | Residential | Behind the Meter | No | RCL Enterprises, Inc. | AC Electric |  | Accepted | 2025-08-20 | 2025-09-12 | 2026-09-12 | Inverters | Enphase | IQ8+ | 290 |  | 15 |  |  | 0.97 |  | Outside
NJADRE1560324657 | Administratively Determined Incentive Program | West Cape May | 8204 | 6.45 | Residential | Behind the Meter | No | RCL Enterprises, Inc. | AC Electric |  | Accepted | 2025-08-20 | 2025-09-12 | 2026-09-12 | Solar Panels | SEG Solar | SEG-430-BTD-BG |  | 0.43 | 6 | 287 | 38 |  | Fixed | Roof
NJADRE1560324657 | Administratively Determined Incentive Program | West Cape May | 8204 | 6.45 | Residential | Behind the Meter | No | RCL Enterprises, Inc. | AC Electric |  | Accepted | 2025-08-20 | 2025-09-12 | 2026-09-12 | Solar Panels | SEG Solar | SEG-430-BTD-BG |  | 0.43 | 9 | 107 | 38 |  | Fixed | Roof
NJADRE1560324792 | Administratively Determined Incentive Program | NORTHFIELD | 8225 | 7.04 | Residential | Behind the Meter | No | AllSeason Solar | AC Electric |  | Accepted | 2025-08-20 | 2025-09-12 | 2026-09-12 | Inverters | Enphase | IQ8MC | 320 |  | 16 |  |  | 0.97 |  | Outside
NJADRE1560324792 | Administratively Determined Incentive Program | NORTHFIELD | 8225 | 7.04 | Residential | Behind the Meter | No | AllSeason Solar | AC Electric |  | Accepted | 2025-08-20 | 2025-09-12 | 2026-09-12 | Solar Panels | Certainteed | CT440HC12-08 |  | 0.44 | 16 | 206 | 22 |  | Fixed | Roof
NJADRE1560324796 | Administratively Determined Incentive Program | Elmwood Park | 7407 | 8.2 | Residential | Behind the Meter | Yes | Sunrun Installation Services, Inc. | PSE&G |  | Accepted | 2025-08-20 | 2025-09-12 | 2026-09-12 | Inverters | SolarEdge Technologies | SE5700H-USMN | 5760 |  | 1 |  |  | 0.99 |  | Outdoor
NJADRE1560324796 | Administratively Determined Incentive Program | Elmwood Park | 7407 | 8.2 | Residential | Behind the Meter | Yes | Sunrun Installation Services, Inc. | PSE&G |  | Accepted | 2025-08-20 | 2025-09-12 | 2026-09-12 | Solar Panels | Elin Energy (Sirius PV) | ELNSM54M-HC-410 |  | 0.41 | 9 | 161 | 45 |  | Fixed | Roof
NJADRE1560324796 | Administratively Determined Incentive Program | Elmwood Park | 7407 | 8.2 | Residential | Behind the Meter | Yes | Sunrun Installation Services, Inc. | PSE&G |  | Accepted | 2025-08-20 | 2025-09-12 | 2026-09-12 | Solar Panels | Elin Energy (Sirius PV) | ELNSM54M-HC-410 |  | 0.41 | 11 | 341 | 45 |  | Fixed | Roof
NJADRE1560324811 | Administratively Determined Incentive Program | WEYMOUTH | 8317 | 18 | Residential | Behind the Meter | No | AllSeason Solar | AC Electric |  | Accepted | 2025-08-20 | 2025-09-12 | 2026-09-12 | Inverters | Enphase | IQ8 Plus | 290 |  | 45 |  |  | 0.97 |  | Outside
NJADRE1560324811 | Administratively Determined Incentive Program | WEYMOUTH | 8317 | 18 | Residential | Behind the Meter | No | AllSeason Solar | AC Electric |  | Accepted | 2025-08-20 | 2025-09-12 | 2026-09-12 | Solar Panels | Certainteed | CT400HC11-06 |  | 0.4 | 45 | 180 | 25 |  | Fixed | Ground
NJADRE1560324828 | Administratively Determined Incentive Program | MILLVILLE | 8332 | 11.745 | Residential | Behind the Meter | Yes | RCL Enterprises, Inc. | AC Electric |  | Accepted | 2025-08-20 | 2025-09-15 | 2026-09-15 | Solar Panels | Q.TRON | BLK M-G2 |  | 0.435 | 3 | 289 | 23 |  | Fixed | Roof
NJADRE1560324828 | Administratively Determined Incentive Program | MILLVILLE | 8332 | 11.745 | Residential | Behind the Meter | Yes | RCL Enterprises, Inc. | AC Electric |  | Accepted | 2025-08-20 | 2025-09-15 | 2026-09-15 | Solar Panels | Q.TRON | BLK M-G2 |  | 0.435 | 10 | 107 | 23 |  | Fixed | Roof
NJADRE1560324828 | Administratively Determined Incentive Program | MILLVILLE | 8332 | 11.745 | Residential | Behind the Meter | Yes | RCL Enterprises, Inc. | AC Electric |  | Accepted | 2025-08-20 | 2025-09-15 | 2026-09-15 | Solar Panels | Q.TRON | BLK M-G2 |  | 0.435 | 4 | 17 | 23 |  | Fixed | Roof
NJADRE1560324828 | Administratively Determined Incentive Program | MILLVILLE | 8332 | 11.745 | Residential | Behind the Meter | Yes | RCL Enterprises, Inc. | AC Electric |  | Accepted | 2025-08-20 | 2025-09-15 | 2026-09-15 | Inverters | Enphase | IQ8HC-72-M-DOM-US | 380 |  | 27 |  |  | 0.97 |  | Outside
NJADRE1560324828 | Administratively Determined Incentive Program | MILLVILLE | 8332 | 11.745 | Residential | Behind the Meter | Yes | RCL Enterprises, Inc. | AC Electric |  | Accepted | 2025-08-20 | 2025-09-15 | 2026-09-15 | Solar Panels | Q.TRON | BLK M-G2 |  | 0.435 | 10 | 197 | 23 |  | Fixed | Roof
NJADRE1560324830 | Administratively Determined Incentive Program | WILLINGBORO | 8046 | 7.04 | Residential | Behind the Meter | No | AllSeason Solar | PSE&G |  | Accepted | 2025-08-20 | 2025-09-12 | 2026-09-12 | Solar Panels | Certainteed | CT440HC12-08 |  | 0.44 | 4 | 210 | 20 |  | Fixed | Roof
NJADRE1560324830 | Administratively Determined Incentive Program | WILLINGBORO | 8046 | 7.04 | Residential | Behind the Meter | No | AllSeason Solar | PSE&G |  | Accepted | 2025-08-20 | 2025-09-12 | 2026-09-12 | Solar Panels | Certainteed | CT440HC12-08 |  | 0.44 | 12 | 210 | 44 |  | Fixed | Roof
NJADRE1560324830 | Administratively Determined Incentive Program | WILLINGBORO | 8046 | 7.04 | Residential | Behind the Meter | No | AllSeason Solar | PSE&G |  | Accepted | 2025-08-20 | 2025-09-12 | 2026-09-12 | Inverters | Enphase | IQ8MC | 320 |  | 16 |  |  | 0.97 |  | Outside
NJADRE1560324838 | Administratively Determined Incentive Program | PISCATAWAY TWP | 8854 | 7.38 | Residential | Behind the Meter | Yes | Sunrun Installation Services, Inc. | PSE&G |  | Accepted | 2025-08-20 | 2025-09-12 | 2026-09-12 | Electric Storage Battery | TESLA | Powerwall 3 1707000-xx-y |  |  | 1 |  |  |  | Lithium Ion |  | OUTSIDE
NJADRE1560324838 | Administratively Determined Incentive Program | PISCATAWAY TWP | 8854 | 7.38 | Residential | Behind the Meter | Yes | Sunrun Installation Services, Inc. | PSE&G |  | Accepted | 2025-08-20 | 2025-09-12 | 2026-09-12 | Inverters | TESLA | Powerwall 3 1707000-xx-y | 11500 |  | 1 |  |  | 0.97 |  | Outdoor | Next to meter
NJADRE1560324838 | Administratively Determined Incentive Program | PISCATAWAY TWP | 8854 | 7.38 | Residential | Behind the Meter | Yes | Sunrun Installation Services, Inc. | PSE&G |  | Accepted | 2025-08-20 | 2025-09-12 | 2026-09-12 | Solar Panels | Hanwha Q-Cells | Q.PEAK DUO BLK ML-G10.C+ 410 (MD06G100A-017) |  | 0.41 | 9 | 41 | 19 |  | Fixed | Roof
NJADRE1560324838 | Administratively Determined Incentive Program | PISCATAWAY TWP | 8854 | 7.38 | Residential | Behind the Meter | Yes | Sunrun Installation Services, Inc. | PSE&G |  | Accepted | 2025-08-20 | 2025-09-12 | 2026-09-12 | Solar Panels | Hanwha Q-Cells | Q.PEAK DUO BLK ML-G10.C+ 410 (MD06G100A-017) |  | 0.41 | 9 | 131 | 23 |  | Fixed | Roof
NJADRE1560324839 | Administratively Determined Incentive Program | Paterson | 7504 | 7.47 | Residential | Behind the Meter | Yes | Fusion Solar Energy, LLC | PSE&G |  | Accepted | 2025-08-20 | 2025-09-12 | 2026-09-12 | Solar Panels | QCELLS | Q.PEAK DUO BLK ML-G10.C+ 415 |  | 0.415 | 1 | 279.22 | 38 |  | Fixed | Roof
NJADRE1560324839 | Administratively Determined Incentive Program | Paterson | 7504 | 7.47 | Residential | Behind the Meter | Yes | Fusion Solar Energy, LLC | PSE&G |  | Accepted | 2025-08-20 | 2025-09-12 | 2026-09-12 | Solar Panels | QCELLS | Q.PEAK DUO BLK ML-G10.C+ 415 |  | 0.415 | 13 | 99.22 | 26 |  | Fixed | Roof
NJADRE1560324839 | Administratively Determined Incentive Program | Paterson | 7504 | 7.47 | Residential | Behind the Meter | Yes | Fusion Solar Energy, LLC | PSE&G |  | Accepted | 2025-08-20 | 2025-09-12 | 2026-09-12 | Inverters | ENPHASE | IQ8HC-72-M-DOM-US | 380 |  | 18 |  |  | 0.97 |  | Outside | Roof
NJADRE1560324839 | Administratively Determined Incentive Program | Paterson | 7504 | 7.47 | Residential | Behind the Meter | Yes | Fusion Solar Energy, LLC | PSE&G |  | Accepted | 2025-08-20 | 2025-09-12 | 2026-09-12 | Solar Panels | QCELLS | Q.PEAK DUO BLK ML-G10.C+ 415 |  | 0.415 | 3 | 99.22 | 15 |  | Fixed | Roof
NJADRE1560324839 | Administratively Determined Incentive Program | Paterson | 7504 | 7.47 | Residential | Behind the Meter | Yes | Fusion Solar Energy, LLC | PSE&G |  | Accepted | 2025-08-20 | 2025-09-12 | 2026-09-12 | Solar Panels | QCELLS | Q.PEAK DUO BLK ML-G10.C+ 415 |  | 0.415 | 1 | 99.22 | 31 |  | Fixed | Roof
NJADRE1560324847 | Administratively Determined Incentive Program | MORGANVILLE | 7751 | 9.68 | Residential | Behind the Meter | No | PV4U, LLC | JCP&L |  | Accepted | 2025-08-20 | 2025-09-12 | 2026-09-12 | Solar Panels | Axitec | AC-440MH |  | 0.44 | 20 | 237 | 38 |  | Fixed | Roof
NJADRE1560324847 | Administratively Determined Incentive Program | MORGANVILLE | 7751 | 9.68 | Residential | Behind the Meter | No | PV4U, LLC | JCP&L |  | Accepted | 2025-08-20 | 2025-09-12 | 2026-09-12 | Solar Panels | Axitec | AC-440MH |  | 0.44 | 2 | 237 | 38 |  | Fixed | Roof
NJADRE1560324847 | Administratively Determined Incentive Program | MORGANVILLE | 7751 | 9.68 | Residential | Behind the Meter | No | PV4U, LLC | JCP&L |  | Accepted | 2025-08-20 | 2025-09-12 | 2026-09-12 | Inverters | ENPHASE | IQ8PLUS | 290 |  | 22 |  |  | 0.98 |  | Outside
NJADRE1560324849 | Administratively Determined Incentive Program | ASBURY | 8802 | 11.44 | Residential | Behind the Meter | No | All Season Solar | JCP&L |  | Accepted | 2025-08-20 | 2025-09-12 | 2026-09-12 | Inverters | Enphase | IQ8M-72-2-US | 325 |  | 26 |  |  | 0.97 |  | Outside
NJADRE1560324849 | Administratively Determined Incentive Program | ASBURY | 8802 | 11.44 | Residential | Behind the Meter | No | All Season Solar | JCP&L |  | Accepted | 2025-08-20 | 2025-09-12 | 2026-09-12 | Solar Panels | Certainteed | CT440HC12-08 |  | 0.44 | 11 | 302 | 18 |  | Fixed | Roof
NJADRE1560324849 | Administratively Determined Incentive Program | ASBURY | 8802 | 11.44 | Residential | Behind the Meter | No | All Season Solar | JCP&L |  | Accepted | 2025-08-20 | 2025-09-12 | 2026-09-12 | Solar Panels | Certainteed | CT440HC12-08 |  | 0.44 | 15 | 122 | 35 |  | Fixed | Roof
NJADRE1560324867 | Administratively Determined Incentive Program | SICKLERVILLE | 8081 | 16.81 | Residential | Behind the Meter | Yes | Sunrun Installation Services, Inc. | AC Electric |  | Accepted | 2025-08-20 | 2025-09-12 | 2026-09-12 | Inverters | SolarEdge Technologies | SE5700H-USMN | 5760 |  | 2 |  |  | 0.99 |  | Outdoor
NJADRE1560324867 | Administratively Determined Incentive Program | SICKLERVILLE | 8081 | 16.81 | Residential | Behind the Meter | Yes | Sunrun Installation Services, Inc. | AC Electric |  | Accepted | 2025-08-20 | 2025-09-12 | 2026-09-12 | Solar Panels | Elin Energy (Sirius PV) | ELNSM54M-HC-410 |  | 0.41 | 21 | 77 | 30 |  | Fixed | Roof
NJADRE1560324867 | Administratively Determined Incentive Program | SICKLERVILLE | 8081 | 16.81 | Residential | Behind the Meter | Yes | Sunrun Installation Services, Inc. | AC Electric |  | Accepted | 2025-08-20 | 2025-09-12 | 2026-09-12 | Solar Panels | Elin Energy (Sirius PV) | ELNSM54M-HC-410 |  | 0.41 | 20 | 77 | 30 |  | Fixed | Roof
NJADRE1560324875 | Administratively Determined Incentive Program | LINDENWOLD | 8021 | 4.92 | Residential | Behind the Meter | Yes | Sunrun Installation Services Inc. | AC Electric |  | Accepted | 2025-08-20 | 2025-09-12 | 2026-09-12 | Inverters | SolarEdge Technologies | SE3800H-USMN | 3800 |  | 1 |  |  | 0.99 |  | Outdoor
NJADRE1560324875 | Administratively Determined Incentive Program | LINDENWOLD | 8021 | 4.92 | Residential | Behind the Meter | Yes | Sunrun Installation Services Inc. | AC Electric |  | Accepted | 2025-08-20 | 2025-09-12 | 2026-09-12 | Solar Panels | Elin Energy (Sirius PV) | ELNSM54M-HC-410 |  | 0.41 | 12 | 203 | 23 |  | Fixed | Roof
NJADRE1560324878 | Administratively Determined Incentive Program | IRVINGTON | 7111 | 3.735 | Residential | Behind the Meter | Yes | Fusion Solar Energy, LLC | PSE&G |  | Accepted | 2025-08-20 | 2025-09-12 | 2026-09-12 | Inverters | ENPHASE | IQ8HC-72-M-DOM-US | 380 |  | 9 |  |  | 0.97 |  | Outside | Roof
NJADRE1560324878 | Administratively Determined Incentive Program | IRVINGTON | 7111 | 3.735 | Residential | Behind the Meter | Yes | Fusion Solar Energy, LLC | PSE&G |  | Accepted | 2025-08-20 | 2025-09-12 | 2026-09-12 | Solar Panels | QCELLS | Q.PEAK DUO BLK ML-G10.C+ 415 |  | 0.415 | 9 | 121.37 | 5 |  | Fixed | Roof
NJADRE1560325838 | Administratively Determined Incentive Program | Sayrevlle | 8859 | 4.785 | Residential | Behind the Meter | Yes | Venture Home Solar, LLC | JCP&L |  | Accepted | 2025-08-20 | 2025-09-17 | 2026-09-17 | Solar Panels | Hanwha | Q.TRON BLK M-G2.H+ 435 |  | 0.435 | 11 | 272 | 34 |  | Fixed | Roof
NJADRE1560325838 | Administratively Determined Incentive Program | Sayrevlle | 8859 | 4.785 | Residential | Behind the Meter | Yes | Venture Home Solar, LLC | JCP&L |  | Accepted | 2025-08-20 | 2025-09-17 | 2026-09-17 | Inverters | Enphase | IQ8HC-72-M-DOM-US (240V) | 380 |  | 11 |  |  | 0.98 |  | Outside
NJADRE1560325847 | Administratively Determined Incentive Program | BLOOMFIELD | 7003 | 5.81 | Residential | Behind the Meter | No | Venture Home Solar, LLC | PSE&G |  | Accepted | 2025-08-20 | 2025-09-17 | 2026-09-17 | Solar Panels | Hanwha | Q.PEAK DUO BLK ML-G10+ 415W |  | 0.415 | 14 | 170 | 33 |  | Fixed | Roof
NJADRE1560325847 | Administratively Determined Incentive Program | BLOOMFIELD | 7003 | 5.81 | Residential | Behind the Meter | No | Venture Home Solar, LLC | PSE&G |  | Accepted | 2025-08-20 | 2025-09-17 | 2026-09-17 | Inverters | Tesla | 1538000-xx-y | 7600 |  | 1 |  |  | 0.98 |  | Outside
NJADRE1560325851 | Administratively Determined Incentive Program | Boonton | 7005 | 7.395 | Residential | Behind the Meter | No | Venture Home Solar, LLC | JCP&L |  | Accepted | 2025-08-21 | 2025-09-17 | 2026-09-17 | Solar Panels | Hanwha | Q.TRON BLK M-G2.H+ 435 |  | 0.435 | 6 | 161 | 30 |  | Fixed | Roof
NJADRE1560325851 | Administratively Determined Incentive Program | Boonton | 7005 | 7.395 | Residential | Behind the Meter | No | Venture Home Solar, LLC | JCP&L |  | Accepted | 2025-08-21 | 2025-09-17 | 2026-09-17 | Solar Panels | Hanwha | Q.TRON BLK M-G2.H+ 435 |  | 0.435 | 8 | 251 | 30 |  | Fixed | Roof
NJADRE1560325851 | Administratively Determined Incentive Program | Boonton | 7005 | 7.395 | Residential | Behind the Meter | No | Venture Home Solar, LLC | JCP&L |  | Accepted | 2025-08-21 | 2025-09-17 | 2026-09-17 | Solar Panels | Hanwha | Q.TRON BLK M-G2.H+ 435 |  | 0.435 | 3 | 341 | 30 |  | Fixed | Roof
NJADRE1560326735 | Administratively Determined Incentive Program | WAYNE | 7470 | 14.35 | Residential | Behind the Meter | Yes | Pro Custom Solar dba Momentum Solar | PSE&G |  | Accepted | 2025-08-21 | 2025-09-17 | 2026-09-17 | Inverters | Enphase | IQ8HC-72-M-DOM-US | 380 |  | 35 |  |  | 0.97 |  | Outdoor
NJADRE1560326735 | Administratively Determined Incentive Program | WAYNE | 7470 | 14.35 | Residential | Behind the Meter | Yes | Pro Custom Solar dba Momentum Solar | PSE&G |  | Accepted | 2025-08-21 | 2025-09-17 | 2026-09-17 | Solar Panels | Hanwha | Q. Peak duo blk ML-G10 +410 |  | 0.41 | 18 | 168 | 32 |  | Fixed | Roof
NJADRE1560326735 | Administratively Determined Incentive Program | WAYNE | 7470 | 14.35 | Residential | Behind the Meter | Yes | Pro Custom Solar dba Momentum Solar | PSE&G |  | Accepted | 2025-08-21 | 2025-09-17 | 2026-09-17 | Solar Panels | Hanwha | Q. Peak duo blk ML-G10 +410 |  | 0.41 | 9 | 258 | 38 |  | Fixed | Roof
NJADRE1560326735 | Administratively Determined Incentive Program | WAYNE | 7470 | 14.35 | Residential | Behind the Meter | Yes | Pro Custom Solar dba Momentum Solar | PSE&G |  | Accepted | 2025-08-21 | 2025-09-17 | 2026-09-17 | Solar Panels | Hanwha | Q. Peak duo blk ML-G10 +410 |  | 0.41 | 8 | 78 | 38 |  | Fixed | Roof
NJADRE1560326737 | Administratively Determined Incentive Program | TOTOWA | 7512 | 7.79 | Residential | Behind the Meter | Yes | Sunrun Installation Services, Inc. | PSE&G |  | Accepted | 2025-08-21 | 2025-09-12 | 2026-09-12 | Inverters | SolarEdge Technologies | SE5700H-USMN | 5760 |  | 1 |  |  | 0.99 |  | Outdoor | Next to meter
NJADRE1560326737 | Administratively Determined Incentive Program | TOTOWA | 7512 | 7.79 | Residential | Behind the Meter | Yes | Sunrun Installation Services, Inc. | PSE&G |  | Accepted | 2025-08-21 | 2025-09-12 | 2026-09-12 | Solar Panels | Elin Energy (Sirius PV) | ELNSM54M-HC-410 |  | 0.41 | 19 | 138 | 23 |  | Fixed | Roof
NJADRE1560326740 | Administratively Determined Incentive Program | CARLSTADT | 7072 | 10.25 | Residential | Behind the Meter | Yes | Pro Custom Solar dba Momentum Solar | PSE&G |  | Accepted | 2025-08-21 | 2025-09-17 | 2026-09-17 | Inverters | Enphase | IQ8HC-72-M-DOM-US | 380 |  | 25 |  |  | 0.97 |  | Outdoor
NJADRE1560326740 | Administratively Determined Incentive Program | CARLSTADT | 7072 | 10.25 | Residential | Behind the Meter | Yes | Pro Custom Solar dba Momentum Solar | PSE&G |  | Accepted | 2025-08-21 | 2025-09-17 | 2026-09-17 | Solar Panels | Hanwha | Q. Peak duo blk ML-G10 +410 |  | 0.41 | 16 | 38 | 42 |  | Fixed | Roof
NJADRE1560326740 | Administratively Determined Incentive Program | CARLSTADT | 7072 | 10.25 | Residential | Behind the Meter | Yes | Pro Custom Solar dba Momentum Solar | PSE&G |  | Accepted | 2025-08-21 | 2025-09-17 | 2026-09-17 | Solar Panels | Hanwha | Q. Peak duo blk ML-G10 +410 |  | 0.41 | 9 | 218 | 12 |  | Fixed | Roof
NJADRE1560326745 | Administratively Determined Incentive Program | Hewitt | 7421 | 9.84 | Residential | Behind the Meter | Yes | Sunrun Installation Services, Inc. | Orange Rockland Electric |  | Accepted | 2025-08-21 | 2025-09-12 | 2026-09-12 | Inverters | SolarEdge Technologies | SE7600H-USMN | 7600 |  | 1 |  |  | 0.99 |  | Outdoor
NJADRE1560326745 | Administratively Determined Incentive Program | Hewitt | 7421 | 9.84 | Residential | Behind the Meter | Yes | Sunrun Installation Services, Inc. | Orange Rockland Electric |  | Accepted | 2025-08-21 | 2025-09-12 | 2026-09-12 | Solar Panels | Elin Energy (Sirius PV) | ELNSM54M-HC-410 |  | 0.41 | 24 | 90 | 23 |  | Fixed | Roof
NJADRE1560326747 | Administratively Determined Incentive Program | DENVILLE | 7834 | 8.2 | Residential | Behind the Meter | Yes | Pro Custom Solar dba Momentum Solar | JCP&L |  | Accepted | 2025-08-21 | 2025-09-17 | 2026-09-17 | Solar Panels | Hanwha | Q. Peak duo blk ML-G10 +410 |  | 0.41 | 8 | 206 | 34 |  | Fixed | Roof
NJADRE1560326747 | Administratively Determined Incentive Program | DENVILLE | 7834 | 8.2 | Residential | Behind the Meter | Yes | Pro Custom Solar dba Momentum Solar | JCP&L |  | Accepted | 2025-08-21 | 2025-09-17 | 2026-09-17 | Inverters | Enphase | IQ8HC-72-M-DOM-US | 380 |  | 20 |  |  | 0.97 |  | Outdoor
NJADRE1560326747 | Administratively Determined Incentive Program | DENVILLE | 7834 | 8.2 | Residential | Behind the Meter | Yes | Pro Custom Solar dba Momentum Solar | JCP&L |  | Accepted | 2025-08-21 | 2025-09-17 | 2026-09-17 | Solar Panels | Hanwha | Q. Peak duo blk ML-G10 +410 |  | 0.41 | 12 | 205 | 34 |  | Fixed | Roof
NJADRE1560326748 | Administratively Determined Incentive Program | Washington Twp | 8080 | 15.225 | Residential | Behind the Meter | Yes | SunnyMac, LLC | AC Electric |  | Accepted | 2025-08-21 | 2025-09-12 | 2026-09-12 | Solar Panels | HANWHA | Q.TRON BLK M-G2.H+ |  | 0.435 | 14 | 113 | 21 |  | Fixed | Roof
NJADRE1560326748 | Administratively Determined Incentive Program | Washington Twp | 8080 | 15.225 | Residential | Behind the Meter | Yes | SunnyMac, LLC | AC Electric |  | Accepted | 2025-08-21 | 2025-09-12 | 2026-09-12 | Inverters | SOLAREDGE HOME HUB | SE10000H-US | 10000 |  | 1 |  |  | 0.99 |  | Outdoor | next to meter
NJADRE1560326748 | Administratively Determined Incentive Program | Washington Twp | 8080 | 15.225 | Residential | Behind the Meter | Yes | SunnyMac, LLC | AC Electric |  | Accepted | 2025-08-21 | 2025-09-12 | 2026-09-12 | Solar Panels | HANWHA | Q.TRON BLK M-G2.H+ |  | 0.435 | 9 | 293 | 13 |  | Fixed | Roof
NJADRE1560326748 | Administratively Determined Incentive Program | Washington Twp | 8080 | 15.225 | Residential | Behind the Meter | Yes | SunnyMac, LLC | AC Electric |  | Accepted | 2025-08-21 | 2025-09-12 | 2026-09-12 | Solar Panels | HANWHA | Q.TRON BLK M-G2.H+ |  | 0.435 | 12 | 293 | 21 |  | Fixed | Roof
NJADRE1560326751 | Administratively Determined Incentive Program | Egg Harbor Twp | 8234 | 6.09 | Residential | Behind the Meter | Yes | SunnyMac, LLC | AC Electric |  | Accepted | 2025-08-21 | 2025-09-12 | 2026-09-12 | Inverters | SOLAREDGE HOME HUB | SE5700H-US | 5760 |  | 1 |  |  | 0.99 |  | Outdoor | next to meter
NJADRE1560326751 | Administratively Determined Incentive Program | Egg Harbor Twp | 8234 | 6.09 | Residential | Behind the Meter | Yes | SunnyMac, LLC | AC Electric |  | Accepted | 2025-08-21 | 2025-09-12 | 2026-09-12 | Solar Panels | HANWHA | Q.TRON BLK M-G2.H+ |  | 0.435 | 8 | 183 | 30 |  | Fixed | Roof
NJADRE1560326751 | Administratively Determined Incentive Program | Egg Harbor Twp | 8234 | 6.09 | Residential | Behind the Meter | Yes | SunnyMac, LLC | AC Electric |  | Accepted | 2025-08-21 | 2025-09-12 | 2026-09-12 | Solar Panels | HANWHA | Q.TRON BLK M-G2.H+ |  | 0.435 | 6 | 63 | 45 |  | Fixed | Roof
NJADRE1560326759 | Administratively Determined Incentive Program | Elmwood Park | 7407 | 7.36 | Residential | Behind the Meter | No | Infinity Solar Systems, LLC | PSE&G |  | Accepted | 2025-08-21 | 2025-09-12 | 2026-09-12 | Solar Panels | REC Solar | REC 460AA PURE-RX |  | 0.46 | 7 | 160 | 23 |  | Fixed | Roof
NJADRE1560326759 | Administratively Determined Incentive Program | Elmwood Park | 7407 | 7.36 | Residential | Behind the Meter | No | Infinity Solar Systems, LLC | PSE&G |  | Accepted | 2025-08-21 | 2025-09-12 | 2026-09-12 | Inverters | ENPHASE | IQ8X | 380 |  | 16 |  |  | 0.97 |  | Outdoor
NJADRE1560326759 | Administratively Determined Incentive Program | Elmwood Park | 7407 | 7.36 | Residential | Behind the Meter | No | Infinity Solar Systems, LLC | PSE&G |  | Accepted | 2025-08-21 | 2025-09-12 | 2026-09-12 | Solar Panels | REC Solar | REC 460AA PURE-RX |  | 0.46 | 9 | 340 | 23 |  | Fixed | Roof
NJADRE1560326761 | Administratively Determined Incentive Program | Vineland | 8360 | 7.395 | Residential | Behind the Meter | Yes | SunnyMac, LLC | Vineland Muni Electric |  | Accepted | 2025-08-21 | 2025-09-12 | 2026-09-12 | Solar Panels | HANWHA | Q.TRON BLK M-G2.H+ |  | 0.435 | 8 | 273 | 30 |  | Fixed | Roof
NJADRE1560326761 | Administratively Determined Incentive Program | Vineland | 8360 | 7.395 | Residential | Behind the Meter | Yes | SunnyMac, LLC | Vineland Muni Electric |  | Accepted | 2025-08-21 | 2025-09-12 | 2026-09-12 | Solar Panels | HANWHA | Q.TRON BLK M-G2.H+ |  | 0.435 | 7 | 93 | 30 |  | Fixed | Roof
NJADRE1560326761 | Administratively Determined Incentive Program | Vineland | 8360 | 7.395 | Residential | Behind the Meter | Yes | SunnyMac, LLC | Vineland Muni Electric |  | Accepted | 2025-08-21 | 2025-09-12 | 2026-09-12 | Solar Panels | HANWHA | Q.TRON BLK M-G2.H+ |  | 0.435 | 2 | 183 | 23 |  | Fixed | Roof
NJADRE1560326761 | Administratively Determined Incentive Program | Vineland | 8360 | 7.395 | Residential | Behind the Meter | Yes | SunnyMac, LLC | Vineland Muni Electric |  | Accepted | 2025-08-21 | 2025-09-12 | 2026-09-12 | Inverters | SOLAREDGE ENERGY HUB | SE5700H-US | 5760 |  | 1 |  |  | 0.99 |  | Outdoor | next to meter
NJADRE1560326762 | Administratively Determined Incentive Program | SICKLERVILLE | 8081 | 5.33 | Residential | Behind the Meter | Yes | Sunrun Installation Services, Inc. | AC Electric |  | Accepted | 2025-08-21 | 2025-09-12 | 2026-09-12 | Solar Panels | Elin Energy (Sirius PV) | ELNSM54M-HC-410 |  | 0.41 | 13 | 151 | 34 |  | Fixed | Roof
NJADRE1560326762 | Administratively Determined Incentive Program | SICKLERVILLE | 8081 | 5.33 | Residential | Behind the Meter | Yes | Sunrun Installation Services, Inc. | AC Electric |  | Accepted | 2025-08-21 | 2025-09-12 | 2026-09-12 | Inverters | SolarEdge Technologies | SE3800H-USMN | 3800 |  | 1 |  |  | 0.99 |  | Outdoor | Next to meter
NJADRE1560326768 | Administratively Determined Incentive Program | ERIAL | 8081 | 7.83 | Residential | Behind the Meter | Yes | SunnyMac, LLC | AC Electric |  | Accepted | 2025-08-21 | 2025-09-12 | 2026-09-12 | Solar Panels | HANWHA | Q.TRON BLK M-G2.H+ |  | 0.435 | 9 | 131 | 22 |  | Fixed | Roof
NJADRE1560326768 | Administratively Determined Incentive Program | ERIAL | 8081 | 7.83 | Residential | Behind the Meter | Yes | SunnyMac, LLC | AC Electric |  | Accepted | 2025-08-21 | 2025-09-12 | 2026-09-12 | Solar Panels | HANWHA | Q.TRON BLK M-G2.H+ |  | 0.435 | 9 | 131 | 22 |  | Fixed | Roof
NJADRE1560326768 | Administratively Determined Incentive Program | ERIAL | 8081 | 7.83 | Residential | Behind the Meter | Yes | SunnyMac, LLC | AC Electric |  | Accepted | 2025-08-21 | 2025-09-12 | 2026-09-12 | Inverters | SOLAREDGE HOME HUB | SE5700H-US | 5760 |  | 1 |  |  | 0.99 |  | Outdoor | next to meter
NJADRE1560326776 | Administratively Determined Incentive Program | SOUTH PLAINFIELD | 7080 | 19.14 | Residential | Behind the Meter | No | SunnyMac, LLC | PSE&G |  | Accepted | 2025-08-21 | 2025-09-12 | 2026-09-12 | Solar Panels | HANWHA | Q.TRON BLK M-G2.H+ |  | 0.435 | 14 | 257 | 37 |  | Fixed | Roof
NJADRE1560326776 | Administratively Determined Incentive Program | SOUTH PLAINFIELD | 7080 | 19.14 | Residential | Behind the Meter | No | SunnyMac, LLC | PSE&G |  | Accepted | 2025-08-21 | 2025-09-12 | 2026-09-12 | Inverters | SOLAREDGE HOME HUB | SE5700H-US | 5760 |  | 1 |  |  | 0.99 |  | Outdoor | next to meter
NJADRE1560326776 | Administratively Determined Incentive Program | SOUTH PLAINFIELD | 7080 | 19.14 | Residential | Behind the Meter | No | SunnyMac, LLC | PSE&G |  | Accepted | 2025-08-21 | 2025-09-12 | 2026-09-12 | Inverters | SOLAREDGE HOME HUB | SE10000H-US | 10000 |  | 1 |  |  | 0.99 |  | Outdoor | next to meter
NJADRE1560326776 | Administratively Determined Incentive Program | SOUTH PLAINFIELD | 7080 | 19.14 | Residential | Behind the Meter | No | SunnyMac, LLC | PSE&G |  | Accepted | 2025-08-21 | 2025-09-12 | 2026-09-12 | Solar Panels | HANWHA | Q.TRON BLK M-G2.H+ |  | 0.435 | 14 | 167 | 19 |  | Fixed | Roof
NJADRE1560326776 | Administratively Determined Incentive Program | SOUTH PLAINFIELD | 7080 | 19.14 | Residential | Behind the Meter | No | SunnyMac, LLC | PSE&G |  | Accepted | 2025-08-21 | 2025-09-12 | 2026-09-12 | Solar Panels | HANWHA | Q.TRON BLK M-G2.H+ |  | 0.435 | 16 | 347 | 6 |  | Fixed | Roof
NJADRE1560326777 | Administratively Determined Incentive Program | BOUND BROOK | 8805 | 9.02 | Residential | Behind the Meter | Yes | Sunrun Installation Services, Inc. | PSE&G |  | Accepted | 2025-08-21 | 2025-09-12 | 2026-09-12 | Solar Panels | Elin Energy (Sirius PV) | ELNSM54M-HC-410 |  | 0.41 | 14 | 107 | 18 |  | Fixed | Roof
NJADRE1560326777 | Administratively Determined Incentive Program | BOUND BROOK | 8805 | 9.02 | Residential | Behind the Meter | Yes | Sunrun Installation Services, Inc. | PSE&G |  | Accepted | 2025-08-21 | 2025-09-12 | 2026-09-12 | Inverters | SolarEdge Technologies | SE7600H-USMN | 7600 |  | 1 |  |  | 0.99 |  | Outdoor
NJADRE1560326777 | Administratively Determined Incentive Program | BOUND BROOK | 8805 | 9.02 | Residential | Behind the Meter | Yes | Sunrun Installation Services, Inc. | PSE&G |  | Accepted | 2025-08-21 | 2025-09-12 | 2026-09-12 | Solar Panels | Elin Energy (Sirius PV) | ELNSM54M-HC-410 |  | 0.41 | 8 | 287 | 18 |  | Fixed | Roof
NJADRE1560326785 | Administratively Determined Incentive Program | EAST ORANGE | 7017 | 6.56 | Residential | Behind the Meter | Yes | Pro Custom Solar dba Momentum Solar | PSE&G |  | Accepted | 2025-08-21 | 2025-09-12 | 2026-09-12 | Solar Panels | HANWHA | HANWHA Q.PEAK DUO BLK ML-G10+410 |  | 0.41 | 9 | 29 | 5 |  | Fixed | Roof
NJADRE1560326785 | Administratively Determined Incentive Program | EAST ORANGE | 7017 | 6.56 | Residential | Behind the Meter | Yes | Pro Custom Solar dba Momentum Solar | PSE&G |  | Accepted | 2025-08-21 | 2025-09-12 | 2026-09-12 | Inverters | HANWHA | IQ8HC-72-M-DOM-US | 380 |  | 16 |  |  | 0.97 |  | Outdoor
NJADRE1560326785 | Administratively Determined Incentive Program | EAST ORANGE | 7017 | 6.56 | Residential | Behind the Meter | Yes | Pro Custom Solar dba Momentum Solar | PSE&G |  | Accepted | 2025-08-21 | 2025-09-12 | 2026-09-12 | Solar Panels | HANWHA | HANWHA Q.PEAK DUO BLK ML-G10+410 |  | 0.41 | 4 | 208 | 8 |  | Fixed | Roof
NJADRE1560326785 | Administratively Determined Incentive Program | EAST ORANGE | 7017 | 6.56 | Residential | Behind the Meter | Yes | Pro Custom Solar dba Momentum Solar | PSE&G |  | Accepted | 2025-08-21 | 2025-09-12 | 2026-09-12 | Solar Panels | HANWHA | HANWHA Q.PEAK DUO BLK ML-G10+410 |  | 0.41 | 3 | 28 | 8 |  | Fixed | Roof
NJADRE1560326801 | Administratively Determined Incentive Program | MIDLAND PARK BORO | 7432 | 7.38 | Residential | Behind the Meter | Yes | Sunrun Installation Services, Inc. | PSE&G |  | Accepted | 2025-08-21 | 2025-09-15 | 2026-09-15 | Inverters | SolarEdge Technologies | SE5700H-USMN | 5760 |  | 1 |  |  | 0.99 |  | Outdoor
NJADRE1560326801 | Administratively Determined Incentive Program | MIDLAND PARK BORO | 7432 | 7.38 | Residential | Behind the Meter | Yes | Sunrun Installation Services, Inc. | PSE&G |  | Accepted | 2025-08-21 | 2025-09-15 | 2026-09-15 | Solar Panels | Elin Energy (Sirius PV) | ELNSM54M-HC-410 |  | 0.41 | 8 | 36 | 27 |  | Fixed | Roof
NJADRE1560326801 | Administratively Determined Incentive Program | MIDLAND PARK BORO | 7432 | 7.38 | Residential | Behind the Meter | Yes | Sunrun Installation Services, Inc. | PSE&G |  | Accepted | 2025-08-21 | 2025-09-15 | 2026-09-15 | Solar Panels | Elin Energy (Sirius PV) | ELNSM54M-HC-410 |  | 0.41 | 10 | 216 | 27 |  | Fixed | Roof
NJADRE1560326805 | Administratively Determined Incentive Program | CLIFFSIDE PARK | 7010 | 14.525 | Residential | Behind the Meter | Yes | Big Wave Roofing and Solar, LLC | PSE&G |  | Accepted | 2025-08-21 | 2025-09-12 | 2026-09-12 | Solar Panels | Q cells | Q.PEAK DUO BLK ML-G10.C+415w |  | 0.415 | 2 | 216 | 45 |  | Fixed | Roof
NJADRE1560326805 | Administratively Determined Incentive Program | CLIFFSIDE PARK | 7010 | 14.525 | Residential | Behind the Meter | Yes | Big Wave Roofing and Solar, LLC | PSE&G |  | Accepted | 2025-08-21 | 2025-09-12 | 2026-09-12 | Solar Panels | Enphase | Q.PEAK DUO BLK ML-G10.C+415w |  | 0.415 | 2 | 216 | 25 |  | Fixed | Roof
NJADRE1560326805 | Administratively Determined Incentive Program | CLIFFSIDE PARK | 7010 | 14.525 | Residential | Behind the Meter | Yes | Big Wave Roofing and Solar, LLC | PSE&G |  | Accepted | 2025-08-21 | 2025-09-12 | 2026-09-12 | Solar Panels | Q cells | Q.PEAK DUO BLK ML-G10.C+415w |  | 0.415 | 4 | 306 | 22 |  | Fixed | Roof
NJADRE1560326805 | Administratively Determined Incentive Program | CLIFFSIDE PARK | 7010 | 14.525 | Residential | Behind the Meter | Yes | Big Wave Roofing and Solar, LLC | PSE&G |  | Accepted | 2025-08-21 | 2025-09-12 | 2026-09-12 | Solar Panels | Q cells | Q.PEAK DUO BLK ML-G10.C+415w |  | 0.415 | 2 | 216 | 45 |  | Fixed | Roof
NJADRE1560326805 | Administratively Determined Incentive Program | CLIFFSIDE PARK | 7010 | 14.525 | Residential | Behind the Meter | Yes | Big Wave Roofing and Solar, LLC | PSE&G |  | Accepted | 2025-08-21 | 2025-09-12 | 2026-09-12 | Solar Panels | Q cells | Q.PEAK DUO BLK ML-G10.C+415w |  | 0.415 | 3 | 126 | 45 |  | Fixed | Roof
NJADRE1560326805 | Administratively Determined Incentive Program | CLIFFSIDE PARK | 7010 | 14.525 | Residential | Behind the Meter | Yes | Big Wave Roofing and Solar, LLC | PSE&G |  | Accepted | 2025-08-21 | 2025-09-12 | 2026-09-12 | Inverters | Enphase | IQ8HC-72-M-DOM-US | 380 |  | 35 |  |  | 0.98 |  | Outdoor
NJADRE1560326805 | Administratively Determined Incentive Program | CLIFFSIDE PARK | 7010 | 14.525 | Residential | Behind the Meter | Yes | Big Wave Roofing and Solar, LLC | PSE&G |  | Accepted | 2025-08-21 | 2025-09-12 | 2026-09-12 | Solar Panels | Q cells | Q.PEAK DUO BLK ML-G10.C+415w |  | 0.415 | 5 | 126 | 25 |  | Fixed | Roof
NJADRE1560326805 | Administratively Determined Incentive Program | CLIFFSIDE PARK | 7010 | 14.525 | Residential | Behind the Meter | Yes | Big Wave Roofing and Solar, LLC | PSE&G |  | Accepted | 2025-08-21 | 2025-09-12 | 2026-09-12 | Solar Panels | Q cells | Q.PEAK DUO BLK ML-G10.C+415w |  | 0.415 | 3 | 216 | 25 |  | Fixed | Roof
NJADRE1560326805 | Administratively Determined Incentive Program | CLIFFSIDE PARK | 7010 | 14.525 | Residential | Behind the Meter | Yes | Big Wave Roofing and Solar, LLC | PSE&G |  | Accepted | 2025-08-21 | 2025-09-12 | 2026-09-12 | Solar Panels | Q cells | Q.PEAK DUO BLK ML-G10.C+415w |  | 0.415 | 6 | 126 | 22 |  | Fixed | Roof
NJADRE1560326805 | Administratively Determined Incentive Program | CLIFFSIDE PARK | 7010 | 14.525 | Residential | Behind the Meter | Yes | Big Wave Roofing and Solar, LLC | PSE&G |  | Accepted | 2025-08-21 | 2025-09-12 | 2026-09-12 | Solar Panels | Enphase | IQ8HC-72-M-DOM-US |  | 0.415 | 6 | 126 | 25 |  | Fixed | Roof
NJADRE1560326805 | Administratively Determined Incentive Program | CLIFFSIDE PARK | 7010 | 14.525 | Residential | Behind the Meter | Yes | Big Wave Roofing and Solar, LLC | PSE&G |  | Accepted | 2025-08-21 | 2025-09-12 | 2026-09-12 | Solar Panels | Q cells | Q.PEAK DUO BLK ML-G10.C+415w |  | 0.415 | 1 | 216 | 45 |  | Fixed | Roof
NJADRE1560326805 | Administratively Determined Incentive Program | CLIFFSIDE PARK | 7010 | 14.525 | Residential | Behind the Meter | Yes | Big Wave Roofing and Solar, LLC | PSE&G |  | Accepted | 2025-08-21 | 2025-09-12 | 2026-09-12 | Solar Panels | Q cells | Q.PEAK DUO BLK ML-G10.C+415w |  | 0.415 | 1 | 216 | 25 |  | Fixed | Roof
NJADRE1560326806 | Administratively Determined Incentive Program | HILLSIDE | 7205 | 5.74 | Residential | Behind the Meter | Yes | Sunrun Installation Services, Inc. | PSE&G |  | Accepted | 2025-08-21 | 2025-09-12 | 2026-09-12 | Solar Panels | ELIN ENERGY (SIRIUS PV) | ELNSM54M-HC-410 |  | 0.41 | 7 | 179 | 39 |  | Fixed | Roof
NJADRE1560326806 | Administratively Determined Incentive Program | HILLSIDE | 7205 | 5.74 | Residential | Behind the Meter | Yes | Sunrun Installation Services, Inc. | PSE&G |  | Accepted | 2025-08-21 | 2025-09-12 | 2026-09-12 | Solar Panels | ELIN ENERGY (SIRIUS PV) | ELNSM54M-HC-410 |  | 0.41 | 7 | 359 | 15 |  | Fixed | Roof
NJADRE1560326806 | Administratively Determined Incentive Program | HILLSIDE | 7205 | 5.74 | Residential | Behind the Meter | Yes | Sunrun Installation Services, Inc. | PSE&G |  | Accepted | 2025-08-21 | 2025-09-12 | 2026-09-12 | Inverters | SOLAREDGE TECHNOLOGIES | SE5700H-USMN | 5760 |  | 1 |  |  | 0.99 |  | Outside
NJADRE1560326814 | Administratively Determined Incentive Program | HAMILTON | 8619 | 11.62 | Residential | Behind the Meter | Yes | Big Wave Roofing and Solar, LLC | PSE&G |  | Accepted | 2025-08-21 | 2025-09-12 | 2026-09-12 | Solar Panels | QCELLS | Q.PEAK DUO BLK ML-G10.C+ 415W |  | 0.415 | 7 | 355 | 25 |  | Fixed | Roof
NJADRE1560326814 | Administratively Determined Incentive Program | HAMILTON | 8619 | 11.62 | Residential | Behind the Meter | Yes | Big Wave Roofing and Solar, LLC | PSE&G |  | Accepted | 2025-08-21 | 2025-09-12 | 2026-09-12 | Solar Panels | QCELLS | Q.PEAK DUO BLK ML-G10.C+ 415W |  | 0.415 | 3 | 265 | 35 |  | Fixed | Roof
NJADRE1560326814 | Administratively Determined Incentive Program | HAMILTON | 8619 | 11.62 | Residential | Behind the Meter | Yes | Big Wave Roofing and Solar, LLC | PSE&G |  | Accepted | 2025-08-21 | 2025-09-12 | 2026-09-12 | Inverters | Enphase | IQ8HC-72-M-DOM-US | 380 |  | 28 |  |  | 0.97 |  | Outside
NJADRE1560326814 | Administratively Determined Incentive Program | HAMILTON | 8619 | 11.62 | Residential | Behind the Meter | Yes | Big Wave Roofing and Solar, LLC | PSE&G |  | Accepted | 2025-08-21 | 2025-09-12 | 2026-09-12 | Solar Panels | QCELLS | Q.PEAK DUO BLK ML-G10.C+ 415W |  | 0.415 | 8 | 265 | 8 |  | Fixed | Roof
NJADRE1560326814 | Administratively Determined Incentive Program | HAMILTON | 8619 | 11.62 | Residential | Behind the Meter | Yes | Big Wave Roofing and Solar, LLC | PSE&G |  | Accepted | 2025-08-21 | 2025-09-12 | 2026-09-12 | Solar Panels | QCELLS | Q.PEAK DUO BLK ML-G10.C+ 415W |  | 0.415 | 3 | 85 | 35 |  | Fixed | Roof
NJADRE1560326814 | Administratively Determined Incentive Program | HAMILTON | 8619 | 11.62 | Residential | Behind the Meter | Yes | Big Wave Roofing and Solar, LLC | PSE&G |  | Accepted | 2025-08-21 | 2025-09-12 | 2026-09-12 | Solar Panels | QCELLS | Q.PEAK DUO BLK ML-G10.C+ 415W |  | 0.415 | 7 | 175 | 25 |  | Fixed | Roof
NJADRE1560326839 | Administratively Determined Incentive Program | ROCHELLE PARK | 7662 | 5.52 | Residential | Behind the Meter | No | Infinity Solar Systems, LLC | PSE&G |  | Accepted | 2025-08-21 | 2025-09-12 | 2026-09-12 | Inverters | Enphase | IQ8X-80-M-US | 380 |  | 12 |  |  | 0.97 |  | Outdoor
NJADRE1560326839 | Administratively Determined Incentive Program | ROCHELLE PARK | 7662 | 5.52 | Residential | Behind the Meter | No | Infinity Solar Systems, LLC | PSE&G |  | Accepted | 2025-08-21 | 2025-09-12 | 2026-09-12 | Solar Panels | REC Solar | REC 460AA PURE-RX |  | 0.46 | 12 | 219 | 13 |  | Fixed | Roof
NJADRE1560326849 | Administratively Determined Incentive Program | TRENTON | 8611 | 3.69 | Residential | Behind the Meter | Yes | Pro Custom Solar dba Momentum Solar | PSE&G |  | Accepted | 2025-08-21 | 2025-09-12 | 2026-09-12 | Solar Panels | HANWHA | HANWHA Q.PEAK DUO BLK ML-G10+410 |  | 0.41 | 6 | 343 | 7 |  | Fixed | Roof
NJADRE1560326849 | Administratively Determined Incentive Program | TRENTON | 8611 | 3.69 | Residential | Behind the Meter | Yes | Pro Custom Solar dba Momentum Solar | PSE&G |  | Accepted | 2025-08-21 | 2025-09-12 | 2026-09-12 | Inverters | HANWHA | IQ8HC-72-M-DOM-US | 380 |  | 9 |  |  | 0.97 |  | Outdoor
NJADRE1560326849 | Administratively Determined Incentive Program | TRENTON | 8611 | 3.69 | Residential | Behind the Meter | Yes | Pro Custom Solar dba Momentum Solar | PSE&G |  | Accepted | 2025-08-21 | 2025-09-12 | 2026-09-12 | Solar Panels | HANWHA | HANWHA Q.PEAK DUO BLK ML-G10+410 |  | 0.41 | 3 | 253 | 33 |  | Fixed | Roof
NJADRE1560326854 | Administratively Determined Incentive Program | HILLSIDE | 7205 | 8.2 | Residential | Behind the Meter | Yes | Sunrun Installation Services, Inc. | PSE&G |  | Accepted | 2025-08-21 | 2025-09-12 | 2026-09-12 | Solar Panels | ELIN ENERGY (SIRIUS PV) | ELNSM54M-HC-410 |  | 0.41 | 8 | 359 | 34 |  | Fixed | Roof
NJADRE1560326854 | Administratively Determined Incentive Program | HILLSIDE | 7205 | 8.2 | Residential | Behind the Meter | Yes | Sunrun Installation Services, Inc. | PSE&G |  | Accepted | 2025-08-21 | 2025-09-12 | 2026-09-12 | Inverters | SOLAREDGE TECHNOLOGIES | SE5700H-USMN | 5760 |  | 1 |  |  | 0.99 |  | Outside
NJADRE1560326854 | Administratively Determined Incentive Program | HILLSIDE | 7205 | 8.2 | Residential | Behind the Meter | Yes | Sunrun Installation Services, Inc. | PSE&G |  | Accepted | 2025-08-21 | 2025-09-12 | 2026-09-12 | Solar Panels | ELIN ENERGY (SIRIUS PV) | ELNSM54M-HC-410 |  | 0.41 | 10 | 179 | 34 |  | Fixed | Roof
NJADRE1560326854 | Administratively Determined Incentive Program | HILLSIDE | 7205 | 8.2 | Residential | Behind the Meter | Yes | Sunrun Installation Services, Inc. | PSE&G |  | Accepted | 2025-08-21 | 2025-09-12 | 2026-09-12 | Solar Panels | ELIN ENERGY (SIRIUS PV) | ELNSM54M-HC-410 |  | 0.41 | 2 | 179 | 16 |  | Fixed | Roof
NJADRE1560326864 | Administratively Determined Incentive Program | Pennsville Twp | 8070 | 9.13 | Residential | Behind the Meter | Yes | RCL Enterprises, Inc. | AC Electric |  | Accepted | 2025-08-21 | 2025-09-12 | 2026-09-12 | Solar Panels | Q.PEAK | DUOBLKMLG10 |  | 0.415 | 22 | 128 | 30 |  | Fixed | Roof
NJADRE1560326864 | Administratively Determined Incentive Program | Pennsville Twp | 8070 | 9.13 | Residential | Behind the Meter | Yes | RCL Enterprises, Inc. | AC Electric |  | Accepted | 2025-08-21 | 2025-09-12 | 2026-09-12 | Inverters | Enphase | IQ8HC-72-M-DOM-US | 380 |  | 22 |  |  | 0.97 |  | Outside
NJADRE1560326868 | Administratively Determined Incentive Program | Hasbrouck Heights | 7604 | 5.74 | Residential | Behind the Meter | Yes | Pro Custom Solar dba Momentum Solar | PSE&G |  | Accepted | 2025-08-21 | 2025-09-17 | 2026-09-17 | Inverters | HANWHA | IQ8HC-72-M-DOM-US | 380 |  | 14 |  |  | 0.97 |  | Outdoor
NJADRE1560326868 | Administratively Determined Incentive Program | Hasbrouck Heights | 7604 | 5.74 | Residential | Behind the Meter | Yes | Pro Custom Solar dba Momentum Solar | PSE&G |  | Accepted | 2025-08-21 | 2025-09-17 | 2026-09-17 | Solar Panels | HANWHA | HANWHA Q.PEAK DUO BLK ML-G10+410 |  | 0.41 | 14 | 127 | 22 |  | Fixed | Roof
NJADRE1560326891 | Administratively Determined Incentive Program | Jamesburg | 8831 | 5.33 | Residential | Behind the Meter | Yes | Pro Custom Solar dba Momentum Solar | JCP&L |  | Accepted | 2025-08-21 | 2025-09-12 | 2026-09-12 | Inverters | HANWHA | IQ8HC-72-M-DOM-US | 380 |  | 13 |  |  | 0.97 |  | Outdoor
NJADRE1560326891 | Administratively Determined Incentive Program | Jamesburg | 8831 | 5.33 | Residential | Behind the Meter | Yes | Pro Custom Solar dba Momentum Solar | JCP&L |  | Accepted | 2025-08-21 | 2025-09-12 | 2026-09-12 | Solar Panels | HANWHA | HANWHA Q.PEAK DUO BLK ML-G10+410 |  | 0.41 | 5 | 209 | 23 |  | Fixed | Roof
NJADRE1560326891 | Administratively Determined Incentive Program | Jamesburg | 8831 | 5.33 | Residential | Behind the Meter | Yes | Pro Custom Solar dba Momentum Solar | JCP&L |  | Accepted | 2025-08-21 | 2025-09-12 | 2026-09-12 | Solar Panels | HANWHA | HANWHA Q.PEAK DUO BLK ML-G10+410 |  | 0.41 | 8 | 119 | 29 |  | Fixed | Roof
NJADRE1560326900 | Administratively Determined Incentive Program | Parlin | 8859 | 8.265 | Residential | Behind the Meter | No | Solar Energy World | JCP&L |  | Accepted | 2025-08-21 | 2025-09-12 | 2026-09-12 | Solar Panels | HANWHA | Q.TRON BLKM-G2+ 435W |  | 0.435 | 4 | 101 | 33 |  | Fixed | Roof
NJADRE1560326900 | Administratively Determined Incentive Program | Parlin | 8859 | 8.265 | Residential | Behind the Meter | No | Solar Energy World | JCP&L |  | Accepted | 2025-08-21 | 2025-09-12 | 2026-09-12 | Solar Panels | HANWHA | Q.TRON BLKM-G2+ 435W |  | 0.435 | 4 | 281 | 33 |  | Fixed | Roof
NJADRE1560326900 | Administratively Determined Incentive Program | Parlin | 8859 | 8.265 | Residential | Behind the Meter | No | Solar Energy World | JCP&L |  | Accepted | 2025-08-21 | 2025-09-12 | 2026-09-12 | Inverters | Enphase | IQ8MC-72-M-US | 320 |  | 19 |  |  | 0.97 |  | Outside
NJADRE1560326900 | Administratively Determined Incentive Program | Parlin | 8859 | 8.265 | Residential | Behind the Meter | No | Solar Energy World | JCP&L |  | Accepted | 2025-08-21 | 2025-09-12 | 2026-09-12 | Solar Panels | HANWHA | Q.TRON BLKM-G2+ 435W |  | 0.435 | 9 | 192 | 26 |  | Fixed | Roof
NJADRE1560326900 | Administratively Determined Incentive Program | Parlin | 8859 | 8.265 | Residential | Behind the Meter | No | Solar Energy World | JCP&L |  | Accepted | 2025-08-21 | 2025-09-12 | 2026-09-12 | Solar Panels | HANWHA | Q.TRON BLKM-G2+ 435W |  | 0.435 | 2 | 12 | 28 |  | Fixed | Roof
NJADRE1560326902 | Administratively Determined Incentive Program | OAKHURST | 7755 | 14.62 | Residential | Behind the Meter | No | Green Sun Energy Services, LLC | JCP&L |  | Accepted | 2025-08-21 | 2025-09-12 | 2026-09-12 | Inverters | EnPhase | IQ8X-80-M-US | 290 |  | 34 |  |  | 0.97 |  | Outdoor
NJADRE1560326902 | Administratively Determined Incentive Program | OAKHURST | 7755 | 14.62 | Residential | Behind the Meter | No | Green Sun Energy Services, LLC | JCP&L |  | Accepted | 2025-08-21 | 2025-09-12 | 2026-09-12 | Meters | EnPhase | X-IQ-AM1-240-5C | 9860 |  | 1 |  |  |  | Yes | Outdoor
NJADRE1560326902 | Administratively Determined Incentive Program | OAKHURST | 7755 | 14.62 | Residential | Behind the Meter | No | Green Sun Energy Services, LLC | JCP&L |  | Accepted | 2025-08-21 | 2025-09-12 | 2026-09-12 | Solar Panels | Jinko | JKM430 N-54HL4-B |  | 0.43 | 16 | 73 | 30 |  | Fixed | Roof
NJADRE1560326902 | Administratively Determined Incentive Program | OAKHURST | 7755 | 14.62 | Residential | Behind the Meter | No | Green Sun Energy Services, LLC | JCP&L |  | Accepted | 2025-08-21 | 2025-09-12 | 2026-09-12 | Solar Panels | Jinko | JKM430 N-54HL4-B |  | 0.43 | 5 | 254 | 37 |  | Fixed | Roof
NJADRE1560326902 | Administratively Determined Incentive Program | OAKHURST | 7755 | 14.62 | Residential | Behind the Meter | No | Green Sun Energy Services, LLC | JCP&L |  | Accepted | 2025-08-21 | 2025-09-12 | 2026-09-12 | Solar Panels | Jinko | JKM430 N-54HL4-B |  | 0.43 | 10 | 253 | 30 |  | Fixed | Roof
NJADRE1560326902 | Administratively Determined Incentive Program | OAKHURST | 7755 | 14.62 | Residential | Behind the Meter | No | Green Sun Energy Services, LLC | JCP&L |  | Accepted | 2025-08-21 | 2025-09-12 | 2026-09-12 | Solar Panels | Jinko | JKM430 N-54HL4-B |  | 0.43 | 3 | 163 | 35 |  | Fixed | Roof
NJADRE1560326925 | Administratively Determined Incentive Program | MAYS LANDING | 8330 | 7.885 | Residential | Behind the Meter | Yes | Big Wave Roofing and Solar LLC | AC Electric |  | Accepted | 2025-08-21 | 2025-09-12 | 2026-09-12 | Inverters | Enphase | IQ8HC-72-M-DOM-US | 380 |  | 19 |  |  | 0.98 |  | Outdoor
NJADRE1560326925 | Administratively Determined Incentive Program | MAYS LANDING | 8330 | 7.885 | Residential | Behind the Meter | Yes | Big Wave Roofing and Solar LLC | AC Electric |  | Accepted | 2025-08-21 | 2025-09-12 | 2026-09-12 | Solar Panels | Q cells | Q.PEAK DUO BLK ML-G10.C+415w |  | 0.415 | 19 | 124 | 38 |  | Fixed | Roof
NJADRE1560326926 | Administratively Determined Incentive Program | LAWNSIDE BORO | 4045 | 8.2 | Residential | Behind the Meter | Yes | Pro Custom Solar dba Momentum Solar | PSE&G |  | Accepted | 2025-08-21 | 2025-09-12 | 2026-09-12 | Solar Panels | HANWHA | HANWHA Q.PEAK DUO BLK ML-G10+410 |  | 0.41 | 6 | 226 | 18 |  | Fixed | Roof
NJADRE1560326926 | Administratively Determined Incentive Program | LAWNSIDE BORO | 4045 | 8.2 | Residential | Behind the Meter | Yes | Pro Custom Solar dba Momentum Solar | PSE&G |  | Accepted | 2025-08-21 | 2025-09-12 | 2026-09-12 | Solar Panels | HANWHA | HANWHA Q.PEAK DUO BLK ML-G10+410 |  | 0.41 | 14 | 226 | 17 |  | Fixed | Roof
NJADRE1560326926 | Administratively Determined Incentive Program | LAWNSIDE BORO | 4045 | 8.2 | Residential | Behind the Meter | Yes | Pro Custom Solar dba Momentum Solar | PSE&G |  | Accepted | 2025-08-21 | 2025-09-12 | 2026-09-12 | Inverters | HANWHA | IQ8HC-72-M-DOM-US | 380 |  | 20 |  |  | 0.97 |  | Outdoor
NJADRE1560326941 | Administratively Determined Incentive Program | CLAYTON | 8312 | 8.265 | Residential | Behind the Meter | Yes | SunnyMac, LLC | AC Electric |  | Accepted | 2025-08-21 | 2025-09-12 | 2026-09-12 | Solar Panels | HANWHA | Q.TRON BLK M-G2.H+ |  | 0.435 | 13 | 191 | 29 |  | Fixed | Roof
NJADRE1560326941 | Administratively Determined Incentive Program | CLAYTON | 8312 | 8.265 | Residential | Behind the Meter | Yes | SunnyMac, LLC | AC Electric |  | Accepted | 2025-08-21 | 2025-09-12 | 2026-09-12 | Solar Panels | HANWHA | Q.TRON BLK M-G2.H+ |  | 0.435 | 6 | 11 | 29 |  | Fixed | Roof
NJADRE1560326941 | Administratively Determined Incentive Program | CLAYTON | 8312 | 8.265 | Residential | Behind the Meter | Yes | SunnyMac, LLC | AC Electric |  | Accepted | 2025-08-21 | 2025-09-12 | 2026-09-12 | Inverters | SOLAREDGE ENERGY HUB | SE5700H-US | 5760 |  | 1 |  |  | 0.99 |  | Outdoor | next to meter
NJADRE1560326952 | Administratively Determined Incentive Program | LAKE HIAWATHA | 7034 | 19.14 | Residential | Behind the Meter | Yes | EMT Renewables, LLC | JCP&L |  | Accepted | 2025-08-21 | 2025-09-12 | 2026-09-12 | Solar Panels | Q CELLS | Q TRON |  | 0.435 | 24 | 162 | 23 |  | Fixed | Roof
NJADRE1560326952 | Administratively Determined Incentive Program | LAKE HIAWATHA | 7034 | 19.14 | Residential | Behind the Meter | Yes | EMT Renewables, LLC | JCP&L |  | Accepted | 2025-08-21 | 2025-09-12 | 2026-09-12 | Solar Panels | Q CELLS | Q TRON |  | 0.435 | 15 | 162 | 23 |  | Fixed | Roof
NJADRE1560326952 | Administratively Determined Incentive Program | LAKE HIAWATHA | 7034 | 19.14 | Residential | Behind the Meter | Yes | EMT Renewables, LLC | JCP&L |  | Accepted | 2025-08-21 | 2025-09-12 | 2026-09-12 | Inverters | IQ8HC | IQ8+ | 290 |  | 44 |  |  | 0.98 |  | Other | UNDER EACH PANEL
NJADRE1560326952 | Administratively Determined Incentive Program | LAKE HIAWATHA | 7034 | 19.14 | Residential | Behind the Meter | Yes | EMT Renewables, LLC | JCP&L |  | Accepted | 2025-08-21 | 2025-09-12 | 2026-09-12 | Solar Panels | Q CELLS | Q TRON |  | 0.435 | 5 | 342 | 23 |  | Fixed | Roof
NJADRE1560326966 | Administratively Determined Incentive Program | HILLSIDE | 7205 | 8.6 | Residential | Behind the Meter | Yes | Solar Mite Solutions, LLC | PSE&G |  | Accepted | 2025-08-21 | 2025-09-12 | 2026-09-12 | Solar Panels | Jinko | JKM430N-54HL4-B |  | 0.43 | 20 | 168 | 25 |  | Fixed | Roof
NJADRE1560326966 | Administratively Determined Incentive Program | HILLSIDE | 7205 | 8.6 | Residential | Behind the Meter | Yes | Solar Mite Solutions, LLC | PSE&G |  | Accepted | 2025-08-21 | 2025-09-12 | 2026-09-12 | Inverters | Enphase | IQ8PLUS-72-M-US | 290 |  | 20 |  |  | 0.96 |  | Outside
NJADRE1560326970 | Administratively Determined Incentive Program | BROWNS MILLS | 8015 | 13.05 | Residential | Behind the Meter | Yes | EMT Renewables, LLC | JCP&L |  | Accepted | 2025-08-21 | 2025-09-12 | 2026-09-12 | Inverters | IQ8HC | IQ8+ | 290 |  | 30 |  |  | 0.98 |  | Other | UNDER EACH PANEL
NJADRE1560326970 | Administratively Determined Incentive Program | BROWNS MILLS | 8015 | 13.05 | Residential | Behind the Meter | Yes | EMT Renewables, LLC | JCP&L |  | Accepted | 2025-08-21 | 2025-09-12 | 2026-09-12 | Solar Panels | Q CELLS | Q TRON |  | 0.435 | 16 | 64 | 19 |  | Fixed | Roof
NJADRE1560326970 | Administratively Determined Incentive Program | BROWNS MILLS | 8015 | 13.05 | Residential | Behind the Meter | Yes | EMT Renewables, LLC | JCP&L |  | Accepted | 2025-08-21 | 2025-09-12 | 2026-09-12 | Solar Panels | Q CELLS | Q TRON |  | 0.435 | 14 | 244 | 19 |  | Fixed | Roof
NJADRE1560326979 | Administratively Determined Incentive Program | WHITING | 8759 | 8.3 | Residential | Behind the Meter | Yes | Big Wave Roofing and Solar, LLC | JCP&L |  | Accepted | 2025-08-21 | 2025-09-12 | 2026-09-12 | Solar Panels | QCELLS | Q.PEAK DUO BLK ML-G10.C+ 415W |  | 0.415 | 9 | 9 | 18 |  | Fixed | Roof
NJADRE1560326979 | Administratively Determined Incentive Program | WHITING | 8759 | 8.3 | Residential | Behind the Meter | Yes | Big Wave Roofing and Solar, LLC | JCP&L |  | Accepted | 2025-08-21 | 2025-09-12 | 2026-09-12 | Inverters | Enphase | IQ8HC-72-M-DOM-US | 380 |  | 20 |  |  | 0.97 |  | Outside
NJADRE1560326979 | Administratively Determined Incentive Program | WHITING | 8759 | 8.3 | Residential | Behind the Meter | Yes | Big Wave Roofing and Solar, LLC | JCP&L |  | Accepted | 2025-08-21 | 2025-09-12 | 2026-09-12 | Solar Panels | QCELLS | Q.PEAK DUO BLK ML-G10.C+ 415W |  | 0.415 | 11 | 189 | 18 |  | Fixed | Roof
NJADRE1560326980 | Administratively Determined Incentive Program | EDISON | 8820 | 9.135 | Residential | Behind the Meter | No | Maier Solar dba Solar Me | PSE&G |  | Accepted | 2025-08-21 | 2025-09-12 | 2026-09-12 | Solar Panels | QCELL - HANWHA | QTRON- BLK-MG2+435 |  | 0.435 | 21 | 172 | 42 |  | Fixed | Roof
NJADRE1560326980 | Administratively Determined Incentive Program | EDISON | 8820 | 9.135 | Residential | Behind the Meter | No | Maier Solar dba Solar Me | PSE&G |  | Accepted | 2025-08-21 | 2025-09-12 | 2026-09-12 | Inverters | ENPHASE | IQ8AC-72-M-US | 349 |  | 21 |  |  | 0.97 |  | Outdoor | ON RACKING
NJADRE1560327000 | Administratively Determined Incentive Program | WATERFORD | 8089 | 19.575 | Residential | Behind the Meter | Yes | SunnyMac, LLC | AC Electric |  | Accepted | 2025-08-21 | 2025-09-12 | 2026-09-12 | Solar Panels | HANWHA | Q.TRON BLK M-G2.H+ |  | 0.435 | 18 | 105 | 27 |  | Fixed | Roof
NJADRE1560327000 | Administratively Determined Incentive Program | WATERFORD | 8089 | 19.575 | Residential | Behind the Meter | Yes | SunnyMac, LLC | AC Electric |  | Accepted | 2025-08-21 | 2025-09-12 | 2026-09-12 | Solar Panels | HANWHA | Q.TRON BLK M-G2.H+ |  | 0.435 | 27 | 284 | 8 |  | Fixed | Roof
NJADRE1560327000 | Administratively Determined Incentive Program | WATERFORD | 8089 | 19.575 | Residential | Behind the Meter | Yes | SunnyMac, LLC | AC Electric |  | Accepted | 2025-08-21 | 2025-09-12 | 2026-09-12 | Inverters | SOLAREDGE HOME HUB | S7600H-US | 7600 |  | 1 |  |  | 0.99 |  | Outdoor | next to meter
NJADRE1560327000 | Administratively Determined Incentive Program | WATERFORD | 8089 | 19.575 | Residential | Behind the Meter | Yes | SunnyMac, LLC | AC Electric |  | Accepted | 2025-08-21 | 2025-09-12 | 2026-09-12 | Inverters | SOLAREDGE HOME HUB | SE 5700H-US | 5760 |  | 1 |  |  | 0.99 |  | Outside
NJADRE1560327007 | Administratively Determined Incentive Program | MEDFORD | 8055 | 8.265 | Residential | Behind the Meter | Yes | EMT Renewables, LLC | PSE&G |  | Accepted | 2025-08-21 | 2025-09-15 | 2026-09-15 | Inverters | Enphase | IQ8HC | 380 |  | 19 |  |  | 0.98 |  | Other | UNDER EACH PANEL
NJADRE1560327007 | Administratively Determined Incentive Program | MEDFORD | 8055 | 8.265 | Residential | Behind the Meter | Yes | EMT Renewables, LLC | PSE&G |  | Accepted | 2025-08-21 | 2025-09-15 | 2026-09-15 | Solar Panels | Q CELLS | Q TRON-BLK-M-G2.H+ |  | 0.435 | 19 | 169 | 32 |  | Fixed | Roof
NJADRE1560327009 | Administratively Determined Incentive Program | CLARK | 7066 | 6 | Residential | Behind the Meter | No | Advanced Solar & Energy Solutions, LLC | PSE&G |  | Accepted | 2025-08-21 | 2025-09-16 | 2026-09-16 | Inverters | enphase | iq8plus-72-m-us | 300 |  | 15 |  |  | 0.097 |  | Outside
NJADRE1560327009 | Administratively Determined Incentive Program | CLARK | 7066 | 6 | Residential | Behind the Meter | No | Advanced Solar & Energy Solutions, LLC | PSE&G |  | Accepted | 2025-08-21 | 2025-09-16 | 2026-09-16 | Solar Panels | Trina | ) TRINA SOLAR TSM-NE09RC.05 (400W) SOLAR MODULES |  | 0.4 | 9 | 250 | 23 |  | Fixed | Roof
NJADRE1560327009 | Administratively Determined Incentive Program | CLARK | 7066 | 6 | Residential | Behind the Meter | No | Advanced Solar & Energy Solutions, LLC | PSE&G |  | Accepted | 2025-08-21 | 2025-09-16 | 2026-09-16 | Solar Panels | TRINA | ) TRINA SOLAR TSM-NE09RC.05 (400W) SOLAR MODULES |  | 0.4 | 6 | 198 | 23 |  | Fixed | Roof
NJADRE1560327013 | Administratively Determined Incentive Program | PARSIPPANY | 7054 | 5.67 | Residential | Behind the Meter | Yes | Sunrun Installation Services, Inc. | JCP&L |  | Accepted | 2025-08-21 | 2025-09-12 | 2026-09-12 | Inverters | SolarEdge Technologies | SE3800H-USMN | 3800 |  | 1 |  |  | 0.99 |  | Outdoor
NJADRE1560327013 | Administratively Determined Incentive Program | PARSIPPANY | 7054 | 5.67 | Residential | Behind the Meter | Yes | Sunrun Installation Services, Inc. | JCP&L |  | Accepted | 2025-08-21 | 2025-09-12 | 2026-09-12 | Solar Panels | JA Solar | JAM54S31-405/MR |  | 0.405 | 4 | 208 | 21 |  | Fixed | Roof
NJADRE1560327013 | Administratively Determined Incentive Program | PARSIPPANY | 7054 | 5.67 | Residential | Behind the Meter | Yes | Sunrun Installation Services, Inc. | JCP&L |  | Accepted | 2025-08-21 | 2025-09-12 | 2026-09-12 | Solar Panels | JA Solar | JAM54S31-405/MR |  | 0.405 | 10 | 28 | 21 |  | Fixed | Roof
NJADRE1560327019 | Administratively Determined Incentive Program | EDISON TWP | 8837 | 11.745 | Residential | Behind the Meter | No | Maier Solar Engineering dba Solar Me | PSE&G |  | Accepted | 2025-08-21 | 2025-09-12 | 2026-09-12 | Inverters | ENPHASE | IQ8AC-72-M-US | 349 |  | 27 |  |  | 0.97 |  | Outdoor | ON RACKING
NJADRE1560327019 | Administratively Determined Incentive Program | EDISON TWP | 8837 | 11.745 | Residential | Behind the Meter | No | Maier Solar Engineering dba Solar Me | PSE&G |  | Accepted | 2025-08-21 | 2025-09-12 | 2026-09-12 | Solar Panels | HYUNDAI | HIN-T435NF |  | 0.435 | 21 | 87 | 26 |  | Fixed | Roof
NJADRE1560327019 | Administratively Determined Incentive Program | EDISON TWP | 8837 | 11.745 | Residential | Behind the Meter | No | Maier Solar Engineering dba Solar Me | PSE&G |  | Accepted | 2025-08-21 | 2025-09-12 | 2026-09-12 | Solar Panels | HYUNDAI | HIN-T435NF |  | 0.435 | 6 | 287 | 35 |  | Fixed | Roof
NJADRE1560327020 | Administratively Determined Incentive Program | CHESTERFIELD TOWNSHIP | 8515 | 19.44 | Residential | Behind the Meter | No | Solar Energy World | JCP&L |  | Accepted | 2025-08-21 | 2025-09-15 | 2026-09-15 | Solar Panels | LONGi | LR5-54HPB-405M |  | 0.405 | 17 | 167 | 22 |  | Fixed | Roof
NJADRE1560327020 | Administratively Determined Incentive Program | CHESTERFIELD TOWNSHIP | 8515 | 19.44 | Residential | Behind the Meter | No | Solar Energy World | JCP&L |  | Accepted | 2025-08-21 | 2025-09-15 | 2026-09-15 | Inverters | Enphase | IQ8+-72-M-US | 290 |  | 48 |  |  | 0.97 |  | Outside
NJADRE1560327020 | Administratively Determined Incentive Program | CHESTERFIELD TOWNSHIP | 8515 | 19.44 | Residential | Behind the Meter | No | Solar Energy World | JCP&L |  | Accepted | 2025-08-21 | 2025-09-15 | 2026-09-15 | Solar Panels | LONGi | LR5-54HPB-405M |  | 0.405 | 15 | 347 | 22 |  | Fixed | Roof
NJADRE1560327020 | Administratively Determined Incentive Program | CHESTERFIELD TOWNSHIP | 8515 | 19.44 | Residential | Behind the Meter | No | Solar Energy World | JCP&L |  | Accepted | 2025-08-21 | 2025-09-15 | 2026-09-15 | Solar Panels | LONGi | LR5-54HPB-405M |  | 0.405 | 6 | 167 | 23 |  | Fixed | Roof
NJADRE1560327020 | Administratively Determined Incentive Program | CHESTERFIELD TOWNSHIP | 8515 | 19.44 | Residential | Behind the Meter | No | Solar Energy World | JCP&L |  | Accepted | 2025-08-21 | 2025-09-15 | 2026-09-15 | Solar Panels | LONGi | LR5-54HPB-405M |  | 0.405 | 4 | 76 | 24 |  | Fixed | Roof
NJADRE1560327020 | Administratively Determined Incentive Program | CHESTERFIELD TOWNSHIP | 8515 | 19.44 | Residential | Behind the Meter | No | Solar Energy World | JCP&L |  | Accepted | 2025-08-21 | 2025-09-15 | 2026-09-15 | Solar Panels | LONGi | LR5-54HPB-405M |  | 0.405 | 6 | 256 | 24 |  | Fixed | Roof
NJADRE1560327041 | Administratively Determined Incentive Program | GREENWICH | 8323 | 14.11 | Residential | Behind the Meter | Yes | RCL Enterprises, Inc. | AC Electric |  | Accepted | 2025-08-21 | 2025-09-12 | 2026-09-12 | Inverters | Enphase | IQ8HC-72-M-DOM-US | 380 |  | 34 |  |  | 0.97 |  | Outside
NJADRE1560327041 | Administratively Determined Incentive Program | GREENWICH | 8323 | 14.11 | Residential | Behind the Meter | Yes | RCL Enterprises, Inc. | AC Electric |  | Accepted | 2025-08-21 | 2025-09-12 | 2026-09-12 | Solar Panels | Q.PEAK | DUOBLKMLG10 |  | 0.415 | 14 | 147 | 20 |  | Fixed | Roof
NJADRE1560327041 | Administratively Determined Incentive Program | GREENWICH | 8323 | 14.11 | Residential | Behind the Meter | Yes | RCL Enterprises, Inc. | AC Electric |  | Accepted | 2025-08-21 | 2025-09-12 | 2026-09-12 | Solar Panels | Q.PEAK | DUOBLKMLG10 |  | 0.415 | 20 | 147 | 23 |  | Fixed | Roof
NJADRE1560327053 | Administratively Determined Incentive Program | PHILLIPSBURG | 8865 | 14.62 | Residential | Behind the Meter | No | EMT Renewables, LLC | JCP&L |  | Accepted | 2025-08-21 | 2025-09-12 | 2026-09-12 | Solar Panels | Q CELLS | Q TRON |  | 0.43 | 34 | 130 | 33 |  | Fixed | Roof
NJADRE1560327053 | Administratively Determined Incentive Program | PHILLIPSBURG | 8865 | 14.62 | Residential | Behind the Meter | No | EMT Renewables, LLC | JCP&L |  | Accepted | 2025-08-21 | 2025-09-12 | 2026-09-12 | Inverters | ENPHASE | IQ8+ | 290 |  | 34 |  |  | 0.98 |  | Other | UNDER EACH PANEL
NJADRE1560327069 | Administratively Determined Incentive Program | GREENWICH | 8323 | 6.45 | Residential | Behind the Meter | No | EMT Renewables, LLC | AC Electric |  | Accepted | 2025-08-21 | 2025-09-16 | 2026-09-16 | Solar Panels | Q CELLS | Q TRON |  | 0.43 | 9 | 339 | 11 |  | Fixed | Roof
NJADRE1560327069 | Administratively Determined Incentive Program | GREENWICH | 8323 | 6.45 | Residential | Behind the Meter | No | EMT Renewables, LLC | AC Electric |  | Accepted | 2025-08-21 | 2025-09-16 | 2026-09-16 | Inverters | ENPHASE | IQ8+ | 290 |  | 15 |  |  | 0.98 |  | Other | UNDER EACH PANEL
NJADRE1560327069 | Administratively Determined Incentive Program | GREENWICH | 8323 | 6.45 | Residential | Behind the Meter | No | EMT Renewables, LLC | AC Electric |  | Accepted | 2025-08-21 | 2025-09-16 | 2026-09-16 | Solar Panels | Q CELLS | Q TRON |  | 0.43 | 4 | 159 | 40 |  | Fixed | Roof
NJADRE1560327069 | Administratively Determined Incentive Program | GREENWICH | 8323 | 6.45 | Residential | Behind the Meter | No | EMT Renewables, LLC | AC Electric |  | Accepted | 2025-08-21 | 2025-09-16 | 2026-09-16 | Solar Panels | Q CELLS | Q TRON |  | 0.43 | 2 | 339 | 40 |  | Fixed | Roof
NJADRE1560327070 | Administratively Determined Incentive Program | Lawnside Boro | 8045 | 5.74 | Residential | Behind the Meter | Yes | Sunrun Installation Services, Inc. | PSE&G |  | Accepted | 2025-08-21 | 2025-09-12 | 2026-09-12 | Solar Panels | ELIN ENERGY | ELNSM54M-HC-410 |  | 0.41 | 3 | 1 | 30 |  | Fixed | Roof
NJADRE1560327070 | Administratively Determined Incentive Program | Lawnside Boro | 8045 | 5.74 | Residential | Behind the Meter | Yes | Sunrun Installation Services, Inc. | PSE&G |  | Accepted | 2025-08-21 | 2025-09-12 | 2026-09-12 | Solar Panels | ELIN ENERGY | ELNSM54M-HC-410 |  | 0.41 | 7 | 181 | 27 |  | Fixed | Roof
NJADRE1560327070 | Administratively Determined Incentive Program | Lawnside Boro | 8045 | 5.74 | Residential | Behind the Meter | Yes | Sunrun Installation Services, Inc. | PSE&G |  | Accepted | 2025-08-21 | 2025-09-12 | 2026-09-12 | Inverters | SOLAREDGE TECHNOLOGIES | SE5700H-USMN | 5760 |  | 1 |  |  | 0.99 |  | Outdoor
NJADRE1560327070 | Administratively Determined Incentive Program | Lawnside Boro | 8045 | 5.74 | Residential | Behind the Meter | Yes | Sunrun Installation Services, Inc. | PSE&G |  | Accepted | 2025-08-21 | 2025-09-12 | 2026-09-12 | Solar Panels | ELIN ENERGY | ELNSM54M-HC-410 |  | 0.41 | 4 | 181 | 27 |  | Fixed | Roof
NJADRE1560327097 | Administratively Determined Incentive Program | EDISON | 8817 | 12.9 | Residential | Behind the Meter | No | Maier Solar Engineering dba Solar Me | PSE&G |  | Accepted | 2025-08-21 | 2025-09-15 | 2026-09-15 | Solar Panels | QCELLS - HANWHA | Q -TRON BLK M-G2+ /AC |  | 0.43 | 13 | 79 | 38 |  | Fixed | Roof
NJADRE1560327097 | Administratively Determined Incentive Program | EDISON | 8817 | 12.9 | Residential | Behind the Meter | No | Maier Solar Engineering dba Solar Me | PSE&G |  | Accepted | 2025-08-21 | 2025-09-15 | 2026-09-15 | Solar Panels | QCELLS - HANWHA | Q -TRON BLK M-G2+ /AC |  | 0.43 | 17 | 259 | 38 |  | Fixed | Roof
NJADRE1560327097 | Administratively Determined Incentive Program | EDISON | 8817 | 12.9 | Residential | Behind the Meter | No | Maier Solar Engineering dba Solar Me | PSE&G |  | Accepted | 2025-08-21 | 2025-09-15 | 2026-09-15 | Inverters | QCELL - HANWHA | Q MI.349B-G1 | 349 |  | 30 |  |  | 0.97 |  | Outdoor | ON SOLAR PANEL
NJADRE1560327123 | Administratively Determined Incentive Program | Mantua Twp | 8051 | 10.005 | Residential | Behind the Meter | Yes | SunnyMac, LLC | AC Electric |  | Accepted | 2025-08-21 | 2025-09-12 | 2026-09-12 | Solar Panels | HANWHA | Q.TRON BLK M-G2.H+ |  | 0.435 | 10 | 231 | 27 |  | Fixed | Roof
NJADRE1560327123 | Administratively Determined Incentive Program | Mantua Twp | 8051 | 10.005 | Residential | Behind the Meter | Yes | SunnyMac, LLC | AC Electric |  | Accepted | 2025-08-21 | 2025-09-12 | 2026-09-12 | Inverters | SOLAREDGE HOME HUB | SE7600H-US | 7600 |  | 1 |  |  | 0.99 |  | Outdoor | next to meter
NJADRE1560327123 | Administratively Determined Incentive Program | Mantua Twp | 8051 | 10.005 | Residential | Behind the Meter | Yes | SunnyMac, LLC | AC Electric |  | Accepted | 2025-08-21 | 2025-09-12 | 2026-09-12 | Solar Panels | HANWHA | Q.TRON BLK M-G2.H+ |  | 0.435 | 13 | 231 | 27 |  | Fixed | Roof
NJADRE1560327133 | Administratively Determined Incentive Program | Blackwood | 8012 | 4.51 | Residential | Behind the Meter | Yes | Trinity Solar, LLC | PSE&G |  | Accepted | 2025-08-21 | 2025-09-12 | 2026-09-12 | Inverters | SOLAREDGE | SE3800H-US | 3800 |  | 1 |  |  | 0.97 |  | Outside
NJADRE1560327133 | Administratively Determined Incentive Program | Blackwood | 8012 | 4.51 | Residential | Behind the Meter | Yes | Trinity Solar, LLC | PSE&G |  | Accepted | 2025-08-21 | 2025-09-12 | 2026-09-12 | Solar Panels | HANWHA 410 (Q.PEAK DUO BLK ML-G10+410) | HANWHA 410 (Q.PEAK DUO BLK ML-G10+410) |  | 0.41 | 11 | 172 | 27 |  | Fixed | Roof
NJADRE1560327141 | Administratively Determined Incentive Program | KEANSBURG | 7734 | 9.89 | Residential | Behind the Meter | No | Green Power Energy, LLC | JCP&L |  | Accepted | 2025-08-21 | 2025-09-12 | 2026-09-12 | Solar Panels | SEG Solar | SEG-430-BTD-BG |  | 0.43 | 3 | 70 | 9 |  | Fixed | Roof
NJADRE1560327141 | Administratively Determined Incentive Program | KEANSBURG | 7734 | 9.89 | Residential | Behind the Meter | No | Green Power Energy, LLC | JCP&L |  | Accepted | 2025-08-21 | 2025-09-12 | 2026-09-12 | Solar Panels | SEG Solar | SEG-430-BTD-BG |  | 0.43 | 7 | 160 | 25 |  | Fixed | Roof
NJADRE1560327141 | Administratively Determined Incentive Program | KEANSBURG | 7734 | 9.89 | Residential | Behind the Meter | No | Green Power Energy, LLC | JCP&L |  | Accepted | 2025-08-21 | 2025-09-12 | 2026-09-12 | Solar Panels | SEG Solar | SEG-430-BTD-BG |  | 0.43 | 3 | 160 | 27 |  | Fixed | Roof
NJADRE1560327141 | Administratively Determined Incentive Program | KEANSBURG | 7734 | 9.89 | Residential | Behind the Meter | No | Green Power Energy, LLC | JCP&L |  | Accepted | 2025-08-21 | 2025-09-12 | 2026-09-12 | Inverters | Enphase Energy | IQ8MC-72-M-US [240V] | 320 |  | 23 |  |  | 0.98 |  | Outdoor | Roof
NJADRE1560327141 | Administratively Determined Incentive Program | KEANSBURG | 7734 | 9.89 | Residential | Behind the Meter | No | Green Power Energy, LLC | JCP&L |  | Accepted | 2025-08-21 | 2025-09-12 | 2026-09-12 | Solar Panels | SEG Solar | SEG-430-BTD-BG |  | 0.43 | 2 | 250 | 27 |  | Fixed | Roof
NJADRE1560327141 | Administratively Determined Incentive Program | KEANSBURG | 7734 | 9.89 | Residential | Behind the Meter | No | Green Power Energy, LLC | JCP&L |  | Accepted | 2025-08-21 | 2025-09-12 | 2026-09-12 | Solar Panels | SEG Solar | SEG-430-BTD-BG |  | 0.43 | 8 | 160 | 26 |  | Fixed | Roof
NJADRE1560327143 | Administratively Determined Incentive Program | DUMONT BORO | 7628 | 10.66 | Residential | Behind the Meter | Yes | Sunrun Installation Services, Inc. | PSE&G |  | Accepted | 2025-08-21 | 2025-09-15 | 2026-09-15 | Inverters | SolarEdge Technologies | SE7600H-USMN | 7600 |  | 1 |  |  | 0.99 |  | Outdoor
NJADRE1560327143 | Administratively Determined Incentive Program | DUMONT BORO | 7628 | 10.66 | Residential | Behind the Meter | Yes | Sunrun Installation Services, Inc. | PSE&G |  | Accepted | 2025-08-21 | 2025-09-15 | 2026-09-15 | Solar Panels | Elin Energy (Sirius PV) | ELNSM54M-HC-410 |  | 0.41 | 10 | 275 | 21 |  | Fixed | Roof
NJADRE1560327143 | Administratively Determined Incentive Program | DUMONT BORO | 7628 | 10.66 | Residential | Behind the Meter | Yes | Sunrun Installation Services, Inc. | PSE&G |  | Accepted | 2025-08-21 | 2025-09-15 | 2026-09-15 | Solar Panels | Elin Energy (Sirius PV) | ELNSM54M-HC-410 |  | 0.41 | 11 | 275 | 21 |  | Fixed | Roof
NJADRE1560327143 | Administratively Determined Incentive Program | DUMONT BORO | 7628 | 10.66 | Residential | Behind the Meter | Yes | Sunrun Installation Services, Inc. | PSE&G |  | Accepted | 2025-08-21 | 2025-09-15 | 2026-09-15 | Solar Panels | Elin Energy (Sirius PV) | ELNSM54M-HC-410 |  | 0.41 | 5 | 95 | 23 |  | Fixed | Roof
NJADRE1560327155 | Administratively Determined Incentive Program | Hamilton Township | 8619 | 9.57 | Residential | Behind the Meter | Yes | SunnyMac, LLC | PSE&G |  | Accepted | 2025-08-21 | 2025-09-19 | 2026-09-19 | Inverters | SOLAREDGE ENERGY HUB | SE7600H-US | 7600 |  | 1 |  |  | 0.99 |  | Outdoor | next to meter
NJADRE1560327155 | Administratively Determined Incentive Program | Hamilton Township | 8619 | 9.57 | Residential | Behind the Meter | Yes | SunnyMac, LLC | PSE&G |  | Accepted | 2025-08-21 | 2025-09-19 | 2026-09-19 | Solar Panels | HANWHA | Q.TRON BLK M-G2.H+ |  | 0.435 | 14 | 156 | 40 |  | Fixed | Roof
NJADRE1560327155 | Administratively Determined Incentive Program | Hamilton Township | 8619 | 9.57 | Residential | Behind the Meter | Yes | SunnyMac, LLC | PSE&G |  | Accepted | 2025-08-21 | 2025-09-19 | 2026-09-19 | Solar Panels | HANWHA | Q.TRON BLK M-G2.H+ |  | 0.435 | 8 | 336 | 40 |  | Fixed | Roof
NJADRE1560327869 | Administratively Determined Incentive Program | GLASSBORO | 8028 | 8.265 | Residential | Behind the Meter | Yes | SunnyMac, LLC | AC Electric |  | Accepted | 2025-08-21 | 2025-09-12 | 2026-09-12 | Solar Panels | HANWHA | Q.TRON BLK M-G2.H+ |  | 0.435 | 19 | 202 | 30 |  | Fixed | Roof
NJADRE1560327869 | Administratively Determined Incentive Program | GLASSBORO | 8028 | 8.265 | Residential | Behind the Meter | Yes | SunnyMac, LLC | AC Electric |  | Accepted | 2025-08-21 | 2025-09-12 | 2026-09-12 | Inverters | SOLAREDGE HOME HUB | SE7600H-US | 7600 |  | 1 |  |  | 0.99 |  | Outdoor | next to meter
NJADRE1560328106 | Administratively Determined Incentive Program | FAIR LAWN | 7410 | 4.92 | Residential | Behind the Meter | Yes | Sunrun Installation Services, Inc. | PSE&G |  | Accepted | 2025-08-21 | 2025-09-12 | 2026-09-12 | Inverters | TESLA | Powerwall 3 1707000-xx-y | 11500 |  | 1 |  |  | 0.97 |  | Outdoor
NJADRE1560328106 | Administratively Determined Incentive Program | FAIR LAWN | 7410 | 4.92 | Residential | Behind the Meter | Yes | Sunrun Installation Services, Inc. | PSE&G |  | Accepted | 2025-08-21 | 2025-09-12 | 2026-09-12 | Electric Storage Battery | TESLA | Powerwall 3 1707000-xx-y |  |  | 1 |  |  |  | Lithium Ion |  | OUTSIDE
NJADRE1560328106 | Administratively Determined Incentive Program | FAIR LAWN | 7410 | 4.92 | Residential | Behind the Meter | Yes | Sunrun Installation Services, Inc. | PSE&G |  | Accepted | 2025-08-21 | 2025-09-12 | 2026-09-12 | Solar Panels | Hanwha Q-Cells | Q.PEAK DUO BLK ML-G10+ 410 |  | 0.41 | 12 | 341 | 24 |  | Fixed | Roof
NJADRE1560329081 | Administratively Determined Incentive Program | CHESILHURST | 8089 | 9.02 | Residential | Behind the Meter | Yes | Sunrun Installation Services, Inc. | AC Electric |  | Accepted | 2025-08-21 | 2025-09-12 | 2026-09-12 | Inverters | SOLAREDGE TECHNOLOGIES | SE7600H-USMN | 7600 |  | 1 |  |  | 0.99 |  | Outside
NJADRE1560329081 | Administratively Determined Incentive Program | CHESILHURST | 8089 | 9.02 | Residential | Behind the Meter | Yes | Sunrun Installation Services, Inc. | AC Electric |  | Accepted | 2025-08-21 | 2025-09-12 | 2026-09-12 | Solar Panels | ELIN ENERGY | ELNSM54M-HC-410 |  | 0.41 | 15 | 197 | 37 |  | Fixed | Roof
NJADRE1560329081 | Administratively Determined Incentive Program | CHESILHURST | 8089 | 9.02 | Residential | Behind the Meter | Yes | Sunrun Installation Services, Inc. | AC Electric |  | Accepted | 2025-08-21 | 2025-09-12 | 2026-09-12 | Solar Panels | ELIN ENERGY | ELNSM54M-HC-410 |  | 0.41 | 3 | 17 | 16 |  | Fixed | Roof
NJADRE1560329081 | Administratively Determined Incentive Program | CHESILHURST | 8089 | 9.02 | Residential | Behind the Meter | Yes | Sunrun Installation Services, Inc. | AC Electric |  | Accepted | 2025-08-21 | 2025-09-12 | 2026-09-12 | Solar Panels | ELIN ENERGY | ELNSM54M-HC-410 |  | 0.41 | 4 | 197 | 16 |  | Fixed | Roof
NJADRE1560330774 | Administratively Determined Incentive Program | MOUNT LAUREL | 8054 | 12.15 | Residential | Behind the Meter | No | Solar Energy World | PSE&G |  | Accepted | 2025-08-21 | 2025-09-12 | 2026-09-12 | Solar Panels | LONGi | LR5-54HPB-405M |  | 0.405 | 9 | 106 | 45 |  | Fixed | Roof
NJADRE1560330774 | Administratively Determined Incentive Program | MOUNT LAUREL | 8054 | 12.15 | Residential | Behind the Meter | No | Solar Energy World | PSE&G |  | Accepted | 2025-08-21 | 2025-09-12 | 2026-09-12 | Solar Panels | LONGi | LR5-54HPB-405M |  | 0.405 | 5 | 16 | 31 |  | Fixed | Roof
NJADRE1560330774 | Administratively Determined Incentive Program | MOUNT LAUREL | 8054 | 12.15 | Residential | Behind the Meter | No | Solar Energy World | PSE&G |  | Accepted | 2025-08-21 | 2025-09-12 | 2026-09-12 | Solar Panels | LONGi | LR5-54HPB-405M |  | 0.405 | 16 | 196 | 30 |  | Fixed | Roof
NJADRE1560330774 | Administratively Determined Incentive Program | MOUNT LAUREL | 8054 | 12.15 | Residential | Behind the Meter | No | Solar Energy World | PSE&G |  | Accepted | 2025-08-21 | 2025-09-12 | 2026-09-12 | Inverters | Enphase | IQ8+-72-M-US | 290 |  | 30 |  |  | 0.97 |  | Outside
NJADRE1560331098 | Administratively Determined Incentive Program | EWING TOWNSHIP | 8638 | 5.72 | Residential | Behind the Meter | Yes | Brilliant Installations, Inc. | PSE&G |  | Accepted | 2025-08-21 | 2025-09-12 | 2026-09-12 | Inverters | SOLAREDGE | USE5700H-USMNBL75 | 5760 |  | 1 |  |  | 0.97 |  | Outdoor
NJADRE1560331098 | Administratively Determined Incentive Program | EWING TOWNSHIP | 8638 | 5.72 | Residential | Behind the Meter | Yes | Brilliant Installations, Inc. | PSE&G |  | Accepted | 2025-08-21 | 2025-09-12 | 2026-09-12 | Solar Panels | SILFAB SOLAR | SIL-440 QD |  | 0.44 | 2 | 161 | 25 |  | Fixed | Roof
NJADRE1560331098 | Administratively Determined Incentive Program | EWING TOWNSHIP | 8638 | 5.72 | Residential | Behind the Meter | Yes | Brilliant Installations, Inc. | PSE&G |  | Accepted | 2025-08-21 | 2025-09-12 | 2026-09-12 | Solar Panels | SILFAB SOLAR | SIL-440 QD |  | 0.44 | 9 | 251 | 30 |  | Fixed | Roof
NJADRE1560331098 | Administratively Determined Incentive Program | EWING TOWNSHIP | 8638 | 5.72 | Residential | Behind the Meter | Yes | Brilliant Installations, Inc. | PSE&G |  | Accepted | 2025-08-21 | 2025-09-12 | 2026-09-12 | Solar Panels | SILFAB SOLAR | SIL-440 QD |  | 0.44 | 2 | 341 | 25 |  | Fixed | Roof
NJADRE1560331251 | Administratively Determined Incentive Program | North Brunswick | 8902 | 20.68 | Residential | Behind the Meter | No | All Season Solar | PSE&G |  | Accepted | 2025-08-21 | 2025-09-12 | 2026-09-12 | Solar Panels | Certainteed | CT440HC12-08 |  | 0.44 | 2 | 209 | 40 |  | Fixed | Roof
NJADRE1560331251 | Administratively Determined Incentive Program | North Brunswick | 8902 | 20.68 | Residential | Behind the Meter | No | All Season Solar | PSE&G |  | Accepted | 2025-08-21 | 2025-09-12 | 2026-09-12 | Solar Panels | Certainteed | CT440HC12-08 |  | 0.44 | 22 | 119 | 23 |  | Fixed | Roof
NJADRE1560331251 | Administratively Determined Incentive Program | North Brunswick | 8902 | 20.68 | Residential | Behind the Meter | No | All Season Solar | PSE&G |  | Accepted | 2025-08-21 | 2025-09-12 | 2026-09-12 | Solar Panels | Certainteed | CT440HC12-08 |  | 0.44 | 10 | 119 | 14 |  | Fixed | Roof
NJADRE1560331251 | Administratively Determined Incentive Program | North Brunswick | 8902 | 20.68 | Residential | Behind the Meter | No | All Season Solar | PSE&G |  | Accepted | 2025-08-21 | 2025-09-12 | 2026-09-12 | Solar Panels | Certainteed | CT440HC12-08 |  | 0.44 | 13 | 299 | 23 |  | Fixed | Roof
NJADRE1560331251 | Administratively Determined Incentive Program | North Brunswick | 8902 | 20.68 | Residential | Behind the Meter | No | All Season Solar | PSE&G |  | Accepted | 2025-08-21 | 2025-09-12 | 2026-09-12 | Inverters | Enphase | IQ8MC | 320 |  | 47 |  |  | 0.97 |  | Outside
NJADRE1560331508 | Administratively Determined Incentive Program | SOMERDALE | 8083 | 7.79 | Residential | Behind the Meter | Yes | Sunrun Installation Services, Inc. | PSE&G |  | Accepted | 2025-08-21 | 2025-09-12 | 2026-09-12 | Solar Panels | Elin Energy (Sirius PV) | ELNSM54M-HC-410 |  | 0.41 | 7 | 62 | 18 |  | Fixed | Roof
NJADRE1560331508 | Administratively Determined Incentive Program | SOMERDALE | 8083 | 7.79 | Residential | Behind the Meter | Yes | Sunrun Installation Services, Inc. | PSE&G |  | Accepted | 2025-08-21 | 2025-09-12 | 2026-09-12 | Solar Panels | Elin Energy (Sirius PV) | ELNSM54M-HC-410 |  | 0.41 | 12 | 62 | 18 |  | Fixed | Roof
NJADRE1560331508 | Administratively Determined Incentive Program | SOMERDALE | 8083 | 7.79 | Residential | Behind the Meter | Yes | Sunrun Installation Services, Inc. | PSE&G |  | Accepted | 2025-08-21 | 2025-09-12 | 2026-09-12 | Inverters | SolarEdge Technologies | SE5700H-USMN | 5760 |  | 1 |  |  | 0.99 |  | Outdoor
NJADRE1560331749 | Administratively Determined Incentive Program | CLEMENTON | 8021 | 5.33 | Residential | Behind the Meter | Yes | Sunrun Installation Services, Inc. | AC Electric |  | Accepted | 2025-08-21 | 2025-09-12 | 2026-09-12 | Inverters | SOLAREDGE TECHNOLOGIES | SE3800H-USMN | 3800 |  | 1 |  |  | 0.99 |  | Outdoor
NJADRE1560331749 | Administratively Determined Incentive Program | CLEMENTON | 8021 | 5.33 | Residential | Behind the Meter | Yes | Sunrun Installation Services, Inc. | AC Electric |  | Accepted | 2025-08-21 | 2025-09-12 | 2026-09-12 | Solar Panels | ELIN ENERGY | ELNSM54M-HC-410 |  | 0.41 | 6 | 3 | 23 |  | Fixed | Roof
NJADRE1560331749 | Administratively Determined Incentive Program | CLEMENTON | 8021 | 5.33 | Residential | Behind the Meter | Yes | Sunrun Installation Services, Inc. | AC Electric |  | Accepted | 2025-08-21 | 2025-09-12 | 2026-09-12 | Solar Panels | ELIN ENERGY | ELNSM54M-HC-410 |  | 0.41 | 4 | 183 | 43 |  | Fixed | Roof
NJADRE1560331749 | Administratively Determined Incentive Program | CLEMENTON | 8021 | 5.33 | Residential | Behind the Meter | Yes | Sunrun Installation Services, Inc. | AC Electric |  | Accepted | 2025-08-21 | 2025-09-12 | 2026-09-12 | Solar Panels | ELIN ENERGY | ELNSM54M-HC-410 |  | 0.41 | 3 | 183 | 23 |  | Fixed | Roof
NJADRE1560332791 | Administratively Determined Incentive Program | Piscataway | 8854 | 9.43 | Residential | Behind the Meter | No | Tesla Energy Operations, Inc. | PSE&G |  | Accepted | 2025-08-21 | 2025-09-12 | 2026-09-12 | Solar Panels | Hanwha | Q Cells Q.PEAK DUO BLK ML-G10+/TS 410 |  | 0.41 | 3 | 146 | 37 |  | Fixed | Roof
NJADRE1560332791 | Administratively Determined Incentive Program | Piscataway | 8854 | 9.43 | Residential | Behind the Meter | No | Tesla Energy Operations, Inc. | PSE&G |  | Accepted | 2025-08-21 | 2025-09-12 | 2026-09-12 | Electric Storage Battery | Tesla | Powerwall 3 |  |  | 1 |  |  |  | Lithium Ion |  | OUTSIDE
NJADRE1560332791 | Administratively Determined Incentive Program | Piscataway | 8854 | 9.43 | Residential | Behind the Meter | No | Tesla Energy Operations, Inc. | PSE&G |  | Accepted | 2025-08-21 | 2025-09-12 | 2026-09-12 | Solar Panels | Hanwha | Q Cells Q.PEAK DUO BLK ML-G10+/TS 410 |  | 0.41 | 9 | 236 | 37 |  | Fixed | Roof
NJADRE1560332791 | Administratively Determined Incentive Program | Piscataway | 8854 | 9.43 | Residential | Behind the Meter | No | Tesla Energy Operations, Inc. | PSE&G |  | Accepted | 2025-08-21 | 2025-09-12 | 2026-09-12 | Solar Panels | Hanwha | Q Cells Q.PEAK DUO BLK ML-G10+/TS 410 |  | 0.41 | 2 | 146 | 37 |  | Fixed | Roof
NJADRE1560332791 | Administratively Determined Incentive Program | Piscataway | 8854 | 9.43 | Residential | Behind the Meter | No | Tesla Energy Operations, Inc. | PSE&G |  | Accepted | 2025-08-21 | 2025-09-12 | 2026-09-12 | Inverters | Tesla | 1707000-XX-Y 10 kW | 10000 |  | 1 |  |  | 0.98 |  | Outdoor
NJADRE1560332791 | Administratively Determined Incentive Program | Piscataway | 8854 | 9.43 | Residential | Behind the Meter | No | Tesla Energy Operations, Inc. | PSE&G |  | Accepted | 2025-08-21 | 2025-09-12 | 2026-09-12 | Solar Panels | Hanwha | Q Cells Q.PEAK DUO BLK ML-G10+/TS 410 |  | 0.41 | 5 | 326 | 37 |  | Fixed | Roof
NJADRE1560332791 | Administratively Determined Incentive Program | Piscataway | 8854 | 9.43 | Residential | Behind the Meter | No | Tesla Energy Operations, Inc. | PSE&G |  | Accepted | 2025-08-21 | 2025-09-12 | 2026-09-12 | Solar Panels | Hanwha | Q Cells Q.PEAK DUO BLK ML-G10+/TS 410 |  | 0.41 | 4 | 56 | 37 |  | Fixed | Roof
NJADRE1560332967 | Administratively Determined Incentive Program | HO HO KUS | 7423 | 12.47 | Residential | Behind the Meter | No | Green Power Energy, LLC | PSE&G |  | Accepted | 2025-08-21 | 2025-09-12 | 2026-09-12 | Solar Panels | SEG Solar | SEG-430-BTD-BG |  | 0.43 | 10 | 195 | 34 |  | Fixed | Roof
NJADRE1560332967 | Administratively Determined Incentive Program | HO HO KUS | 7423 | 12.47 | Residential | Behind the Meter | No | Green Power Energy, LLC | PSE&G |  | Accepted | 2025-08-21 | 2025-09-12 | 2026-09-12 | Inverters | Enphase Energy | IQ8MC-72-M-US [240V] | 320 |  | 29 |  |  | 0.98 |  | Outdoor | Roof
NJADRE1560332967 | Administratively Determined Incentive Program | HO HO KUS | 7423 | 12.47 | Residential | Behind the Meter | No | Green Power Energy, LLC | PSE&G |  | Accepted | 2025-08-21 | 2025-09-12 | 2026-09-12 | Solar Panels | SEG | SEG-430-BTD-BG |  | 0.43 | 19 | 195 | 34 |  | Fixed | Roof
NJADRE1560332996 | Administratively Determined Incentive Program | LITTLE EGG HARBOR | 8087 | 4.98 | Residential | Behind the Meter | Yes | SunPurity, LLC | AC Electric |  | Accepted | 2025-08-21 | 2025-09-12 | 2026-09-12 | Inverters | SolarEdge | SE3800H-US | 3800 |  | 1 |  |  | 0.99 |  | Outdoor
NJADRE1560332996 | Administratively Determined Incentive Program | LITTLE EGG HARBOR | 8087 | 4.98 | Residential | Behind the Meter | Yes | SunPurity, LLC | AC Electric |  | Accepted | 2025-08-21 | 2025-09-12 | 2026-09-12 | Solar Panels | Hanwha Q cells | Q.PEAK DUO BLK-ML-G10+ 415W |  | 0.415 | 12 | 176 | 34 |  | Fixed | Roof
NJADRE1560333064 | Administratively Determined Incentive Program | West Orange | 7052 | 17.22 | Residential | Behind the Meter | Yes | Sunrun Installation Services, Inc. | PSE&G |  | Accepted | 2025-08-21 | 2025-09-15 | 2026-09-15 | Solar Panels | Hanwha Q-Cells | Q.PEAK DUO BLK ML-G10.C+ 410 |  | 0.41 | 20 | 184 | 34 |  | Fixed | Roof
NJADRE1560333064 | Administratively Determined Incentive Program | West Orange | 7052 | 17.22 | Residential | Behind the Meter | Yes | Sunrun Installation Services, Inc. | PSE&G |  | Accepted | 2025-08-21 | 2025-09-15 | 2026-09-15 | Inverters | Tesla | Powerwall 3 1707000-xx-y | 11500 |  | 1 |  |  | 0.97 |  | Outdoor
NJADRE1560333064 | Administratively Determined Incentive Program | West Orange | 7052 | 17.22 | Residential | Behind the Meter | Yes | Sunrun Installation Services, Inc. | PSE&G |  | Accepted | 2025-08-21 | 2025-09-15 | 2026-09-15 | Electric Storage Battery | Tesla | Powerwall 3 1707000-xx-y |  |  | 1 |  |  |  | Lithium Ion |  | OUTSIDE
NJADRE1560333064 | Administratively Determined Incentive Program | West Orange | 7052 | 17.22 | Residential | Behind the Meter | Yes | Sunrun Installation Services, Inc. | PSE&G |  | Accepted | 2025-08-21 | 2025-09-15 | 2026-09-15 | Solar Panels | Hanwha Q-Cells | Q.PEAK DUO BLK ML-G10.C+ 410 |  | 0.41 | 18 | 4 | 34 |  | Fixed | Roof
NJADRE1560333064 | Administratively Determined Incentive Program | West Orange | 7052 | 17.22 | Residential | Behind the Meter | Yes | Sunrun Installation Services, Inc. | PSE&G |  | Accepted | 2025-08-21 | 2025-09-15 | 2026-09-15 | Solar Panels | Hanwha Q-Cells | Q.PEAK DUO BLK ML-G10.C+ 410 |  | 0.41 | 4 | 4 | 34 |  | Fixed | Roof
NJADRE1560333241 | Administratively Determined Incentive Program | SHAMONG | 8088 | 18.04 | Residential | Behind the Meter | No | AllSeason Solar | AC Electric |  | Accepted | 2025-08-21 | 2025-09-12 | 2026-09-12 | Solar Panels | Certainteed Solstice | CT440HC12-08 |  | 0.44 | 11 | 261 | 39 |  | Fixed | Roof
NJADRE1560333241 | Administratively Determined Incentive Program | SHAMONG | 8088 | 18.04 | Residential | Behind the Meter | No | AllSeason Solar | AC Electric |  | Accepted | 2025-08-21 | 2025-09-12 | 2026-09-12 | Inverters | Enphase | IQ8MC | 320 |  | 41 |  |  | 0.97 |  | Outside
NJADRE1560333241 | Administratively Determined Incentive Program | SHAMONG | 8088 | 18.04 | Residential | Behind the Meter | No | AllSeason Solar | AC Electric |  | Accepted | 2025-08-21 | 2025-09-12 | 2026-09-12 | Solar Panels | CertainTeed Solstice | CT440HC12-08 |  | 0.44 | 30 | 81 | 39 |  | Fixed | Roof
NJADRE1560333443 | Administratively Determined Incentive Program | Morganville | 7751 | 11.44 | Residential | Behind the Meter | No | PV4U, LLC | JCP&L |  | Accepted | 2025-08-21 | 2025-09-12 | 2026-09-12 | Inverters | Enphase | IQ8Plus | 290 |  | 26 |  |  | 0.98 |  | Outside
NJADRE1560333443 | Administratively Determined Incentive Program | Morganville | 7751 | 11.44 | Residential | Behind the Meter | No | PV4U, LLC | JCP&L |  | Accepted | 2025-08-21 | 2025-09-12 | 2026-09-12 | Solar Panels | axitec solar | AC-440MH |  | 0.44 | 8 | 76 | 35 |  | Fixed | Roof
NJADRE1560333443 | Administratively Determined Incentive Program | Morganville | 7751 | 11.44 | Residential | Behind the Meter | No | PV4U, LLC | JCP&L |  | Accepted | 2025-08-21 | 2025-09-12 | 2026-09-12 | Solar Panels | Enphase | AC-440MH |  | 0.44 | 5 | 256 | 35 |  | Fixed | Roof
NJADRE1560333443 | Administratively Determined Incentive Program | Morganville | 7751 | 11.44 | Residential | Behind the Meter | No | PV4U, LLC | JCP&L |  | Accepted | 2025-08-21 | 2025-09-12 | 2026-09-12 | Solar Panels | axitec solar | AC-440MH |  | 0.44 | 10 | 166 | 35 |  | Fixed | Roof
NJADRE1560333443 | Administratively Determined Incentive Program | Morganville | 7751 | 11.44 | Residential | Behind the Meter | No | PV4U, LLC | JCP&L |  | Accepted | 2025-08-21 | 2025-09-12 | 2026-09-12 | Solar Panels | axitec solar | AC-440MH |  | 0.44 | 3 | 76 | 35 |  | Fixed | Roof
NJADRE1560333560 | Administratively Determined Incentive Program | Willow Grove | 8344 | 21.75 | Residential | Behind the Meter | Yes | VELOCITY ENERGY & HOME SOLUTIONS, INC. | AC Electric |  | Accepted | 2025-08-21 | 2025-09-17 | 2026-09-17 | Inverters | enphase | iq8hc | 380 |  | 50 |  |  | 0.99 |  | Outside | behind panels
NJADRE1560333560 | Administratively Determined Incentive Program | Willow Grove | 8344 | 21.75 | Residential | Behind the Meter | Yes | VELOCITY ENERGY & HOME SOLUTIONS, INC. | AC Electric |  | Accepted | 2025-08-21 | 2025-09-17 | 2026-09-17 | Solar Panels | qtron | 435w |  | 0.435 | 16 | 96 | 39 |  | Fixed | Roof
NJADRE1560333560 | Administratively Determined Incentive Program | Willow Grove | 8344 | 21.75 | Residential | Behind the Meter | Yes | VELOCITY ENERGY & HOME SOLUTIONS, INC. | AC Electric |  | Accepted | 2025-08-21 | 2025-09-17 | 2026-09-17 | Solar Panels | qtron | 435w |  | 0.435 | 15 | 276 | 39 |  | Fixed | Roof
NJADRE1560333560 | Administratively Determined Incentive Program | Willow Grove | 8344 | 21.75 | Residential | Behind the Meter | Yes | VELOCITY ENERGY & HOME SOLUTIONS, INC. | AC Electric |  | Accepted | 2025-08-21 | 2025-09-17 | 2026-09-17 | Solar Panels | qtron | 435w |  | 0.435 | 19 | 186 | 45 |  | Fixed | Roof
NJADRE1560333862 | Administratively Determined Incentive Program | Rio Grande | 8242 | 3.28 | Residential | Behind the Meter | Yes | Trinity Solar, LLC | AC Electric |  | Accepted | 2025-08-21 | 2025-09-12 | 2026-09-12 | Solar Panels | HANWHA 410 (Q.PEAK DUO BLK ML-G10+410) | HANWHA 410 (Q.PEAK DUO BLK ML-G10+410) |  | 0.41 | 8 | 145 | 23 |  | Fixed | Roof
NJADRE1560333862 | Administratively Determined Incentive Program | Rio Grande | 8242 | 3.28 | Residential | Behind the Meter | Yes | Trinity Solar, LLC | AC Electric |  | Accepted | 2025-08-21 | 2025-09-12 | 2026-09-12 | Inverters | SOLAREDGE | SE3800H-US | 3800 |  | 1 |  |  | 0.97 |  | Outside
NJADRE1560334487 | Administratively Determined Incentive Program | West Orange Twp | 7052 | 15.91 | Residential | Behind the Meter | Yes | Solar Mite Solutions, LLC | PSE&G |  | Accepted | 2025-08-21 | 2025-09-15 | 2026-09-15 | Solar Panels | Jinko | JKM430N-54HL4-B |  | 0.43 | 16 | 112 | 4 |  | Fixed | Roof
NJADRE1560334487 | Administratively Determined Incentive Program | West Orange Twp | 7052 | 15.91 | Residential | Behind the Meter | Yes | Solar Mite Solutions, LLC | PSE&G |  | Accepted | 2025-08-21 | 2025-09-15 | 2026-09-15 | Solar Panels | Jinko | JKM430N-54HL4-B |  | 0.43 | 7 | 112 | 5 |  | Fixed | Roof
NJADRE1560334487 | Administratively Determined Incentive Program | West Orange Twp | 7052 | 15.91 | Residential | Behind the Meter | Yes | Solar Mite Solutions, LLC | PSE&G |  | Accepted | 2025-08-21 | 2025-09-15 | 2026-09-15 | Solar Panels | Jinko | JKM430N-54HL4-B |  | 0.43 | 9 | 202 | 35 |  | Fixed | Roof
NJADRE1560334487 | Administratively Determined Incentive Program | West Orange Twp | 7052 | 15.91 | Residential | Behind the Meter | Yes | Solar Mite Solutions, LLC | PSE&G |  | Accepted | 2025-08-21 | 2025-09-15 | 2026-09-15 | Solar Panels | Jinko | JKM430N-54HL4-B |  | 0.43 | 5 | 22 | 35 |  | Fixed | Roof
NJADRE1560334487 | Administratively Determined Incentive Program | West Orange Twp | 7052 | 15.91 | Residential | Behind the Meter | Yes | Solar Mite Solutions, LLC | PSE&G |  | Accepted | 2025-08-21 | 2025-09-15 | 2026-09-15 | Inverters | Enphase | IQ8PLUS-72-M-US | 290 |  | 37 |  |  | 0.96 |  | Outside
NJADRE1560334728 | Administratively Determined Incentive Program | Mullica Hill | 8062 | 16.81 | Residential | Behind the Meter | No | Big Wave Roofing and Solar, LLC | AC Electric |  | Accepted | 2025-08-21 | 2025-09-12 | 2026-09-12 | Solar Panels | MISSION SOLAR | MSE410HT0B |  | 0.41 | 5 | 90 | 35 |  | Fixed | Roof
NJADRE1560334728 | Administratively Determined Incentive Program | Mullica Hill | 8062 | 16.81 | Residential | Behind the Meter | No | Big Wave Roofing and Solar, LLC | AC Electric |  | Accepted | 2025-08-21 | 2025-09-12 | 2026-09-12 | Solar Panels | MISSION SOLAR | MSE410HT0B |  | 0.41 | 14 | 90 | 28 |  | Fixed | Roof
NJADRE1560334728 | Administratively Determined Incentive Program | Mullica Hill | 8062 | 16.81 | Residential | Behind the Meter | No | Big Wave Roofing and Solar, LLC | AC Electric |  | Accepted | 2025-08-21 | 2025-09-12 | 2026-09-12 | Solar Panels | MISSION SOLAR | MSE410HT0B |  | 0.41 | 9 | 270 | 45 |  | Fixed | Roof
NJADRE1560334728 | Administratively Determined Incentive Program | Mullica Hill | 8062 | 16.81 | Residential | Behind the Meter | No | Big Wave Roofing and Solar, LLC | AC Electric |  | Accepted | 2025-08-21 | 2025-09-12 | 2026-09-12 | Solar Panels | MISSION SOLAR | MSE410HT0B |  | 0.41 | 7 | 180 | 45 |  | Fixed | Roof
NJADRE1560334728 | Administratively Determined Incentive Program | Mullica Hill | 8062 | 16.81 | Residential | Behind the Meter | No | Big Wave Roofing and Solar, LLC | AC Electric |  | Accepted | 2025-08-21 | 2025-09-12 | 2026-09-12 | Inverters | Enphase | IQ8PLUS-72-2-US | 290 |  | 41 |  |  | 0.98 |  | Outdoor
NJADRE1560334728 | Administratively Determined Incentive Program | Mullica Hill | 8062 | 16.81 | Residential | Behind the Meter | No | Big Wave Roofing and Solar, LLC | AC Electric |  | Accepted | 2025-08-21 | 2025-09-12 | 2026-09-12 | Solar Panels | Enphase | MSE410HT0B |  | 0.41 | 6 | 180 | 35 |  | Fixed | Roof
NJADRE1560334770 | Administratively Determined Incentive Program | MARLBORO | 7746 | 12.04 | Residential | Behind the Meter | No | Green Power Energy, LLC | JCP&L |  | Accepted | 2025-08-21 | 2025-09-12 | 2026-09-12 | Solar Panels | SEG Solar | SEG-430-BTD-BG |  | 0.43 | 11 | 176 | 35 |  | Fixed | Roof
NJADRE1560334770 | Administratively Determined Incentive Program | MARLBORO | 7746 | 12.04 | Residential | Behind the Meter | No | Green Power Energy, LLC | JCP&L |  | Accepted | 2025-08-21 | 2025-09-12 | 2026-09-12 | Solar Panels | SEG Solar | SEG-430-BTD-BG |  | 0.43 | 17 | 86 | 35 |  | Fixed | Roof
NJADRE1560334770 | Administratively Determined Incentive Program | MARLBORO | 7746 | 12.04 | Residential | Behind the Meter | No | Green Power Energy, LLC | JCP&L |  | Accepted | 2025-08-21 | 2025-09-12 | 2026-09-12 | Inverters | Enphase Energy | IQ8MC-72-M-US [240V] | 320 |  | 28 |  |  | 0.98 |  | Outdoor
NJADRE1560334777 | Administratively Determined Incentive Program | TURNERSVILLE | 8012 | 14.35 | Residential | Behind the Meter | Yes | Sunrun Installation Services, Inc. | AC Electric |  | Accepted | 2025-08-21 | 2025-09-12 | 2026-09-12 | Inverters | SOLAREDGE TECHNOLOGIES | SE10000H-USMN | 10000 |  | 1 |  |  | 0.99 |  | Outdoor
NJADRE1560334777 | Administratively Determined Incentive Program | TURNERSVILLE | 8012 | 14.35 | Residential | Behind the Meter | Yes | Sunrun Installation Services, Inc. | AC Electric |  | Accepted | 2025-08-21 | 2025-09-12 | 2026-09-12 | Solar Panels | ELIN ENERGY | ELNSM54M-HC-410 |  | 0.41 | 16 | 326 | 18 |  | Fixed | Roof
NJADRE1560334777 | Administratively Determined Incentive Program | TURNERSVILLE | 8012 | 14.35 | Residential | Behind the Meter | Yes | Sunrun Installation Services, Inc. | AC Electric |  | Accepted | 2025-08-21 | 2025-09-12 | 2026-09-12 | Solar Panels | ELIN ENERGY | ELNSM54M-HC-410 |  | 0.41 | 4 | 236 | 18 |  | Fixed | Roof
NJADRE1560334777 | Administratively Determined Incentive Program | TURNERSVILLE | 8012 | 14.35 | Residential | Behind the Meter | Yes | Sunrun Installation Services, Inc. | AC Electric |  | Accepted | 2025-08-21 | 2025-09-12 | 2026-09-12 | Solar Panels | ELIN ENERGY | ELNSM54M-HC-410 |  | 0.41 | 15 | 146 | 18 |  | Fixed | Roof
NJADRE1560334789 | Administratively Determined Incentive Program | TRENTON | 8620 | 6.48 | Residential | Behind the Meter | Yes | Solar Energy World | PSE&G |  | Accepted | 2025-08-21 | 2025-09-12 | 2026-09-12 | Inverters | Enphase | IQ8HC-72-M-DOM-US | 380 |  | 16 |  |  | 0.97 |  | Outside
NJADRE1560334789 | Administratively Determined Incentive Program | TRENTON | 8620 | 6.48 | Residential | Behind the Meter | Yes | Solar Energy World | PSE&G |  | Accepted | 2025-08-21 | 2025-09-12 | 2026-09-12 | Solar Panels | LONGi | LR5-54HPB-405M |  | 0.405 | 8 | 133 | 34 |  | Fixed | Roof
NJADRE1560334789 | Administratively Determined Incentive Program | TRENTON | 8620 | 6.48 | Residential | Behind the Meter | Yes | Solar Energy World | PSE&G |  | Accepted | 2025-08-21 | 2025-09-12 | 2026-09-12 | Solar Panels | LONGi | LR5-54HPB-405M |  | 0.405 | 8 | 231 | 26 |  | Fixed | Roof
NJADRE1560335437 | Administratively Determined Incentive Program | EAST ORANGE | 7018 | 8.61 | Residential | Behind the Meter | Yes | Sunrun Installation Services, Inc. | PSE&G |  | Accepted | 2025-08-21 | 2025-09-15 | 2026-09-15 | Inverters | SolarEdge Technologies | SE7600H-USMN | 7600 |  | 1 |  |  | 0.99 |  | Outdoor
NJADRE1560335437 | Administratively Determined Incentive Program | EAST ORANGE | 7018 | 8.61 | Residential | Behind the Meter | Yes | Sunrun Installation Services, Inc. | PSE&G |  | Accepted | 2025-08-21 | 2025-09-15 | 2026-09-15 | Solar Panels | Elin Energy (Sirius PV) | ELNSM54M-HC-410 |  | 0.41 | 6 | 186 | 34 |  | Fixed | Roof
NJADRE1560335437 | Administratively Determined Incentive Program | EAST ORANGE | 7018 | 8.61 | Residential | Behind the Meter | Yes | Sunrun Installation Services, Inc. | PSE&G |  | Accepted | 2025-08-21 | 2025-09-15 | 2026-09-15 | Solar Panels | Elin Energy (Sirius PV) | ELNSM54M-HC-410 |  | 0.41 | 3 | 6 | 34 |  | Fixed | Roof
NJADRE1560335437 | Administratively Determined Incentive Program | EAST ORANGE | 7018 | 8.61 | Residential | Behind the Meter | Yes | Sunrun Installation Services, Inc. | PSE&G |  | Accepted | 2025-08-21 | 2025-09-15 | 2026-09-15 | Solar Panels | Elin Energy (Sirius PV) | ELNSM54M-HC-410 |  | 0.41 | 4 | 97 | 34 |  | Fixed | Roof
NJADRE1560335437 | Administratively Determined Incentive Program | EAST ORANGE | 7018 | 8.61 | Residential | Behind the Meter | Yes | Sunrun Installation Services, Inc. | PSE&G |  | Accepted | 2025-08-21 | 2025-09-15 | 2026-09-15 | Solar Panels | Elin Energy (Sirius PV) | ELNSM54M-HC-410 |  | 0.41 | 4 | 186 | 34 |  | Fixed | Roof
NJADRE1560335437 | Administratively Determined Incentive Program | EAST ORANGE | 7018 | 8.61 | Residential | Behind the Meter | Yes | Sunrun Installation Services, Inc. | PSE&G |  | Accepted | 2025-08-21 | 2025-09-15 | 2026-09-15 | Solar Panels | Elin Energy (Sirius PV) | ELNSM54M-HC-410 |  | 0.41 | 4 | 277 | 34 |  | Fixed | Roof
NJADRE1560336319 | Administratively Determined Incentive Program | Mullica Hill | 8062 | 19.78 | Residential | Behind the Meter | No | Impact Solar, LLC | AC Electric |  | Accepted | 2025-08-21 | 2025-09-14 | 2026-09-14 | Solar Panels | SEG Solar | SEG-430-BTD-BG |  | 0.43 | 13 | 283 | 19 |  | Fixed | Roof
NJADRE1560336319 | Administratively Determined Incentive Program | Mullica Hill | 8062 | 19.78 | Residential | Behind the Meter | No | Impact Solar, LLC | AC Electric |  | Accepted | 2025-08-21 | 2025-09-14 | 2026-09-14 | Meters | Enphase | Envoy |  |  | 1 |  |  |  | Yes | Outdoor
NJADRE1560336319 | Administratively Determined Incentive Program | Mullica Hill | 8062 | 19.78 | Residential | Behind the Meter | No | Impact Solar, LLC | AC Electric |  | Accepted | 2025-08-21 | 2025-09-14 | 2026-09-14 | Electric Storage Battery | Franklin | aPower X-20 |  |  | 2 |  |  |  | Other |  | Outside
NJADRE1560336319 | Administratively Determined Incentive Program | Mullica Hill | 8062 | 19.78 | Residential | Behind the Meter | No | Impact Solar, LLC | AC Electric |  | Accepted | 2025-08-21 | 2025-09-14 | 2026-09-14 | Inverters | Enphase | IQ8MC-72-M-US | 320 |  | 46 |  |  | 0.98 |  | Outdoor | under panels
NJADRE1560336319 | Administratively Determined Incentive Program | Mullica Hill | 8062 | 19.78 | Residential | Behind the Meter | No | Impact Solar, LLC | AC Electric |  | Accepted | 2025-08-21 | 2025-09-14 | 2026-09-14 | Solar Panels | SEG Solar | SEG-430-BTD-BG |  | 0.43 | 19 | 103 | 19 |  | Fixed | Roof
NJADRE1560336319 | Administratively Determined Incentive Program | Mullica Hill | 8062 | 19.78 | Residential | Behind the Meter | No | Impact Solar, LLC | AC Electric |  | Accepted | 2025-08-21 | 2025-09-14 | 2026-09-14 | Solar Panels | SEG Solar | SEG-430-BTD-BG |  | 0.43 | 14 | 13 | 27 |  | Fixed | Roof
NJADRE1560336590 | Administratively Determined Incentive Program | PLAINSBORO TOWNSHIP | 8536 | 11.07 | Residential | Behind the Meter | No | Tesla Energy Operations, Inc. | PSE&G |  | Accepted | 2025-08-21 | 2025-09-12 | 2026-09-12 | Solar Panels | Hanwha | Q.PEAK DUO BLK ML-G10+/TS 410 |  | 0.41 | 6 | 135 | 34 |  | Fixed | Roof
NJADRE1560336590 | Administratively Determined Incentive Program | PLAINSBORO TOWNSHIP | 8536 | 11.07 | Residential | Behind the Meter | No | Tesla Energy Operations, Inc. | PSE&G |  | Accepted | 2025-08-21 | 2025-09-12 | 2026-09-12 | Solar Panels | Hanwha | Q.PEAK DUO BLK ML-G10+/TS 410 |  | 0.41 | 5 | 315 | 34 |  | Fixed | Roof
NJADRE1560336590 | Administratively Determined Incentive Program | PLAINSBORO TOWNSHIP | 8536 | 11.07 | Residential | Behind the Meter | No | Tesla Energy Operations, Inc. | PSE&G |  | Accepted | 2025-08-21 | 2025-09-12 | 2026-09-12 | Solar Panels | Hanwha | Q.PEAK DUO BLK ML-G10+/TS 410 |  | 0.41 | 8 | 45 | 40 |  | Fixed | Roof
NJADRE1560336590 | Administratively Determined Incentive Program | PLAINSBORO TOWNSHIP | 8536 | 11.07 | Residential | Behind the Meter | No | Tesla Energy Operations, Inc. | PSE&G |  | Accepted | 2025-08-21 | 2025-09-12 | 2026-09-12 | Solar Panels | Hanwha | Q.PEAK DUO BLK ML-G10+/TS 410 |  | 0.41 | 8 | 225 | 40 |  | Fixed | Roof
NJADRE1560336590 | Administratively Determined Incentive Program | PLAINSBORO TOWNSHIP | 8536 | 11.07 | Residential | Behind the Meter | No | Tesla Energy Operations, Inc. | PSE&G |  | Accepted | 2025-08-21 | 2025-09-12 | 2026-09-12 | Inverters | Tesla | 3.8 kW Tesla Inc 1538000-XX-Y | 3800 |  | 1 |  |  | 0.98 |  | Outdoor
NJADRE1560336590 | Administratively Determined Incentive Program | PLAINSBORO TOWNSHIP | 8536 | 11.07 | Residential | Behind the Meter | No | Tesla Energy Operations, Inc. | PSE&G |  | Accepted | 2025-08-21 | 2025-09-12 | 2026-09-12 | Inverters | Tesla | 5.7 kW Tesla Inc 1538000-XX-Y | 5700 |  | 1 |  |  | 0.98 |  | Outdoor
NJADRE1560337344 | Administratively Determined Incentive Program | SAYREVILLE | 8872 | 9.03 | Residential | Behind the Meter | No | Green Power Energy, LLC | JCP&L |  | Accepted | 2025-08-21 | 2025-09-12 | 2026-09-12 | Inverters | Enphase Energy | IQ8MC-72-M-US [240V] | 320 |  | 21 |  |  | 0.98 |  | Outdoor
NJADRE1560337344 | Administratively Determined Incentive Program | SAYREVILLE | 8872 | 9.03 | Residential | Behind the Meter | No | Green Power Energy, LLC | JCP&L |  | Accepted | 2025-08-21 | 2025-09-12 | 2026-09-12 | Solar Panels | SEG Solar | SEG-430-BTD-BG |  | 0.43 | 9 | 226 | 34 |  | Fixed | Roof
NJADRE1560337344 | Administratively Determined Incentive Program | SAYREVILLE | 8872 | 9.03 | Residential | Behind the Meter | No | Green Power Energy, LLC | JCP&L |  | Accepted | 2025-08-21 | 2025-09-12 | 2026-09-12 | Solar Panels | SEG Solar | SEG-430-BTD-BG |  | 0.43 | 5 | 316 | 34 |  | Fixed | Roof
NJADRE1560337344 | Administratively Determined Incentive Program | SAYREVILLE | 8872 | 9.03 | Residential | Behind the Meter | No | Green Power Energy, LLC | JCP&L |  | Accepted | 2025-08-21 | 2025-09-12 | 2026-09-12 | Solar Panels | SEG Solar | SEG-430-BTD-BG |  | 0.43 | 7 | 136 | 34 |  | Fixed | Roof
NJADRE1560337696 | Administratively Determined Incentive Program | DUMONT | 7628 | 10.32 | Residential | Behind the Meter | No | Infinity Solar Systems, LLC | PSE&G |  | Accepted | 2025-08-21 | 2025-09-17 | 2026-09-17 | Solar Panels | SEG Solar | SEG-430-BTD-BG |  | 0.43 | 12 | 357 | 38 |  | Fixed | Roof
NJADRE1560337696 | Administratively Determined Incentive Program | DUMONT | 7628 | 10.32 | Residential | Behind the Meter | No | Infinity Solar Systems, LLC | PSE&G |  | Accepted | 2025-08-21 | 2025-09-17 | 2026-09-17 | Solar Panels | SEG Solar | SEG-430-BTD-BG |  | 0.43 | 2 | 177 | 38 |  | Fixed | Roof
NJADRE1560337696 | Administratively Determined Incentive Program | DUMONT | 7628 | 10.32 | Residential | Behind the Meter | No | Infinity Solar Systems, LLC | PSE&G |  | Accepted | 2025-08-21 | 2025-09-17 | 2026-09-17 | Inverters | Enphase | IQ8MC-72-M-US | 320 |  | 24 |  |  | 0.97 |  | Outdoor
NJADRE1560337696 | Administratively Determined Incentive Program | DUMONT | 7628 | 10.32 | Residential | Behind the Meter | No | Infinity Solar Systems, LLC | PSE&G |  | Accepted | 2025-08-21 | 2025-09-17 | 2026-09-17 | Solar Panels | SEG Solar | SEG-430-BTD-BG |  | 0.43 | 8 | 357 | 18 |  | Fixed | Roof
NJADRE1560337696 | Administratively Determined Incentive Program | DUMONT | 7628 | 10.32 | Residential | Behind the Meter | No | Infinity Solar Systems, LLC | PSE&G |  | Accepted | 2025-08-21 | 2025-09-17 | 2026-09-17 | Solar Panels | SEG Solar | SEG-430-BTD-BG |  | 0.43 | 2 | 177 | 39 |  | Fixed | Roof
NJADRE1560338267 | Administratively Determined Incentive Program | WILLINGBORO | 8046 | 4.1 | Residential | Behind the Meter | Yes | Pro Custom Solar dba Momentum Solar | PSE&G |  | Accepted | 2025-08-21 | 2025-09-17 | 2026-09-17 | Inverters | Enphase | IQ8HC-72-M-DOM-US | 380 |  | 10 |  |  | 0.97 |  | Outdoor
NJADRE1560338267 | Administratively Determined Incentive Program | WILLINGBORO | 8046 | 4.1 | Residential | Behind the Meter | Yes | Pro Custom Solar dba Momentum Solar | PSE&G |  | Accepted | 2025-08-21 | 2025-09-17 | 2026-09-17 | Solar Panels | Hanwha | Q. Peak duo blk ML-G10 +410 |  | 0.41 | 10 | 199 | 27 |  | Fixed | Roof
NJADRE1560338394 | Administratively Determined Incentive Program | EDISON | 8820 | 8.8 | Residential | Behind the Meter | Yes | PlugPV, LLC | PSE&G |  | Accepted | 2025-08-21 | 2025-09-12 | 2026-09-12 | Solar Panels | JA SOLAR | JAM54D41 440/MB |  | 0.44 | 4 | 175 | 17 |  | Fixed | Roof
NJADRE1560338394 | Administratively Determined Incentive Program | EDISON | 8820 | 8.8 | Residential | Behind the Meter | Yes | PlugPV, LLC | PSE&G |  | Accepted | 2025-08-21 | 2025-09-12 | 2026-09-12 | Solar Panels | JA SOLAR | JAM54D41 440/MB |  | 0.44 | 5 | 175 | 17 |  | Fixed | Roof
NJADRE1560338394 | Administratively Determined Incentive Program | EDISON | 8820 | 8.8 | Residential | Behind the Meter | Yes | PlugPV, LLC | PSE&G |  | Accepted | 2025-08-21 | 2025-09-12 | 2026-09-12 | Solar Panels | JA SOLAR | JAM54D41 440/MB |  | 0.44 | 4 | 265 | 17 |  | Fixed | Roof
NJADRE1560338394 | Administratively Determined Incentive Program | EDISON | 8820 | 8.8 | Residential | Behind the Meter | Yes | PlugPV, LLC | PSE&G |  | Accepted | 2025-08-21 | 2025-09-12 | 2026-09-12 | Inverters | Enphase | IQ8MC-72-M-US | 320 |  | 20 |  |  | 0.98 |  | Outside
NJADRE1560338394 | Administratively Determined Incentive Program | EDISON | 8820 | 8.8 | Residential | Behind the Meter | Yes | PlugPV, LLC | PSE&G |  | Accepted | 2025-08-21 | 2025-09-12 | 2026-09-12 | Solar Panels | JA SOLAR | JAM54D41 440/MB |  | 0.44 | 2 | 265 | 17 |  | Fixed | Roof
NJADRE1560338394 | Administratively Determined Incentive Program | EDISON | 8820 | 8.8 | Residential | Behind the Meter | Yes | PlugPV, LLC | PSE&G |  | Accepted | 2025-08-21 | 2025-09-12 | 2026-09-12 | Solar Panels | JA SOLAR | JAM54D41 440/MB |  | 0.44 | 5 | 85 | 17 |  | Fixed | Roof
NJADRE1560340026 | Administratively Determined Incentive Program | KENDALL PARK | 8824 | 10.005 | Residential | Behind the Meter | No | SEA BRIGHT SOLAR, LLC | PSE&G |  | Accepted | 2025-08-21 | 2025-09-12 | 2026-09-12 | Inverters | Enphase | IQ8A-72-2-US | 349 |  | 23 |  |  | 0.97 |  | Outdoor
NJADRE1560340026 | Administratively Determined Incentive Program | KENDALL PARK | 8824 | 10.005 | Residential | Behind the Meter | No | SEA BRIGHT SOLAR, LLC | PSE&G |  | Accepted | 2025-08-21 | 2025-09-12 | 2026-09-12 | Solar Panels | Hyundai | HIN-T435NF |  | 0.435 | 23 | 195 | 28 |  | Fixed | Roof
NJADRE1560340175 | Administratively Determined Incentive Program | Pomona | 8240 | 13.92 | Residential | Behind the Meter | Yes | SunnyMac LLC | AC Electric |  | Accepted | 2025-08-21 | 2025-09-12 | 2026-09-12 | Solar Panels | HANWHA | Q.TRON BLK M-G2.H+ |  | 0.435 | 2 | 191 | 43 |  | Fixed | Roof
NJADRE1560340175 | Administratively Determined Incentive Program | Pomona | 8240 | 13.92 | Residential | Behind the Meter | Yes | SunnyMac LLC | AC Electric |  | Accepted | 2025-08-21 | 2025-09-12 | 2026-09-12 | Solar Panels | HANWHA | Q.TRON BLK M-G2.H+ |  | 0.435 | 10 | 101 | 30 |  | Fixed | Roof
NJADRE1560340175 | Administratively Determined Incentive Program | Pomona | 8240 | 13.92 | Residential | Behind the Meter | Yes | SunnyMac LLC | AC Electric |  | Accepted | 2025-08-21 | 2025-09-12 | 2026-09-12 | Inverters | SOLAREDGE HOME HUB | SE10000H-US | 10000 |  | 1 |  |  | 0.99 |  | Outdoor | next to meter
NJADRE1560340175 | Administratively Determined Incentive Program | Pomona | 8240 | 13.92 | Residential | Behind the Meter | Yes | SunnyMac LLC | AC Electric |  | Accepted | 2025-08-21 | 2025-09-12 | 2026-09-12 | Solar Panels | HANWHA | Q.TRON BLK M-G2.H+ |  | 0.435 | 20 | 281 | 30 |  | Fixed | Roof
NJADRE1560340682 | Administratively Determined Incentive Program | MOUNT LAUREL | 8054 | 5.265 | Residential | Behind the Meter | No | Solar Energy World | PSE&G |  | Accepted | 2025-08-21 | 2025-09-12 | 2026-09-12 | Inverters | Enphase | IQ8+-72-M-US | 290 |  | 13 |  |  | 0.97 |  | Outside
NJADRE1560340682 | Administratively Determined Incentive Program | MOUNT LAUREL | 8054 | 5.265 | Residential | Behind the Meter | No | Solar Energy World | PSE&G |  | Accepted | 2025-08-21 | 2025-09-12 | 2026-09-12 | Solar Panels | LONGi | LR5-54HPB-405M |  | 0.405 | 13 | 242 | 30 |  | Fixed | Roof
NJADRE1560341146 | Administratively Determined Incentive Program | WENONAH | 8090 | 9.57 | Residential | Behind the Meter | Yes | SunnyMac, LLC | AC Electric |  | Accepted | 2025-08-21 | 2025-09-12 | 2026-09-12 | Solar Panels | HANWHA | Q.TRON BLK M-G2.H+ |  | 0.435 | 22 | 178 | 29 |  | Fixed | Roof
NJADRE1560341146 | Administratively Determined Incentive Program | WENONAH | 8090 | 9.57 | Residential | Behind the Meter | Yes | SunnyMac, LLC | AC Electric |  | Accepted | 2025-08-21 | 2025-09-12 | 2026-09-12 | Inverters | SOLAREDGE HOME HUB | SE7600H-US | 7600 |  | 1 |  |  | 0.99 |  | Outdoor | next to meter
NJADRE1560341154 | Administratively Determined Incentive Program | HACKETTSTOWN | 7840 | 8.17 | Residential | Behind the Meter | No | Green Power Energy, LLC | JCP&L |  | Accepted | 2025-08-21 | 2025-09-12 | 2026-09-12 | Solar Panels | SEG Solar | SEG-430-BTD-BG |  | 0.43 | 19 | 152 | 30 |  | Fixed | Roof
NJADRE1560341154 | Administratively Determined Incentive Program | HACKETTSTOWN | 7840 | 8.17 | Residential | Behind the Meter | No | Green Power Energy, LLC | JCP&L |  | Accepted | 2025-08-21 | 2025-09-12 | 2026-09-12 | Inverters | Enphase Energy | IQ8MC-72-M-US [240V] | 320 |  | 19 |  |  | 0.98 |  | Outdoor | Roof
NJADRE1560341156 | Administratively Determined Incentive Program | JERSEY CITY | 7305 | 3.32 | Residential | Behind the Meter | Yes | Fusion Solar Energy, LLC | PSE&G |  | Accepted | 2025-08-21 | 2025-09-15 | 2026-09-15 | Inverters | ENPHASE | IQ8HC-72-M-DOM-US | 380 |  | 8 |  |  | 0.97 |  | Outside | Roof
NJADRE1560341156 | Administratively Determined Incentive Program | JERSEY CITY | 7305 | 3.32 | Residential | Behind the Meter | Yes | Fusion Solar Energy, LLC | PSE&G |  | Accepted | 2025-08-21 | 2025-09-15 | 2026-09-15 | Solar Panels | QCELLS | Q.PEAK DUO BLK ML-G10.C+ 415 |  | 0.415 | 8 | 223.99 | 5 |  | Fixed | Roof
NJADRE1560341418 | Administratively Determined Incentive Program | Morristown | 7960 | 10.875 | Residential | Behind the Meter | No | Green Power Energy, LLC | JCP&L |  | Accepted | 2025-08-21 | 2025-09-14 | 2026-09-14 | Solar Panels | Hyundai Solar | HiN-T435NF(BK) |  | 0.435 | 6 | 117 | 23 |  | Fixed | Roof
NJADRE1560341418 | Administratively Determined Incentive Program | Morristown | 7960 | 10.875 | Residential | Behind the Meter | No | Green Power Energy, LLC | JCP&L |  | Accepted | 2025-08-21 | 2025-09-14 | 2026-09-14 | Solar Panels | Hyundai Solar | HiN-T435NF(BK) |  | 0.435 | 9 | 297 | 40 |  | Fixed | Roof
NJADRE1560341418 | Administratively Determined Incentive Program | Morristown | 7960 | 10.875 | Residential | Behind the Meter | No | Green Power Energy, LLC | JCP&L |  | Accepted | 2025-08-21 | 2025-09-14 | 2026-09-14 | Inverters | Enphase Energy | IQ8MC-72-M-US [240V] | 320 |  | 25 |  |  | 0.98 |  | Outdoor | Roof
NJADRE1560341418 | Administratively Determined Incentive Program | Morristown | 7960 | 10.875 | Residential | Behind the Meter | No | Green Power Energy, LLC | JCP&L |  | Accepted | 2025-08-21 | 2025-09-14 | 2026-09-14 | Solar Panels | Hyundai Solar | HiN-T435NF(BK) |  | 0.435 | 5 | 207 | 27 |  | Fixed | Roof
NJADRE1560341418 | Administratively Determined Incentive Program | Morristown | 7960 | 10.875 | Residential | Behind the Meter | No | Green Power Energy, LLC | JCP&L |  | Accepted | 2025-08-21 | 2025-09-14 | 2026-09-14 | Solar Panels | Hyundai Solar | HiN-T435NF(BK) |  | 0.435 | 5 | 27 | 27 |  | Fixed | Roof
NJADRE1560341685 | Administratively Determined Incentive Program | Stockton | 8559 | 8.2 | Residential | Behind the Meter | Yes | Trinity Solar, LLC | JCP&L |  | Accepted | 2025-08-21 | 2025-09-12 | 2026-09-12 | Solar Panels | HANWHA 410 (Q.PEAK DUO BLK ML-G10+410) | HANWHA 410 (Q.PEAK DUO BLK ML-G10+410) |  | 0.41 | 20 | 237 | 19 |  | Fixed | Roof
NJADRE1560341685 | Administratively Determined Incentive Program | Stockton | 8559 | 8.2 | Residential | Behind the Meter | Yes | Trinity Solar, LLC | JCP&L |  | Accepted | 2025-08-21 | 2025-09-12 | 2026-09-12 | Inverters | SOLAREDGE | SE7600H-US | 7600 |  | 1 |  |  | 0.97 |  | Outside
NJADRE1560341874 | Administratively Determined Incentive Program | Kenilworth | 7033 | 4.1 | Residential | Behind the Meter | Yes | Sunrun Installation Services, Inc. | PSE&G |  | Accepted | 2025-08-21 | 2025-09-15 | 2026-09-15 | Inverters | SolarEdge Technologies | SE3800H-USMN | 3800 |  | 1 |  |  | 0.99 |  | Outdoor
NJADRE1560341874 | Administratively Determined Incentive Program | Kenilworth | 7033 | 4.1 | Residential | Behind the Meter | Yes | Sunrun Installation Services, Inc. | PSE&G |  | Accepted | 2025-08-21 | 2025-09-15 | 2026-09-15 | Solar Panels | Elin Energy (Sirius PV) | ELNSM54M-HC-410 |  | 0.41 | 10 | 337 | 28 |  | Fixed | Roof
NJADRE1560341877 | Administratively Determined Incentive Program | Gloucester Township | 8081 | 10.32 | Residential | Behind the Meter | Yes | EMT Renewables, LLC | AC Electric |  | Accepted | 2025-08-21 | 2025-09-15 | 2026-09-15 | Solar Panels | SEG SOLAR | SEG 430 |  | 0.43 | 10 | 164 | 40 |  | Fixed | Roof
NJADRE1560341877 | Administratively Determined Incentive Program | Gloucester Township | 8081 | 10.32 | Residential | Behind the Meter | Yes | EMT Renewables, LLC | AC Electric |  | Accepted | 2025-08-21 | 2025-09-15 | 2026-09-15 | Solar Panels | SEG SOLAR | SEG 430 |  | 0.43 | 14 | 254 | 29 |  | Fixed | Roof
NJADRE1560341877 | Administratively Determined Incentive Program | Gloucester Township | 8081 | 10.32 | Residential | Behind the Meter | Yes | EMT Renewables, LLC | AC Electric |  | Accepted | 2025-08-21 | 2025-09-15 | 2026-09-15 | Inverters | IQ8HC | IQ8+ | 290 |  | 24 |  |  | 0.98 |  | Other | UNDER EACH PANEL
NJADRE1560341891 | Administratively Determined Incentive Program | PISCATAWAY | 8854 | 12.71 | Residential | Behind the Meter | Yes | Pro Custom Solar dba Momentum Solar | PSE&G |  | Accepted | 2025-08-21 | 2025-09-12 | 2026-09-12 | Solar Panels | Hanwha | Q. Peak duo blk ML-G10 +410 |  | 0.41 | 16 | 149 | 32 |  | Fixed | Roof
NJADRE1560341891 | Administratively Determined Incentive Program | PISCATAWAY | 8854 | 12.71 | Residential | Behind the Meter | Yes | Pro Custom Solar dba Momentum Solar | PSE&G |  | Accepted | 2025-08-21 | 2025-09-12 | 2026-09-12 | Solar Panels | Hanwha | Q. Peak duo blk ML-G10 +410 |  | 0.41 | 3 | 148 | 29 |  | Fixed | Roof
NJADRE1560341891 | Administratively Determined Incentive Program | PISCATAWAY | 8854 | 12.71 | Residential | Behind the Meter | Yes | Pro Custom Solar dba Momentum Solar | PSE&G |  | Accepted | 2025-08-21 | 2025-09-12 | 2026-09-12 | Inverters | Enphase | IQ8HC-72-M-DOM-US | 380 |  | 31 |  |  | 0.97 |  | Outdoor
NJADRE1560341891 | Administratively Determined Incentive Program | PISCATAWAY | 8854 | 12.71 | Residential | Behind the Meter | Yes | Pro Custom Solar dba Momentum Solar | PSE&G |  | Accepted | 2025-08-21 | 2025-09-12 | 2026-09-12 | Solar Panels | Hanwha | Q. Peak duo blk ML-G10 +410 |  | 0.41 | 12 | 329 | 32 |  | Fixed | Roof
NJADRE1560341901 | Administratively Determined Incentive Program | Parsippany | 7054 | 9.43 | Residential | Behind the Meter | No | Tesla Energy Operations, Inc. | JCP&L |  | Accepted | 2025-08-21 | 2025-09-15 | 2026-09-15 | Solar Panels | Hanwha | Q.PEAK DUO BLK ML-G10+/TS 410 |  | 0.41 | 15 | 55 | 35 |  | Fixed | Roof
NJADRE1560341901 | Administratively Determined Incentive Program | Parsippany | 7054 | 9.43 | Residential | Behind the Meter | No | Tesla Energy Operations, Inc. | JCP&L |  | Accepted | 2025-08-21 | 2025-09-15 | 2026-09-15 | Inverters | Tesla | 7.6 kW Tesla Inc 1538000-XX-Y | 7600 |  | 1 |  |  | 0.98 |  | Outdoor
NJADRE1560341901 | Administratively Determined Incentive Program | Parsippany | 7054 | 9.43 | Residential | Behind the Meter | No | Tesla Energy Operations, Inc. | JCP&L |  | Accepted | 2025-08-21 | 2025-09-15 | 2026-09-15 | Solar Panels | Hanwha | Q.PEAK DUO BLK ML-G10+/TS 410 |  | 0.41 | 2 | 145 | 40 |  | Fixed | Roof
NJADRE1560341901 | Administratively Determined Incentive Program | Parsippany | 7054 | 9.43 | Residential | Behind the Meter | No | Tesla Energy Operations, Inc. | JCP&L |  | Accepted | 2025-08-21 | 2025-09-15 | 2026-09-15 | Solar Panels | Hanwha | Q.PEAK DUO BLK ML-G10+/TS 410 |  | 0.41 | 6 | 325 | 39 |  | Fixed | Roof
NJADRE1560341926 | Administratively Determined Incentive Program | Matawan | 7747 | 7.055 | Residential | Behind the Meter | Yes | Fusion Solar Energy, LLC | JCP&L |  | Accepted | 2025-08-21 | 2025-09-12 | 2026-09-12 | Inverters | ENPHASE | IQ8HC-72-M-DOM-US | 380 |  | 17 |  |  | 0.97 |  | Outside | Roof
NJADRE1560341926 | Administratively Determined Incentive Program | Matawan | 7747 | 7.055 | Residential | Behind the Meter | Yes | Fusion Solar Energy, LLC | JCP&L |  | Accepted | 2025-08-21 | 2025-09-12 | 2026-09-12 | Solar Panels | QCELLS | Q.PEAK DUO BLK ML-G10.C+ 415 |  | 0.415 | 2 | 208.83 | 29 |  | Fixed | Roof
NJADRE1560341926 | Administratively Determined Incentive Program | Matawan | 7747 | 7.055 | Residential | Behind the Meter | Yes | Fusion Solar Energy, LLC | JCP&L |  | Accepted | 2025-08-21 | 2025-09-12 | 2026-09-12 | Solar Panels | QCELLS | Q.PEAK DUO BLK ML-G10.C+ 415 |  | 0.415 | 15 | 208.83 | 41 |  | Fixed | Roof
NJADRE1560341990 | Administratively Determined Incentive Program | Edison | 8820 | 8.2 | Residential | Behind the Meter | No | Tesla Energy Operations, Inc. | PSE&G |  | Accepted | 2025-08-21 | 2025-09-15 | 2026-09-15 | Solar Panels | Hanwha | Q.PEAK DUO BLK ML-G10+/TS 410 |  | 0.41 | 5 | 260 | 26 |  | Fixed | Roof
NJADRE1560341990 | Administratively Determined Incentive Program | Edison | 8820 | 8.2 | Residential | Behind the Meter | No | Tesla Energy Operations, Inc. | PSE&G |  | Accepted | 2025-08-21 | 2025-09-15 | 2026-09-15 | Electric Storage Battery | Tesla | Powerwall 3 |  |  | 1 |  |  |  | Lithium Ion |  | OUTSIDE
NJADRE1560341990 | Administratively Determined Incentive Program | Edison | 8820 | 8.2 | Residential | Behind the Meter | No | Tesla Energy Operations, Inc. | PSE&G |  | Accepted | 2025-08-21 | 2025-09-15 | 2026-09-15 | Solar Panels | Hanwha | Q.PEAK DUO BLK ML-G10+/TS 410 |  | 0.41 | 4 | 350 | 27 |  | Fixed | Roof
NJADRE1560341990 | Administratively Determined Incentive Program | Edison | 8820 | 8.2 | Residential | Behind the Meter | No | Tesla Energy Operations, Inc. | PSE&G |  | Accepted | 2025-08-21 | 2025-09-15 | 2026-09-15 | Solar Panels | Hanwha | Q.PEAK DUO BLK ML-G10+/TS 410 |  | 0.41 | 2 | 170 | 27 |  | Fixed | Roof
NJADRE1560341990 | Administratively Determined Incentive Program | Edison | 8820 | 8.2 | Residential | Behind the Meter | No | Tesla Energy Operations, Inc. | PSE&G |  | Accepted | 2025-08-21 | 2025-09-15 | 2026-09-15 | Solar Panels | Hanwha | Q.PEAK DUO BLK ML-G10+/TS 410 |  | 0.41 | 9 | 170 | 27 |  | Fixed | Roof
NJADRE1560341990 | Administratively Determined Incentive Program | Edison | 8820 | 8.2 | Residential | Behind the Meter | No | Tesla Energy Operations, Inc. | PSE&G |  | Accepted | 2025-08-21 | 2025-09-15 | 2026-09-15 | Inverters | Tesla | Powerwall 3 | 11500 |  | 1 |  |  | 0.98 |  | Outdoor
NJADRE1560342005 | Administratively Determined Incentive Program | EGG HARBOR CITY | 8215 | 11.88 | Residential | Behind the Meter | Yes | Zenergy Solar, LLC | AC Electric |  | Accepted | 2025-08-21 | 2025-09-15 | 2026-09-15 | Solar Panels | Silfab | SIL-440 QD |  | 0.44 | 20 | 132 | 36 |  | Fixed | Roof
NJADRE1560342005 | Administratively Determined Incentive Program | EGG HARBOR CITY | 8215 | 11.88 | Residential | Behind the Meter | Yes | Zenergy Solar, LLC | AC Electric |  | Accepted | 2025-08-21 | 2025-09-15 | 2026-09-15 | Solar Panels | Silfab | SIL-440 QD |  | 0.44 | 4 | 133 | 30 |  | Fixed | Roof
NJADRE1560342005 | Administratively Determined Incentive Program | EGG HARBOR CITY | 8215 | 11.88 | Residential | Behind the Meter | Yes | Zenergy Solar, LLC | AC Electric |  | Accepted | 2025-08-21 | 2025-09-15 | 2026-09-15 | Inverters | Enphase Energy | IQ8PLUS-72-2-US | 290 |  | 27 |  |  | 0.99 |  | Outdoor
NJADRE1560342005 | Administratively Determined Incentive Program | EGG HARBOR CITY | 8215 | 11.88 | Residential | Behind the Meter | Yes | Zenergy Solar, LLC | AC Electric |  | Accepted | 2025-08-21 | 2025-09-15 | 2026-09-15 | Solar Panels | Silfab | SIL-440 QD |  | 0.44 | 3 | 312 | 36 |  | Fixed | Roof
NJADRE1560342010 | Administratively Determined Incentive Program | PORT MONMOUTH | 7758 | 3.045 | Residential | Behind the Meter | No | SEA BRIGHT SOLAR, LLC | JCP&L |  | Accepted | 2025-08-21 | 2025-09-12 | 2026-09-12 | Solar Panels | QCell | Q.TRON BLK M-G2+ 435 |  | 0.435 | 6 | 219 | 33 |  | Fixed | Roof
NJADRE1560342010 | Administratively Determined Incentive Program | PORT MONMOUTH | 7758 | 3.045 | Residential | Behind the Meter | No | SEA BRIGHT SOLAR, LLC | JCP&L |  | Accepted | 2025-08-21 | 2025-09-12 | 2026-09-12 | Solar Panels | QCell | Q.TRON BLK M-G2+ 435 |  | 0.435 | 1 | 39 | 33 |  | Fixed | Roof
NJADRE1560342010 | Administratively Determined Incentive Program | PORT MONMOUTH | 7758 | 3.045 | Residential | Behind the Meter | No | SEA BRIGHT SOLAR, LLC | JCP&L |  | Accepted | 2025-08-21 | 2025-09-12 | 2026-09-12 | Inverters | Enphase | IQ8A-72-2-US | 349 |  | 7 |  |  | 0.97 |  | Outdoor
NJADRE1560342063 | Administratively Determined Incentive Program | BRIDGEWATER | 8807 | 10.875 | Residential | Behind the Meter | No | Sunwise Energy, LLC | PSE&G |  | Accepted | 2025-08-21 | 2025-09-12 | 2026-09-12 | Solar Panels | Q CELLS | Q TRON BLK M-G2+SERIES |  | 0.435 | 19 | 105 | 36 |  | Fixed | Roof
NJADRE1560342063 | Administratively Determined Incentive Program | BRIDGEWATER | 8807 | 10.875 | Residential | Behind the Meter | No | Sunwise Energy, LLC | PSE&G |  | Accepted | 2025-08-21 | 2025-09-12 | 2026-09-12 | Solar Panels | Q CELLS | Q TRON BLK M-G2+SERIES |  | 0.435 | 6 | 105 | 37 |  | Fixed | Roof
NJADRE1560342063 | Administratively Determined Incentive Program | BRIDGEWATER | 8807 | 10.875 | Residential | Behind the Meter | No | Sunwise Energy, LLC | PSE&G |  | Accepted | 2025-08-21 | 2025-09-12 | 2026-09-12 | Inverters | ENPHASE ENERGY | IQ8MC-72-M-US (240V) | 320 |  | 25 |  |  | 0.974 |  | Outside
NJADRE1560342084 | Administratively Determined Incentive Program | BRIDGETON | 8302 | 12.615 | Residential | Behind the Meter | Yes | RCL Enterprises, Inc. | AC Electric |  | Accepted | 2025-08-21 | 2025-09-12 | 2026-09-12 | Inverters | Enphase | IQ8HC-72-M-DOM-US | 380 |  | 29 |  |  | 0.97 |  | Outside
NJADRE1560342084 | Administratively Determined Incentive Program | BRIDGETON | 8302 | 12.615 | Residential | Behind the Meter | Yes | RCL Enterprises, Inc. | AC Electric |  | Accepted | 2025-08-21 | 2025-09-12 | 2026-09-12 | Solar Panels | Q.TRON | BLK M-G2 |  | 0.435 | 19 | 264 | 24 |  | Fixed | Roof
NJADRE1560342084 | Administratively Determined Incentive Program | BRIDGETON | 8302 | 12.615 | Residential | Behind the Meter | Yes | RCL Enterprises, Inc. | AC Electric |  | Accepted | 2025-08-21 | 2025-09-12 | 2026-09-12 | Solar Panels | Q.TRON | BLK M-G2 |  | 0.435 | 10 | 174 | 24 |  | Fixed | Roof
NJADRE1560342093 | Administratively Determined Incentive Program | FANWOOD | 7023 | 9.135 | Residential | Behind the Meter | No | SEA BRIGHT SOLAR, LLC | PSE&G |  | Accepted | 2025-08-22 | 2025-09-12 | 2026-09-12 | Solar Panels | QCell | Q.TRON BLK M-G2+ 435 |  | 0.435 | 10 | 217 | 21 |  | Fixed | Roof
NJADRE1560342093 | Administratively Determined Incentive Program | FANWOOD | 7023 | 9.135 | Residential | Behind the Meter | No | SEA BRIGHT SOLAR, LLC | PSE&G |  | Accepted | 2025-08-22 | 2025-09-12 | 2026-09-12 | Solar Panels | QCell | Q.TRON BLK M-G2+ 435 |  | 0.435 | 3 | 217 | 23 |  | Fixed | Roof
NJADRE1560342093 | Administratively Determined Incentive Program | FANWOOD | 7023 | 9.135 | Residential | Behind the Meter | No | SEA BRIGHT SOLAR, LLC | PSE&G |  | Accepted | 2025-08-22 | 2025-09-12 | 2026-09-12 | Inverters | Enphase | IQ8A-72-2-US | 349 |  | 21 |  |  | 0.97 |  | Outdoor
NJADRE1560342093 | Administratively Determined Incentive Program | FANWOOD | 7023 | 9.135 | Residential | Behind the Meter | No | SEA BRIGHT SOLAR, LLC | PSE&G |  | Accepted | 2025-08-22 | 2025-09-12 | 2026-09-12 | Solar Panels | QCell | Q.TRON BLK M-G2+ 435 |  | 0.435 | 8 | 127 | 21 |  | Fixed | Roof
NJADRE1560342096 | Administratively Determined Incentive Program | ENGLEWOOD CLIFFS | 7632 | 14.76 | Residential | Behind the Meter | No | Tesla Energy Operations, Inc. | PSE&G |  | Accepted | 2025-08-21 | 2025-09-12 | 2026-09-12 | Solar Panels | Hanwha | Q.PEAK DUO BLK ML-G10+/TS 410 |  | 0.41 | 4 | 308 | 19 |  | Fixed | Roof
NJADRE1560342096 | Administratively Determined Incentive Program | ENGLEWOOD CLIFFS | 7632 | 14.76 | Residential | Behind the Meter | No | Tesla Energy Operations, Inc. | PSE&G |  | Accepted | 2025-08-21 | 2025-09-12 | 2026-09-12 | Solar Panels | Hanwha | Q.PEAK DUO BLK ML-G10+/TS 410 |  | 0.41 | 6 | 38 | 19 |  | Fixed | Roof
NJADRE1560342096 | Administratively Determined Incentive Program | ENGLEWOOD CLIFFS | 7632 | 14.76 | Residential | Behind the Meter | No | Tesla Energy Operations, Inc. | PSE&G |  | Accepted | 2025-08-21 | 2025-09-12 | 2026-09-12 | Solar Panels | Hanwha | Q.PEAK DUO BLK ML-G10+/TS 410 |  | 0.41 | 5 | 128 | 19 |  | Fixed | Roof
NJADRE1560342096 | Administratively Determined Incentive Program | ENGLEWOOD CLIFFS | 7632 | 14.76 | Residential | Behind the Meter | No | Tesla Energy Operations, Inc. | PSE&G |  | Accepted | 2025-08-21 | 2025-09-12 | 2026-09-12 | Inverters | Tesla | 1707000-XX-Y 11.5 kW | 11500 |  | 1 |  |  | 0.98 |  | Outdoor
NJADRE1560342096 | Administratively Determined Incentive Program | ENGLEWOOD CLIFFS | 7632 | 14.76 | Residential | Behind the Meter | No | Tesla Energy Operations, Inc. | PSE&G |  | Accepted | 2025-08-21 | 2025-09-12 | 2026-09-12 | Electric Storage Battery | Tesla | Powerwall 3 |  |  | 3 |  |  |  | Lithium Ion |  | OUTSIDE
NJADRE1560342096 | Administratively Determined Incentive Program | ENGLEWOOD CLIFFS | 7632 | 14.76 | Residential | Behind the Meter | No | Tesla Energy Operations, Inc. | PSE&G |  | Accepted | 2025-08-21 | 2025-09-12 | 2026-09-12 | Solar Panels | Hanwha | Q.PEAK DUO BLK ML-G10+/TS 410 |  | 0.41 | 21 | 218 | 19 |  | Fixed | Roof
NJADRE1560342108 | Administratively Determined Incentive Program | PENNSAUKEN | 8110 | 9.545 | Residential | Behind the Meter | Yes | Fusion Solar Energy, LLC | PSE&G |  | Accepted | 2025-08-21 | 2025-09-12 | 2026-09-12 | Solar Panels | QCELLS | Q.PEAK DUO BLK ML-G10.C+ 415 |  | 0.415 | 13 | 132.44 | 42 |  | Fixed | Roof
NJADRE1560342108 | Administratively Determined Incentive Program | PENNSAUKEN | 8110 | 9.545 | Residential | Behind the Meter | Yes | Fusion Solar Energy, LLC | PSE&G |  | Accepted | 2025-08-21 | 2025-09-12 | 2026-09-12 | Inverters | ENPHASE | IQ8HC-72-M-DOM-US | 380 |  | 23 |  |  | 0.97 |  | Outside | Roof
NJADRE1560342108 | Administratively Determined Incentive Program | PENNSAUKEN | 8110 | 9.545 | Residential | Behind the Meter | Yes | Fusion Solar Energy, LLC | PSE&G |  | Accepted | 2025-08-21 | 2025-09-12 | 2026-09-12 | Solar Panels | QCELLS | Q.PEAK DUO BLK ML-G10.C+ 415 |  | 0.415 | 1 | 312.44 | 41 |  | Fixed | Roof
NJADRE1560342108 | Administratively Determined Incentive Program | PENNSAUKEN | 8110 | 9.545 | Residential | Behind the Meter | Yes | Fusion Solar Energy, LLC | PSE&G |  | Accepted | 2025-08-21 | 2025-09-12 | 2026-09-12 | Solar Panels | QCELLS | Q.PEAK DUO BLK ML-G10.C+ 415 |  | 0.415 | 1 | 222.64 | 41 |  | Fixed | Roof
NJADRE1560342108 | Administratively Determined Incentive Program | PENNSAUKEN | 8110 | 9.545 | Residential | Behind the Meter | Yes | Fusion Solar Energy, LLC | PSE&G |  | Accepted | 2025-08-21 | 2025-09-12 | 2026-09-12 | Solar Panels | QCELLS | Q.PEAK DUO BLK ML-G10.C+ 415 |  | 0.415 | 1 | 222.64 | 37 |  | Fixed | Roof
NJADRE1560342108 | Administratively Determined Incentive Program | PENNSAUKEN | 8110 | 9.545 | Residential | Behind the Meter | Yes | Fusion Solar Energy, LLC | PSE&G |  | Accepted | 2025-08-21 | 2025-09-12 | 2026-09-12 | Solar Panels | QCELLS | Q.PEAK DUO BLK ML-G10.C+ 415 |  | 0.415 | 4 | 222.64 | 43 |  | Fixed | Roof
NJADRE1560342108 | Administratively Determined Incentive Program | PENNSAUKEN | 8110 | 9.545 | Residential | Behind the Meter | Yes | Fusion Solar Energy, LLC | PSE&G |  | Accepted | 2025-08-21 | 2025-09-12 | 2026-09-12 | Solar Panels | QCELLS | Q.PEAK DUO BLK ML-G10.C+ 415 |  | 0.415 | 3 | 42.64 | 43 |  | Fixed | Roof
NJADRE1560342789 | Administratively Determined Incentive Program | FAIR LAWN | 7410 | 9.96 | Residential | Behind the Meter | Yes | Fusion Solar Energy, LLC | PSE&G |  | Accepted | 2025-08-21 | 2025-09-12 | 2026-09-12 | Solar Panels | Q CELLS | Q.PEAK DUO BLK ML-G10.C+ |  | 0.415 | 7 | 251.34 | 22 |  | Fixed | Roof
NJADRE1560342789 | Administratively Determined Incentive Program | FAIR LAWN | 7410 | 9.96 | Residential | Behind the Meter | Yes | Fusion Solar Energy, LLC | PSE&G |  | Accepted | 2025-08-21 | 2025-09-12 | 2026-09-12 | Solar Panels | Q CELLS | Q.PEAK DUO BLK ML-G10.C+ |  | 0.415 | 12 | 161.32 | 24 |  | Fixed | Roof
NJADRE1560342789 | Administratively Determined Incentive Program | FAIR LAWN | 7410 | 9.96 | Residential | Behind the Meter | Yes | Fusion Solar Energy, LLC | PSE&G |  | Accepted | 2025-08-21 | 2025-09-12 | 2026-09-12 | Solar Panels | Q CELLS | Q.PEAK DUO BLK ML-G10.C+ |  | 0.415 | 5 | 251.34 | 23 |  | Fixed | Roof
NJADRE1560342789 | Administratively Determined Incentive Program | FAIR LAWN | 7410 | 9.96 | Residential | Behind the Meter | Yes | Fusion Solar Energy, LLC | PSE&G |  | Accepted | 2025-08-21 | 2025-09-12 | 2026-09-12 | Inverters | ENPHASE | IQ8HC-72-M-DOM-US | 380 |  | 24 |  |  | 0.97 |  | Outside | Roof
NJADRE1560342804 | Administratively Determined Incentive Program | EDISON | 8820 | 21.58 | Residential | Behind the Meter | Yes | Fusion Solar Energy, LLC | PSE&G |  | Accepted | 2025-08-21 | 2025-09-12 | 2026-09-12 | Solar Panels | QCELLS | Q.PEAK DUO BLK ML-G10.C+ 415 |  | 0.415 | 4 | 266.31 | 30 |  | Fixed | Roof
NJADRE1560342804 | Administratively Determined Incentive Program | EDISON | 8820 | 21.58 | Residential | Behind the Meter | Yes | Fusion Solar Energy, LLC | PSE&G |  | Accepted | 2025-08-21 | 2025-09-12 | 2026-09-12 | Solar Panels | QCELLS | Q.PEAK DUO BLK ML-G10.C+ 415 |  | 0.415 | 19 | 176.57 | 30 |  | Fixed | Roof
NJADRE1560342804 | Administratively Determined Incentive Program | EDISON | 8820 | 21.58 | Residential | Behind the Meter | Yes | Fusion Solar Energy, LLC | PSE&G |  | Accepted | 2025-08-21 | 2025-09-12 | 2026-09-12 | Inverters | ENPHASE | IQ8HC-72-M-DOM-US | 380 |  | 52 |  |  | 0.97 |  | Outside | Roof
NJADRE1560342804 | Administratively Determined Incentive Program | EDISON | 8820 | 21.58 | Residential | Behind the Meter | Yes | Fusion Solar Energy, LLC | PSE&G |  | Accepted | 2025-08-21 | 2025-09-12 | 2026-09-12 | Solar Panels | QCELLS | Q.PEAK DUO BLK ML-G10.C+ 415 |  | 0.415 | 15 | 86.31 | 30 |  | Fixed | Roof
NJADRE1560342804 | Administratively Determined Incentive Program | EDISON | 8820 | 21.58 | Residential | Behind the Meter | Yes | Fusion Solar Energy, LLC | PSE&G |  | Accepted | 2025-08-21 | 2025-09-12 | 2026-09-12 | Solar Panels | QCELLS | Q.PEAK DUO BLK ML-G10.C+ 415 |  | 0.415 | 14 | 356.57 | 30 |  | Fixed | Roof
NJADRE1560344320 | Administratively Determined Incentive Program | EAST ORANGE CITY | 7017 | 9.02 | Residential | Behind the Meter | Yes | Sunrun Installation Services, Inc. | PSE&G |  | Accepted | 2025-08-22 | 2025-09-15 | 2026-09-15 | Solar Panels | Elin Energy (Sirius PV) | ELNSM54M-HC-410 |  | 0.41 | 22 | 22 | 27 |  | Fixed | Roof
NJADRE1560344320 | Administratively Determined Incentive Program | EAST ORANGE CITY | 7017 | 9.02 | Residential | Behind the Meter | Yes | Sunrun Installation Services, Inc. | PSE&G |  | Accepted | 2025-08-22 | 2025-09-15 | 2026-09-15 | Inverters | SolarEdge Technologies | SE7600H-USMN | 7600 |  | 1 |  |  | 0.99 |  | Outdoor
NJADRE1560344322 | Administratively Determined Incentive Program | River Vale Twp | 7675 | 8.61 | Residential | Behind the Meter | Yes | Sunrun Installation Services Inc. | PSE&G |  | Accepted | 2025-08-22 | 2025-09-15 | 2026-09-15 | Inverters | SolarEdge Technologies | SE5700H-USMN | 5760 |  | 1 |  |  | 0.99 |  | Outdoor | Next to meter
NJADRE1560344322 | Administratively Determined Incentive Program | River Vale Twp | 7675 | 8.61 | Residential | Behind the Meter | Yes | Sunrun Installation Services Inc. | PSE&G |  | Accepted | 2025-08-22 | 2025-09-15 | 2026-09-15 | Solar Panels | Elin Energy (Sirius PV) | ELNSM54M-HC-410 |  | 0.41 | 21 | 79 | 34 |  | Fixed | Roof
NJADRE1560344323 | Administratively Determined Incentive Program | Deptford Twp | 8096 | 4.92 | Residential | Behind the Meter | Yes | Sunrun Installation Services, Inc. | PSE&G |  | Accepted | 2025-08-22 | 2025-09-15 | 2026-09-15 | Solar Panels | Elin Energy (Sirius PV) | ELNSM54M-HC-410 |  | 0.41 | 12 | 249 | 38 |  | Fixed | Roof
NJADRE1560344323 | Administratively Determined Incentive Program | Deptford Twp | 8096 | 4.92 | Residential | Behind the Meter | Yes | Sunrun Installation Services, Inc. | PSE&G |  | Accepted | 2025-08-22 | 2025-09-15 | 2026-09-15 | Inverters | SolarEdge Technologies | SE3800H-USMN | 3800 |  | 1 |  |  | 0.99 |  | Outdoor
NJADRE1560344326 | Administratively Determined Incentive Program | West Paterson Boro | 7424 | 4.51 | Residential | Behind the Meter | Yes | Sunrun Installation Services, Inc. | PSE&G |  | Accepted | 2025-08-22 | 2025-09-12 | 2026-09-12 | Inverters | SolarEdge Technologies | SE3800H-USMN | 3800 |  | 1 |  |  | 0.99 |  | Outdoor | Next to meter
NJADRE1560344326 | Administratively Determined Incentive Program | West Paterson Boro | 7424 | 4.51 | Residential | Behind the Meter | Yes | Sunrun Installation Services, Inc. | PSE&G |  | Accepted | 2025-08-22 | 2025-09-12 | 2026-09-12 | Solar Panels | Elin Energy (Sirius PV) | ELNSM54M-HC-410 |  | 0.41 | 11 | 291 | 42 |  | Fixed | Roof
NJADRE1560344329 | Administratively Determined Incentive Program | MILLVILLE | 8332 | 10.44 | Residential | Behind the Meter | Yes | SunnyMac, LLC | AC Electric |  | Accepted | 2025-08-22 | 2025-09-12 | 2026-09-12 | Solar Panels | HANWHA | Q.TRON BLK M-G2+ |  | 0.435 | 8 | 43 | 25 |  | Fixed | Roof
NJADRE1560344329 | Administratively Determined Incentive Program | MILLVILLE | 8332 | 10.44 | Residential | Behind the Meter | Yes | SunnyMac, LLC | AC Electric |  | Accepted | 2025-08-22 | 2025-09-12 | 2026-09-12 | Solar Panels | HANWHA | Q.TRON BLK M-G2+ |  | 0.435 | 12 | 43 | 25 |  | Fixed | Roof
NJADRE1560344329 | Administratively Determined Incentive Program | MILLVILLE | 8332 | 10.44 | Residential | Behind the Meter | Yes | SunnyMac, LLC | AC Electric |  | Accepted | 2025-08-22 | 2025-09-12 | 2026-09-12 | Solar Panels | HANWHA | Q.TRON BLK M-G2+ |  | 0.435 | 4 | 223 | 25 |  | Fixed | Roof
NJADRE1560344329 | Administratively Determined Incentive Program | MILLVILLE | 8332 | 10.44 | Residential | Behind the Meter | Yes | SunnyMac, LLC | AC Electric |  | Accepted | 2025-08-22 | 2025-09-12 | 2026-09-12 | Inverters | SOLAREDGE HOME HUB | SE7600H-US | 7600 |  | 1 |  |  | 0.99 |  | Outdoor | next to meter
NJADRE1560344336 | Administratively Determined Incentive Program | CALDWELL | 7006 | 13.53 | Residential | Behind the Meter | Yes | Pro Custom Solar dba Momentum Solar | PSE&G |  | Accepted | 2025-08-26 | 2025-09-16 | 2026-09-16 | Solar Panels | HANWHA | HANWHA Q.PEAK DUO BLK ML-G10+410 |  | 0.41 | 9 | 302 | 23 |  | Fixed | Roof
NJADRE1560344336 | Administratively Determined Incentive Program | CALDWELL | 7006 | 13.53 | Residential | Behind the Meter | Yes | Pro Custom Solar dba Momentum Solar | PSE&G |  | Accepted | 2025-08-26 | 2025-09-16 | 2026-09-16 | Inverters | HANWHA | IQ8HC-72-M-DOM-US | 380 |  | 33 |  |  | 0.97 |  | Outdoor
NJADRE1560344336 | Administratively Determined Incentive Program | CALDWELL | 7006 | 13.53 | Residential | Behind the Meter | Yes | Pro Custom Solar dba Momentum Solar | PSE&G |  | Accepted | 2025-08-26 | 2025-09-16 | 2026-09-16 | Solar Panels | HANWHA | HANWHA Q.PEAK DUO BLK ML-G10+410 |  | 0.41 | 5 | 35 | 37 |  | Fixed | Roof
NJADRE1560344336 | Administratively Determined Incentive Program | CALDWELL | 7006 | 13.53 | Residential | Behind the Meter | Yes | Pro Custom Solar dba Momentum Solar | PSE&G |  | Accepted | 2025-08-26 | 2025-09-16 | 2026-09-16 | Solar Panels | HANWHA | HANWHA Q.PEAK DUO BLK ML-G10+410 |  | 0.41 | 9 | 122 | 23 |  | Fixed | Roof
NJADRE1560344336 | Administratively Determined Incentive Program | CALDWELL | 7006 | 13.53 | Residential | Behind the Meter | Yes | Pro Custom Solar dba Momentum Solar | PSE&G |  | Accepted | 2025-08-26 | 2025-09-16 | 2026-09-16 | Solar Panels | HANWHA | HANWHA Q.PEAK DUO BLK ML-G10+410 |  | 0.41 | 10 | 215 | 35 |  | Fixed | Roof
NJADRE1560344342 | Administratively Determined Incentive Program | WASHINGTON TWPS | 7676 | 3.69 | Residential | Behind the Meter | Yes | Sunrun Installation Services, Inc. | PSE&G |  | Accepted | 2025-08-22 | 2025-09-12 | 2026-09-12 | Inverters | SolarEdge Technologies | SE3800H-USMN | 3800 |  | 1 |  |  | 0.99 |  | Outdoor | Next to meter
NJADRE1560344342 | Administratively Determined Incentive Program | WASHINGTON TWPS | 7676 | 3.69 | Residential | Behind the Meter | Yes | Sunrun Installation Services, Inc. | PSE&G |  | Accepted | 2025-08-22 | 2025-09-12 | 2026-09-12 | Solar Panels | Elin Energy (Sirius PV) | ELNSM54M-HC-410 |  | 0.41 | 9 | 23 | 23 |  | Fixed | Roof
NJADRE1560344346 | Administratively Determined Incentive Program | EGG HARBOR TOWNSHIP | 8234 | 8.2 | Residential | Behind the Meter | Yes | Trinity Solar, LLC | AC Electric |  | Accepted | 2025-08-22 | 2025-09-12 | 2026-09-12 | Solar Panels | Hanwha | Q.PEAK DUO BLK ML-G10.C+ 410 |  | 0.41 | 4 | 142 | 23 |  | Fixed | Roof
NJADRE1560344346 | Administratively Determined Incentive Program | EGG HARBOR TOWNSHIP | 8234 | 8.2 | Residential | Behind the Meter | Yes | Trinity Solar, LLC | AC Electric |  | Accepted | 2025-08-22 | 2025-09-12 | 2026-09-12 | Solar Panels | Hanwha | Q.PEAK DUO BLK ML-G10.C+ 410 |  | 0.41 | 16 | 232 | 18 |  | Fixed | Roof
NJADRE1560344346 | Administratively Determined Incentive Program | EGG HARBOR TOWNSHIP | 8234 | 8.2 | Residential | Behind the Meter | Yes | Trinity Solar, LLC | AC Electric |  | Accepted | 2025-08-22 | 2025-09-12 | 2026-09-12 | Inverters | Solar Edge | USE7600H-US | 7600 |  | 1 |  |  | 1 |  | Outside
NJADRE1560344361 | Administratively Determined Incentive Program | EDGEWATER PARK | 8010 | 10.44 | Residential | Behind the Meter | Yes | SunnyMac LLC | PSE&G |  | Accepted | 2025-08-22 | 2025-09-12 | 2026-09-12 | Solar Panels | HANWHA | Q.TRON BLK M-G2.H+ |  | 0.435 | 3 | 69 | 26 |  | Fixed | Roof
NJADRE1560344361 | Administratively Determined Incentive Program | EDGEWATER PARK | 8010 | 10.44 | Residential | Behind the Meter | Yes | SunnyMac LLC | PSE&G |  | Accepted | 2025-08-22 | 2025-09-12 | 2026-09-12 | Solar Panels | HANWHA | Q.TRON BLK M-G2.H+ |  | 0.435 | 18 | 160 | 30 |  | Fixed | Roof
NJADRE1560344361 | Administratively Determined Incentive Program | EDGEWATER PARK | 8010 | 10.44 | Residential | Behind the Meter | Yes | SunnyMac LLC | PSE&G |  | Accepted | 2025-08-22 | 2025-09-12 | 2026-09-12 | Solar Panels | HANWHA | Q.TRON BLK M-G2.H+ |  | 0.435 | 3 | 159 | 23 |  | Fixed | Roof
NJADRE1560344361 | Administratively Determined Incentive Program | EDGEWATER PARK | 8010 | 10.44 | Residential | Behind the Meter | Yes | SunnyMac LLC | PSE&G |  | Accepted | 2025-08-22 | 2025-09-12 | 2026-09-12 | Inverters | SOLAREDGE ENERGY HUB | SE7600H-US | 7600 |  | 1 |  |  | 0.99 |  | Outdoor | next to meter
NJADRE1560344363 | Administratively Determined Incentive Program | VINELAND | 8360 | 29.52 | Commercial | Behind the Meter | No | NJ Solar Power | Vineland Muni Electric |  | Accepted | 2025-08-22 | 2025-09-12 | 2026-09-12 | Inverters | SolarEdge | SE10K-US | 20000 |  | 2 |  |  | 0.985 |  | Outside
NJADRE1560344363 | Administratively Determined Incentive Program | VINELAND | 8360 | 29.52 | Commercial | Behind the Meter | No | NJ Solar Power | Vineland Muni Electric |  | Accepted | 2025-08-22 | 2025-09-12 | 2026-09-12 | Solar Panels | Hanwha | Hanwha Q.Peak Duo Blk ML-G10+ 410 |  | 0.41 | 37 | 3 | 5 |  | Fixed | Roof | Roof 2
NJADRE1560344363 | Administratively Determined Incentive Program | VINELAND | 8360 | 29.52 | Commercial | Behind the Meter | No | NJ Solar Power | Vineland Muni Electric |  | Accepted | 2025-08-22 | 2025-09-12 | 2026-09-12 | Solar Panels | Hanwha | Hanwha Q.Peak Duo Blk ML-G10+ 410 |  | 0.41 | 35 | 183 | 5 |  | Double Axis | Roof | Roof 1
NJADRE1560344366 | Administratively Determined Incentive Program | WEST ORANGE TWP | 7052 | 7.31 | Residential | Behind the Meter | Yes | Solar Mite Solutions, LLC | PSE&G |  | Accepted | 2025-08-22 | 2025-09-12 | 2026-09-12 | Inverters | Enphase | IQ8PLUS-72-M-US | 290 |  | 17 |  |  | 0.98 |  | Outside
NJADRE1560344366 | Administratively Determined Incentive Program | WEST ORANGE TWP | 7052 | 7.31 | Residential | Behind the Meter | Yes | Solar Mite Solutions, LLC | PSE&G |  | Accepted | 2025-08-22 | 2025-09-12 | 2026-09-12 | Solar Panels | Jinko | JKM430N-54HL4-B |  | 0.43 | 9 | 305 | 33 |  | Fixed | Roof
NJADRE1560344366 | Administratively Determined Incentive Program | WEST ORANGE TWP | 7052 | 7.31 | Residential | Behind the Meter | Yes | Solar Mite Solutions, LLC | PSE&G |  | Accepted | 2025-08-22 | 2025-09-12 | 2026-09-12 | Solar Panels | Jinko | JKM430N-54HL4-B |  | 0.43 | 4 | 215 | 40 |  | Fixed | Roof
NJADRE1560344366 | Administratively Determined Incentive Program | WEST ORANGE TWP | 7052 | 7.31 | Residential | Behind the Meter | Yes | Solar Mite Solutions, LLC | PSE&G |  | Accepted | 2025-08-22 | 2025-09-12 | 2026-09-12 | Solar Panels | Jinko | JKM430N-54HL4-B |  | 0.43 | 4 | 215 | 40 |  | Fixed | Roof
NJADRE1560344369 | Administratively Determined Incentive Program | HACKETTSTOWN | 7834 | 20.91 | Residential | Behind the Meter | Yes | Pro Custom Solar dba Momentum Solar | JCP&L |  | Accepted | 2025-08-26 | 2025-09-16 | 2026-09-16 | Solar Panels | HANWHA | HANWHA Q.PEAK DUO BLK ML-G10+410 |  | 0.41 | 23 | 92 | 19 |  | Fixed | Roof
NJADRE1560344369 | Administratively Determined Incentive Program | HACKETTSTOWN | 7834 | 20.91 | Residential | Behind the Meter | Yes | Pro Custom Solar dba Momentum Solar | JCP&L |  | Accepted | 2025-08-26 | 2025-09-16 | 2026-09-16 | Solar Panels | HANWHA | HANWHA Q.PEAK DUO BLK ML-G10+410 |  | 0.41 | 20 | 272 | 19 |  | Fixed | Roof
NJADRE1560344369 | Administratively Determined Incentive Program | HACKETTSTOWN | 7834 | 20.91 | Residential | Behind the Meter | Yes | Pro Custom Solar dba Momentum Solar | JCP&L |  | Accepted | 2025-08-26 | 2025-09-16 | 2026-09-16 | Solar Panels | HANWHA | HANWHA Q.PEAK DUO BLK ML-G10+410 |  | 0.41 | 8 | 182 | 6 |  | Fixed | Roof
NJADRE1560344369 | Administratively Determined Incentive Program | HACKETTSTOWN | 7834 | 20.91 | Residential | Behind the Meter | Yes | Pro Custom Solar dba Momentum Solar | JCP&L |  | Accepted | 2025-08-26 | 2025-09-16 | 2026-09-16 | Inverters | HANWHA | IQ8HC-72-M-DOM-US | 380 |  | 51 |  |  | 0.97 |  | Outdoor
NJADRE1560344371 | Administratively Determined Incentive Program | MONROE TOWNSHIP | 8831 | 16.4 | Residential | Behind the Meter | Yes | Trinity Solar, LLC | JCP&L |  | Accepted | 2025-08-22 | 2025-09-12 | 2026-09-12 | Solar Panels | Hanwha | Q.PEAK DUO BLK ML-G10.C+ 410 |  | 0.41 | 22 | 150 | 21 |  | Fixed | Roof
NJADRE1560344371 | Administratively Determined Incentive Program | MONROE TOWNSHIP | 8831 | 16.4 | Residential | Behind the Meter | Yes | Trinity Solar, LLC | JCP&L |  | Accepted | 2025-08-22 | 2025-09-12 | 2026-09-12 | Inverters | Solar Edge | USE7600H-US | 7600 |  | 2 |  |  | 0.97 |  | Outside
NJADRE1560344371 | Administratively Determined Incentive Program | MONROE TOWNSHIP | 8831 | 16.4 | Residential | Behind the Meter | Yes | Trinity Solar, LLC | JCP&L |  | Accepted | 2025-08-22 | 2025-09-12 | 2026-09-12 | Solar Panels | Hanwha | Q.PEAK DUO BLK ML-G10.C+ 410 |  | 0.41 | 10 | 330 | 20 |  | Fixed | Roof
NJADRE1560344371 | Administratively Determined Incentive Program | MONROE TOWNSHIP | 8831 | 16.4 | Residential | Behind the Meter | Yes | Trinity Solar, LLC | JCP&L |  | Accepted | 2025-08-22 | 2025-09-12 | 2026-09-12 | Solar Panels | Hanwha | Q.PEAK DUO BLK ML-G10.C+ 410 |  | 0.41 | 8 | 150 | 21 |  | Fixed | Roof
NJADRE1560344383 | Administratively Determined Incentive Program | West Windsor Twp | 8550 | 8.2 | Residential | Behind the Meter | Yes | Sunrun Installation Services, Inc. | PSE&G |  | Accepted | 2025-08-22 | 2025-09-15 | 2026-09-15 | Inverters | SOLAREDGE TECHNOLOGIES | SE5700H-USMN | 5760 |  | 1 |  |  | 0.99 |  | Outside
NJADRE1560344383 | Administratively Determined Incentive Program | West Windsor Twp | 8550 | 8.2 | Residential | Behind the Meter | Yes | Sunrun Installation Services, Inc. | PSE&G |  | Accepted | 2025-08-22 | 2025-09-15 | 2026-09-15 | Solar Panels | ELIN ENERGY (SIRIUS PV) | ELNSM54M-HC-410 |  | 0.41 | 9 | 65 | 27 |  | Fixed | Roof
NJADRE1560344383 | Administratively Determined Incentive Program | West Windsor Twp | 8550 | 8.2 | Residential | Behind the Meter | Yes | Sunrun Installation Services, Inc. | PSE&G |  | Accepted | 2025-08-22 | 2025-09-15 | 2026-09-15 | Solar Panels | ELIN ENERGY (SIRIUS PV) | ELNSM54M-HC-410 |  | 0.41 | 11 | 246 | 27 |  | Fixed | Roof
NJADRE1560344386 | Administratively Determined Incentive Program | DAYTON | 8810 | 11.07 | Residential | Behind the Meter | No | Pro Custom Solar dba Momentum Solar | PSE&G |  | Accepted | 2025-08-22 | 2025-09-12 | 2026-09-12 | Inverters | ENPHASE | IQ8MC-72-M-US | 320 |  | 27 |  |  | 0.97 |  | Outdoor
NJADRE1560344386 | Administratively Determined Incentive Program | DAYTON | 8810 | 11.07 | Residential | Behind the Meter | No | Pro Custom Solar dba Momentum Solar | PSE&G |  | Accepted | 2025-08-22 | 2025-09-12 | 2026-09-12 | Solar Panels | hanwha | q.peak duo blk-g10+410 |  | 0.41 | 8 | 142 | 21 |  | Fixed | Roof
NJADRE1560344386 | Administratively Determined Incentive Program | DAYTON | 8810 | 11.07 | Residential | Behind the Meter | No | Pro Custom Solar dba Momentum Solar | PSE&G |  | Accepted | 2025-08-22 | 2025-09-12 | 2026-09-12 | Solar Panels | HANWHA | q.peak duo blk-g10+410 |  | 0.41 | 14 | 142 | 23 |  | Fixed | Roof
NJADRE1560344386 | Administratively Determined Incentive Program | DAYTON | 8810 | 11.07 | Residential | Behind the Meter | No | Pro Custom Solar dba Momentum Solar | PSE&G |  | Accepted | 2025-08-22 | 2025-09-12 | 2026-09-12 | Solar Panels | HANWHA | q.peak duo blk-g10+410 |  | 0.41 | 5 | 322 | 23 |  | Fixed | Roof
NJADRE1560344389 | Administratively Determined Incentive Program | LIVINGSTON | 7039 | 12.04 | Residential | Behind the Meter | No | Infinity Solar Systems, LLC | JCP&L |  | Accepted | 2025-08-22 | 2025-09-18 | 2026-09-18 | Solar Panels | SEG Solar | SEG-430-BTD-BG |  | 0.43 | 13 | 132 | 32 |  | Fixed | Roof
NJADRE1560344389 | Administratively Determined Incentive Program | LIVINGSTON | 7039 | 12.04 | Residential | Behind the Meter | No | Infinity Solar Systems, LLC | JCP&L |  | Accepted | 2025-08-22 | 2025-09-18 | 2026-09-18 | Inverters | Enphase | IQ8MC | 320 |  | 28 |  |  | 0.97 |  | Outdoor
NJADRE1560344389 | Administratively Determined Incentive Program | LIVINGSTON | 7039 | 12.04 | Residential | Behind the Meter | No | Infinity Solar Systems, LLC | JCP&L |  | Accepted | 2025-08-22 | 2025-09-18 | 2026-09-18 | Solar Panels | SEG Solar | SEG-430-BTD-BG |  | 0.43 | 6 | 42 | 24 |  | Fixed | Roof
NJADRE1560344389 | Administratively Determined Incentive Program | LIVINGSTON | 7039 | 12.04 | Residential | Behind the Meter | No | Infinity Solar Systems, LLC | JCP&L |  | Accepted | 2025-08-22 | 2025-09-18 | 2026-09-18 | Solar Panels | SEG Solar | SEG-430-BTD-BG |  | 0.43 | 5 | 222 | 23 |  | Fixed | Roof
NJADRE1560344389 | Administratively Determined Incentive Program | LIVINGSTON | 7039 | 12.04 | Residential | Behind the Meter | No | Infinity Solar Systems, LLC | JCP&L |  | Accepted | 2025-08-22 | 2025-09-18 | 2026-09-18 | Solar Panels | SEG Solar | SEG-430-BTD-BG |  | 0.43 | 4 | 132 | 30 |  | Fixed | Roof
NJADRE1560344394 | Administratively Determined Incentive Program | RUNNEMEDE | 8078 | 6.525 | Residential | Behind the Meter | Yes | SunnyMac, LLC | PSE&G |  | Accepted | 2025-08-22 | 2025-09-12 | 2026-09-12 | Inverters | SOLAREDGE HOME HUB | SE5700H-US | 5760 |  | 1 |  |  | 0.99 |  | Outdoor | next to meter
NJADRE1560344394 | Administratively Determined Incentive Program | RUNNEMEDE | 8078 | 6.525 | Residential | Behind the Meter | Yes | SunnyMac, LLC | PSE&G |  | Accepted | 2025-08-22 | 2025-09-12 | 2026-09-12 | Solar Panels | HANWHA | Q.TRON BLK M-G2.H+ |  | 0.435 | 15 | 173 | 34 |  | Fixed | Roof
NJADRE1560344399 | Administratively Determined Incentive Program | Cherry Hill | 8003 | 9.02 | Residential | Behind the Meter | Yes | Pro Custom Solar dba Momentum Solar | PSE&G |  | Accepted | 2025-08-26 | 2025-09-17 | 2026-09-17 | Solar Panels | HANWHA | HANWHA Q.PEAK DUO BLK ML-G10+410 |  | 0.41 | 9 | 269 | 28 |  | Fixed | Roof
NJADRE1560344399 | Administratively Determined Incentive Program | Cherry Hill | 8003 | 9.02 | Residential | Behind the Meter | Yes | Pro Custom Solar dba Momentum Solar | PSE&G |  | Accepted | 2025-08-26 | 2025-09-17 | 2026-09-17 | Inverters | HANWHA | IQ8HC-72-M-DOM-US | 380 |  | 22 |  |  | 0.97 |  | Outdoor
NJADRE1560344399 | Administratively Determined Incentive Program | Cherry Hill | 8003 | 9.02 | Residential | Behind the Meter | Yes | Pro Custom Solar dba Momentum Solar | PSE&G |  | Accepted | 2025-08-26 | 2025-09-17 | 2026-09-17 | Solar Panels | HANWHA | HANWHA Q.PEAK DUO BLK ML-G10+410 |  | 0.41 | 5 | 359 | 28 |  | Fixed | Roof
NJADRE1560344399 | Administratively Determined Incentive Program | Cherry Hill | 8003 | 9.02 | Residential | Behind the Meter | Yes | Pro Custom Solar dba Momentum Solar | PSE&G |  | Accepted | 2025-08-26 | 2025-09-17 | 2026-09-17 | Solar Panels | HANWHA | HANWHA Q.PEAK DUO BLK ML-G10+410 |  | 0.41 | 3 | 179 | 30 |  | Fixed | Roof
NJADRE1560344399 | Administratively Determined Incentive Program | Cherry Hill | 8003 | 9.02 | Residential | Behind the Meter | Yes | Pro Custom Solar dba Momentum Solar | PSE&G |  | Accepted | 2025-08-26 | 2025-09-17 | 2026-09-17 | Solar Panels | HANWHA | HANWHA Q.PEAK DUO BLK ML-G10+410 |  | 0.41 | 5 | 89 | 26 |  | Fixed | Roof
NJADRE1560344403 | Administratively Determined Incentive Program | NEWTON | 7860 | 12.9 | Residential | Behind the Meter | No | Green Power Energy, LLC | JCP&L |  | Accepted | 2025-08-22 | 2025-09-12 | 2026-09-12 | Solar Panels | SEG Solar | SEG-430-BTD-BG |  | 0.43 | 12 | 210 | 30 |  | Fixed | Roof
NJADRE1560344403 | Administratively Determined Incentive Program | NEWTON | 7860 | 12.9 | Residential | Behind the Meter | No | Green Power Energy, LLC | JCP&L |  | Accepted | 2025-08-22 | 2025-09-12 | 2026-09-12 | Solar Panels | SEG Solar | SEG-430-BTD-BG |  | 0.43 | 18 | 210 | 30 |  | Fixed | Roof
NJADRE1560344403 | Administratively Determined Incentive Program | NEWTON | 7860 | 12.9 | Residential | Behind the Meter | No | Green Power Energy, LLC | JCP&L |  | Accepted | 2025-08-22 | 2025-09-12 | 2026-09-12 | Inverters | Enphase | IQ8MC-72-M-US [240V] | 320 |  | 30 |  |  | 0.98 |  | Outside
NJADRE1560344404 | Administratively Determined Incentive Program | Princeton | 8540 | 17.22 | Residential | Behind the Meter | Yes | Sunrun Installation Services, Inc. | PSE&G |  | Accepted | 2025-08-22 | 2025-09-15 | 2026-09-15 | Solar Panels | Elin Energy (Sirius PV) | ELNSM54M-HC-410 |  | 0.41 | 25 | 202 | 30 |  | Fixed | Roof
NJADRE1560344404 | Administratively Determined Incentive Program | Princeton | 8540 | 17.22 | Residential | Behind the Meter | Yes | Sunrun Installation Services, Inc. | PSE&G |  | Accepted | 2025-08-22 | 2025-09-15 | 2026-09-15 | Solar Panels | Elin Energy (Sirius PV) | ELNSM54M-HC-410 |  | 0.41 | 17 | 202 | 43 |  | Fixed | Roof
NJADRE1560344404 | Administratively Determined Incentive Program | Princeton | 8540 | 17.22 | Residential | Behind the Meter | Yes | Sunrun Installation Services, Inc. | PSE&G |  | Accepted | 2025-08-22 | 2025-09-15 | 2026-09-15 | Inverters | SolarEdge Technologies | SE5700H-USMN | 5760 |  | 2 |  |  | 0.99 |  | Outdoor
NJADRE1560344405 | Administratively Determined Incentive Program | PATERSON | 7514 | 11.48 | Residential | Behind the Meter | Yes | Trinity Solar, LLC | PSE&G |  | Accepted | 2025-08-22 | 2025-09-12 | 2026-09-12 | Solar Panels | Hanwha | Q.PEAK DUO BLK ML-G10.C+ 410 |  | 0.41 | 15 | 99 | 43 |  | Fixed | Roof
NJADRE1560344405 | Administratively Determined Incentive Program | PATERSON | 7514 | 11.48 | Residential | Behind the Meter | Yes | Trinity Solar, LLC | PSE&G |  | Accepted | 2025-08-22 | 2025-09-12 | 2026-09-12 | Inverters | Solar Edge | USE10000H-US | 10000 |  | 1 |  |  | 0.97 |  | Outside
NJADRE1560344405 | Administratively Determined Incentive Program | PATERSON | 7514 | 11.48 | Residential | Behind the Meter | Yes | Trinity Solar, LLC | PSE&G |  | Accepted | 2025-08-22 | 2025-09-12 | 2026-09-12 | Solar Panels | Hanwha | Q.PEAK DUO BLK ML-G10.C+ 410 |  | 0.41 | 13 | 279 | 43 |  | Fixed | Roof
NJADRE1560344408 | Administratively Determined Incentive Program | CHERRY HILL | 8003 | 17.4 | Residential | Behind the Meter | Yes | SunnyMac, LLC | PSE&G |  | Accepted | 2025-08-22 | 2025-09-12 | 2026-09-12 | Solar Panels | HANWHA | Q.TRON BLK M-G2.H+ |  | 0.435 | 21 | 216 | 25 |  | Fixed | Roof
NJADRE1560344408 | Administratively Determined Incentive Program | CHERRY HILL | 8003 | 17.4 | Residential | Behind the Meter | Yes | SunnyMac, LLC | PSE&G |  | Accepted | 2025-08-22 | 2025-09-12 | 2026-09-12 | Solar Panels | HANWHA | Q.TRON BLK M-G2.H+ |  | 0.435 | 12 | 126 | 46 |  | Fixed | Roof
NJADRE1560344408 | Administratively Determined Incentive Program | CHERRY HILL | 8003 | 17.4 | Residential | Behind the Meter | Yes | SunnyMac, LLC | PSE&G |  | Accepted | 2025-08-22 | 2025-09-12 | 2026-09-12 | Solar Panels | HANWHA | Q.TRON BLK M-G2.H+ |  | 0.435 | 7 | 36 | 25 |  | Fixed | Roof
NJADRE1560344408 | Administratively Determined Incentive Program | CHERRY HILL | 8003 | 17.4 | Residential | Behind the Meter | Yes | SunnyMac, LLC | PSE&G |  | Accepted | 2025-08-22 | 2025-09-12 | 2026-09-12 | Inverters | SOLAREDGE HOME HUB | SE11400H-US | 11400 |  | 1 |  |  | 0.99 |  | Outdoor | next to meter
NJADRE1560344410 | Administratively Determined Incentive Program | MONTGOMERY | 8502 | 18.04 | Residential | Behind the Meter | No | Pro Custom Solar dba Momentum Solar | PSE&G |  | Accepted | 2025-08-22 | 2025-09-12 | 2026-09-12 | Inverters | ENPHASE | IQ8MC-72-M-US | 320 |  | 44 |  |  | 0.97 |  | Outdoor
NJADRE1560344410 | Administratively Determined Incentive Program | MONTGOMERY | 8502 | 18.04 | Residential | Behind the Meter | No | Pro Custom Solar dba Momentum Solar | PSE&G |  | Accepted | 2025-08-22 | 2025-09-12 | 2026-09-12 | Solar Panels | HANWHA | q.peak duo blk-g10+410 |  | 0.41 | 6 | 220 | 40 |  | Fixed | Roof
NJADRE1560344410 | Administratively Determined Incentive Program | MONTGOMERY | 8502 | 18.04 | Residential | Behind the Meter | No | Pro Custom Solar dba Momentum Solar | PSE&G |  | Accepted | 2025-08-22 | 2025-09-12 | 2026-09-12 | Solar Panels | hanwha | q.peak duo blk-g10+410 |  | 0.41 | 9 | 310 | 34 |  | Fixed | Roof
NJADRE1560344410 | Administratively Determined Incentive Program | MONTGOMERY | 8502 | 18.04 | Residential | Behind the Meter | No | Pro Custom Solar dba Momentum Solar | PSE&G |  | Accepted | 2025-08-22 | 2025-09-12 | 2026-09-12 | Solar Panels | HANWHA | q.peak duo blk-g10+410 |  | 0.41 | 24 | 220 | 45 |  | Fixed | Roof
NJADRE1560344410 | Administratively Determined Incentive Program | MONTGOMERY | 8502 | 18.04 | Residential | Behind the Meter | No | Pro Custom Solar dba Momentum Solar | PSE&G |  | Accepted | 2025-08-22 | 2025-09-12 | 2026-09-12 | Solar Panels | HANWHA | q.peak duo blk-g10+410 |  | 0.41 | 5 | 130 | 34 |  | Fixed | Roof
NJADRE1560344413 | Administratively Determined Incentive Program | TEANECK | 7666 | 8.61 | Residential | Behind the Meter | Yes | Sunrun Installation Services, Inc. | PSE&G |  | Accepted | 2025-08-22 | 2025-09-15 | 2026-09-15 | Solar Panels | ELIN ENERGY (SIRIUS PV) | ELNSM54M-HC-410 |  | 0.41 | 9 | 203 | 35 |  | Fixed | Roof
NJADRE1560344413 | Administratively Determined Incentive Program | TEANECK | 7666 | 8.61 | Residential | Behind the Meter | Yes | Sunrun Installation Services, Inc. | PSE&G |  | Accepted | 2025-08-22 | 2025-09-15 | 2026-09-15 | Solar Panels | ELIN ENERGY (SIRIUS PV) | ELNSM54M-HC-410 |  | 0.41 | 8 | 114 | 45 |  | Fixed | Roof
NJADRE1560344413 | Administratively Determined Incentive Program | TEANECK | 7666 | 8.61 | Residential | Behind the Meter | Yes | Sunrun Installation Services, Inc. | PSE&G |  | Accepted | 2025-08-22 | 2025-09-15 | 2026-09-15 | Inverters | SOLAREDGE TECHNOLOGIES | SE5700H-USMN | 5760 |  | 1 |  |  | 0.99 |  | Outside
NJADRE1560344413 | Administratively Determined Incentive Program | TEANECK | 7666 | 8.61 | Residential | Behind the Meter | Yes | Sunrun Installation Services, Inc. | PSE&G |  | Accepted | 2025-08-22 | 2025-09-15 | 2026-09-15 | Solar Panels | ELIN ENERGY (SIRIUS PV) | ELNSM54M-HC-410 |  | 0.41 | 4 | 293 | 12 |  | Fixed | Roof
NJADRE1560344424 | Administratively Determined Incentive Program | Clementon | 8021 | 4.73 | Residential | Behind the Meter | Yes | Sustainable Energy Systems, LLC | AC Electric |  | Accepted | 2025-08-22 | 2025-09-16 | 2026-09-16 | Inverters | SolarEdge Technologies | SE 3800H-US | 4 |  | 1 |  |  | 0.99 |  | Outside
NJADRE1560344424 | Administratively Determined Incentive Program | Clementon | 8021 | 4.73 | Residential | Behind the Meter | Yes | Sustainable Energy Systems, LLC | AC Electric |  | Accepted | 2025-08-22 | 2025-09-16 | 2026-09-16 | Solar Panels | SILFAB Solar | SIL-430 QD |  | 0.43 | 11 | 265 | 18 |  | Fixed | Roof
NJADRE1560344428 | Administratively Determined Incentive Program | KEANSBURG | 7734 | 6.56 | Residential | Behind the Meter | Yes | Sunrun Installation Services, Inc. | JCP&L |  | Accepted | 2025-08-22 | 2025-09-12 | 2026-09-12 | Electric Storage Battery | TESLA | Powerwall 3 Expansion 1807000-xx-y |  |  | 1 |  |  |  | Lithium Ion |  | OUTSIDE
NJADRE1560344428 | Administratively Determined Incentive Program | KEANSBURG | 7734 | 6.56 | Residential | Behind the Meter | Yes | Sunrun Installation Services, Inc. | JCP&L |  | Accepted | 2025-08-22 | 2025-09-12 | 2026-09-12 | Electric Storage Battery | TESLA | Powerwall 3 1707000-xx-y |  |  | 1 |  |  |  | Lithium Ion |  | OUTSIDE
NJADRE1560344428 | Administratively Determined Incentive Program | KEANSBURG | 7734 | 6.56 | Residential | Behind the Meter | Yes | Sunrun Installation Services, Inc. | JCP&L |  | Accepted | 2025-08-22 | 2025-09-12 | 2026-09-12 | Solar Panels | Hanwha Q-Cells | Q.PEAK DUO BLK ML-G10.C+ 410 (MD06G100A-017) |  | 0.41 | 16 | 172 | 28 |  | Fixed | Roof
NJADRE1560344428 | Administratively Determined Incentive Program | KEANSBURG | 7734 | 6.56 | Residential | Behind the Meter | Yes | Sunrun Installation Services, Inc. | JCP&L |  | Accepted | 2025-08-22 | 2025-09-12 | 2026-09-12 | Inverters | TESLA | Powerwall 3 1707000-xx-y | 11500 |  | 1 |  |  | 0.97 |  | Outdoor
NJADRE1560344437 | Administratively Determined Incentive Program | MEDFORD | 8055 | 14.62 | Residential | Behind the Meter | No | Green Power Energy, LLC | PSE&G |  | Accepted | 2025-08-22 | 2025-09-12 | 2026-09-12 | Solar Panels | SEG Solar | SEG-430-BTD-BG |  | 0.43 | 34 | 189 | 27 |  | Fixed | Roof
NJADRE1560344437 | Administratively Determined Incentive Program | MEDFORD | 8055 | 14.62 | Residential | Behind the Meter | No | Green Power Energy, LLC | PSE&G |  | Accepted | 2025-08-22 | 2025-09-12 | 2026-09-12 | Inverters | Enphase | IQ8MC-72-M-US [240V] | 320 |  | 34 |  |  | 0.98 |  | Outside
NJADRE1560344438 | Administratively Determined Incentive Program | Cinnaminson | 8077 | 6.15 | Residential | Behind the Meter | Yes | Pro Custom Solar dba Momentum Solar | PSE&G |  | Accepted | 2025-08-26 | 2025-09-16 | 2026-09-16 | Inverters | HANWHA | IQ8HC-72-M-DOM-US | 380 |  | 15 |  |  | 0.97 |  | Outdoor
NJADRE1560344438 | Administratively Determined Incentive Program | Cinnaminson | 8077 | 6.15 | Residential | Behind the Meter | Yes | Pro Custom Solar dba Momentum Solar | PSE&G |  | Accepted | 2025-08-26 | 2025-09-16 | 2026-09-16 | Solar Panels | HANWHA | HANWHA Q.PEAK DUO BLK ML-G10+410 |  | 0.41 | 15 | 152 | 22 |  | Fixed | Roof
NJADRE1560344451 | Administratively Determined Incentive Program | CHERRY HILL | 8002 | 24.795 | Residential | Behind the Meter | Yes | SunnyMac, LLC | PSE&G |  | Accepted | 2025-08-22 | 2025-09-12 | 2026-09-12 | Solar Panels | HANWHA | Q.TRON BLK M-G2.H+ |  | 0.435 | 6 | 130 | 18 |  | Fixed | Roof
NJADRE1560344451 | Administratively Determined Incentive Program | CHERRY HILL | 8002 | 24.795 | Residential | Behind the Meter | Yes | SunnyMac, LLC | PSE&G |  | Accepted | 2025-08-22 | 2025-09-12 | 2026-09-12 | Solar Panels | HANWHA | Q.TRON BLK M-G2.H+ |  | 0.435 | 6 | 220 | 18 |  | Fixed | Roof
NJADRE1560344451 | Administratively Determined Incentive Program | CHERRY HILL | 8002 | 24.795 | Residential | Behind the Meter | Yes | SunnyMac, LLC | PSE&G |  | Accepted | 2025-08-22 | 2025-09-12 | 2026-09-12 | Solar Panels | HANWHA | Q.TRON BLK M-G2.H+ |  | 0.435 | 15 | 220 | 6 |  | Fixed | Roof
NJADRE1560344451 | Administratively Determined Incentive Program | CHERRY HILL | 8002 | 24.795 | Residential | Behind the Meter | Yes | SunnyMac, LLC | PSE&G |  | Accepted | 2025-08-22 | 2025-09-12 | 2026-09-12 | Inverters | SOLAREDGE HOME HUB | SE7600H-US | 7600 |  | 1 |  |  | 0.99 |  | Outdoor | next to meter
NJADRE1560344451 | Administratively Determined Incentive Program | CHERRY HILL | 8002 | 24.795 | Residential | Behind the Meter | Yes | SunnyMac, LLC | PSE&G |  | Accepted | 2025-08-22 | 2025-09-12 | 2026-09-12 | Inverters | SOLAREDGE HOME HUB | SE10000H-US | 10000 |  | 1 |  |  | 0.99 |  | Outdoor | next to meter
NJADRE1560344451 | Administratively Determined Incentive Program | CHERRY HILL | 8002 | 24.795 | Residential | Behind the Meter | Yes | SunnyMac, LLC | PSE&G |  | Accepted | 2025-08-22 | 2025-09-12 | 2026-09-12 | Solar Panels | HANWHA | Q.TRON BLK M-G2.H+ |  | 0.435 | 15 | 40 | 18 |  | Fixed | Roof
NJADRE1560344451 | Administratively Determined Incentive Program | CHERRY HILL | 8002 | 24.795 | Residential | Behind the Meter | Yes | SunnyMac, LLC | PSE&G |  | Accepted | 2025-08-22 | 2025-09-12 | 2026-09-12 | Solar Panels | HANWHA | Q.TRON BLK M-G2.H+ |  | 0.435 | 12 | 310 | 17 |  | Fixed | Roof
NJADRE1560344451 | Administratively Determined Incentive Program | CHERRY HILL | 8002 | 24.795 | Residential | Behind the Meter | Yes | SunnyMac, LLC | PSE&G |  | Accepted | 2025-08-22 | 2025-09-12 | 2026-09-12 | Solar Panels | HANWHA | Q.TRON BLK M-G2.H+ |  | 0.435 | 3 | 310 | 19 |  | Fixed | Roof
NJADRE1560344460 | Administratively Determined Incentive Program | CHERRY HILL | 8003 | 15.225 | Residential | Behind the Meter | No | Solar Energy World | PSE&G |  | Accepted | 2025-08-22 | 2025-09-12 | 2026-09-12 | Solar Panels | HANWHA | Q.TRON BLKM-G2+ 435W |  | 0.435 | 12 | 280 | 16 |  | Fixed | Roof
NJADRE1560344460 | Administratively Determined Incentive Program | CHERRY HILL | 8003 | 15.225 | Residential | Behind the Meter | No | Solar Energy World | PSE&G |  | Accepted | 2025-08-22 | 2025-09-12 | 2026-09-12 | Inverters | Enphase | IQ8MC-72-M-US | 320 |  | 35 |  |  | 0.97 |  | Outside
NJADRE1560344460 | Administratively Determined Incentive Program | CHERRY HILL | 8003 | 15.225 | Residential | Behind the Meter | No | Solar Energy World | PSE&G |  | Accepted | 2025-08-22 | 2025-09-12 | 2026-09-12 | Solar Panels | HANWHA | Q.TRON BLKM-G2+ 435W |  | 0.435 | 12 | 100 | 17 |  | Fixed | Roof
NJADRE1560344460 | Administratively Determined Incentive Program | CHERRY HILL | 8003 | 15.225 | Residential | Behind the Meter | No | Solar Energy World | PSE&G |  | Accepted | 2025-08-22 | 2025-09-12 | 2026-09-12 | Solar Panels | HANWHA | Q.TRON BLKM-G2+ 435W |  | 0.435 | 11 | 100 | 23 |  | Fixed | Roof
NJADRE1560344460 | Administratively Determined Incentive Program | CHERRY HILL | 8003 | 15.225 | Residential | Behind the Meter | No | Solar Energy World | PSE&G |  | Accepted | 2025-08-22 | 2025-09-12 | 2026-09-12 | Electric Storage Battery | Franklin | Franklin aPower 2 System 1 15kWh |  |  | 1 |  |  |  | Lithium Ion |  | outside
NJADRE1560344467 | Administratively Determined Incentive Program | Pine Hill | 8021 | 11.48 | Residential | Behind the Meter | Yes | Pro Custom Solar dba Momentum Solar | AC Electric |  | Accepted | 2025-08-26 | 2025-09-17 | 2026-09-17 | Inverters | HANWHA | IQ8HC-72-M-DOM-US | 380 |  | 28 |  |  | 0.97 |  | Outdoor
NJADRE1560344467 | Administratively Determined Incentive Program | Pine Hill | 8021 | 11.48 | Residential | Behind the Meter | Yes | Pro Custom Solar dba Momentum Solar | AC Electric |  | Accepted | 2025-08-26 | 2025-09-17 | 2026-09-17 | Solar Panels | HANWHA | HANWHA Q.PEAK DUO BLK ML-G10+410 |  | 0.41 | 12 | 326 | 22 |  | Fixed | Roof
NJADRE1560344467 | Administratively Determined Incentive Program | Pine Hill | 8021 | 11.48 | Residential | Behind the Meter | Yes | Pro Custom Solar dba Momentum Solar | AC Electric |  | Accepted | 2025-08-26 | 2025-09-17 | 2026-09-17 | Solar Panels | HANWHA | HANWHA Q.PEAK DUO BLK ML-G10+410 |  | 0.41 | 16 | 146 | 22 |  | Fixed | Roof
NJADRE1560344474 | Administratively Determined Incentive Program | SOUTH BRUNSWICK | 8810 | 11.07 | Residential | Behind the Meter | No | Pro Custom Solar dba Momentum Solar | PSE&G |  | Accepted | 2025-08-22 | 2025-09-12 | 2026-09-12 | Solar Panels | HANWHA | q.peak duo blk-g10+410 |  | 0.41 | 9 | 19 | 22 |  | Fixed | Roof
NJADRE1560344474 | Administratively Determined Incentive Program | SOUTH BRUNSWICK | 8810 | 11.07 | Residential | Behind the Meter | No | Pro Custom Solar dba Momentum Solar | PSE&G |  | Accepted | 2025-08-22 | 2025-09-12 | 2026-09-12 | Solar Panels | Hanwha | q.peak duo blk-g10+410 |  | 0.41 | 2 | 198 | 26 |  | Fixed | Roof
NJADRE1560344474 | Administratively Determined Incentive Program | SOUTH BRUNSWICK | 8810 | 11.07 | Residential | Behind the Meter | No | Pro Custom Solar dba Momentum Solar | PSE&G |  | Accepted | 2025-08-22 | 2025-09-12 | 2026-09-12 | Inverters | ENPHASE | IQ8MC-72-M-US | 320 |  | 27 |  |  | 0.97 |  | Outdoor
NJADRE1560344474 | Administratively Determined Incentive Program | SOUTH BRUNSWICK | 8810 | 11.07 | Residential | Behind the Meter | No | Pro Custom Solar dba Momentum Solar | PSE&G |  | Accepted | 2025-08-22 | 2025-09-12 | 2026-09-12 | Solar Panels | HANWHA | q.peak duo blk-g10+410 |  | 0.41 | 7 | 199 | 22 |  | Fixed | Roof
NJADRE1560344474 | Administratively Determined Incentive Program | SOUTH BRUNSWICK | 8810 | 11.07 | Residential | Behind the Meter | No | Pro Custom Solar dba Momentum Solar | PSE&G |  | Accepted | 2025-08-22 | 2025-09-12 | 2026-09-12 | Solar Panels | HANWHA | q.peak duo blk-g10+410 |  | 0.41 | 9 | 18 | 22 |  | Fixed | Roof
NJADRE1560344479 | Administratively Determined Incentive Program | MAPLE SHADE TWP | 8052 | 2.87 | Residential | Behind the Meter | Yes | Sunrun Installation Services, Inc. | PSE&G |  | Accepted | 2025-08-27 | 2025-09-18 | 2026-09-18 | Solar Panels | Elin Energy (Sirius PV) | ELNSM54M-HC-410 |  | 0.41 | 7 | 352 | 20 |  | Fixed | Roof
NJADRE1560344479 | Administratively Determined Incentive Program | MAPLE SHADE TWP | 8052 | 2.87 | Residential | Behind the Meter | Yes | Sunrun Installation Services, Inc. | PSE&G |  | Accepted | 2025-08-27 | 2025-09-18 | 2026-09-18 | Inverters | Growatt New Energy Technology Co Ltd | MIN 3800TL-XH-US | 3800 |  | 1 |  |  | 0.98 |  | Outdoor | Next to meter
NJADRE1560344485 | Administratively Determined Incentive Program | LITTLE EGG HARBOR TWP | 8087 | 5.74 | Residential | Behind the Meter | Yes | Trinity Solar, LLC | AC Electric |  | Accepted | 2025-08-22 | 2025-09-12 | 2026-09-12 | Inverters | Solar Edge | USE5700H-US | 5760 |  | 1 |  |  | 0.97 |  | Indoor
NJADRE1560344485 | Administratively Determined Incentive Program | LITTLE EGG HARBOR TWP | 8087 | 5.74 | Residential | Behind the Meter | Yes | Trinity Solar, LLC | AC Electric |  | Accepted | 2025-08-22 | 2025-09-12 | 2026-09-12 | Solar Panels | Hanwha | Q.PEAK DUO BLK ML-G10.C+ 410 |  | 0.41 | 14 | 67 | 31 |  | Fixed | Roof
NJADRE1560344497 | Administratively Determined Incentive Program | CARLSTADT | 7072 | 9.43 | Residential | Behind the Meter | Yes | Sunrun Installation Services, Inc. | PSE&G |  | Accepted | 2025-08-22 | 2025-09-12 | 2026-09-12 | Solar Panels | ELIN ENERGY (SIRIUS PV) | ELNSM54M-HC-410 |  | 0.41 | 14 | 128 | 39 |  | Fixed | Roof
NJADRE1560344497 | Administratively Determined Incentive Program | CARLSTADT | 7072 | 9.43 | Residential | Behind the Meter | Yes | Sunrun Installation Services, Inc. | PSE&G |  | Accepted | 2025-08-22 | 2025-09-12 | 2026-09-12 | Solar Panels | ELIN ENERGY (SIRIUS PV) | ELNSM54M-HC-410 |  | 0.41 | 3 | 128 | 12 |  | Fixed | Roof
NJADRE1560344497 | Administratively Determined Incentive Program | CARLSTADT | 7072 | 9.43 | Residential | Behind the Meter | Yes | Sunrun Installation Services, Inc. | PSE&G |  | Accepted | 2025-08-22 | 2025-09-12 | 2026-09-12 | Inverters | SOLAREDGE TECHNOLOGIES | SE7600H-USMN | 7600 |  | 1 |  |  | 0.99 |  | Outside
NJADRE1560344497 | Administratively Determined Incentive Program | CARLSTADT | 7072 | 9.43 | Residential | Behind the Meter | Yes | Sunrun Installation Services, Inc. | PSE&G |  | Accepted | 2025-08-22 | 2025-09-12 | 2026-09-12 | Solar Panels | ELIN ENERGY (SIRIUS PV) | ELNSM54M-HC-410 |  | 0.41 | 6 | 308 | 37 |  | Fixed | Roof
NJADRE1560344498 | Administratively Determined Incentive Program | PRINCETON JUNCTION | 8550 | 11.31 | Residential | Behind the Meter | No | Solar Energy World | PSE&G |  | Accepted | 2025-08-22 | 2025-09-12 | 2026-09-12 | Inverters | Enphase | IQ8MC-72-M-US | 320 |  | 26 |  |  | 0.97 |  | Outside
NJADRE1560344498 | Administratively Determined Incentive Program | PRINCETON JUNCTION | 8550 | 11.31 | Residential | Behind the Meter | No | Solar Energy World | PSE&G |  | Accepted | 2025-08-22 | 2025-09-12 | 2026-09-12 | Solar Panels | HANWHA | Q.TRON BLKM-G2+ 435W |  | 0.435 | 6 | 21 | 26 |  | Fixed | Roof
NJADRE1560344498 | Administratively Determined Incentive Program | PRINCETON JUNCTION | 8550 | 11.31 | Residential | Behind the Meter | No | Solar Energy World | PSE&G |  | Accepted | 2025-08-22 | 2025-09-12 | 2026-09-12 | Solar Panels | HANWHA | Q.TRON BLKM-G2+ 435W |  | 0.435 | 4 | 199 | 27 |  | Fixed | Roof
NJADRE1560344498 | Administratively Determined Incentive Program | PRINCETON JUNCTION | 8550 | 11.31 | Residential | Behind the Meter | No | Solar Energy World | PSE&G |  | Accepted | 2025-08-22 | 2025-09-12 | 2026-09-12 | Solar Panels | HANWHA | Q.TRON BLKM-G2+ 435W |  | 0.435 | 16 | 111 | 26 |  | Fixed | Roof
NJADRE1560344499 | Administratively Determined Incentive Program | South Brunswick | 8810 | 11.07 | Residential | Behind the Meter | No | Pro Custom Solar dba Momentum Solar | PSE&G |  | Accepted | 2025-08-22 | 2025-09-12 | 2026-09-12 | Inverters | ENPHASE | IQ8MC-72-M-US | 320 |  | 27 |  |  | 0.97 |  | Outdoor
NJADRE1560344499 | Administratively Determined Incentive Program | South Brunswick | 8810 | 11.07 | Residential | Behind the Meter | No | Pro Custom Solar dba Momentum Solar | PSE&G |  | Accepted | 2025-08-22 | 2025-09-12 | 2026-09-12 | Solar Panels | ENPHASE | q.peak duo blk-g10+410 |  | 0.41 | 14 | 265 | 22 |  | Fixed | Roof
NJADRE1560344499 | Administratively Determined Incentive Program | South Brunswick | 8810 | 11.07 | Residential | Behind the Meter | No | Pro Custom Solar dba Momentum Solar | PSE&G |  | Accepted | 2025-08-22 | 2025-09-12 | 2026-09-12 | Solar Panels | HANWHA | q.peak duo blk-g10+410 |  | 0.41 | 13 | 85 | 22 |  | Fixed | Roof
NJADRE1560344504 | Administratively Determined Incentive Program | Edison | 8820 | 6.88 | Residential | Behind the Meter | No | Infinity Solar Systems, LLC | PSE&G |  | Accepted | 2025-08-22 | 2025-09-15 | 2026-09-15 | Solar Panels | SEG Solar | SEG-430-BTD-BG |  | 0.43 | 5 | 267 | 22 |  | Fixed | Roof
NJADRE1560344504 | Administratively Determined Incentive Program | Edison | 8820 | 6.88 | Residential | Behind the Meter | No | Infinity Solar Systems, LLC | PSE&G |  | Accepted | 2025-08-22 | 2025-09-15 | 2026-09-15 | Solar Panels | SEG Solar | SEG-430-BTD-BG |  | 0.43 | 7 | 177 | 22 |  | Fixed | Roof
NJADRE1560344504 | Administratively Determined Incentive Program | Edison | 8820 | 6.88 | Residential | Behind the Meter | No | Infinity Solar Systems, LLC | PSE&G |  | Accepted | 2025-08-22 | 2025-09-15 | 2026-09-15 | Solar Panels | SEG Solar | SEG-430-BTD-BG |  | 0.43 | 4 | 87 | 22 |  | Fixed | Roof
NJADRE1560344504 | Administratively Determined Incentive Program | Edison | 8820 | 6.88 | Residential | Behind the Meter | No | Infinity Solar Systems, LLC | PSE&G |  | Accepted | 2025-08-22 | 2025-09-15 | 2026-09-15 | Inverters | Enphase | IQ8MC-72-M-US | 320 |  | 16 |  |  | 0.97 |  | Outdoor
NJADRE1560344513 | Administratively Determined Incentive Program | PISCATAWAY | 8854 | 8.2 | Residential | Behind the Meter | Yes | Pro Custom Solar dba Momentum Solar | PSE&G |  | Accepted | 2025-08-26 | 2025-09-16 | 2026-09-16 | Solar Panels | HANWHA | Q.PEAK DUO BLK ML-G10+410 |  | 0.41 | 8 | 157 | 23 |  | Fixed | Roof
NJADRE1560344513 | Administratively Determined Incentive Program | PISCATAWAY | 8854 | 8.2 | Residential | Behind the Meter | Yes | Pro Custom Solar dba Momentum Solar | PSE&G |  | Accepted | 2025-08-26 | 2025-09-16 | 2026-09-16 | Inverters | ENPHASE | IQ8HC-72-M-DOM-US | 380 |  | 20 |  |  | 0.97 |  | Outdoor
NJADRE1560344513 | Administratively Determined Incentive Program | PISCATAWAY | 8854 | 8.2 | Residential | Behind the Meter | Yes | Pro Custom Solar dba Momentum Solar | PSE&G |  | Accepted | 2025-08-26 | 2025-09-16 | 2026-09-16 | Solar Panels | HANWHA | Q.PEAK DUO BLK ML-G10+410 |  | 0.41 | 12 | 337 | 8 |  | Fixed | Roof
NJADRE1560344520 | Administratively Determined Incentive Program | Berkeley | 8721 | 17.015 | Residential | Behind the Meter | Yes | Big Wave Roofing and Solar, LLC | JCP&L |  | Accepted | 2025-08-22 | 2025-09-12 | 2026-09-12 | Inverters | Enphase | IQ8HC-72-M-DOM-US | 380 |  | 41 |  |  | 0.98 |  | Outdoor
NJADRE1560344520 | Administratively Determined Incentive Program | Berkeley | 8721 | 17.015 | Residential | Behind the Meter | Yes | Big Wave Roofing and Solar, LLC | JCP&L |  | Accepted | 2025-08-22 | 2025-09-12 | 2026-09-12 | Solar Panels | Q cells | Q.PEAK DUO BLK ML-G10.C+415w |  | 0.415 | 4 | 179 | 45 |  | Fixed | Roof
NJADRE1560344520 | Administratively Determined Incentive Program | Berkeley | 8721 | 17.015 | Residential | Behind the Meter | Yes | Big Wave Roofing and Solar, LLC | JCP&L |  | Accepted | 2025-08-22 | 2025-09-12 | 2026-09-12 | Solar Panels | Q cells | Q.PEAK DUO BLK ML-G10.C+415w |  | 0.415 | 24 | 89 | 35 |  | Fixed | Roof
NJADRE1560344520 | Administratively Determined Incentive Program | Berkeley | 8721 | 17.015 | Residential | Behind the Meter | Yes | Big Wave Roofing and Solar, LLC | JCP&L |  | Accepted | 2025-08-22 | 2025-09-12 | 2026-09-12 | Solar Panels | Q cells | Q.PEAK DUO BLK ML-G10.C+415w |  | 0.415 | 5 | 359 | 45 |  | Fixed | Roof
NJADRE1560344520 | Administratively Determined Incentive Program | Berkeley | 8721 | 17.015 | Residential | Behind the Meter | Yes | Big Wave Roofing and Solar, LLC | JCP&L |  | Accepted | 2025-08-22 | 2025-09-12 | 2026-09-12 | Solar Panels | Q cells | Q.PEAK DUO BLK ML-G10.C+415w |  | 0.415 | 8 | 269 | 35 |  | Fixed | Roof
NJADRE1560344524 | Administratively Determined Incentive Program | OCEAN VIEW | 8230 | 10.005 | Residential | Behind the Meter | Yes | SunnyMac LLC | AC Electric |  | Accepted | 2025-08-22 | 2025-09-12 | 2026-09-12 | Solar Panels | HANWHA | Q.TRON BLK M-G2.H+ |  | 0.435 | 19 | 245 | 26 |  | Fixed | Roof
NJADRE1560344524 | Administratively Determined Incentive Program | OCEAN VIEW | 8230 | 10.005 | Residential | Behind the Meter | Yes | SunnyMac LLC | AC Electric |  | Accepted | 2025-08-22 | 2025-09-12 | 2026-09-12 | Inverters | SOLAREDGE HOME HUB | SE7600H-US | 7600 |  | 1 |  |  | 0.99 |  | Outdoor | next to meter
NJADRE1560344524 | Administratively Determined Incentive Program | OCEAN VIEW | 8230 | 10.005 | Residential | Behind the Meter | Yes | SunnyMac LLC | AC Electric |  | Accepted | 2025-08-22 | 2025-09-12 | 2026-09-12 | Solar Panels | HANWHA | Q.TRON BLK M-G2.H+ |  | 0.435 | 4 | 245 | 26 |  | Fixed | Roof
NJADRE1560344537 | Administratively Determined Incentive Program | Skillman | 8558 | 10.005 | Residential | Behind the Meter | No | Solar Energy World | PSE&G |  | Accepted | 2025-08-22 | 2025-09-15 | 2026-09-15 | Solar Panels | HANWHA | Q.TRON BLKM-G2+ 435W |  | 0.435 | 7 | 271 | 32 |  | Fixed | Roof
NJADRE1560344537 | Administratively Determined Incentive Program | Skillman | 8558 | 10.005 | Residential | Behind the Meter | No | Solar Energy World | PSE&G |  | Accepted | 2025-08-22 | 2025-09-15 | 2026-09-15 | Solar Panels | HANWHA | Q.TRON BLKM-G2+ 435W |  | 0.435 | 3 | 92 | 30 |  | Fixed | Roof
NJADRE1560344537 | Administratively Determined Incentive Program | Skillman | 8558 | 10.005 | Residential | Behind the Meter | No | Solar Energy World | PSE&G |  | Accepted | 2025-08-22 | 2025-09-15 | 2026-09-15 | Inverters | Enphase | IQ8MC-72-M-US | 320 |  | 23 |  |  | 0.97 |  | Outside
NJADRE1560344537 | Administratively Determined Incentive Program | Skillman | 8558 | 10.005 | Residential | Behind the Meter | No | Solar Energy World | PSE&G |  | Accepted | 2025-08-22 | 2025-09-15 | 2026-09-15 | Solar Panels | HANWHA | Q.TRON BLKM-G2+ 435W |  | 0.435 | 8 | 180 | 28 |  | Fixed | Roof
NJADRE1560344537 | Administratively Determined Incentive Program | Skillman | 8558 | 10.005 | Residential | Behind the Meter | No | Solar Energy World | PSE&G |  | Accepted | 2025-08-22 | 2025-09-15 | 2026-09-15 | Solar Panels | HANWHA | Q.TRON BLKM-G2+ 435W |  | 0.435 | 5 | 91 | 34 |  | Fixed | Roof
NJADRE1560344539 | Administratively Determined Incentive Program | Edison | 8820 | 11.07 | Residential | Behind the Meter | No | Pro Custom Solar dba Momentum Solar | PSE&G |  | Accepted | 2025-08-22 | 2025-09-12 | 2026-09-12 | Solar Panels | Hanwha | q.peak duo blk-g10+410 |  | 0.41 | 17 | 179 | 19 |  | Fixed | Roof
NJADRE1560344539 | Administratively Determined Incentive Program | Edison | 8820 | 11.07 | Residential | Behind the Meter | No | Pro Custom Solar dba Momentum Solar | PSE&G |  | Accepted | 2025-08-22 | 2025-09-12 | 2026-09-12 | Solar Panels | HANWHA | q.peak duo blk-g10+410 |  | 0.41 | 10 | 359 | 30 |  | Fixed | Roof
NJADRE1560344539 | Administratively Determined Incentive Program | Edison | 8820 | 11.07 | Residential | Behind the Meter | No | Pro Custom Solar dba Momentum Solar | PSE&G |  | Accepted | 2025-08-22 | 2025-09-12 | 2026-09-12 | Inverters | ENPHASE | IQ8MC-72-M-US | 320 |  | 27 |  |  | 0.97 |  | Outdoor
NJADRE1560344541 | Administratively Determined Incentive Program | BOGOTA | 7603 | 5.33 | Residential | Behind the Meter | Yes | Pro Custom Solar dba Momentum Solar | PSE&G |  | Accepted | 2025-08-26 | 2025-09-16 | 2026-09-16 | Inverters | Enphase | IQ8HC-72-M-DOM-US | 380 |  | 13 |  |  | 0.97 |  | Outdoor
NJADRE1560344541 | Administratively Determined Incentive Program | BOGOTA | 7603 | 5.33 | Residential | Behind the Meter | Yes | Pro Custom Solar dba Momentum Solar | PSE&G |  | Accepted | 2025-08-26 | 2025-09-16 | 2026-09-16 | Solar Panels | HANWHA | Q.PEAK DUO BLK ML-G10+410 |  | 0.41 | 6 | 288 | 41 |  | Fixed | Roof
NJADRE1560344541 | Administratively Determined Incentive Program | BOGOTA | 7603 | 5.33 | Residential | Behind the Meter | Yes | Pro Custom Solar dba Momentum Solar | PSE&G |  | Accepted | 2025-08-26 | 2025-09-16 | 2026-09-16 | Solar Panels | HANWHA | Q.PEAK DUO BLK ML-G10+410 |  | 0.41 | 7 | 108 | 41 |  | Fixed | Roof
NJADRE1560344545 | Administratively Determined Incentive Program | NORTH BERGEN | 7047 | 6.525 | Residential | Behind the Meter | Yes | EMT Renewables, LLC | PSE&G |  | Accepted | 2025-08-22 | 2025-09-12 | 2026-09-12 | Solar Panels | Q CELLS | Q TRON |  | 0.435 | 2 | 215 | 11 |  | Fixed | Roof
NJADRE1560344545 | Administratively Determined Incentive Program | NORTH BERGEN | 7047 | 6.525 | Residential | Behind the Meter | Yes | EMT Renewables, LLC | PSE&G |  | Accepted | 2025-08-22 | 2025-09-12 | 2026-09-12 | Inverters | IQ8HC | IQ8+ | 290 |  | 15 |  |  | 0.98 |  | Other | UNDER EACH PANEL
NJADRE1560344545 | Administratively Determined Incentive Program | NORTH BERGEN | 7047 | 6.525 | Residential | Behind the Meter | Yes | EMT Renewables, LLC | PSE&G |  | Accepted | 2025-08-22 | 2025-09-12 | 2026-09-12 | Solar Panels | Q CELLS | Q TRON |  | 0.435 | 4 | 215 | 10 |  | Fixed | Roof
NJADRE1560344545 | Administratively Determined Incentive Program | NORTH BERGEN | 7047 | 6.525 | Residential | Behind the Meter | Yes | EMT Renewables, LLC | PSE&G |  | Accepted | 2025-08-22 | 2025-09-12 | 2026-09-12 | Solar Panels | Q CELLS | Q TRON |  | 0.435 | 9 | 215 | 27 |  | Fixed | Roof
NJADRE1560344549 | Administratively Determined Incentive Program | OLD BRIDGE | 8857 | 9.84 | Residential | Behind the Meter | No | Tesla Energy Operations Inc | JCP&L |  | Accepted | 2025-08-22 | 2025-09-12 | 2026-09-12 | Solar Panels | Hanwha | Q.PEAK DUO BLK ML-G10+/TS 410 |  | 0.41 | 12 | 184 | 12 |  | Fixed | Roof
NJADRE1560344549 | Administratively Determined Incentive Program | OLD BRIDGE | 8857 | 9.84 | Residential | Behind the Meter | No | Tesla Energy Operations Inc | JCP&L |  | Accepted | 2025-08-22 | 2025-09-12 | 2026-09-12 | Solar Panels | Hanwha | Q.PEAK DUO BLK ML-G10+/TS 410 |  | 0.41 | 9 | 4 | 12 |  | Fixed | Roof
NJADRE1560344549 | Administratively Determined Incentive Program | OLD BRIDGE | 8857 | 9.84 | Residential | Behind the Meter | No | Tesla Energy Operations Inc | JCP&L |  | Accepted | 2025-08-22 | 2025-09-12 | 2026-09-12 | Electric Storage Battery | Tesla | Powerwall 3 |  |  | 1 |  |  |  | Lithium Ion |  | OUTSIDE
NJADRE1560344549 | Administratively Determined Incentive Program | OLD BRIDGE | 8857 | 9.84 | Residential | Behind the Meter | No | Tesla Energy Operations Inc | JCP&L |  | Accepted | 2025-08-22 | 2025-09-12 | 2026-09-12 | Inverters | Powerwall 3 | 1707000-XX-Y 11.5 kW | 11500 |  | 1 |  |  | 0.98 |  | Outdoor
NJADRE1560344549 | Administratively Determined Incentive Program | OLD BRIDGE | 8857 | 9.84 | Residential | Behind the Meter | No | Tesla Energy Operations Inc | JCP&L |  | Accepted | 2025-08-22 | 2025-09-12 | 2026-09-12 | Solar Panels | Hanwha | Q.PEAK DUO BLK ML-G10+/TS 410 |  | 0.41 | 3 | 184 | 18 |  | Fixed | Roof
NJADRE1560344551 | Administratively Determined Incentive Program | WAYNE | 7470 | 18.86 | Residential | Behind the Meter | Yes | Trinity Solar, LLC | PSE&G |  | Accepted | 2025-08-22 | 2025-09-12 | 2026-09-12 | Solar Panels | Hanwha | Q.PEAK DUO BLK ML-G10.C+ 410 |  | 0.41 | 10 | 177 | 27 |  | Fixed | Roof
NJADRE1560344551 | Administratively Determined Incentive Program | WAYNE | 7470 | 18.86 | Residential | Behind the Meter | Yes | Trinity Solar, LLC | PSE&G |  | Accepted | 2025-08-22 | 2025-09-12 | 2026-09-12 | Inverters | Solar Edge | USE11400H-US | 11400 |  | 1 |  |  | 0.97 |  | Outside
NJADRE1560344551 | Administratively Determined Incentive Program | WAYNE | 7470 | 18.86 | Residential | Behind the Meter | Yes | Trinity Solar, LLC | PSE&G |  | Accepted | 2025-08-22 | 2025-09-12 | 2026-09-12 | Inverters | Solar Edge | USE3800H-US | 3800 |  | 1 |  |  | 0.97 |  | Outside
NJADRE1560344551 | Administratively Determined Incentive Program | WAYNE | 7470 | 18.86 | Residential | Behind the Meter | Yes | Trinity Solar, LLC | PSE&G |  | Accepted | 2025-08-22 | 2025-09-12 | 2026-09-12 | Solar Panels | Hanwha | Q.PEAK DUO BLK ML-G10.C+ 410 |  | 0.41 | 9 | 357 | 19 |  | Fixed | Roof
NJADRE1560344551 | Administratively Determined Incentive Program | WAYNE | 7470 | 18.86 | Residential | Behind the Meter | Yes | Trinity Solar, LLC | PSE&G |  | Accepted | 2025-08-22 | 2025-09-12 | 2026-09-12 | Solar Panels | Hanwha | Q.PEAK DUO BLK ML-G10.C+ 410 |  | 0.41 | 8 | 177 | 19 |  | Fixed | Roof
NJADRE1560344551 | Administratively Determined Incentive Program | WAYNE | 7470 | 18.86 | Residential | Behind the Meter | Yes | Trinity Solar, LLC | PSE&G |  | Accepted | 2025-08-22 | 2025-09-12 | 2026-09-12 | Solar Panels | Hanwha | Q.PEAK DUO BLK ML-G10.C+ 410 |  | 0.41 | 12 | 177 | 11 |  | Fixed | Roof
NJADRE1560344551 | Administratively Determined Incentive Program | WAYNE | 7470 | 18.86 | Residential | Behind the Meter | Yes | Trinity Solar, LLC | PSE&G |  | Accepted | 2025-08-22 | 2025-09-12 | 2026-09-12 | Solar Panels | Hanwha | Q.PEAK DUO BLK ML-G10.C+ 410 |  | 0.41 | 7 | 177 | 10 |  | Fixed | Roof
NJADRE1560344558 | Administratively Determined Incentive Program | MOUNT LAUREL | 8054 | 7.395 | Residential | Behind the Meter | Yes | EMT Renewables, LLC | PSE&G |  | Accepted | 2025-08-22 | 2025-09-12 | 2026-09-12 | Solar Panels | Q CELLS | Q TRON |  | 0.435 | 17 | 230 | 30 |  | Fixed | Roof
NJADRE1560344558 | Administratively Determined Incentive Program | MOUNT LAUREL | 8054 | 7.395 | Residential | Behind the Meter | Yes | EMT Renewables, LLC | PSE&G |  | Accepted | 2025-08-22 | 2025-09-12 | 2026-09-12 | Inverters | IQ8HC | IQ8+ | 290 |  | 17 |  |  | 0.98 |  | Other | UNDER EACH PANEL
NJADRE1560344559 | Administratively Determined Incentive Program | EGG HARBOR TOWNSHIP | 8234 | 8.7 | Residential | Behind the Meter | Yes | SunnyMac LLC | AC Electric |  | Accepted | 2025-08-22 | 2025-09-12 | 2026-09-12 | Solar Panels | HANWHA | Q.TRON BLK M-G2.H+ |  | 0.435 | 10 | 111 | 30 |  | Fixed | Roof
NJADRE1560344559 | Administratively Determined Incentive Program | EGG HARBOR TOWNSHIP | 8234 | 8.7 | Residential | Behind the Meter | Yes | SunnyMac LLC | AC Electric |  | Accepted | 2025-08-22 | 2025-09-12 | 2026-09-12 | Solar Panels | HANWHA | Q.TRON BLK M-G2.H+ |  | 0.435 | 10 | 291 | 30 |  | Fixed | Roof
NJADRE1560344559 | Administratively Determined Incentive Program | EGG HARBOR TOWNSHIP | 8234 | 8.7 | Residential | Behind the Meter | Yes | SunnyMac LLC | AC Electric |  | Accepted | 2025-08-22 | 2025-09-12 | 2026-09-12 | Inverters | SOLAREDGE ENERGY HUB | SE5700H-US | 5760 |  | 1 |  |  | 0.99 |  | Outdoor | next to meter
NJADRE1560344565 | Administratively Determined Incentive Program | MIDDLESEX | 8846 | 13.92 | Residential | Behind the Meter | Yes | EMT Renewables, LLC | PSE&G |  | Accepted | 2025-08-22 | 2025-09-12 | 2026-09-12 | Inverters | IQ8HC | IQ8+ | 290 |  | 32 |  |  | 0.98 |  | Other | UNDER EACH PANEL
NJADRE1560344565 | Administratively Determined Incentive Program | MIDDLESEX | 8846 | 13.92 | Residential | Behind the Meter | Yes | EMT Renewables, LLC | PSE&G |  | Accepted | 2025-08-22 | 2025-09-12 | 2026-09-12 | Solar Panels | Q CELLS | Q TRON |  | 0.435 | 8 | 357 | 20 |  | Fixed | Roof
NJADRE1560344565 | Administratively Determined Incentive Program | MIDDLESEX | 8846 | 13.92 | Residential | Behind the Meter | Yes | EMT Renewables, LLC | PSE&G |  | Accepted | 2025-08-22 | 2025-09-12 | 2026-09-12 | Solar Panels | Q CELLS | Q TRON |  | 0.435 | 24 | 177 | 22 |  | Fixed | Roof
NJADRE1560344580 | Administratively Determined Incentive Program | BERKELEY TOWNSHIP | 8721 | 9.57 | Residential | Behind the Meter | Yes | SunnyMac, LLC | JCP&L |  | Accepted | 2025-08-22 | 2025-09-15 | 2026-09-15 | Solar Panels | HANWHA | Q.TRON BLK M-G2.H+ |  | 0.435 | 19 | 179 | 23 |  | Fixed | Roof
NJADRE1560344580 | Administratively Determined Incentive Program | BERKELEY TOWNSHIP | 8721 | 9.57 | Residential | Behind the Meter | Yes | SunnyMac, LLC | JCP&L |  | Accepted | 2025-08-22 | 2025-09-15 | 2026-09-15 | Inverters | SOLAREDGE HOME HUB | SE7600H-US | 7600 |  | 1 |  |  | 0.99 |  | Outdoor | next to meter
NJADRE1560344580 | Administratively Determined Incentive Program | BERKELEY TOWNSHIP | 8721 | 9.57 | Residential | Behind the Meter | Yes | SunnyMac, LLC | JCP&L |  | Accepted | 2025-08-22 | 2025-09-15 | 2026-09-15 | Solar Panels | HANWHA | Q.TRON BLK M-G2.H+ |  | 0.435 | 3 | 179 | 23 |  | Fixed | Roof
NJADRE1560344581 | Administratively Determined Incentive Program | MONROE | 8831 | 10.53 | Residential | Behind the Meter | No | Power Home Remodeling Group | JCP&L |  | Accepted | 2025-08-22 | 2025-09-15 | 2026-09-15 | Inverters | SolarEdge | SE10000H-US | 10000 |  | 1 |  |  | 0.99 |  | Outside
NJADRE1560344581 | Administratively Determined Incentive Program | MONROE | 8831 | 10.53 | Residential | Behind the Meter | No | Power Home Remodeling Group | JCP&L |  | Accepted | 2025-08-22 | 2025-09-15 | 2026-09-15 | Solar Panels | JA Solar | JAM54S31 405/MR |  | 0.405 | 8 | 298 | 33 |  | Fixed | Roof
NJADRE1560344581 | Administratively Determined Incentive Program | MONROE | 8831 | 10.53 | Residential | Behind the Meter | No | Power Home Remodeling Group | JCP&L |  | Accepted | 2025-08-22 | 2025-09-15 | 2026-09-15 | Meters | SolarEdge | Revenue Grade Data Ansi C12.20 |  |  | 1 |  |  |  | Yes | Outdoor
NJADRE1560344581 | Administratively Determined Incentive Program | MONROE | 8831 | 10.53 | Residential | Behind the Meter | No | Power Home Remodeling Group | JCP&L |  | Accepted | 2025-08-22 | 2025-09-15 | 2026-09-15 | Solar Panels | JA Solar | JAM54S31 405/MR |  | 0.405 | 18 | 118 | 33 |  | Fixed | Roof
NJADRE1560344588 | Administratively Determined Incentive Program | MORRIS PLAINS | 7950 | 6.97 | Residential | Behind the Meter | Yes | Trinity Solar, LLC | JCP&L |  | Accepted | 2025-08-22 | 2025-09-15 | 2026-09-15 | Inverters | Solar Edge | USE5700H-US | 5760 |  | 1 |  |  | 0.97 |  | Outside
NJADRE1560344588 | Administratively Determined Incentive Program | MORRIS PLAINS | 7950 | 6.97 | Residential | Behind the Meter | Yes | Trinity Solar, LLC | JCP&L |  | Accepted | 2025-08-22 | 2025-09-15 | 2026-09-15 | Solar Panels | Hanwha | Q.PEAK DUO BLK ML-G10.C+ 410 |  | 0.41 | 9 | 96 | 37 |  | Fixed | Roof
NJADRE1560344588 | Administratively Determined Incentive Program | MORRIS PLAINS | 7950 | 6.97 | Residential | Behind the Meter | Yes | Trinity Solar, LLC | JCP&L |  | Accepted | 2025-08-22 | 2025-09-15 | 2026-09-15 | Solar Panels | Hanwha | Q.PEAK DUO BLK ML-G10.C+ 410 |  | 0.41 | 3 | 186 | 37 |  | Fixed | Roof
NJADRE1560344588 | Administratively Determined Incentive Program | MORRIS PLAINS | 7950 | 6.97 | Residential | Behind the Meter | Yes | Trinity Solar, LLC | JCP&L |  | Accepted | 2025-08-22 | 2025-09-15 | 2026-09-15 | Solar Panels | Hanwha | Q.PEAK DUO BLK ML-G10.C+ 410 |  | 0.41 | 5 | 186 | 25 |  | Fixed | Roof
NJADRE1560344589 | Administratively Determined Incentive Program | DEPTFORD | 8096 | 6.15 | Residential | Behind the Meter | No | Big Wave Roofing and Solar, LLC | PSE&G |  | Accepted | 2025-08-22 | 2025-09-15 | 2026-09-15 | Solar Panels | Mission | MSE410HT0B |  | 0.41 | 15 | 134 | 30 |  | Fixed | Roof
NJADRE1560344589 | Administratively Determined Incentive Program | DEPTFORD | 8096 | 6.15 | Residential | Behind the Meter | No | Big Wave Roofing and Solar, LLC | PSE&G |  | Accepted | 2025-08-22 | 2025-09-15 | 2026-09-15 | Inverters | Enphase | IQ8PLUS-72-2-US | 290 |  | 15 |  |  | 0.97 |  | Outside
NJADRE1560344591 | Administratively Determined Incentive Program | FREEHOLD | 7728 | 8.61 | Residential | Behind the Meter | Yes | Pro Custom Solar dba Momentum Solar | JCP&L |  | Accepted | 2025-08-26 | 2025-09-16 | 2026-09-16 | Inverters | Enphase | IQ8HC-72-M-DOM-US | 380 |  | 21 |  |  | 0.97 |  | Outdoor
NJADRE1560344591 | Administratively Determined Incentive Program | FREEHOLD | 7728 | 8.61 | Residential | Behind the Meter | Yes | Pro Custom Solar dba Momentum Solar | JCP&L |  | Accepted | 2025-08-26 | 2025-09-16 | 2026-09-16 | Solar Panels | HANWHA | Q.PEAK DUO BLK ML-G10+410 |  | 0.41 | 21 | 199 | 29 |  | Fixed | Roof
NJADRE1560344596 | Administratively Determined Incentive Program | EAST BRUNSWICK | 8816 | 18.45 | Residential | Behind the Meter | No | Pro Custom Solar dba Momentum Solar | PSE&G |  | Accepted | 2025-08-22 | 2025-09-17 | 2026-09-17 | Inverters | ENPHASE | IQ8MC-72-M-US | 320 |  | 45 |  |  | 0.97 |  | Outdoor
NJADRE1560344596 | Administratively Determined Incentive Program | EAST BRUNSWICK | 8816 | 18.45 | Residential | Behind the Meter | No | Pro Custom Solar dba Momentum Solar | PSE&G |  | Accepted | 2025-08-22 | 2025-09-17 | 2026-09-17 | Solar Panels | HANWHA | q.peak duo blk-g10+410 |  | 0.41 | 24 | 175 | 22 |  | Fixed | Roof
NJADRE1560344596 | Administratively Determined Incentive Program | EAST BRUNSWICK | 8816 | 18.45 | Residential | Behind the Meter | No | Pro Custom Solar dba Momentum Solar | PSE&G |  | Accepted | 2025-08-22 | 2025-09-17 | 2026-09-17 | Solar Panels | HANWHA | q.peak duo blk-g10+410 |  | 0.41 | 21 | 355 | 22 |  | Fixed | Roof
NJADRE1560344607 | Administratively Determined Incentive Program | PARAMUS | 7652 | 6.97 | Residential | Behind the Meter | Yes | Sunrun Installation Services, Inc. | PSE&G |  | Accepted | 2025-08-22 | 2025-09-12 | 2026-09-12 | Inverters | TESLA | Powerwall 3 1707000-xx-y | 11500 |  | 1 |  |  | 0.97 |  | Outdoor
NJADRE1560344607 | Administratively Determined Incentive Program | PARAMUS | 7652 | 6.97 | Residential | Behind the Meter | Yes | Sunrun Installation Services, Inc. | PSE&G |  | Accepted | 2025-08-22 | 2025-09-12 | 2026-09-12 | Solar Panels | Hanwha Q-Cells | Q.PEAK DUO BLK ML-G10.C+ 410 (MD06G100A-017) |  | 0.41 | 10 | 206 | 22 |  | Fixed | Roof
NJADRE1560344607 | Administratively Determined Incentive Program | PARAMUS | 7652 | 6.97 | Residential | Behind the Meter | Yes | Sunrun Installation Services, Inc. | PSE&G |  | Accepted | 2025-08-22 | 2025-09-12 | 2026-09-12 | Solar Panels | Hanwha Q-Cells | Q.PEAK DUO BLK ML-G10.C+ 410 (MD06G100A-017) |  | 0.41 | 7 | 206 | 26 |  | Fixed | Roof
NJADRE1560344607 | Administratively Determined Incentive Program | PARAMUS | 7652 | 6.97 | Residential | Behind the Meter | Yes | Sunrun Installation Services, Inc. | PSE&G |  | Accepted | 2025-08-22 | 2025-09-12 | 2026-09-12 | Electric Storage Battery | TESLA | Powerwall 3 1707000-xx-y |  |  | 1 |  |  |  | Lithium Ion |  | OUTSIDE
NJADRE1560344613 | Administratively Determined Incentive Program | Pennsville | 8070 | 6.09 | Residential | Behind the Meter | Yes | SunnyMac, LLC | AC Electric |  | Accepted | 2025-08-22 | 2025-09-12 | 2026-09-12 | Inverters | SOLAREDGE HOME HUB | SE5700H-US | 5760 |  | 1 |  |  | 0.99 |  | Outdoor | next to meter
NJADRE1560344613 | Administratively Determined Incentive Program | Pennsville | 8070 | 6.09 | Residential | Behind the Meter | Yes | SunnyMac, LLC | AC Electric |  | Accepted | 2025-08-22 | 2025-09-12 | 2026-09-12 | Solar Panels | HANWHA | Q.TRON BLK M-G2.H+ |  | 0.435 | 14 | 218 | 25 |  | Fixed | Roof
NJADRE1560344779 | Administratively Determined Incentive Program | HAINESPORT | 8036 | 10.32 | Residential | Behind the Meter | No | EMT Renewables, LLC | PSE&G |  | Accepted | 2025-08-22 | 2025-09-16 | 2026-09-16 | Solar Panels | Q CELLS | Q TRON |  | 0.43 | 11 | 85 | 25 |  | Fixed | Roof
NJADRE1560344779 | Administratively Determined Incentive Program | HAINESPORT | 8036 | 10.32 | Residential | Behind the Meter | No | EMT Renewables, LLC | PSE&G |  | Accepted | 2025-08-22 | 2025-09-16 | 2026-09-16 | Inverters | ENPHASE | IQ8+ | 290 |  | 24 |  |  | 0.98 |  | Other | UNDER EACH PANEL
NJADRE1560344779 | Administratively Determined Incentive Program | HAINESPORT | 8036 | 10.32 | Residential | Behind the Meter | No | EMT Renewables, LLC | PSE&G |  | Accepted | 2025-08-22 | 2025-09-16 | 2026-09-16 | Solar Panels | Q CELLS | Q TRON |  | 0.43 | 13 | 85 | 25 |  | Fixed | Roof
NJADRE1560344834 | Administratively Determined Incentive Program | MAYS LANDING | 8330 | 10.625 | Commercial | Behind the Meter | No | Sun Up Zero Down | AC Electric |  | Accepted | 2025-08-22 | 2025-09-12 | 2026-09-12 | Meters | Enphase | TBD |  |  | 1 |  |  |  | Yes | Outdoor
NJADRE1560344834 | Administratively Determined Incentive Program | MAYS LANDING | 8330 | 10.625 | Commercial | Behind the Meter | No | Sun Up Zero Down | AC Electric |  | Accepted | 2025-08-22 | 2025-09-12 | 2026-09-12 | Inverters | Enphase | IQ8PLUS-72-2-US | 290 |  | 25 |  |  | 0.976 |  | Outdoor
NJADRE1560344834 | Administratively Determined Incentive Program | MAYS LANDING | 8330 | 10.625 | Commercial | Behind the Meter | No | Sun Up Zero Down | AC Electric |  | Accepted | 2025-08-22 | 2025-09-12 | 2026-09-12 | Solar Panels | Trina | TSM-425-NE09RC.05 |  | 0.425 | 25 | 201 | 17 |  | Fixed | Roof
NJADRE1560344848 | Administratively Determined Incentive Program | PITMAN | 8071 | 7.695 | Residential | Behind the Meter | No | Solar Energy World | AC Electric |  | Accepted | 2025-08-22 | 2025-09-12 | 2026-09-12 | Inverters | Enphase | IQ8+-72-M-US | 290 |  | 19 |  |  | 0.97 |  | Outside
NJADRE1560344848 | Administratively Determined Incentive Program | PITMAN | 8071 | 7.695 | Residential | Behind the Meter | No | Solar Energy World | AC Electric |  | Accepted | 2025-08-22 | 2025-09-12 | 2026-09-12 | Solar Panels | LONGi | LR5-54HPB-405M |  | 0.405 | 9 | 233 | 23 |  | Fixed | Roof
NJADRE1560344848 | Administratively Determined Incentive Program | PITMAN | 8071 | 7.695 | Residential | Behind the Meter | No | Solar Energy World | AC Electric |  | Accepted | 2025-08-22 | 2025-09-12 | 2026-09-12 | Solar Panels | LONGi | LR5-54HPB-405M |  | 0.405 | 10 | 234 | 23 |  | Fixed | Roof
NJADRE1560344850 | Administratively Determined Incentive Program | BRICK | 8724 | 17.22 | Residential | Behind the Meter | No | Tesla Energy Operations Inc | JCP&L |  | Accepted | 2025-08-22 | 2025-09-12 | 2026-09-12 | Solar Panels | Hanwha | Q.PEAK DUO BLK ML-G10+/TS 410 |  | 0.41 | 6 | 47 | 18 |  | Fixed | Roof
NJADRE1560344850 | Administratively Determined Incentive Program | BRICK | 8724 | 17.22 | Residential | Behind the Meter | No | Tesla Energy Operations Inc | JCP&L |  | Accepted | 2025-08-22 | 2025-09-12 | 2026-09-12 | Electric Storage Battery | Tesla | Powerwall 3 |  |  | 4 |  |  |  | Lithium Ion |  | OUTSIDE
NJADRE1560344850 | Administratively Determined Incentive Program | BRICK | 8724 | 17.22 | Residential | Behind the Meter | No | Tesla Energy Operations Inc | JCP&L |  | Accepted | 2025-08-22 | 2025-09-12 | 2026-09-12 | Solar Panels | Hanwha | Q.PEAK DUO BLK ML-G10+/TS 410 |  | 0.41 | 10 | 48 | 18 |  | Fixed | Roof
NJADRE1560344850 | Administratively Determined Incentive Program | BRICK | 8724 | 17.22 | Residential | Behind the Meter | No | Tesla Energy Operations Inc | JCP&L |  | Accepted | 2025-08-22 | 2025-09-12 | 2026-09-12 | Solar Panels | Hanwha | Q.PEAK DUO BLK ML-G10+/TS 410 |  | 0.41 | 26 | 227 | 18 |  | Fixed | Roof
NJADRE1560344850 | Administratively Determined Incentive Program | BRICK | 8724 | 17.22 | Residential | Behind the Meter | No | Tesla Energy Operations Inc | JCP&L |  | Accepted | 2025-08-22 | 2025-09-12 | 2026-09-12 | Inverters | Hanwha | 1707000-XX-Y 11.5 kW | 11500 |  | 2 |  |  | 0.98 |  | Outdoor
NJADRE1560344851 | Administratively Determined Incentive Program | West Windsor Twp | 8550 | 5.33 | Residential | Behind the Meter | Yes | Sunrun Installation Services, Inc. | PSE&G |  | Accepted | 2025-08-22 | 2025-09-17 | 2026-09-17 | Inverters | SolarEdge Technologies | SE3800H-USMN | 3800 |  | 1 |  |  | 0.99 |  | Outdoor
NJADRE1560344851 | Administratively Determined Incentive Program | West Windsor Twp | 8550 | 5.33 | Residential | Behind the Meter | Yes | Sunrun Installation Services, Inc. | PSE&G |  | Accepted | 2025-08-22 | 2025-09-17 | 2026-09-17 | Solar Panels | Elin Energy (Sirius PV) | ELNSM54M-HC-410 |  | 0.41 | 6 | 123 | 23 |  | Fixed | Roof
NJADRE1560344851 | Administratively Determined Incentive Program | West Windsor Twp | 8550 | 5.33 | Residential | Behind the Meter | Yes | Sunrun Installation Services, Inc. | PSE&G |  | Accepted | 2025-08-22 | 2025-09-17 | 2026-09-17 | Solar Panels | Elin Energy (Sirius PV) | ELNSM54M-HC-410 |  | 0.41 | 3 | 123 | 23 |  | Fixed | Roof
NJADRE1560344851 | Administratively Determined Incentive Program | West Windsor Twp | 8550 | 5.33 | Residential | Behind the Meter | Yes | Sunrun Installation Services, Inc. | PSE&G |  | Accepted | 2025-08-22 | 2025-09-17 | 2026-09-17 | Solar Panels | Elin Energy (Sirius PV) | ELNSM54M-HC-410 |  | 0.41 | 4 | 303 | 23 |  | Fixed | Roof
NJADRE1560344853 | Administratively Determined Incentive Program | EDISON | 8820 | 11.07 | Residential | Behind the Meter | No | Pro Custom Solar dba Momentum Solar | PSE&G |  | Accepted | 2025-08-22 | 2025-09-12 | 2026-09-12 | Inverters | ENPHASE | IQ8MC-72-M-US | 320 |  | 27 |  |  | 0.97 |  | Outdoor
NJADRE1560344853 | Administratively Determined Incentive Program | EDISON | 8820 | 11.07 | Residential | Behind the Meter | No | Pro Custom Solar dba Momentum Solar | PSE&G |  | Accepted | 2025-08-22 | 2025-09-12 | 2026-09-12 | Solar Panels | HANWHA | q.peak duo blk-g10+410 |  | 0.41 | 16 | 32 | 26 |  | Fixed | Roof
NJADRE1560344853 | Administratively Determined Incentive Program | EDISON | 8820 | 11.07 | Residential | Behind the Meter | No | Pro Custom Solar dba Momentum Solar | PSE&G |  | Accepted | 2025-08-22 | 2025-09-12 | 2026-09-12 | Solar Panels | HANWHA | q.peak duo blk-g10+410 |  | 0.41 | 11 | 212 | 26 |  | Fixed | Roof
NJADRE1560344854 | Administratively Determined Incentive Program | West Orange | 7052 | 3.28 | Residential | Behind the Meter | Yes | Pro Custom Solar dba Momentum Solar | PSE&G |  | Accepted | 2025-08-25 | 2025-09-22 | 2026-09-22 | Inverters | Enphase | IQ8HC-72-M-DOM-US | 380 |  | 8 |  |  | 0.97 |  | Outdoor
NJADRE1560344854 | Administratively Determined Incentive Program | West Orange | 7052 | 3.28 | Residential | Behind the Meter | Yes | Pro Custom Solar dba Momentum Solar | PSE&G |  | Accepted | 2025-08-25 | 2025-09-22 | 2026-09-22 | Solar Panels | Hanwha | Q. Peak duo blk ML-G10 +410 |  | 0.41 | 3 | 229 | 45 |  | Fixed | Roof
NJADRE1560344854 | Administratively Determined Incentive Program | West Orange | 7052 | 3.28 | Residential | Behind the Meter | Yes | Pro Custom Solar dba Momentum Solar | PSE&G |  | Accepted | 2025-08-25 | 2025-09-22 | 2026-09-22 | Solar Panels | Hanwha | Q. Peak duo blk ML-G10 +410 |  | 0.41 | 5 | 229 | 35 |  | Fixed | Roof
NJADRE1560345084 | Administratively Determined Incentive Program | VINELAND | 8360 | 175.32 | Commercial | Behind the Meter | No | NJ Solar Power | Vineland Muni Electric |  | Accepted | 2025-08-22 | 2025-09-17 | 2026-09-17 | Solar Panels | Hanwha | Hanwha Q.Peak Duo Blk ML-G10+ 410 |  | 0.41 | 26 | 3 | 5 |  | Fixed | Roof | Roof 3
NJADRE1560345084 | Administratively Determined Incentive Program | VINELAND | 8360 | 175.32 | Commercial | Behind the Meter | No | NJ Solar Power | Vineland Muni Electric |  | Accepted | 2025-08-22 | 2025-09-17 | 2026-09-17 | Solar Panels | SEG | SEG-858-BTA-BG 585 |  | 0.585 | 224 | 183 | 5 |  | Fixed | Roof | Roof 2
NJADRE1560345084 | Administratively Determined Incentive Program | VINELAND | 8360 | 175.32 | Commercial | Behind the Meter | No | NJ Solar Power | Vineland Muni Electric |  | Accepted | 2025-08-22 | 2025-09-17 | 2026-09-17 | Solar Panels | Hanwha | Hanwha Q.Peak Duo Blk ML-G10+ 410 |  | 0.41 | 82 | 183 | 5 |  | Fixed | Roof | Roof 1
NJADRE1560345084 | Administratively Determined Incentive Program | VINELAND | 8360 | 175.32 | Commercial | Behind the Meter | No | NJ Solar Power | Vineland Muni Electric |  | Accepted | 2025-08-22 | 2025-09-17 | 2026-09-17 | Inverters | SolarEdge | SE120K-US | 120000 |  | 1 |  |  | 0.985 |  | Outside
NJADRE1560345093 | Administratively Determined Incentive Program | RIO GRANDE | 8242 | 22.55 | Residential | Behind the Meter | Yes | Trinity Solar, LLC | AC Electric |  | Accepted | 2025-08-22 | 2025-09-12 | 2026-09-12 | Solar Panels | Hanwha | Q.PEAK DUO BLK ML-G10.C+ 410 |  | 0.41 | 7 | 205 | 24 |  | Fixed | Roof
NJADRE1560345093 | Administratively Determined Incentive Program | RIO GRANDE | 8242 | 22.55 | Residential | Behind the Meter | Yes | Trinity Solar, LLC | AC Electric |  | Accepted | 2025-08-22 | 2025-09-12 | 2026-09-12 | Inverters | Solar Edge | USE5700H-US | 5760 |  | 1 |  |  | 0.97 |  | Outside
NJADRE1560345093 | Administratively Determined Incentive Program | RIO GRANDE | 8242 | 22.55 | Residential | Behind the Meter | Yes | Trinity Solar, LLC | AC Electric |  | Accepted | 2025-08-22 | 2025-09-12 | 2026-09-12 | Solar Panels | Hanwha | Q.PEAK DUO BLK ML-G10.C+ 410 |  | 0.41 | 18 | 115 | 23 |  | Fixed | Roof
NJADRE1560345093 | Administratively Determined Incentive Program | RIO GRANDE | 8242 | 22.55 | Residential | Behind the Meter | Yes | Trinity Solar, LLC | AC Electric |  | Accepted | 2025-08-22 | 2025-09-12 | 2026-09-12 | Solar Panels | Hanwha | Q.PEAK DUO BLK ML-G10.C+ 410 |  | 0.41 | 12 | 295 | 5 |  | Fixed | Roof
NJADRE1560345093 | Administratively Determined Incentive Program | RIO GRANDE | 8242 | 22.55 | Residential | Behind the Meter | Yes | Trinity Solar, LLC | AC Electric |  | Accepted | 2025-08-22 | 2025-09-12 | 2026-09-12 | Inverters | Solar Edge | USE11400H-US | 11400 |  | 1 |  |  | 0.97 |  | Outside
NJADRE1560345093 | Administratively Determined Incentive Program | RIO GRANDE | 8242 | 22.55 | Residential | Behind the Meter | Yes | Trinity Solar, LLC | AC Electric |  | Accepted | 2025-08-22 | 2025-09-12 | 2026-09-12 | Solar Panels | Hanwha | Q.PEAK DUO BLK ML-G10.C+ 410 |  | 0.41 | 18 | 295 | 23 |  | Fixed | Roof
NJADRE1560345109 | Administratively Determined Incentive Program | Parsippany | 7054 | 8.2 | Residential | Behind the Meter | Yes | Pro Custom Solar dba Momentum Solar | JCP&L |  | Accepted | 2025-08-25 | 2025-09-22 | 2026-09-22 | Solar Panels | Hanwha | Q. Peak duo blk ML-G10 +410 |  | 0.41 | 14 | 254 | 26 |  | Fixed | Roof
NJADRE1560345109 | Administratively Determined Incentive Program | Parsippany | 7054 | 8.2 | Residential | Behind the Meter | Yes | Pro Custom Solar dba Momentum Solar | JCP&L |  | Accepted | 2025-08-25 | 2025-09-22 | 2026-09-22 | Inverters | Enphase | IQ8HC-72-M-DOM-US | 380 |  | 20 |  |  | 0.97 |  | Outdoor
NJADRE1560345109 | Administratively Determined Incentive Program | Parsippany | 7054 | 8.2 | Residential | Behind the Meter | Yes | Pro Custom Solar dba Momentum Solar | JCP&L |  | Accepted | 2025-08-25 | 2025-09-22 | 2026-09-22 | Solar Panels | Hanwha | Q. Peak duo blk ML-G10 +410 |  | 0.41 | 6 | 74 | 26 |  | Fixed | Roof
NJADRE1560345120 | Administratively Determined Incentive Program | MAYS LANDING | 8330 | 26.775 | Commercial | Behind the Meter | No | Sun Up Zero Down | AC Electric |  | Accepted | 2025-08-22 | 2025-09-12 | 2026-09-12 | Meters | Enphase | TBD |  |  | 1 |  |  |  | Yes | Outdoor
NJADRE1560345120 | Administratively Determined Incentive Program | MAYS LANDING | 8330 | 26.775 | Commercial | Behind the Meter | No | Sun Up Zero Down | AC Electric |  | Accepted | 2025-08-22 | 2025-09-12 | 2026-09-12 | Solar Panels | Trina | TSM-425-NE09RC.05 |  | 0.425 | 63 | 201 | 17 |  | Fixed | Roof
NJADRE1560345120 | Administratively Determined Incentive Program | MAYS LANDING | 8330 | 26.775 | Commercial | Behind the Meter | No | Sun Up Zero Down | AC Electric |  | Accepted | 2025-08-22 | 2025-09-12 | 2026-09-12 | Inverters | Enphase | IQ8PLUS-72-2-US | 290 |  | 63 |  |  | 0.976 |  | Outdoor
NJADRE1560345129 | Administratively Determined Incentive Program | OLD BRIDGE | 8857 | 9.43 | Residential | Behind the Meter | No | Tesla Energy Operations, Inc. | JCP&L |  | Accepted | 2025-08-22 | 2025-09-12 | 2026-09-12 | Solar Panels | Hanwha | Q.PEAK DUO BLK ML-G10+/TS 410 |  | 0.41 | 18 | 85 | 27 |  | Fixed | Roof
NJADRE1560345129 | Administratively Determined Incentive Program | OLD BRIDGE | 8857 | 9.43 | Residential | Behind the Meter | No | Tesla Energy Operations, Inc. | JCP&L |  | Accepted | 2025-08-22 | 2025-09-12 | 2026-09-12 | Solar Panels | Hanwha | Q.PEAK DUO BLK ML-G10+/TS 410 |  | 0.41 | 5 | 265 | 27 |  | Fixed | Roof
NJADRE1560345129 | Administratively Determined Incentive Program | OLD BRIDGE | 8857 | 9.43 | Residential | Behind the Meter | No | Tesla Energy Operations, Inc. | JCP&L |  | Accepted | 2025-08-22 | 2025-09-12 | 2026-09-12 | Inverters | Hanwha | 7.6 kW Tesla Inc 1538000-XX-Y | 7600 |  | 1 |  |  | 0.98 |  | Indoor
NJADRE1560345134 | Administratively Determined Incentive Program | HASBROUCK HEIGHTS | 7604 | 12.47 | Residential | Behind the Meter | No | Pro Custom Solar dba Momentum Solar | PSE&G |  | Accepted | 2025-08-22 | 2025-09-12 | 2026-09-12 | Solar Panels | hanwha | Q.TRON BLK M-G2+430 |  | 0.43 | 6 | 38 | 26 |  | Fixed | Roof
NJADRE1560345134 | Administratively Determined Incentive Program | HASBROUCK HEIGHTS | 7604 | 12.47 | Residential | Behind the Meter | No | Pro Custom Solar dba Momentum Solar | PSE&G |  | Accepted | 2025-08-22 | 2025-09-12 | 2026-09-12 | Inverters | ENPHASE | IQ8HC-72-M-DOM-US | 380 |  | 29 |  |  | 0.97 |  | Outdoor
NJADRE1560345134 | Administratively Determined Incentive Program | HASBROUCK HEIGHTS | 7604 | 12.47 | Residential | Behind the Meter | No | Pro Custom Solar dba Momentum Solar | PSE&G |  | Accepted | 2025-08-22 | 2025-09-12 | 2026-09-12 | Solar Panels | Hanwha | Q.TRON BLK M-G2+430 |  | 0.43 | 12 | 218 | 26 |  | Fixed | Roof
NJADRE1560345134 | Administratively Determined Incentive Program | HASBROUCK HEIGHTS | 7604 | 12.47 | Residential | Behind the Meter | No | Pro Custom Solar dba Momentum Solar | PSE&G |  | Accepted | 2025-08-22 | 2025-09-12 | 2026-09-12 | Solar Panels | Hanwha | Q.TRON BLK M-G2+430 |  | 0.43 | 6 | 37 | 14 |  | Fixed | Roof
NJADRE1560345134 | Administratively Determined Incentive Program | HASBROUCK HEIGHTS | 7604 | 12.47 | Residential | Behind the Meter | No | Pro Custom Solar dba Momentum Solar | PSE&G |  | Accepted | 2025-08-22 | 2025-09-12 | 2026-09-12 | Solar Panels | HANWHA | Q.TRON BLK M-G2+430 |  | 0.43 | 5 | 37 | 14 |  | Fixed | Roof
NJADRE1560345138 | Administratively Determined Incentive Program | NORTH ARLINGTON | 7031 | 8.2 | Residential | Behind the Meter | Yes | Trinity Solar, LLC | PSE&G |  | Accepted | 2025-08-22 | 2025-09-12 | 2026-09-12 | Solar Panels | Hanwha | Q.PEAK DUO BLK ML-G10.C+ 410 |  | 0.41 | 4 | 203 | 10 |  | Fixed | Roof
NJADRE1560345138 | Administratively Determined Incentive Program | NORTH ARLINGTON | 7031 | 8.2 | Residential | Behind the Meter | Yes | Trinity Solar, LLC | PSE&G |  | Accepted | 2025-08-22 | 2025-09-12 | 2026-09-12 | Solar Panels | Hanwha | Q.PEAK DUO BLK ML-G10.C+ 410 |  | 0.41 | 5 | 203 | 37 |  | Fixed | Roof
NJADRE1560345138 | Administratively Determined Incentive Program | NORTH ARLINGTON | 7031 | 8.2 | Residential | Behind the Meter | Yes | Trinity Solar, LLC | PSE&G |  | Accepted | 2025-08-22 | 2025-09-12 | 2026-09-12 | Solar Panels | Hanwha | Q.PEAK DUO BLK ML-G10.C+ 410 |  | 0.41 | 2 | 113 | 27 |  | Fixed | Roof
NJADRE1560345138 | Administratively Determined Incentive Program | NORTH ARLINGTON | 7031 | 8.2 | Residential | Behind the Meter | Yes | Trinity Solar, LLC | PSE&G |  | Accepted | 2025-08-22 | 2025-09-12 | 2026-09-12 | Solar Panels | Hanwha | Q.PEAK DUO BLK ML-G10.C+ 410 |  | 0.41 | 6 | 23 | 19 |  | Fixed | Roof
NJADRE1560345138 | Administratively Determined Incentive Program | NORTH ARLINGTON | 7031 | 8.2 | Residential | Behind the Meter | Yes | Trinity Solar, LLC | PSE&G |  | Accepted | 2025-08-22 | 2025-09-12 | 2026-09-12 | Solar Panels | Hanwha | Q.PEAK DUO BLK ML-G10.C+ 410 |  | 0.41 | 3 | 23 | 37 |  | Fixed | Roof
NJADRE1560345138 | Administratively Determined Incentive Program | NORTH ARLINGTON | 7031 | 8.2 | Residential | Behind the Meter | Yes | Trinity Solar, LLC | PSE&G |  | Accepted | 2025-08-22 | 2025-09-12 | 2026-09-12 | Inverters | Solar Edge | USE7600H-US | 7600 |  | 1 |  |  | 0.97 |  | Outside
NJADRE1560345152 | Administratively Determined Incentive Program | VERONA | 7044 | 11.31 | Residential | Behind the Meter | Yes | EMT Renewables, LLC | PSE&G |  | Accepted | 2025-08-22 | 2025-09-12 | 2026-09-12 | Solar Panels | Q CELLS | Q TRON |  | 0.435 | 10 | 120 | 35 |  | Fixed | Roof
NJADRE1560345152 | Administratively Determined Incentive Program | VERONA | 7044 | 11.31 | Residential | Behind the Meter | Yes | EMT Renewables, LLC | PSE&G |  | Accepted | 2025-08-22 | 2025-09-12 | 2026-09-12 | Solar Panels | Q CELLS | Q TRON |  | 0.435 | 3 | 30 | 26 |  | Fixed | Roof
NJADRE1560345152 | Administratively Determined Incentive Program | VERONA | 7044 | 11.31 | Residential | Behind the Meter | Yes | EMT Renewables, LLC | PSE&G |  | Accepted | 2025-08-22 | 2025-09-12 | 2026-09-12 | Inverters | IQ8HC | IQ8+ | 290 |  | 26 |  |  | 0.98 |  | Other | UNDER EACH PANEL
NJADRE1560345152 | Administratively Determined Incentive Program | VERONA | 7044 | 11.31 | Residential | Behind the Meter | Yes | EMT Renewables, LLC | PSE&G |  | Accepted | 2025-08-22 | 2025-09-12 | 2026-09-12 | Solar Panels | Q CELLS | Q TRON |  | 0.435 | 9 | 120 | 34 |  | Fixed | Roof
NJADRE1560345152 | Administratively Determined Incentive Program | VERONA | 7044 | 11.31 | Residential | Behind the Meter | Yes | EMT Renewables, LLC | PSE&G |  | Accepted | 2025-08-22 | 2025-09-12 | 2026-09-12 | Solar Panels | Q CELLS | Q TRON |  | 0.435 | 4 | 210 | 26 |  | Fixed | Roof
NJADRE1560345154 | Administratively Determined Incentive Program | NEPTUNE | 7753 | 5.74 | Residential | Behind the Meter | Yes | Sunrun Installation Services, Inc. | JCP&L |  | Accepted | 2025-08-22 | 2025-09-12 | 2026-09-12 | Solar Panels | ELIN ENERGY (SIRIUS PV) | ELNSM54M-HC-410 |  | 0.41 | 12 | 263 | 25 |  | Fixed | Roof
NJADRE1560345154 | Administratively Determined Incentive Program | NEPTUNE | 7753 | 5.74 | Residential | Behind the Meter | Yes | Sunrun Installation Services, Inc. | JCP&L |  | Accepted | 2025-08-22 | 2025-09-12 | 2026-09-12 | Inverters | SOLAREDGE TECHNOLOGIES | SE5700H-USMN | 5760 |  | 1 |  |  | 0.99 |  | Outside
NJADRE1560345154 | Administratively Determined Incentive Program | NEPTUNE | 7753 | 5.74 | Residential | Behind the Meter | Yes | Sunrun Installation Services, Inc. | JCP&L |  | Accepted | 2025-08-22 | 2025-09-12 | 2026-09-12 | Solar Panels | ELIN ENERGY (SIRIUS PV) | ELNSM54M-HC-410 |  | 0.41 | 2 | 174 | 26 |  | Fixed | Roof
NJADRE1560345167 | Administratively Determined Incentive Program | Somerset | 8873 | 8.2 | Residential | Behind the Meter | Yes | Pro Custom Solar dba Momentum Solar | PSE&G |  | Accepted | 2025-08-26 | 2025-09-19 | 2026-09-19 | Solar Panels | Hanwha | Q. Peak duo blk ML-G10 +410 |  | 0.41 | 12 | 214 | 16 |  | Fixed | Roof
NJADRE1560345167 | Administratively Determined Incentive Program | Somerset | 8873 | 8.2 | Residential | Behind the Meter | Yes | Pro Custom Solar dba Momentum Solar | PSE&G |  | Accepted | 2025-08-26 | 2025-09-19 | 2026-09-19 | Solar Panels | Hanwha | Q. Peak duo blk ML-G10 +410 |  | 0.41 | 8 | 214 | 28 |  | Fixed | Roof
NJADRE1560345167 | Administratively Determined Incentive Program | Somerset | 8873 | 8.2 | Residential | Behind the Meter | Yes | Pro Custom Solar dba Momentum Solar | PSE&G |  | Accepted | 2025-08-26 | 2025-09-19 | 2026-09-19 | Inverters | Enphase | IQ8HC-72-M-DOM-US | 380 |  | 20 |  |  | 0.97 |  | Outdoor
NJADRE1560345180 | Administratively Determined Incentive Program | RARITAN | 8869 | 11.07 | Residential | Behind the Meter | No | Trinity Solar, LLC | PSE&G |  | Accepted | 2025-08-22 | 2025-09-15 | 2026-09-15 | Inverters | Solar Edge | USE10000H-US | 10000 |  | 1 |  |  | 0.97 |  | Outside
NJADRE1560345180 | Administratively Determined Incentive Program | RARITAN | 8869 | 11.07 | Residential | Behind the Meter | No | Trinity Solar, LLC | PSE&G |  | Accepted | 2025-08-22 | 2025-09-15 | 2026-09-15 | Solar Panels | Hanwha | Q.PEAK DUO BLK ML-G10.C+ 410 |  | 0.41 | 10 | 175 | 36 |  | Fixed | Roof
NJADRE1560345180 | Administratively Determined Incentive Program | RARITAN | 8869 | 11.07 | Residential | Behind the Meter | No | Trinity Solar, LLC | PSE&G |  | Accepted | 2025-08-22 | 2025-09-15 | 2026-09-15 | Solar Panels | Hanwha | Q.PEAK DUO BLK ML-G10.C+ 410 |  | 0.41 | 5 | 85 | 43 |  | Fixed | Roof
NJADRE1560345180 | Administratively Determined Incentive Program | RARITAN | 8869 | 11.07 | Residential | Behind the Meter | No | Trinity Solar, LLC | PSE&G |  | Accepted | 2025-08-22 | 2025-09-15 | 2026-09-15 | Solar Panels | Hanwha | Q.PEAK DUO BLK ML-G10.C+ 410 |  | 0.41 | 12 | 85 | 30 |  | Fixed | Roof
NJADRE1560345182 | Administratively Determined Incentive Program | PLAINFIELD | 7060 | 6.225 | Residential | Behind the Meter | Yes | Fusion Solar Energy, LLC | PSE&G |  | Accepted | 2025-08-22 | 2025-09-12 | 2026-09-12 | Inverters | ENPHASE | IQ8HC-72-M-DOM-US | 380 |  | 15 |  |  | 0.97 |  | Outside | Roof
NJADRE1560345182 | Administratively Determined Incentive Program | PLAINFIELD | 7060 | 6.225 | Residential | Behind the Meter | Yes | Fusion Solar Energy, LLC | PSE&G |  | Accepted | 2025-08-22 | 2025-09-12 | 2026-09-12 | Solar Panels | Q CELLS | Q.PEAK DUO BLK ML-G10.C+ |  | 0.415 | 15 | 177.78 | 29 |  | Fixed | Roof
NJADRE1560345188 | Administratively Determined Incentive Program | BLOOMFIELD | 7003 | 11.07 | Residential | Behind the Meter | Yes | Sunrun Installation Services, Inc. | PSE&G |  | Accepted | 2025-08-22 | 2025-09-12 | 2026-09-12 | Solar Panels | HANWHA Q-CELLS | Q.PEAK DUO BLK ML-G10.C+ 410 |  | 0.41 | 10 | 89 | 23 |  | Fixed | Roof
NJADRE1560345188 | Administratively Determined Incentive Program | BLOOMFIELD | 7003 | 11.07 | Residential | Behind the Meter | Yes | Sunrun Installation Services, Inc. | PSE&G |  | Accepted | 2025-08-22 | 2025-09-12 | 2026-09-12 | Solar Panels | HANWHA Q-CELLS | Q.PEAK DUO BLK ML-G10.C+ 410 |  | 0.41 | 5 | 360 | 23 |  | Fixed | Roof
NJADRE1560345188 | Administratively Determined Incentive Program | BLOOMFIELD | 7003 | 11.07 | Residential | Behind the Meter | Yes | Sunrun Installation Services, Inc. | PSE&G |  | Accepted | 2025-08-22 | 2025-09-12 | 2026-09-12 | Inverters | Tesla | POWERWALL 3 1707000-XX-Y | 11500 |  | 1 |  |  | 0.99 |  | Outdoor
NJADRE1560345188 | Administratively Determined Incentive Program | BLOOMFIELD | 7003 | 11.07 | Residential | Behind the Meter | Yes | Sunrun Installation Services, Inc. | PSE&G |  | Accepted | 2025-08-22 | 2025-09-12 | 2026-09-12 | Electric Storage Battery | Tesla | POWERWALL 3 1707000-XX-Y |  |  | 1 |  |  |  | Lithium Ion |  | OUTSIDE
NJADRE1560345188 | Administratively Determined Incentive Program | BLOOMFIELD | 7003 | 11.07 | Residential | Behind the Meter | Yes | Sunrun Installation Services, Inc. | PSE&G |  | Accepted | 2025-08-22 | 2025-09-12 | 2026-09-12 | Solar Panels | HANWHA Q-CELLS | Q.PEAK DUO BLK ML-G10.C+ 410 |  | 0.41 | 7 | 269 | 23 |  | Fixed | Roof
NJADRE1560345188 | Administratively Determined Incentive Program | BLOOMFIELD | 7003 | 11.07 | Residential | Behind the Meter | Yes | Sunrun Installation Services, Inc. | PSE&G |  | Accepted | 2025-08-22 | 2025-09-12 | 2026-09-12 | Solar Panels | HANWHA Q-CELLS | Q.PEAK DUO BLK ML-G10.C+ 410 |  | 0.41 | 5 | 179 | 23 |  | Fixed | Roof
NJADRE1560345191 | Administratively Determined Incentive Program | PRINCETON | 8540 | 11.88 | Residential | Behind the Meter | No | Over the Top Solar Solutions, LLC | PSE&G |  | Accepted | 2025-08-22 | 2025-09-12 | 2026-09-12 | Inverters | ENPHASE | IQ8A-72-2-US | 349 |  | 27 |  |  | 0.977 |  | Outdoor
NJADRE1560345191 | Administratively Determined Incentive Program | PRINCETON | 8540 | 11.88 | Residential | Behind the Meter | No | Over the Top Solar Solutions, LLC | PSE&G |  | Accepted | 2025-08-22 | 2025-09-12 | 2026-09-12 | Solar Panels | SILFAB SOLAR | SIL-440 QD |  | 0.44 | 24 | 252 | 34 |  | Fixed | Roof
NJADRE1560345191 | Administratively Determined Incentive Program | PRINCETON | 8540 | 11.88 | Residential | Behind the Meter | No | Over the Top Solar Solutions, LLC | PSE&G |  | Accepted | 2025-08-22 | 2025-09-12 | 2026-09-12 | Solar Panels | SILFAB SOLAR | SIL-440 QD |  | 0.44 | 3 | 72 | 34 |  | Fixed | Roof
NJADRE1560345198 | Administratively Determined Incentive Program | LIVINGSTON | 7039 | 9.02 | Residential | Behind the Meter | No | Tesla Energy Operations Inc | JCP&L |  | Accepted | 2025-08-22 | 2025-09-12 | 2026-09-12 | Solar Panels | Hanwha | Q.PEAK DUO BLK ML-G10+/TS 410 |  | 0.41 | 4 | 77 | 23 |  | Fixed | Roof
NJADRE1560345198 | Administratively Determined Incentive Program | LIVINGSTON | 7039 | 9.02 | Residential | Behind the Meter | No | Tesla Energy Operations Inc | JCP&L |  | Accepted | 2025-08-22 | 2025-09-12 | 2026-09-12 | Solar Panels | Hanwha | Q.PEAK DUO BLK ML-G10+/TS 410 |  | 0.41 | 3 | 257 | 23 |  | Fixed | Roof
NJADRE1560345198 | Administratively Determined Incentive Program | LIVINGSTON | 7039 | 9.02 | Residential | Behind the Meter | No | Tesla Energy Operations Inc | JCP&L |  | Accepted | 2025-08-22 | 2025-09-12 | 2026-09-12 | Inverters | Tesla | 1707000-XX-Y 11.5 kW | 11500 |  | 1 |  |  | 0.98 |  | Outdoor
NJADRE1560345198 | Administratively Determined Incentive Program | LIVINGSTON | 7039 | 9.02 | Residential | Behind the Meter | No | Tesla Energy Operations Inc | JCP&L |  | Accepted | 2025-08-22 | 2025-09-12 | 2026-09-12 | Solar Panels | Hanwha | Q.PEAK DUO BLK ML-G10+/TS 410 |  | 0.41 | 11 | 167 | 23 |  | Fixed | Roof
NJADRE1560345198 | Administratively Determined Incentive Program | LIVINGSTON | 7039 | 9.02 | Residential | Behind the Meter | No | Tesla Energy Operations Inc | JCP&L |  | Accepted | 2025-08-22 | 2025-09-12 | 2026-09-12 | Solar Panels | Hanwha | Q.PEAK DUO BLK ML-G10+/TS 410 |  | 0.41 | 4 | 347 | 23 |  | Fixed | Roof
NJADRE1560345198 | Administratively Determined Incentive Program | LIVINGSTON | 7039 | 9.02 | Residential | Behind the Meter | No | Tesla Energy Operations Inc | JCP&L |  | Accepted | 2025-08-22 | 2025-09-12 | 2026-09-12 | Electric Storage Battery | Tesla | Powerwall 3 |  |  | 2 |  |  |  | Lithium Ion |  | OUTSIDE
NJADRE1560345200 | Administratively Determined Incentive Program | TRENTON | 8610 | 8.2 | Residential | Behind the Meter | Yes | Sunrun Installation Services Inc. | PSE&G |  | Accepted | 2025-08-22 | 2025-09-12 | 2026-09-12 | Inverters | TESLA | Powerwall 3 1707000-xx-y | 11500 |  | 1 |  |  | 0.97 |  | Outdoor
NJADRE1560345200 | Administratively Determined Incentive Program | TRENTON | 8610 | 8.2 | Residential | Behind the Meter | Yes | Sunrun Installation Services Inc. | PSE&G |  | Accepted | 2025-08-22 | 2025-09-12 | 2026-09-12 | Solar Panels | Hanwha Q-Cells | Q.PEAK DUO BLK ML-G10.C+ 410 (MD06G100A-017) |  | 0.41 | 20 | 209 | 37 |  | Fixed | Roof
NJADRE1560345200 | Administratively Determined Incentive Program | TRENTON | 8610 | 8.2 | Residential | Behind the Meter | Yes | Sunrun Installation Services Inc. | PSE&G |  | Accepted | 2025-08-22 | 2025-09-12 | 2026-09-12 | Electric Storage Battery | TESLA | Powerwall 3 1707000-xx-y |  |  | 1 |  |  |  | Lithium Ion |  | OUTSIDE
NJADRE1560345208 | Administratively Determined Incentive Program | Millville | 8332 | 4.51 | Residential | Behind the Meter | Yes | Pro Custom Solar dba Momentum Solar | AC Electric |  | Accepted | 2025-08-26 | 2025-09-19 | 2026-09-19 | Solar Panels | Hanwha | Q. Peak duo blk ML-G10 +410 |  | 0.41 | 4 | 359 | 36 |  | Fixed | Roof
NJADRE1560345208 | Administratively Determined Incentive Program | Millville | 8332 | 4.51 | Residential | Behind the Meter | Yes | Pro Custom Solar dba Momentum Solar | AC Electric |  | Accepted | 2025-08-26 | 2025-09-19 | 2026-09-19 | Inverters | Enphase | IQ8HC-72-M-DOM-US | 380 |  | 11 |  |  | 0.97 |  | Outdoor
NJADRE1560345208 | Administratively Determined Incentive Program | Millville | 8332 | 4.51 | Residential | Behind the Meter | Yes | Pro Custom Solar dba Momentum Solar | AC Electric |  | Accepted | 2025-08-26 | 2025-09-19 | 2026-09-19 | Solar Panels | Hanwha | Q. Peak duo blk ML-G10 +410 |  | 0.41 | 5 | 179 | 38 |  | Fixed | Roof
NJADRE1560345208 | Administratively Determined Incentive Program | Millville | 8332 | 4.51 | Residential | Behind the Meter | Yes | Pro Custom Solar dba Momentum Solar | AC Electric |  | Accepted | 2025-08-26 | 2025-09-19 | 2026-09-19 | Solar Panels | Hanwha | Q. Peak duo blk ML-G10 +410 |  | 0.41 | 2 | 269 | 37 |  | Fixed | Roof
NJADRE1560345216 | Administratively Determined Incentive Program | CHERRY HILL | 8034 | 10.53 | Residential | Behind the Meter | No | Solar Energy World | PSE&G |  | Accepted | 2025-08-22 | 2025-09-12 | 2026-09-12 | Solar Panels | LONGi | LR5-54HPB-405M |  | 0.405 | 3 | 194 | 23 |  | Fixed | Roof
NJADRE1560345216 | Administratively Determined Incentive Program | CHERRY HILL | 8034 | 10.53 | Residential | Behind the Meter | No | Solar Energy World | PSE&G |  | Accepted | 2025-08-22 | 2025-09-12 | 2026-09-12 | Solar Panels | LONGi | LR5-54HPB-405M |  | 0.405 | 4 | 13 | 8 |  | Fixed | Roof
NJADRE1560345216 | Administratively Determined Incentive Program | CHERRY HILL | 8034 | 10.53 | Residential | Behind the Meter | No | Solar Energy World | PSE&G |  | Accepted | 2025-08-22 | 2025-09-12 | 2026-09-12 | Inverters | Enphase | IQ8+-72-M-US | 290 |  | 26 |  |  | 0.97 |  | Outside
NJADRE1560345216 | Administratively Determined Incentive Program | CHERRY HILL | 8034 | 10.53 | Residential | Behind the Meter | No | Solar Energy World | PSE&G |  | Accepted | 2025-08-22 | 2025-09-12 | 2026-09-12 | Solar Panels | LONGi | LR5-54HPB-405M |  | 0.405 | 10 | 194 | 23 |  | Fixed | Roof
NJADRE1560345216 | Administratively Determined Incentive Program | CHERRY HILL | 8034 | 10.53 | Residential | Behind the Meter | No | Solar Energy World | PSE&G |  | Accepted | 2025-08-22 | 2025-09-12 | 2026-09-12 | Solar Panels | LONGi | LR5-54HPB-405M |  | 0.405 | 3 | 14 | 24 |  | Fixed | Roof
NJADRE1560345216 | Administratively Determined Incentive Program | CHERRY HILL | 8034 | 10.53 | Residential | Behind the Meter | No | Solar Energy World | PSE&G |  | Accepted | 2025-08-22 | 2025-09-12 | 2026-09-12 | Solar Panels | LONGi | LR5-54HPB-405M |  | 0.405 | 6 | 283 | 21 |  | Fixed | Roof
NJADRE1560345229 | Administratively Determined Incentive Program | LITTLE FALLS | 7424 | 15.355 | Residential | Behind the Meter | Yes | Fusion Solar Energy, LLC | PSE&G |  | Accepted | 2025-08-22 | 2025-09-12 | 2026-09-12 | Inverters | ENPHASE | IQ8HC-72-M-DOM-US | 380 |  | 37 |  |  | 0.97 |  | Outside | Roof
NJADRE1560345229 | Administratively Determined Incentive Program | LITTLE FALLS | 7424 | 15.355 | Residential | Behind the Meter | Yes | Fusion Solar Energy, LLC | PSE&G |  | Accepted | 2025-08-22 | 2025-09-12 | 2026-09-12 | Solar Panels | QCELLS | Q.PEAK DUO BLK ML-G10.C+ 415 |  | 0.415 | 23 | 146.51 | 23 |  | Fixed | Roof
NJADRE1560345229 | Administratively Determined Incentive Program | LITTLE FALLS | 7424 | 15.355 | Residential | Behind the Meter | Yes | Fusion Solar Energy, LLC | PSE&G |  | Accepted | 2025-08-22 | 2025-09-12 | 2026-09-12 | Solar Panels | QCELLS | Q.PEAK DUO BLK ML-G10.C+ 415 |  | 0.415 | 9 | 146.51 | 21 |  | Fixed | Roof
NJADRE1560345229 | Administratively Determined Incentive Program | LITTLE FALLS | 7424 | 15.355 | Residential | Behind the Meter | Yes | Fusion Solar Energy, LLC | PSE&G |  | Accepted | 2025-08-22 | 2025-09-12 | 2026-09-12 | Solar Panels | QCELLS | Q.PEAK DUO BLK ML-G10.C+ 415 |  | 0.415 | 5 | 326.51 | 11 |  | Fixed | Roof
NJADRE1560345236 | Administratively Determined Incentive Program | LITTLE EGG HARBOR TWP | 8087 | 5.74 | Residential | Behind the Meter | Yes | Trinity Solar, LLC | AC Electric |  | Accepted | 2025-08-22 | 2025-09-12 | 2026-09-12 | Solar Panels | Hanwha | Q.PEAK DUO BLK ML-G10+ 410 |  | 0.41 | 14 | 173 | 37 |  | Fixed | Roof
NJADRE1560345236 | Administratively Determined Incentive Program | LITTLE EGG HARBOR TWP | 8087 | 5.74 | Residential | Behind the Meter | Yes | Trinity Solar, LLC | AC Electric |  | Accepted | 2025-08-22 | 2025-09-12 | 2026-09-12 | Inverters | Tesla | 1538000-xx-y | 5000 |  | 1 |  |  | 0.986 |  | Outside
NJADRE1560345240 | Administratively Determined Incentive Program | PRINCETON | 8540 | 13.2 | Residential | Behind the Meter | No | Over the Top Solar | PSE&G |  | Accepted | 2025-08-22 | 2025-09-12 | 2026-09-12 | Solar Panels | SILFAB SOLAR | SIL-440QD |  | 0.44 | 7 | 173 | 47 |  | Fixed | Roof
NJADRE1560345240 | Administratively Determined Incentive Program | PRINCETON | 8540 | 13.2 | Residential | Behind the Meter | No | Over the Top Solar | PSE&G |  | Accepted | 2025-08-22 | 2025-09-12 | 2026-09-12 | Solar Panels | SILFAB SOLAR | SIL-440QD |  | 0.44 | 2 | 173 | 28 |  | Fixed | Roof
NJADRE1560345240 | Administratively Determined Incentive Program | PRINCETON | 8540 | 13.2 | Residential | Behind the Meter | No | Over the Top Solar | PSE&G |  | Accepted | 2025-08-22 | 2025-09-12 | 2026-09-12 | Inverters | ENPHASE | IQ8A-72-2-US | 349 |  | 30 |  |  | 0.977 |  | Outside
NJADRE1560345240 | Administratively Determined Incentive Program | PRINCETON | 8540 | 13.2 | Residential | Behind the Meter | No | Over the Top Solar | PSE&G |  | Accepted | 2025-08-22 | 2025-09-12 | 2026-09-12 | Solar Panels | SILFAB SOLAR | SIL-440QD |  | 0.44 | 12 | 83 | 34 |  | Fixed | Roof
NJADRE1560345240 | Administratively Determined Incentive Program | PRINCETON | 8540 | 13.2 | Residential | Behind the Meter | No | Over the Top Solar | PSE&G |  | Accepted | 2025-08-22 | 2025-09-12 | 2026-09-12 | Solar Panels | SILFAB SOLAR | SIL-440QD |  | 0.44 | 9 | 83 | 31 |  | Fixed | Roof
NJADRE1560345241 | Administratively Determined Incentive Program | RIVERSIDE | 8075 | 10.005 | Residential | Behind the Meter | Yes | SunnyMac, LLC | PSE&G |  | Accepted | 2025-08-22 | 2025-09-12 | 2026-09-12 | Solar Panels | HANWHA | Q.TRON BLK M-G2.H+ |  | 0.435 | 5 | 48 | 25 |  | Fixed | Roof
NJADRE1560345241 | Administratively Determined Incentive Program | RIVERSIDE | 8075 | 10.005 | Residential | Behind the Meter | Yes | SunnyMac, LLC | PSE&G |  | Accepted | 2025-08-22 | 2025-09-12 | 2026-09-12 | Inverters | SOLAREDGE HOME HUB | SE7600H-US | 7600 |  | 1 |  |  | 0.99 |  | Outdoor | next to meter
NJADRE1560345241 | Administratively Determined Incentive Program | RIVERSIDE | 8075 | 10.005 | Residential | Behind the Meter | Yes | SunnyMac, LLC | PSE&G |  | Accepted | 2025-08-22 | 2025-09-12 | 2026-09-12 | Solar Panels | HANWHA | Q.TRON BLK M-G2.H+ |  | 0.435 | 6 | 136 | 25 |  | Fixed | Roof
NJADRE1560345241 | Administratively Determined Incentive Program | RIVERSIDE | 8075 | 10.005 | Residential | Behind the Meter | Yes | SunnyMac, LLC | PSE&G |  | Accepted | 2025-08-22 | 2025-09-12 | 2026-09-12 | Solar Panels | HANWHA | Q.TRON BLK M-G2.H+ |  | 0.435 | 6 | 226 | 25 |  | Fixed | Roof
NJADRE1560345241 | Administratively Determined Incentive Program | RIVERSIDE | 8075 | 10.005 | Residential | Behind the Meter | Yes | SunnyMac, LLC | PSE&G |  | Accepted | 2025-08-22 | 2025-09-12 | 2026-09-12 | Solar Panels | HANWHA | Q.TRON BLK M-G2.H+ |  | 0.435 | 6 | 316 | 25 |  | Fixed | Roof
NJADRE1560345245 | Administratively Determined Incentive Program | CEDAR GROVE | 7009 | 20.09 | Residential | Behind the Meter | Yes | Pro Custom Solar dba Momentum Solar | PSE&G |  | Accepted | 2025-08-25 | 2025-09-18 | 2026-09-18 | Solar Panels | Hanwha | Q. Peak duo blk ML-G10 +410 |  | 0.41 | 30 | 43 | 14 |  | Fixed | Roof
NJADRE1560345245 | Administratively Determined Incentive Program | CEDAR GROVE | 7009 | 20.09 | Residential | Behind the Meter | Yes | Pro Custom Solar dba Momentum Solar | PSE&G |  | Accepted | 2025-08-25 | 2025-09-18 | 2026-09-18 | Solar Panels | Hanwha | Q. Peak duo blk ML-G10 +410 |  | 0.41 | 19 | 223 | 15 |  | Fixed | Roof
NJADRE1560345245 | Administratively Determined Incentive Program | CEDAR GROVE | 7009 | 20.09 | Residential | Behind the Meter | Yes | Pro Custom Solar dba Momentum Solar | PSE&G |  | Accepted | 2025-08-25 | 2025-09-18 | 2026-09-18 | Inverters | Enphase | IQ8HC-72-M-DOM-US | 380 |  | 49 |  |  | 0.97 |  | Outdoor
NJADRE1560345253 | Administratively Determined Incentive Program | CLIFTON | 7014 | 11 | Residential | Behind the Meter | No | Install Sun, LLC | PSE&G |  | Accepted | 2025-08-26 | 2025-09-19 | 2026-09-19 | Solar Panels | JA | JA Solar JAM54D41 |  | 0.44 | 3 | 216 | 20 |  | Fixed | Roof
NJADRE1560345253 | Administratively Determined Incentive Program | CLIFTON | 7014 | 11 | Residential | Behind the Meter | No | Install Sun, LLC | PSE&G |  | Accepted | 2025-08-26 | 2025-09-19 | 2026-09-19 | Solar Panels | JA | JA Solar JAM54D41 |  | 0.44 | 7 | 306 | 20 |  | Fixed | Roof
NJADRE1560345253 | Administratively Determined Incentive Program | CLIFTON | 7014 | 11 | Residential | Behind the Meter | No | Install Sun, LLC | PSE&G |  | Accepted | 2025-08-26 | 2025-09-19 | 2026-09-19 | Solar Panels | JA | JA Solar JAM54D41 |  | 0.44 | 4 | 36 | 20 |  | Fixed | Roof
NJADRE1560345253 | Administratively Determined Incentive Program | CLIFTON | 7014 | 11 | Residential | Behind the Meter | No | Install Sun, LLC | PSE&G |  | Accepted | 2025-08-26 | 2025-09-19 | 2026-09-19 | Solar Panels | JA | JA Solar JAM54D41 |  | 0.44 | 8 | 216 | 20 |  | Fixed | Roof
NJADRE1560345253 | Administratively Determined Incentive Program | CLIFTON | 7014 | 11 | Residential | Behind the Meter | No | Install Sun, LLC | PSE&G |  | Accepted | 2025-08-26 | 2025-09-19 | 2026-09-19 | Inverters | ENPHASE | IQ8MC-72-M-US | 240 |  | 25 |  |  | 0.24 |  | Outside
NJADRE1560345253 | Administratively Determined Incentive Program | CLIFTON | 7014 | 11 | Residential | Behind the Meter | No | Install Sun, LLC | PSE&G |  | Accepted | 2025-08-26 | 2025-09-19 | 2026-09-19 | Solar Panels | JA | JA Solar JAM54D41 |  | 0.44 | 3 | 124 | 20 |  | Fixed | Roof
NJADRE1560345255 | Administratively Determined Incentive Program | MONROE | 8831 | 10.625 | Residential | Behind the Meter | No | US Clean Energy Construction Inc. | PSE&G |  | Accepted | 2025-08-22 | 2025-09-12 | 2026-09-12 | Meters | VISION METERING | Cat VM-2E2A1P |  |  | 1 |  |  |  | Yes | Outdoor
NJADRE1560345255 | Administratively Determined Incentive Program | MONROE | 8831 | 10.625 | Residential | Behind the Meter | No | US Clean Energy Construction Inc. | PSE&G |  | Accepted | 2025-08-22 | 2025-09-12 | 2026-09-12 | Inverters | SMA AMERICA | SMA SBSE-7.7-50 | 7700 |  | 1 |  |  | 0.96 |  | Outdoor
NJADRE1560345255 | Administratively Determined Incentive Program | MONROE | 8831 | 10.625 | Residential | Behind the Meter | No | US Clean Energy Construction Inc. | PSE&G |  | Accepted | 2025-08-22 | 2025-09-12 | 2026-09-12 | Solar Panels | Trina Solar | TRINA 425W |  | 0.425 | 10 | 66 | 35 |  | Fixed | Roof
NJADRE1560345255 | Administratively Determined Incentive Program | MONROE | 8831 | 10.625 | Residential | Behind the Meter | No | US Clean Energy Construction Inc. | PSE&G |  | Accepted | 2025-08-22 | 2025-09-12 | 2026-09-12 | Solar Panels | Trina Solar | TRINA 425W |  | 0.425 | 15 | 156 | 35 |  | Fixed | Roof
NJADRE1560345509 | Administratively Determined Incentive Program | GLASSBORO | 8028 | 7.47 | Residential | Behind the Meter | No | SunnyMac LLC | AC Electric |  | Accepted | 2025-08-22 | 2025-09-15 | 2026-09-15 | Inverters | SOLAREDGE | SE5700H-US | 5760 |  | 1 |  |  | 0.99 |  | Outdoor | next to meter
NJADRE1560345509 | Administratively Determined Incentive Program | GLASSBORO | 8028 | 7.47 | Residential | Behind the Meter | No | SunnyMac LLC | AC Electric |  | Accepted | 2025-08-22 | 2025-09-15 | 2026-09-15 | Solar Panels | HANWHA | Q.TRON BLK M-G2.H+ |  | 0.415 | 18 | 211 | 22 |  | Fixed | Roof
NJADRE1560346033 | Administratively Determined Incentive Program | STOCKHOLM | 7460 | 13.12 | Residential | Behind the Meter | Yes | Trinity Solar, LLC | JCP&L |  | Accepted | 2025-08-22 | 2025-09-12 | 2026-09-12 | Solar Panels | Hanwha | Q.PEAK DUO BLK ML-G10.C+ 410 |  | 0.41 | 18 | 110 | 18 |  | Fixed | Roof
NJADRE1560346033 | Administratively Determined Incentive Program | STOCKHOLM | 7460 | 13.12 | Residential | Behind the Meter | Yes | Trinity Solar, LLC | JCP&L |  | Accepted | 2025-08-22 | 2025-09-12 | 2026-09-12 | Solar Panels | Hanwha | Q.PEAK DUO BLK ML-G10.C+ 410 |  | 0.41 | 14 | 290 | 18 |  | Fixed | Roof
NJADRE1560346033 | Administratively Determined Incentive Program | STOCKHOLM | 7460 | 13.12 | Residential | Behind the Meter | Yes | Trinity Solar, LLC | JCP&L |  | Accepted | 2025-08-22 | 2025-09-12 | 2026-09-12 | Inverters | Solar Edge | USE10000H-US | 10000 |  | 1 |  |  | 0.97 |  | Outside
NJADRE1560346034 | Administratively Determined Incentive Program | Woodbridge | 7095 | 6.97 | Residential | Behind the Meter | Yes | Sunrun Installation Services, Inc. | PSE&G |  | Accepted | 2025-08-22 | 2025-09-14 | 2026-09-14 | Electric Storage Battery | TESLA | Powerwall 3 1707000-xx-y |  |  | 1 |  |  |  | Lithium Ion |  | OUTSIDE
NJADRE1560346034 | Administratively Determined Incentive Program | Woodbridge | 7095 | 6.97 | Residential | Behind the Meter | Yes | Sunrun Installation Services, Inc. | PSE&G |  | Accepted | 2025-08-22 | 2025-09-14 | 2026-09-14 | Solar Panels | Hanwha Q-Cells | Q.PEAK DUO BLK ML-G10.C+ 410 (MD06G100A-017) |  | 0.41 | 17 | 189 | 18 |  | Fixed | Roof
NJADRE1560346034 | Administratively Determined Incentive Program | Woodbridge | 7095 | 6.97 | Residential | Behind the Meter | Yes | Sunrun Installation Services, Inc. | PSE&G |  | Accepted | 2025-08-22 | 2025-09-14 | 2026-09-14 | Inverters | TESLA | Powerwall 3 1707000-xx-y | 11500 |  | 1 |  |  | 0.97 |  | Outdoor | Next to meter
NJADRE1560346036 | Administratively Determined Incentive Program | PINE HILL | 8021 | 13.53 | Residential | Behind the Meter | Yes | Sunrun Installation Services, Inc. | AC Electric |  | Accepted | 2025-08-22 | 2025-09-12 | 2026-09-12 | Inverters | SolarEdge Technologies | SE10000H-USMN | 10000 |  | 1 |  |  | 0.99 |  | Outdoor
NJADRE1560346036 | Administratively Determined Incentive Program | PINE HILL | 8021 | 13.53 | Residential | Behind the Meter | Yes | Sunrun Installation Services, Inc. | AC Electric |  | Accepted | 2025-08-22 | 2025-09-12 | 2026-09-12 | Solar Panels | Elin Energy (Sirius PV) | ELNSM54M-HC-410 |  | 0.41 | 15 | 193 | 21 |  | Fixed | Roof
NJADRE1560346036 | Administratively Determined Incentive Program | PINE HILL | 8021 | 13.53 | Residential | Behind the Meter | Yes | Sunrun Installation Services, Inc. | AC Electric |  | Accepted | 2025-08-22 | 2025-09-12 | 2026-09-12 | Solar Panels | Elin Energy (Sirius PV) | ELNSM54M-HC-410 |  | 0.41 | 18 | 13 | 21 |  | Fixed | Roof
NJADRE1560346041 | Administratively Determined Incentive Program | MONROE TOWNSHIP | 8831 | 10.25 | Residential | Behind the Meter | Yes | Pro Custom Solar dba Momentum Solar | JCP&L |  | Accepted | 2025-08-25 | 2025-09-16 | 2026-09-16 | Solar Panels | Hanwha | Q. Peak duo blk ML-G10 +410 |  | 0.41 | 8 | 281 | 25 |  | Fixed | Roof
NJADRE1560346041 | Administratively Determined Incentive Program | MONROE TOWNSHIP | 8831 | 10.25 | Residential | Behind the Meter | Yes | Pro Custom Solar dba Momentum Solar | JCP&L |  | Accepted | 2025-08-25 | 2025-09-16 | 2026-09-16 | Solar Panels | Hanwha | Q. Peak duo blk ML-G10 +410 |  | 0.41 | 17 | 101 | 25 |  | Fixed | Roof
NJADRE1560346041 | Administratively Determined Incentive Program | MONROE TOWNSHIP | 8831 | 10.25 | Residential | Behind the Meter | Yes | Pro Custom Solar dba Momentum Solar | JCP&L |  | Accepted | 2025-08-25 | 2025-09-16 | 2026-09-16 | Inverters | Enphase | IQ8HC-72-M-DOM-US | 380 |  | 25 |  |  | 0.97 |  | Outdoor
NJADRE1560346043 | Administratively Determined Incentive Program | Piscataway | 8854 | 9.43 | Residential | Behind the Meter | No | Tesla Energy Operations, Inc. | PSE&G |  | Accepted | 2025-08-22 | 2025-09-14 | 2026-09-14 | Solar Panels | Hanwha | Q.PEAK DUO BLK ML-G10+/TS 410 |  | 0.41 | 16 | 218 | 34 |  | Fixed | Roof
NJADRE1560346043 | Administratively Determined Incentive Program | Piscataway | 8854 | 9.43 | Residential | Behind the Meter | No | Tesla Energy Operations, Inc. | PSE&G |  | Accepted | 2025-08-22 | 2025-09-14 | 2026-09-14 | Solar Panels | Hanwha | Q.PEAK DUO BLK ML-G10+/TS 410 |  | 0.41 | 7 | 38 | 34 |  | Fixed | Roof
NJADRE1560346043 | Administratively Determined Incentive Program | Piscataway | 8854 | 9.43 | Residential | Behind the Meter | No | Tesla Energy Operations, Inc. | PSE&G |  | Accepted | 2025-08-22 | 2025-09-14 | 2026-09-14 | Inverters | Tesla | 7.6 kW Tesla Inc 1538000-XX-Y | 7600 |  | 1 |  |  | 0.98 |  | Outdoor
NJADRE1560346080 | Administratively Determined Incentive Program | Voorhees Township | 8043 | 5.152 | Residential | Behind the Meter | No | GAF Energy, LLC | PSE&G |  | Accepted | 2025-08-22 | 2025-09-15 | 2026-09-15 | Inverters | Delta Electronics | DELTA-M6-TL-US | 6 |  | 1 |  |  | 0.976 |  | Outdoor
NJADRE1560346080 | Administratively Determined Incentive Program | Voorhees Township | 8043 | 5.152 | Residential | Behind the Meter | No | GAF Energy, LLC | PSE&G |  | Accepted | 2025-08-22 | 2025-09-15 | 2026-09-15 | Solar Panels | GAF Energy | TLS-1 |  | 0.046 | 112 | 135 | 27 |  | Fixed | Roof
NJADRE1560346082 | Administratively Determined Incentive Program | Morganville | 7751 | 22.14 | Residential | Behind the Meter | Yes | Pro Custom Solar dba Momentum Solar | JCP&L |  | Accepted | 2025-08-25 | 2025-09-18 | 2026-09-18 | Solar Panels | Hanwha | Q. Peak duo blk ML-G10 +410 |  | 0.41 | 19 | 325 | 26 |  | Fixed | Roof
NJADRE1560346082 | Administratively Determined Incentive Program | Morganville | 7751 | 22.14 | Residential | Behind the Meter | Yes | Pro Custom Solar dba Momentum Solar | JCP&L |  | Accepted | 2025-08-25 | 2025-09-18 | 2026-09-18 | Solar Panels | Hanwha | Q. Peak duo blk ML-G10 +410 |  | 0.41 | 4 | 145 | 27 |  | Fixed | Roof
NJADRE1560346082 | Administratively Determined Incentive Program | Morganville | 7751 | 22.14 | Residential | Behind the Meter | Yes | Pro Custom Solar dba Momentum Solar | JCP&L |  | Accepted | 2025-08-25 | 2025-09-18 | 2026-09-18 | Solar Panels | Hanwha | Q. Peak duo blk ML-G10 +410 |  | 0.41 | 9 | 325 | 26 |  | Fixed | Roof
NJADRE1560346082 | Administratively Determined Incentive Program | Morganville | 7751 | 22.14 | Residential | Behind the Meter | Yes | Pro Custom Solar dba Momentum Solar | JCP&L |  | Accepted | 2025-08-25 | 2025-09-18 | 2026-09-18 | Inverters | Enphase | IQ8HC-72-M-DOM-US | 380 |  | 54 |  |  | 0.97 |  | Outdoor
NJADRE1560346082 | Administratively Determined Incentive Program | Morganville | 7751 | 22.14 | Residential | Behind the Meter | Yes | Pro Custom Solar dba Momentum Solar | JCP&L |  | Accepted | 2025-08-25 | 2025-09-18 | 2026-09-18 | Solar Panels | Hanwha | Q. Peak duo blk ML-G10 +410 |  | 0.41 | 8 | 144 | 7 |  | Fixed | Roof
NJADRE1560346082 | Administratively Determined Incentive Program | Morganville | 7751 | 22.14 | Residential | Behind the Meter | Yes | Pro Custom Solar dba Momentum Solar | JCP&L |  | Accepted | 2025-08-25 | 2025-09-18 | 2026-09-18 | Solar Panels | Hanwha | Q. Peak duo blk ML-G10 +410 |  | 0.41 | 9 | 145 | 26 |  | Fixed | Roof
NJADRE1560346082 | Administratively Determined Incentive Program | Morganville | 7751 | 22.14 | Residential | Behind the Meter | Yes | Pro Custom Solar dba Momentum Solar | JCP&L |  | Accepted | 2025-08-25 | 2025-09-18 | 2026-09-18 | Solar Panels | Hanwha | Q. Peak duo blk ML-G10 +410 |  | 0.41 | 5 | 145 | 17 |  | Fixed | Roof
NJADRE1560346101 | Administratively Determined Incentive Program | Cedar Brook | 8018 | 15.17 | Residential | Behind the Meter | Yes | Sunrun Installation Services, Inc. | AC Electric |  | Accepted | 2025-08-22 | 2025-09-14 | 2026-09-14 | Solar Panels | Elin Energy (Sirius PV) | ELNSM54M-HC-410 |  | 0.41 | 6 | 236 | 45 |  | Fixed | Roof
NJADRE1560346101 | Administratively Determined Incentive Program | Cedar Brook | 8018 | 15.17 | Residential | Behind the Meter | Yes | Sunrun Installation Services, Inc. | AC Electric |  | Accepted | 2025-08-22 | 2025-09-14 | 2026-09-14 | Solar Panels | Elin Energy (Sirius PV) | ELNSM54M-HC-410 |  | 0.41 | 16 | 147 | 30 |  | Fixed | Roof
NJADRE1560346101 | Administratively Determined Incentive Program | Cedar Brook | 8018 | 15.17 | Residential | Behind the Meter | Yes | Sunrun Installation Services, Inc. | AC Electric |  | Accepted | 2025-08-22 | 2025-09-14 | 2026-09-14 | Inverters | SolarEdge Technologies | SE7600H-USMN | 7600 |  | 1 |  |  | 0.99 |  | Outdoor
NJADRE1560346101 | Administratively Determined Incentive Program | Cedar Brook | 8018 | 15.17 | Residential | Behind the Meter | Yes | Sunrun Installation Services, Inc. | AC Electric |  | Accepted | 2025-08-22 | 2025-09-14 | 2026-09-14 | Inverters | SolarEdge Technologies | SE3800H-USMN | 3800 |  | 1 |  |  | 0.99 |  | Outdoor
NJADRE1560346101 | Administratively Determined Incentive Program | Cedar Brook | 8018 | 15.17 | Residential | Behind the Meter | Yes | Sunrun Installation Services, Inc. | AC Electric |  | Accepted | 2025-08-22 | 2025-09-14 | 2026-09-14 | Solar Panels | Elin Energy (Sirius PV) | ELNSM54M-HC-410 |  | 0.41 | 4 | 57 | 45 |  | Fixed | Roof
NJADRE1560346101 | Administratively Determined Incentive Program | Cedar Brook | 8018 | 15.17 | Residential | Behind the Meter | Yes | Sunrun Installation Services, Inc. | AC Electric |  | Accepted | 2025-08-22 | 2025-09-14 | 2026-09-14 | Solar Panels | Elin Energy (Sirius PV) | ELNSM54M-HC-410 |  | 0.41 | 11 | 57 | 40 |  | Fixed | Roof
NJADRE1560346104 | Administratively Determined Incentive Program | Monroe Township | 8831 | 10.75 | Residential | Behind the Meter | No | Powur, PBC | JCP&L |  | Accepted | 2025-08-22 | 2025-09-14 | 2026-09-14 | Inverters | Enphase | IQ8MC-72-M-US | 320 |  | 25 |  |  | 0.97 |  | Outside
NJADRE1560346104 | Administratively Determined Incentive Program | Monroe Township | 8831 | 10.75 | Residential | Behind the Meter | No | Powur, PBC | JCP&L |  | Accepted | 2025-08-22 | 2025-09-14 | 2026-09-14 | Solar Panels | Jinko Solar | 430N-54HL4-B |  | 0.43 | 8 | 179 | 34 |  | Fixed | Roof
NJADRE1560346104 | Administratively Determined Incentive Program | Monroe Township | 8831 | 10.75 | Residential | Behind the Meter | No | Powur, PBC | JCP&L |  | Accepted | 2025-08-22 | 2025-09-14 | 2026-09-14 | Solar Panels | Jinko Solar | 430N-54HL4-B |  | 0.43 | 17 | 269 | 40 |  | Fixed | Roof
NJADRE1560346106 | Administratively Determined Incentive Program | Scotch Plains | 7076 | 9.43 | Residential | Behind the Meter | Yes | Sunrun Installation Services, Inc. | PSE&G |  | Accepted | 2025-08-22 | 2025-09-14 | 2026-09-14 | Inverters | SOLAREDGE TECHNOLOGIES | SE7600H-USMN | 7600 |  | 1 |  |  | 0.99 |  | Outside
NJADRE1560346106 | Administratively Determined Incentive Program | Scotch Plains | 7076 | 9.43 | Residential | Behind the Meter | Yes | Sunrun Installation Services, Inc. | PSE&G |  | Accepted | 2025-08-22 | 2025-09-14 | 2026-09-14 | Solar Panels | ELIN ENERGY (SIRIUS PV) | ELNSM54M-HC-410 |  | 0.41 | 15 | 310 | 23 |  | Fixed | Roof
NJADRE1560346106 | Administratively Determined Incentive Program | Scotch Plains | 7076 | 9.43 | Residential | Behind the Meter | Yes | Sunrun Installation Services, Inc. | PSE&G |  | Accepted | 2025-08-22 | 2025-09-14 | 2026-09-14 | Solar Panels | ELIN ENERGY (SIRIUS PV) | ELNSM54M-HC-410 |  | 0.41 | 8 | 130 | 23 |  | Fixed | Roof
NJADRE1560346121 | Administratively Determined Incentive Program | Springfield | 7081 | 9.02 | Residential | Behind the Meter | No | Tesla Energy Operations, Inc. | JCP&L |  | Accepted | 2025-08-22 | 2025-09-14 | 2026-09-14 | Solar Panels | Hanwha | Q.PEAK DUO BLK ML-G10+/TS 410 |  | 0.41 | 10 | 335 | 22 |  | Fixed | Roof
NJADRE1560346121 | Administratively Determined Incentive Program | Springfield | 7081 | 9.02 | Residential | Behind the Meter | No | Tesla Energy Operations, Inc. | JCP&L |  | Accepted | 2025-08-22 | 2025-09-14 | 2026-09-14 | Solar Panels | Hanwha | Q.PEAK DUO BLK ML-G10+/TS 410 |  | 0.41 | 4 | 245 | 23 |  | Fixed | Roof
NJADRE1560346121 | Administratively Determined Incentive Program | Springfield | 7081 | 9.02 | Residential | Behind the Meter | No | Tesla Energy Operations, Inc. | JCP&L |  | Accepted | 2025-08-22 | 2025-09-14 | 2026-09-14 | Solar Panels | Hanwha | Q.PEAK DUO BLK ML-G10+/TS 410 |  | 0.41 | 8 | 65 | 23 |  | Fixed | Roof
NJADRE1560346121 | Administratively Determined Incentive Program | Springfield | 7081 | 9.02 | Residential | Behind the Meter | No | Tesla Energy Operations, Inc. | JCP&L |  | Accepted | 2025-08-22 | 2025-09-14 | 2026-09-14 | Inverters | Tesla | 7.6 kW Tesla Inc 1538000-XX-Y | 7600 |  | 1 |  |  | 0.98 |  | Outdoor
NJADRE1560346132 | Administratively Determined Incentive Program | North Plainfield | 7060 | 13.53 | Residential | Behind the Meter | Yes | Sunrun Installation Services, Inc. | PSE&G |  | Accepted | 2025-08-22 | 2025-09-14 | 2026-09-14 | Inverters | Tesla | Powerwall 3 1707000-xx-y | 11500 |  | 1 |  |  | 0.97 |  | Outdoor
NJADRE1560346132 | Administratively Determined Incentive Program | North Plainfield | 7060 | 13.53 | Residential | Behind the Meter | Yes | Sunrun Installation Services, Inc. | PSE&G |  | Accepted | 2025-08-22 | 2025-09-14 | 2026-09-14 | Electric Storage Battery | Tesla | Powerwall 3 1707000-xx-y |  |  | 1 |  |  |  | Lithium Ion |  | OUTSIDE
NJADRE1560346132 | Administratively Determined Incentive Program | North Plainfield | 7060 | 13.53 | Residential | Behind the Meter | Yes | Sunrun Installation Services, Inc. | PSE&G |  | Accepted | 2025-08-22 | 2025-09-14 | 2026-09-14 | Solar Panels | Hanwha Q-Cells | Q.PEAK DUO BLK ML-G10.C+ 410 |  | 0.41 | 6 | 156 | 23 |  | Fixed | Roof
NJADRE1560346132 | Administratively Determined Incentive Program | North Plainfield | 7060 | 13.53 | Residential | Behind the Meter | Yes | Sunrun Installation Services, Inc. | PSE&G |  | Accepted | 2025-08-22 | 2025-09-14 | 2026-09-14 | Solar Panels | Hanwha Q-Cells | Q.PEAK DUO BLK ML-G10.C+ 410 |  | 0.41 | 7 | 246 | 22 |  | Fixed | Roof
NJADRE1560346132 | Administratively Determined Incentive Program | North Plainfield | 7060 | 13.53 | Residential | Behind the Meter | Yes | Sunrun Installation Services, Inc. | PSE&G |  | Accepted | 2025-08-22 | 2025-09-14 | 2026-09-14 | Solar Panels | Hanwha Q-Cells | Q.PEAK DUO BLK ML-G10.C+ 410 |  | 0.41 | 12 | 66 | 22 |  | Fixed | Roof
NJADRE1560346132 | Administratively Determined Incentive Program | North Plainfield | 7060 | 13.53 | Residential | Behind the Meter | Yes | Sunrun Installation Services, Inc. | PSE&G |  | Accepted | 2025-08-22 | 2025-09-14 | 2026-09-14 | Solar Panels | Hanwha Q-Cells | Q.PEAK DUO BLK ML-G10.C+ 410 |  | 0.41 | 8 | 336 | 22 |  | Fixed | Roof
NJADRE1560346152 | Administratively Determined Incentive Program | Totowa | 7512 | 5.265 | Residential | Behind the Meter | Yes | Sunrun Installation Services, Inc. | PSE&G |  | Accepted | 2025-08-22 | 2025-09-14 | 2026-09-14 | Inverters | SOLAREDGE TECHNOLOGIES | SE3800H-USMN | 3800 |  | 1 |  |  | 0.99 |  | Outdoor
NJADRE1560346152 | Administratively Determined Incentive Program | Totowa | 7512 | 5.265 | Residential | Behind the Meter | Yes | Sunrun Installation Services, Inc. | PSE&G |  | Accepted | 2025-08-22 | 2025-09-14 | 2026-09-14 | Solar Panels | JA SOLAR | JAM54S31-405/MR |  | 0.405 | 5 | 49 | 23 |  | Fixed | Roof
NJADRE1560346152 | Administratively Determined Incentive Program | Totowa | 7512 | 5.265 | Residential | Behind the Meter | Yes | Sunrun Installation Services, Inc. | PSE&G |  | Accepted | 2025-08-22 | 2025-09-14 | 2026-09-14 | Solar Panels | JA SOLAR | JAM54S31-405/MR |  | 0.405 | 8 | 229 | 13 |  | Fixed | Roof
NJADRE1560346157 | Administratively Determined Incentive Program | NEWARK | 7104 | 3.32 | Residential | Behind the Meter | Yes | Fusion Solar Energy, LLC | PSE&G |  | Accepted | 2025-08-22 | 2025-09-15 | 2026-09-15 | Solar Panels | QCELLS | Q.PEAK DUO BLK ML-G10.C+ 415 |  | 0.415 | 8 | 111.36 | 29 |  | Fixed | Roof
NJADRE1560346157 | Administratively Determined Incentive Program | NEWARK | 7104 | 3.32 | Residential | Behind the Meter | Yes | Fusion Solar Energy, LLC | PSE&G |  | Accepted | 2025-08-22 | 2025-09-15 | 2026-09-15 | Inverters | ENPHASE | IQ8HC-72-M-DOM-US | 380 |  | 8 |  |  | 0.97 |  | Outside | Roof
NJADRE1560346165 | Administratively Determined Incentive Program | COLONIA | 7067 | 11.61 | Residential | Behind the Meter | No | Powur, PBC | PSE&G |  | Accepted | 2025-08-22 | 2025-09-22 | 2026-09-22 | Inverters | Enphase | IQ8MC-72-M-US | 320 |  | 27 |  |  | 0.97 |  | Outside
NJADRE1560346165 | Administratively Determined Incentive Program | COLONIA | 7067 | 11.61 | Residential | Behind the Meter | No | Powur, PBC | PSE&G |  | Accepted | 2025-08-22 | 2025-09-22 | 2026-09-22 | Solar Panels | Jinko Solar | JKM430N-54HL4-B |  | 0.43 | 10 | 358 | 21 |  | Fixed | Roof
NJADRE1560346165 | Administratively Determined Incentive Program | COLONIA | 7067 | 11.61 | Residential | Behind the Meter | No | Powur, PBC | PSE&G |  | Accepted | 2025-08-22 | 2025-09-22 | 2026-09-22 | Solar Panels | Jinko Solar | JKM430N-54HL4-B |  | 0.43 | 17 | 178 | 21 |  | Fixed | Roof
NJADRE1560346729 | Administratively Determined Incentive Program | Newark | 7104 | 4.15 | Residential | Behind the Meter | Yes | Fusion Solar Energy, LLC | PSE&G |  | Accepted | 2025-08-22 | 2025-09-15 | 2026-09-15 | Inverters | ENPHASE | IQ8HC-72-M-DOM-US | 380 |  | 10 |  |  | 0.97 |  | Outside | Roof
NJADRE1560346729 | Administratively Determined Incentive Program | Newark | 7104 | 4.15 | Residential | Behind the Meter | Yes | Fusion Solar Energy, LLC | PSE&G |  | Accepted | 2025-08-22 | 2025-09-15 | 2026-09-15 | Solar Panels | QCELLS | Q.PEAK DUO BLK ML-G10.C+ 415 |  | 0.415 | 3 | 21.9 | 20 |  | Fixed | Roof
NJADRE1560346729 | Administratively Determined Incentive Program | Newark | 7104 | 4.15 | Residential | Behind the Meter | Yes | Fusion Solar Energy, LLC | PSE&G |  | Accepted | 2025-08-22 | 2025-09-15 | 2026-09-15 | Solar Panels | QCELLS | Q.PEAK DUO BLK ML-G10.C+ 415 |  | 0.415 | 1 | 111.9 | 20 |  | Fixed | Roof
NJADRE1560346729 | Administratively Determined Incentive Program | Newark | 7104 | 4.15 | Residential | Behind the Meter | Yes | Fusion Solar Energy, LLC | PSE&G |  | Accepted | 2025-08-22 | 2025-09-15 | 2026-09-15 | Solar Panels | QCELLS | Q.PEAK DUO BLK ML-G10.C+ 415 |  | 0.415 | 6 | 201.9 | 20 |  | Fixed | Roof
NJADRE1560346739 | Administratively Determined Incentive Program | Wildwood | 8260 | 2.46 | Residential | Behind the Meter | Yes | Trinity Solar, LLC | AC Electric |  | Accepted | 2025-08-22 | 2025-09-14 | 2026-09-14 | Inverters | Solar Edge | SE3800H-USMNUBL15 | 3800 |  | 1 |  |  | 0.97 |  | Outdoor
NJADRE1560346739 | Administratively Determined Incentive Program | Wildwood | 8260 | 2.46 | Residential | Behind the Meter | Yes | Trinity Solar, LLC | AC Electric |  | Accepted | 2025-08-22 | 2025-09-14 | 2026-09-14 | Solar Panels | HANWHA | (Q.PEAK DUO BLK ML-G10+ 410) |  | 0.41 | 6 | 317 | 30 |  | Fixed | Roof
NJADRE1560346744 | Administratively Determined Incentive Program | PENNSAUKEN | 8109 | 7.055 | Residential | Behind the Meter | Yes | Fusion Solar Energy, LLC | PSE&G |  | Accepted | 2025-08-22 | 2025-09-15 | 2026-09-15 | Solar Panels | QCELLS | Q.PEAK DUO BLK ML-G10.C+ 415 |  | 0.415 | 15 | 219 | 43 |  | Fixed | Roof
NJADRE1560346744 | Administratively Determined Incentive Program | PENNSAUKEN | 8109 | 7.055 | Residential | Behind the Meter | Yes | Fusion Solar Energy, LLC | PSE&G |  | Accepted | 2025-08-22 | 2025-09-15 | 2026-09-15 | Solar Panels | QCELLS | Q.PEAK DUO BLK ML-G10.C+ 415 |  | 0.415 | 2 | 130.12 | 33 |  | Fixed | Roof
NJADRE1560346744 | Administratively Determined Incentive Program | PENNSAUKEN | 8109 | 7.055 | Residential | Behind the Meter | Yes | Fusion Solar Energy, LLC | PSE&G |  | Accepted | 2025-08-22 | 2025-09-15 | 2026-09-15 | Inverters | ENPHASE | IQ8HC-72-M-DOM-US | 380 |  | 17 |  |  | 0.97 |  | Outside | Roof
NJADRE1560368669 | Administratively Determined Incentive Program | Edison | 8820 | 12.6 | Residential | Behind the Meter | No | Panatec Corporation | PSE&G |  | Accepted | 2025-09-01 | 2025-09-26 | 2026-09-26 | Solar Panels | REC | REC420AA Pure-R -420 |  | 0.42 | 30 | 127 | 25 |  | Fixed | Roof
NJADRE1560368669 | Administratively Determined Incentive Program | Edison | 8820 | 12.6 | Residential | Behind the Meter | No | Panatec Corporation | PSE&G |  | Accepted | 2025-09-01 | 2025-09-26 | 2026-09-26 | Inverters | Enphase | IQ8H | 380 |  | 30 |  |  | 0.975 |  | Outdoor
NJADRE1560368669 | Administratively Determined Incentive Program | Edison | 8820 | 12.6 | Residential | Behind the Meter | No | Panatec Corporation | PSE&G |  | Accepted | 2025-09-01 | 2025-09-26 | 2026-09-26 | Meters | Enphase | X2-IQ-AM1-240-4 |  |  | 1 |  |  |  | Yes | Outdoor
NJADRE1560368680 | Administratively Determined Incentive Program | Washington | 8691 | 8.5 | Residential | Behind the Meter | No | Panatec Corporation | PSE&G |  | Accepted | 2025-08-25 | 2025-09-15 | 2026-09-15 | Meters | Enphase | X2-IQ-AM1-240-4 |  |  | 1 |  |  |  | Yes | Outdoor
NJADRE1560368680 | Administratively Determined Incentive Program | Washington | 8691 | 8.5 | Residential | Behind the Meter | No | Panatec Corporation | PSE&G |  | Accepted | 2025-08-25 | 2025-09-15 | 2026-09-15 | Inverters | Enphase | IQ8M | 325 |  | 20 |  |  | 0.975 |  | Outdoor
NJADRE1560368680 | Administratively Determined Incentive Program | Washington | 8691 | 8.5 | Residential | Behind the Meter | No | Panatec Corporation | PSE&G |  | Accepted | 2025-08-25 | 2025-09-15 | 2026-09-15 | Solar Panels | Jinko Solar | JKM425N-54HL4R-B 425 |  | 0.425 | 20 | 123 | 25 |  | Fixed | Roof
NJADRE1560368685 | Administratively Determined Incentive Program | EAST ORANGE | 7017 | 6.225 | Residential | Behind the Meter | Yes | Fusion Solar Energy, LLC | PSE&G |  | Accepted | 2025-08-23 | 2025-09-15 | 2026-09-15 | Solar Panels | QCELLS | Q.PEAK DUO BLK ML-G10.C+ 415 |  | 0.415 | 15 | 109.1 | 29 |  | Fixed | Roof
NJADRE1560368685 | Administratively Determined Incentive Program | EAST ORANGE | 7017 | 6.225 | Residential | Behind the Meter | Yes | Fusion Solar Energy, LLC | PSE&G |  | Accepted | 2025-08-23 | 2025-09-15 | 2026-09-15 | Inverters | ENPHASE | IQ8HC-72-M-DOM-US | 380 |  | 15 |  |  | 0.97 |  | Outside | Roof
NJADRE1560368700 | Administratively Determined Incentive Program | RIVERSIDE | 8075 | 8.3 | Residential | Behind the Meter | Yes | Fusion Solar Energy, LLC | PSE&G |  | Accepted | 2025-08-23 | 2025-09-15 | 2026-09-15 | Inverters | ENPHASE | IQ8HC-72-M-DOM-US | 380 |  | 20 |  |  | 0.97 |  | Outside | Roof
NJADRE1560368700 | Administratively Determined Incentive Program | RIVERSIDE | 8075 | 8.3 | Residential | Behind the Meter | Yes | Fusion Solar Energy, LLC | PSE&G |  | Accepted | 2025-08-23 | 2025-09-15 | 2026-09-15 | Solar Panels | QCELLS | Q.PEAK DUO BLK ML-G10.C+ 415 |  | 0.415 | 20 | 147.23 | 38 |  | Fixed | Roof
NJADRE1560377613 | Administratively Determined Incentive Program | Bloomfield | 7003 | 10.25 | Residential | Behind the Meter | Yes | Trinity Solar, LLC | PSE&G |  | Accepted | 2025-08-23 | 2025-09-14 | 2026-09-14 | Inverters | Solar Edge | USE7600H-USMNBL75 | 7600 |  | 1 |  |  | 0.97 |  | Outdoor
NJADRE1560377613 | Administratively Determined Incentive Program | Bloomfield | 7003 | 10.25 | Residential | Behind the Meter | Yes | Trinity Solar, LLC | PSE&G |  | Accepted | 2025-08-23 | 2025-09-14 | 2026-09-14 | Solar Panels | HANWHA | (Q.PEAK DUO BLK ML-G10+ 410) |  | 0.41 | 25 | 130 | 5 |  | Fixed | Roof
NJADRE1560377619 | Administratively Determined Incentive Program | Beachwood | 8722 | 10.25 | Residential | Behind the Meter | Yes | Trinity Solar, LLC | JCP&L |  | Accepted | 2025-08-23 | 2025-09-14 | 2026-09-14 | Inverters | Solar Edge | USE7600H-USMNBL75 | 7600 |  | 1 |  |  | 0.97 |  | Outdoor
NJADRE1560377619 | Administratively Determined Incentive Program | Beachwood | 8722 | 10.25 | Residential | Behind the Meter | Yes | Trinity Solar, LLC | JCP&L |  | Accepted | 2025-08-23 | 2025-09-14 | 2026-09-14 | Solar Panels | HANWHA | (Q.PEAK DUO BLK ML-G10.C+ 410) |  | 0.41 | 11 | 342 | 24 |  | Fixed | Roof
NJADRE1560377619 | Administratively Determined Incentive Program | Beachwood | 8722 | 10.25 | Residential | Behind the Meter | Yes | Trinity Solar, LLC | JCP&L |  | Accepted | 2025-08-23 | 2025-09-14 | 2026-09-14 | Solar Panels | HANWHA | (Q.PEAK DUO BLK ML-G10.C+ 410) |  | 0.41 | 14 | 162 | 24 |  | Fixed | Roof
NJADRE1560377735 | Administratively Determined Incentive Program | Newton | 7860 | 21.32 | Residential | Behind the Meter | Yes | Trinity Solar, LLC | JCP&L |  | Accepted | 2025-08-23 | 2025-09-23 | 2026-09-23 | Electric Storage Battery | Solar Edge | BAT-10K1PS0B-01 |  |  | 3 |  |  |  | Lithium Ion |  | outdoor
NJADRE1560377735 | Administratively Determined Incentive Program | Newton | 7860 | 21.32 | Residential | Behind the Meter | Yes | Trinity Solar, LLC | JCP&L |  | Accepted | 2025-08-23 | 2025-09-23 | 2026-09-23 | Inverters | Solar Edge | USE11400H-USMNBL75 | 11400 |  | 1 |  |  | 0.97 |  | Outdoor
NJADRE1560377735 | Administratively Determined Incentive Program | Newton | 7860 | 21.32 | Residential | Behind the Meter | Yes | Trinity Solar, LLC | JCP&L |  | Accepted | 2025-08-23 | 2025-09-23 | 2026-09-23 | Solar Panels | HANWHA | (Q.PEAK DUO BLK ML-G10+ 410) |  | 0.41 | 3 | 61 | 14 |  | Fixed | Roof
NJADRE1560377735 | Administratively Determined Incentive Program | Newton | 7860 | 21.32 | Residential | Behind the Meter | Yes | Trinity Solar, LLC | JCP&L |  | Accepted | 2025-08-23 | 2025-09-23 | 2026-09-23 | Solar Panels | HANWHA | (Q.PEAK DUO BLK ML-G10+ 410) |  | 0.41 | 2 | 241 | 14 |  | Fixed | Roof
NJADRE1560377735 | Administratively Determined Incentive Program | Newton | 7860 | 21.32 | Residential | Behind the Meter | Yes | Trinity Solar, LLC | JCP&L |  | Accepted | 2025-08-23 | 2025-09-23 | 2026-09-23 | Solar Panels | HANWHA | (Q.PEAK DUO BLK ML-G10+ 410) |  | 0.41 | 21 | 331 | 14 |  | Fixed | Roof
NJADRE1560377735 | Administratively Determined Incentive Program | Newton | 7860 | 21.32 | Residential | Behind the Meter | Yes | Trinity Solar, LLC | JCP&L |  | Accepted | 2025-08-23 | 2025-09-23 | 2026-09-23 | Solar Panels | HANWHA | (Q.PEAK DUO BLK ML-G10+ 410) |  | 0.41 | 10 | 151 | 14 |  | Fixed | Roof
NJADRE1560377735 | Administratively Determined Incentive Program | Newton | 7860 | 21.32 | Residential | Behind the Meter | Yes | Trinity Solar, LLC | JCP&L |  | Accepted | 2025-08-23 | 2025-09-23 | 2026-09-23 | Solar Panels | HANWHA | (Q.PEAK DUO BLK ML-G10+ 410) |  | 0.41 | 7 | 332 | 15 |  | Fixed | Roof
NJADRE1560377735 | Administratively Determined Incentive Program | Newton | 7860 | 21.32 | Residential | Behind the Meter | Yes | Trinity Solar, LLC | JCP&L |  | Accepted | 2025-08-23 | 2025-09-23 | 2026-09-23 | Solar Panels | HANWHA | (Q.PEAK DUO BLK ML-G10+ 410) |  | 0.41 | 9 | 151 | 15 |  | Fixed | Roof
NJADRE1560387268 | Administratively Determined Incentive Program | Paterson | 7514 | 15.05 | Residential | Behind the Meter | No | Solartec Systems, LLC | PSE&G |  | Accepted | 2025-08-24 | 2025-09-15 | 2026-09-15 | Solar Panels | SEG Solar | SEG-430-BTG-BD |  | 0.43 | 35 | 189 | 5 |  | Fixed | Roof
NJADRE1560387268 | Administratively Determined Incentive Program | Paterson | 7514 | 15.05 | Residential | Behind the Meter | No | Solartec Systems, LLC | PSE&G |  | Accepted | 2025-08-24 | 2025-09-15 | 2026-09-15 | Inverters | Fronius International | Symo Advanced 12.0-3 [208-240] | 12000 |  | 1 |  |  | 0.97 |  | Outside
NJADRE1560396842 | Administratively Determined Incentive Program | Brick | 8724 | 19.14 | Residential | Behind the Meter | No | Maier Solar Engineering dba Solar Me | JCP&L |  | Accepted | 2025-08-24 | 2025-09-15 | 2026-09-15 | Solar Panels | QCELL - HANWHA | QTRON- BLK-MG2+435 |  | 0.435 | 22 | 172 | 27 |  | Fixed | Roof
NJADRE1560396842 | Administratively Determined Incentive Program | Brick | 8724 | 19.14 | Residential | Behind the Meter | No | Maier Solar Engineering dba Solar Me | JCP&L |  | Accepted | 2025-08-24 | 2025-09-15 | 2026-09-15 | Solar Panels | QCELL - HANWHA | QTRON- BLK-MG2+435 |  | 0.435 | 18 | 352 | 27 |  | Fixed | Roof
NJADRE1560396842 | Administratively Determined Incentive Program | Brick | 8724 | 19.14 | Residential | Behind the Meter | No | Maier Solar Engineering dba Solar Me | JCP&L |  | Accepted | 2025-08-24 | 2025-09-15 | 2026-09-15 | Solar Panels | QCELL - HANWHA | QTRON- BLK-MG2+435 |  | 0.435 | 4 | 82 | 40 |  | Fixed | Roof
NJADRE1560396842 | Administratively Determined Incentive Program | Brick | 8724 | 19.14 | Residential | Behind the Meter | No | Maier Solar Engineering dba Solar Me | JCP&L |  | Accepted | 2025-08-24 | 2025-09-15 | 2026-09-15 | Inverters | ENPHASE | IQ8MC-72-M-US | 320 |  | 44 |  |  | 0.97 |  | Outdoor | ON RACKING
NJADRE1560397028 | Administratively Determined Incentive Program | Holmdel | 7733 | 17.835 | Residential | Behind the Meter | No | Maier Solar Engineering dba Solar Me | JCP&L |  | Accepted | 2025-08-24 | 2025-09-15 | 2026-09-15 | Solar Panels | QCELL - HANWHA | QTRON- BLK-MG2+435 |  | 0.435 | 17 | 180 | 19 |  | Fixed | Roof
NJADRE1560397028 | Administratively Determined Incentive Program | Holmdel | 7733 | 17.835 | Residential | Behind the Meter | No | Maier Solar Engineering dba Solar Me | JCP&L |  | Accepted | 2025-08-24 | 2025-09-15 | 2026-09-15 | Electric Storage Battery | ENPHASE | IQ BATTERY-5P-1P-NA |  |  | 2 |  |  |  | Lithium Ion |  | OUTSIDE
NJADRE1560397028 | Administratively Determined Incentive Program | Holmdel | 7733 | 17.835 | Residential | Behind the Meter | No | Maier Solar Engineering dba Solar Me | JCP&L |  | Accepted | 2025-08-24 | 2025-09-15 | 2026-09-15 | Solar Panels | QCELL - HANWHA | QTRON- BLK-MG2+435 |  | 0.435 | 24 | 90 | 19 |  | Fixed | Roof
NJADRE1560397028 | Administratively Determined Incentive Program | Holmdel | 7733 | 17.835 | Residential | Behind the Meter | No | Maier Solar Engineering dba Solar Me | JCP&L |  | Accepted | 2025-08-24 | 2025-09-15 | 2026-09-15 | Inverters | ENPHASE | IQ8AC-72-M-US | 349 |  | 41 |  |  | 0.97 |  | Outdoor | ON RACKING
NJADRE1560397035 | Administratively Determined Incentive Program | Bloomfield | 7003 | 4.51 | Residential | Behind the Meter | Yes | Trinity Solar, LLC | PSE&G |  | Accepted | 2025-08-24 | 2025-09-14 | 2026-09-14 | Inverters | SOLAREDGE | SE3800H-US | 3800 |  | 1 |  |  | 0.97 |  | Outside
NJADRE1560397035 | Administratively Determined Incentive Program | Bloomfield | 7003 | 4.51 | Residential | Behind the Meter | Yes | Trinity Solar, LLC | PSE&G |  | Accepted | 2025-08-24 | 2025-09-14 | 2026-09-14 | Solar Panels | HANWHA 410 (Q.PEAK DUO BLK ML-G10+ 410) | HANWHA 410 (Q.PEAK DUO BLK ML-G10+ 410) |  | 0.41 | 11 | 124 | 5 |  | Fixed | Roof
NJADRE1560397043 | Administratively Determined Incentive Program | Toms River | 8757 | 4.51 | Residential | Behind the Meter | Yes | Trinity Solar, LLC | JCP&L |  | Accepted | 2025-08-24 | 2025-09-14 | 2026-09-14 | Inverters | SOLAREDGE | SE3800H-US | 3800 |  | 1 |  |  | 0.97 |  | Outside
NJADRE1560397043 | Administratively Determined Incentive Program | Toms River | 8757 | 4.51 | Residential | Behind the Meter | Yes | Trinity Solar, LLC | JCP&L |  | Accepted | 2025-08-24 | 2025-09-14 | 2026-09-14 | Solar Panels | HANWHA 410 (Q.PEAK DUO BLK ML-G10+ 410) | HANWHA 410 (Q.PEAK DUO BLK ML-G10+ 410) |  | 0.41 | 11 | 164 | 20 |  | Fixed | Roof
NJADRE1560397048 | Administratively Determined Incentive Program | Medford | 8055 | 12.3 | Residential | Behind the Meter | Yes | Trinity Solar, LLC | PSE&G |  | Accepted | 2025-08-24 | 2025-09-14 | 2026-09-14 | Inverters | SOLAREDGE | SE10000H-US | 10000 |  | 1 |  |  | 0.97 |  | Outside
NJADRE1560397048 | Administratively Determined Incentive Program | Medford | 8055 | 12.3 | Residential | Behind the Meter | Yes | Trinity Solar, LLC | PSE&G |  | Accepted | 2025-08-24 | 2025-09-14 | 2026-09-14 | Solar Panels | HANWHA 410 (Q.PEAK DUO BLK ML-G10+ 410) | HANWHA 410 (Q.PEAK DUO BLK ML-G10+ 410) |  | 0.41 | 2 | 57 | 25 |  | Fixed | Roof
NJADRE1560397048 | Administratively Determined Incentive Program | Medford | 8055 | 12.3 | Residential | Behind the Meter | Yes | Trinity Solar, LLC | PSE&G |  | Accepted | 2025-08-24 | 2025-09-14 | 2026-09-14 | Solar Panels | HANWHA 410 (Q.PEAK DUO BLK ML-G10+ 410) | HANWHA 410 (Q.PEAK DUO BLK ML-G10+ 410) |  | 0.41 | 13 | 237 | 25 |  | Fixed | Roof
NJADRE1560397048 | Administratively Determined Incentive Program | Medford | 8055 | 12.3 | Residential | Behind the Meter | Yes | Trinity Solar, LLC | PSE&G |  | Accepted | 2025-08-24 | 2025-09-14 | 2026-09-14 | Solar Panels | HANWHA 410 (Q.PEAK DUO BLK ML-G10+ 410) | HANWHA 410 (Q.PEAK DUO BLK ML-G10+ 410) |  | 0.41 | 9 | 147 | 45 |  | Fixed | Roof
NJADRE1560397048 | Administratively Determined Incentive Program | Medford | 8055 | 12.3 | Residential | Behind the Meter | Yes | Trinity Solar, LLC | PSE&G |  | Accepted | 2025-08-24 | 2025-09-14 | 2026-09-14 | Solar Panels | HANWHA 410 (Q.PEAK DUO BLK ML-G10+ 410) | HANWHA 410 (Q.PEAK DUO BLK ML-G10+ 410) |  | 0.41 | 6 | 147 | 20 |  | Fixed | Roof
NJADRE1560397054 | Administratively Determined Incentive Program | Newton | 7860 | 12.3 | Residential | Behind the Meter | Yes | Trinity Solar, LLC | JCP&L |  | Accepted | 2025-08-24 | 2025-09-14 | 2026-09-14 | Solar Panels | HANWHA 410 (Q.PEAK DUO BLK ML-G10+ 410) | HANWHA 410 (Q.PEAK DUO BLK ML-G10+ 410) |  | 0.41 | 2 | 234 | 20 |  | Fixed | Roof
NJADRE1560397054 | Administratively Determined Incentive Program | Newton | 7860 | 12.3 | Residential | Behind the Meter | Yes | Trinity Solar, LLC | JCP&L |  | Accepted | 2025-08-24 | 2025-09-14 | 2026-09-14 | Solar Panels | HANWHA 410 (Q.PEAK DUO BLK ML-G10+ 410) | HANWHA 410 (Q.PEAK DUO BLK ML-G10+ 410) |  | 0.41 | 8 | 324 | 20 |  | Fixed | Roof
NJADRE1560397054 | Administratively Determined Incentive Program | Newton | 7860 | 12.3 | Residential | Behind the Meter | Yes | Trinity Solar, LLC | JCP&L |  | Accepted | 2025-08-24 | 2025-09-14 | 2026-09-14 | Solar Panels | HANWHA 410 (Q.PEAK DUO BLK ML-G10+ 410) | HANWHA 410 (Q.PEAK DUO BLK ML-G10+ 410) |  | 0.41 | 8 | 144 | 20 |  | Fixed | Roof
NJADRE1560397054 | Administratively Determined Incentive Program | Newton | 7860 | 12.3 | Residential | Behind the Meter | Yes | Trinity Solar, LLC | JCP&L |  | Accepted | 2025-08-24 | 2025-09-14 | 2026-09-14 | Solar Panels | HANWHA 410 (Q.PEAK DUO BLK ML-G10+ 410) | HANWHA 410 (Q.PEAK DUO BLK ML-G10+ 410) |  | 0.41 | 2 | 234 | 20 |  | Fixed | Roof
NJADRE1560397054 | Administratively Determined Incentive Program | Newton | 7860 | 12.3 | Residential | Behind the Meter | Yes | Trinity Solar, LLC | JCP&L |  | Accepted | 2025-08-24 | 2025-09-14 | 2026-09-14 | Solar Panels | HANWHA 410 (Q.PEAK DUO BLK ML-G10+ 410) | HANWHA 410 (Q.PEAK DUO BLK ML-G10+ 410) |  | 0.41 | 8 | 54 | 20 |  | Fixed | Roof
NJADRE1560397054 | Administratively Determined Incentive Program | Newton | 7860 | 12.3 | Residential | Behind the Meter | Yes | Trinity Solar, LLC | JCP&L |  | Accepted | 2025-08-24 | 2025-09-14 | 2026-09-14 | Solar Panels | HANWHA 410 (Q.PEAK DUO BLK ML-G10+ 410) | HANWHA 410 (Q.PEAK DUO BLK ML-G10+ 410) |  | 0.41 | 2 | 54 | 18 |  | Fixed | Roof
NJADRE1560397054 | Administratively Determined Incentive Program | Newton | 7860 | 12.3 | Residential | Behind the Meter | Yes | Trinity Solar, LLC | JCP&L |  | Accepted | 2025-08-24 | 2025-09-14 | 2026-09-14 | Inverters | SOLAREDGE | SE10000H-USM | 10000 |  | 1 |  |  | 0.97 |  | Outside
NJADRE1560397243 | Administratively Determined Incentive Program | FLEMINGTON | 8822 | 2.56 | Residential | Behind the Meter | No |  | JCP&L |  | Accepted |  | 2025-09-08 | 2026-09-08 | Inverters | SolarEdge | SE 7600A-US | 7600 |  | 1 |  |  | 0.35 |  | Indoor
NJADRE1560397243 | Administratively Determined Incentive Program | FLEMINGTON | 8822 | 2.56 | Residential | Behind the Meter | No |  | JCP&L |  | Accepted |  | 2025-09-08 | 2026-09-08 | Solar Panels | Renogy | RNG-320DX6 |  | 0.32 | 8 | 145 | 18 |  | Fixed | Roof | Garage
NJADRE1560397243 | Administratively Determined Incentive Program | FLEMINGTON | 8822 | 2.56 | Residential | Behind the Meter | No |  | JCP&L |  | Accepted |  | 2025-09-08 | 2026-09-08 | Meters | Itron | CL200 | 3 |  | 1 |  |  |  | Yes | Outdoor
NJADRE1560406361 | Administratively Determined Incentive Program | Haddonfield | 8033 | 9.46 | Residential | Behind the Meter | No | Sun Up Zero Down, LLC | PSE&G |  | Accepted | 2025-08-31 | 2025-09-22 | 2026-09-22 | Inverters | Enphase | IQ8PLUS-72-2-US | 290 |  | 22 |  |  | 0.976 |  | Outdoor
NJADRE1560406361 | Administratively Determined Incentive Program | Haddonfield | 8033 | 9.46 | Residential | Behind the Meter | No | Sun Up Zero Down, LLC | PSE&G |  | Accepted | 2025-08-31 | 2025-09-22 | 2026-09-22 | Meters | Enphase | TBD |  |  | 1 |  |  |  | Yes | Outdoor
NJADRE1560406361 | Administratively Determined Incentive Program | Haddonfield | 8033 | 9.46 | Residential | Behind the Meter | No | Sun Up Zero Down, LLC | PSE&G |  | Accepted | 2025-08-31 | 2025-09-22 | 2026-09-22 | Solar Panels | SEG | SEG-430-BTD-BG |  | 0.43 | 22 | 221 | 36 |  | Fixed | Roof
NJADRE1560406370 | Administratively Determined Incentive Program | Keyport | 7735 | 9.02 | Residential | Behind the Meter | Yes | Sunrun Installation Services, Inc. | JCP&L |  | Accepted | 2025-08-25 | 2025-09-14 | 2026-09-14 | Solar Panels | Elin Energy (Sirius PV) | ELNSM54M-HC-410 |  | 0.41 | 10 | 188 | 26 |  | Fixed | Roof
NJADRE1560406370 | Administratively Determined Incentive Program | Keyport | 7735 | 9.02 | Residential | Behind the Meter | Yes | Sunrun Installation Services, Inc. | JCP&L |  | Accepted | 2025-08-25 | 2025-09-14 | 2026-09-14 | Solar Panels | Elin Energy (Sirius PV) | ELNSM54M-HC-410 |  | 0.41 | 12 | 8 | 26 |  | Fixed | Roof
NJADRE1560406370 | Administratively Determined Incentive Program | Keyport | 7735 | 9.02 | Residential | Behind the Meter | Yes | Sunrun Installation Services, Inc. | JCP&L |  | Accepted | 2025-08-25 | 2025-09-14 | 2026-09-14 | Inverters | SolarEdge Technologies | SE7600H-USMN | 7600 |  | 1 |  |  | 0.99 |  | Outdoor
NJADRE1560406374 | Administratively Determined Incentive Program | Somerset | 8873 | 8.2 | Residential | Behind the Meter | Yes | Sunrun Installation Services, Inc. | PSE&G |  | Accepted | 2025-08-25 | 2025-09-15 | 2026-09-15 | Solar Panels | Elin Energy (Sirius PV) | ELNSM54M-HC-410 |  | 0.41 | 16 | 309 | 25 |  | Fixed | Roof
NJADRE1560406374 | Administratively Determined Incentive Program | Somerset | 8873 | 8.2 | Residential | Behind the Meter | Yes | Sunrun Installation Services, Inc. | PSE&G |  | Accepted | 2025-08-25 | 2025-09-15 | 2026-09-15 | Inverters | SolarEdge Technologies | SE7600H-USMN | 7600 |  | 1 |  |  | 0.99 |  | Outdoor
NJADRE1560406374 | Administratively Determined Incentive Program | Somerset | 8873 | 8.2 | Residential | Behind the Meter | Yes | Sunrun Installation Services, Inc. | PSE&G |  | Accepted | 2025-08-25 | 2025-09-15 | 2026-09-15 | Solar Panels | Elin Energy (Sirius PV) | ELNSM54M-HC-410 |  | 0.41 | 4 | 128 | 25 |  | Fixed | Roof
NJADRE1560406378 | Administratively Determined Incentive Program | TOTOWA | 7512 | 5.33 | Residential | Behind the Meter | Yes | Trinity Solar, LLC | PSE&G |  | Accepted | 2025-08-25 | 2025-09-15 | 2026-09-15 | Inverters | Solar Edge | USE5700H-US | 5760 |  | 1 |  |  | 0.97 |  | Outside
NJADRE1560406378 | Administratively Determined Incentive Program | TOTOWA | 7512 | 5.33 | Residential | Behind the Meter | Yes | Trinity Solar, LLC | PSE&G |  | Accepted | 2025-08-25 | 2025-09-15 | 2026-09-15 | Solar Panels | Hanwha | Q.PEAK DUO BLK ML-G10.C+ 410 |  | 0.41 | 13 | 153 | 23 |  | Fixed | Roof
NJADRE1560406390 | Administratively Determined Incentive Program | Winslow Twp | 8081 | 6.525 | Residential | Behind the Meter | Yes | SunnyMac, LLC | AC Electric |  | Accepted | 2025-08-25 | 2025-09-15 | 2026-09-15 | Inverters | SOLAREDGE HOME HUB | SE5700H-US | 5760 |  | 1 |  |  | 0.99 |  | Outdoor | next to meter
NJADRE1560406390 | Administratively Determined Incentive Program | Winslow Twp | 8081 | 6.525 | Residential | Behind the Meter | Yes | SunnyMac, LLC | AC Electric |  | Accepted | 2025-08-25 | 2025-09-15 | 2026-09-15 | Solar Panels | HANWHA | Q.TRON BLK M-G2.H+ |  | 0.435 | 8 | 285 | 28 |  | Fixed | Roof
NJADRE1560406390 | Administratively Determined Incentive Program | Winslow Twp | 8081 | 6.525 | Residential | Behind the Meter | Yes | SunnyMac, LLC | AC Electric |  | Accepted | 2025-08-25 | 2025-09-15 | 2026-09-15 | Solar Panels | HANWHA | Q.TRON BLK M-G2.H+ |  | 0.435 | 7 | 105 | 28 |  | Fixed | Roof
NJADRE1560406400 | Administratively Determined Incentive Program | Ridgewood | 7450 | 4.1 | Residential | Behind the Meter | Yes | Trinity Solar, LLC | PSE&G |  | Accepted | 2025-08-25 | 2025-09-15 | 2026-09-15 | Solar Panels | Hanwha | Q.PEAK DUO BLK ML-G10.C+ 410 |  | 0.41 | 3 | 284 | 34 |  | Fixed | Roof
NJADRE1560406400 | Administratively Determined Incentive Program | Ridgewood | 7450 | 4.1 | Residential | Behind the Meter | Yes | Trinity Solar, LLC | PSE&G |  | Accepted | 2025-08-25 | 2025-09-15 | 2026-09-15 | Solar Panels | Hanwha | Q.PEAK DUO BLK ML-G10.C+ 410 |  | 0.41 | 2 | 194 | 13 |  | Fixed | Roof
NJADRE1560406400 | Administratively Determined Incentive Program | Ridgewood | 7450 | 4.1 | Residential | Behind the Meter | Yes | Trinity Solar, LLC | PSE&G |  | Accepted | 2025-08-25 | 2025-09-15 | 2026-09-15 | Inverters | Solar Edge | USE3800H-US | 3800 |  | 1 |  |  | 0.97 |  | Outside
NJADRE1560406400 | Administratively Determined Incentive Program | Ridgewood | 7450 | 4.1 | Residential | Behind the Meter | Yes | Trinity Solar, LLC | PSE&G |  | Accepted | 2025-08-25 | 2025-09-15 | 2026-09-15 | Solar Panels | Hanwha | Q.PEAK DUO BLK ML-G10.C+ 410 |  | 0.41 | 2 | 194 | 14 |  | Fixed | Roof
NJADRE1560406400 | Administratively Determined Incentive Program | Ridgewood | 7450 | 4.1 | Residential | Behind the Meter | Yes | Trinity Solar, LLC | PSE&G |  | Accepted | 2025-08-25 | 2025-09-15 | 2026-09-15 | Solar Panels | Hanwha | Q.PEAK DUO BLK ML-G10.C+ 410 |  | 0.41 | 3 | 194 | 34 |  | Fixed | Roof
NJADRE1560406406 | Administratively Determined Incentive Program | Ridgefield Park | 7660 | 9.43 | Residential | Behind the Meter | Yes | Pro Custom Solar dba Momentum Solar | PSE&G |  | Accepted | 2025-08-26 | 2025-09-19 | 2026-09-19 | Inverters | HANWHA | IQ8HC-72-M-DOM-US | 380 |  | 23 |  |  | 0.97 |  | Outdoor
NJADRE1560406406 | Administratively Determined Incentive Program | Ridgefield Park | 7660 | 9.43 | Residential | Behind the Meter | Yes | Pro Custom Solar dba Momentum Solar | PSE&G |  | Accepted | 2025-08-26 | 2025-09-19 | 2026-09-19 | Solar Panels | HANWHA | HANWHA Q.PEAK DUO BLK ML-G10+410 |  | 0.41 | 6 | 283 | 20 |  | Fixed | Roof
NJADRE1560406406 | Administratively Determined Incentive Program | Ridgefield Park | 7660 | 9.43 | Residential | Behind the Meter | Yes | Pro Custom Solar dba Momentum Solar | PSE&G |  | Accepted | 2025-08-26 | 2025-09-19 | 2026-09-19 | Solar Panels | HANWHA | HANWHA Q.PEAK DUO BLK ML-G10+410 |  | 0.41 | 17 | 103 | 16 |  | Fixed | Roof
NJADRE1560406410 | Administratively Determined Incentive Program | MOUNT LAUREL TOWNSHIP | 8054 | 16.4 | Residential | Behind the Meter | No | Big Wave Roofing and Solar, LLC | PSE&G |  | Accepted | 2025-08-25 | 2025-09-15 | 2026-09-15 | Inverters | Enphase | IQ8PLUS-72-2-US | 290 |  | 40 |  |  | 0.98 |  | Outdoor
NJADRE1560406410 | Administratively Determined Incentive Program | MOUNT LAUREL TOWNSHIP | 8054 | 16.4 | Residential | Behind the Meter | No | Big Wave Roofing and Solar, LLC | PSE&G |  | Accepted | 2025-08-25 | 2025-09-15 | 2026-09-15 | Solar Panels | MISSION SOLAR | MSE410HT0B |  | 0.41 | 15 | 184 | 41 |  | Fixed | Roof
NJADRE1560406410 | Administratively Determined Incentive Program | MOUNT LAUREL TOWNSHIP | 8054 | 16.4 | Residential | Behind the Meter | No | Big Wave Roofing and Solar, LLC | PSE&G |  | Accepted | 2025-08-25 | 2025-09-15 | 2026-09-15 | Solar Panels | MISSION SOLAR | MSE410HT0B |  | 0.41 | 10 | 274 | 30 |  | Fixed | Roof
NJADRE1560406410 | Administratively Determined Incentive Program | MOUNT LAUREL TOWNSHIP | 8054 | 16.4 | Residential | Behind the Meter | No | Big Wave Roofing and Solar, LLC | PSE&G |  | Accepted | 2025-08-25 | 2025-09-15 | 2026-09-15 | Solar Panels | MISSION SOLAR | MSE410HT0B |  | 0.41 | 6 | 4 | 41 |  | Fixed | Roof
NJADRE1560406410 | Administratively Determined Incentive Program | MOUNT LAUREL TOWNSHIP | 8054 | 16.4 | Residential | Behind the Meter | No | Big Wave Roofing and Solar, LLC | PSE&G |  | Accepted | 2025-08-25 | 2025-09-15 | 2026-09-15 | Solar Panels | MISSION SOLAR | MSE410HT0B |  | 0.41 | 9 | 4 | 40 |  | Fixed | Roof
NJADRE1560406418 | Administratively Determined Incentive Program | Eatontown | 7724 | 3.69 | Residential | Behind the Meter | Yes | Pro Custom Solar dba Momentum Solar | JCP&L |  | Accepted | 2025-08-26 | 2025-09-19 | 2026-09-19 | Inverters | HANWHA | IQ8HC-72-M-DOM-US | 380 |  | 9 |  |  | 0.97 |  | Outdoor
NJADRE1560406418 | Administratively Determined Incentive Program | Eatontown | 7724 | 3.69 | Residential | Behind the Meter | Yes | Pro Custom Solar dba Momentum Solar | JCP&L |  | Accepted | 2025-08-26 | 2025-09-19 | 2026-09-19 | Solar Panels | HANWHA | HANWHA Q.PEAK DUO BLK ML-G10+410 |  | 0.41 | 9 | 117 | 26 |  | Fixed | Roof
NJADRE1560406423 | Administratively Determined Incentive Program | Camden | 8105 | 7.38 | Residential | Behind the Meter | Yes | Sunrun Installation Services, Inc. | PSE&G |  | Accepted | 2025-08-25 | 2025-09-17 | 2026-09-17 | Inverters | TESLA | POWERWALL 3 1707000-XX-Y | 11500 |  | 1 |  |  | 0.97 |  | Outside
NJADRE1560406423 | Administratively Determined Incentive Program | Camden | 8105 | 7.38 | Residential | Behind the Meter | Yes | Sunrun Installation Services, Inc. | PSE&G |  | Accepted | 2025-08-25 | 2025-09-17 | 2026-09-17 | Electric Storage Battery | TESLA | POWERWALL 3 1707000-XX-Y |  |  | 1 |  |  |  | Lithium Ion |  | Outside
NJADRE1560406423 | Administratively Determined Incentive Program | Camden | 8105 | 7.38 | Residential | Behind the Meter | Yes | Sunrun Installation Services, Inc. | PSE&G |  | Accepted | 2025-08-25 | 2025-09-17 | 2026-09-17 | Solar Panels | Hanwha Q-Cells | Q.PEAK DUO BLK ML-G10+ 410 |  | 0.41 | 9 | 150 | 26 |  | Fixed | Roof
NJADRE1560406423 | Administratively Determined Incentive Program | Camden | 8105 | 7.38 | Residential | Behind the Meter | Yes | Sunrun Installation Services, Inc. | PSE&G |  | Accepted | 2025-08-25 | 2025-09-17 | 2026-09-17 | Solar Panels | Hanwha Q-Cells | Q.PEAK DUO BLK ML-G10+ 410 |  | 0.41 | 9 | 330 | 26 |  | Fixed | Roof
NJADRE1560406425 | Administratively Determined Incentive Program | MOORESTOWN | 8057 | 12.76 | Residential | Behind the Meter | No | Maier Solar Engineering dba Solar Me | PSE&G |  | Accepted | 2025-08-25 | 2025-09-15 | 2026-09-15 | Solar Panels | JA SOLAR | JAM54S-31-440-LR-TS-A |  | 0.44 | 3 | 52 | 40 |  | Fixed | Roof
NJADRE1560406425 | Administratively Determined Incentive Program | MOORESTOWN | 8057 | 12.76 | Residential | Behind the Meter | No | Maier Solar Engineering dba Solar Me | PSE&G |  | Accepted | 2025-08-25 | 2025-09-15 | 2026-09-15 | Inverters | ENPHASE | IQ8AC-72-M-US | 349 |  | 29 |  |  | 0.97 |  | Outdoor | ON RACKING
NJADRE1560406425 | Administratively Determined Incentive Program | MOORESTOWN | 8057 | 12.76 | Residential | Behind the Meter | No | Maier Solar Engineering dba Solar Me | PSE&G |  | Accepted | 2025-08-25 | 2025-09-15 | 2026-09-15 | Solar Panels | JA SOLAR | JAM54S-31-440-LR-TS-A |  | 0.44 | 3 | 232 | 40 |  | Fixed | Roof
NJADRE1560406425 | Administratively Determined Incentive Program | MOORESTOWN | 8057 | 12.76 | Residential | Behind the Meter | No | Maier Solar Engineering dba Solar Me | PSE&G |  | Accepted | 2025-08-25 | 2025-09-15 | 2026-09-15 | Solar Panels | JA SOLAR | JAM54S-31-440-LR-TS-A |  | 0.44 | 5 | 232 | 40 |  | Fixed | Roof
NJADRE1560406425 | Administratively Determined Incentive Program | MOORESTOWN | 8057 | 12.76 | Residential | Behind the Meter | No | Maier Solar Engineering dba Solar Me | PSE&G |  | Accepted | 2025-08-25 | 2025-09-15 | 2026-09-15 | Solar Panels | JA SOLAR | JAM54S-31-440-LR-TS-A |  | 0.44 | 11 | 142 | 30 |  | Fixed | Roof
NJADRE1560406425 | Administratively Determined Incentive Program | MOORESTOWN | 8057 | 12.76 | Residential | Behind the Meter | No | Maier Solar Engineering dba Solar Me | PSE&G |  | Accepted | 2025-08-25 | 2025-09-15 | 2026-09-15 | Solar Panels | JA SOLAR | JAM54S-31-440-LR-TS-A |  | 0.44 | 7 | 142 | 30 |  | Fixed | Roof
NJADRE1560406431 | Administratively Determined Incentive Program | West Creek | 8092 | 3.28 | Residential | Behind the Meter | Yes | Trinity Solar, LLC | AC Electric |  | Accepted | 2025-08-25 | 2025-09-15 | 2026-09-15 | Inverters | Solar Edge | USE3800H-US | 3800 |  | 1 |  |  | 0.97 |  | Outside
NJADRE1560406431 | Administratively Determined Incentive Program | West Creek | 8092 | 3.28 | Residential | Behind the Meter | Yes | Trinity Solar, LLC | AC Electric |  | Accepted | 2025-08-25 | 2025-09-15 | 2026-09-15 | Solar Panels | Hanwha | Q.PEAK DUO BLK ML-G10.C+ 410 |  | 0.41 | 8 | 205 | 18 |  | Fixed | Roof
NJADRE1560406449 | Administratively Determined Incentive Program | Mount Ephraim | 8059 | 7.885 | Residential | Behind the Meter | Yes | SunnyMac, LLC | PSE&G |  | Accepted | 2025-08-25 | 2025-09-15 | 2026-09-15 | Solar Panels | HANWHA | Q.TRON BLK M-G2.H+ |  | 0.415 | 8 | 6 | 39 |  | Fixed | Roof
NJADRE1560406449 | Administratively Determined Incentive Program | Mount Ephraim | 8059 | 7.885 | Residential | Behind the Meter | Yes | SunnyMac, LLC | PSE&G |  | Accepted | 2025-08-25 | 2025-09-15 | 2026-09-15 | Solar Panels | HANWHA | Q.TRON BLK M-G2.H+ |  | 0.415 | 11 | 186 | 37 |  | Fixed | Roof
NJADRE1560406449 | Administratively Determined Incentive Program | Mount Ephraim | 8059 | 7.885 | Residential | Behind the Meter | Yes | SunnyMac, LLC | PSE&G |  | Accepted | 2025-08-25 | 2025-09-15 | 2026-09-15 | Inverters | SOLAREDGE HOME HUB | SE5700H-US | 5760 |  | 1 |  |  | 0.99 |  | Outdoor | next to meter
NJADRE1560406453 | Administratively Determined Incentive Program | Roebling | 8554 | 3.28 | Residential | Behind the Meter | Yes | Pro Custom Solar dba Momentum Solar | PSE&G |  | Accepted | 2025-08-26 | 2025-09-19 | 2026-09-19 | Inverters | HANWHA | IQ8HC-72-M-DOM-US | 380 |  | 8 |  |  | 0.97 |  | Outdoor
NJADRE1560406453 | Administratively Determined Incentive Program | Roebling | 8554 | 3.28 | Residential | Behind the Meter | Yes | Pro Custom Solar dba Momentum Solar | PSE&G |  | Accepted | 2025-08-26 | 2025-09-19 | 2026-09-19 | Solar Panels | HANWHA | HANWHA Q.PEAK DUO BLK ML-G10+410 |  | 0.41 | 5 | 261 | 25 |  | Fixed | Roof
NJADRE1560406453 | Administratively Determined Incentive Program | Roebling | 8554 | 3.28 | Residential | Behind the Meter | Yes | Pro Custom Solar dba Momentum Solar | PSE&G |  | Accepted | 2025-08-26 | 2025-09-19 | 2026-09-19 | Solar Panels | HANWHA | HANWHA Q.PEAK DUO BLK ML-G10+410 |  | 0.41 | 3 | 81 | 26 |  | Fixed | Roof
NJADRE1560406468 | Administratively Determined Incentive Program | Trenton | 8610 | 8.2 | Residential | Behind the Meter | Yes | Sunrun Installation Services, Inc. | PSE&G |  | Accepted | 2025-08-25 | 2025-09-17 | 2026-09-17 | Electric Storage Battery | TESLA | POWERWALL 3 1707000-XX-Y |  |  | 1 |  |  |  | Lithium Ion |  | Outside
NJADRE1560406468 | Administratively Determined Incentive Program | Trenton | 8610 | 8.2 | Residential | Behind the Meter | Yes | Sunrun Installation Services, Inc. | PSE&G |  | Accepted | 2025-08-25 | 2025-09-17 | 2026-09-17 | Solar Panels | Hanwha Q-Cells | Q.PEAK DUO BLK ML-G10+ 410 |  | 0.41 | 8 | 209 | 18 |  | Fixed | Roof
NJADRE1560406468 | Administratively Determined Incentive Program | Trenton | 8610 | 8.2 | Residential | Behind the Meter | Yes | Sunrun Installation Services, Inc. | PSE&G |  | Accepted | 2025-08-25 | 2025-09-17 | 2026-09-17 | Inverters | TESLA | POWERWALL 3 1707000-XX-Y | 11500 |  | 1 |  |  | 0.97 |  | Outside
NJADRE1560406468 | Administratively Determined Incentive Program | Trenton | 8610 | 8.2 | Residential | Behind the Meter | Yes | Sunrun Installation Services, Inc. | PSE&G |  | Accepted | 2025-08-25 | 2025-09-17 | 2026-09-17 | Solar Panels | Hanwha Q-Cells | Q.PEAK DUO BLK ML-G10+ 410 |  | 0.41 | 12 | 209 | 40 |  | Fixed | Roof
NJADRE1560406472 | Administratively Determined Incentive Program | OCEAN | 7712 | 16.81 | Residential | Behind the Meter | Yes | Momentum Solar | JCP&L |  | Accepted | 2025-08-26 | 2025-09-19 | 2026-09-19 | Solar Panels | HANWHA | Q.PEAK DUO BLK ML-G10+410 |  | 0.41 | 23 | 256 | 23 |  | Fixed | Roof
NJADRE1560406472 | Administratively Determined Incentive Program | OCEAN | 7712 | 16.81 | Residential | Behind the Meter | Yes | Momentum Solar | JCP&L |  | Accepted | 2025-08-26 | 2025-09-19 | 2026-09-19 | Solar Panels | HANWHA | Q.PEAK DUO BLK ML-G10+410 |  | 0.41 | 8 | 346 | 30 |  | Fixed | Roof
NJADRE1560406472 | Administratively Determined Incentive Program | OCEAN | 7712 | 16.81 | Residential | Behind the Meter | Yes | Momentum Solar | JCP&L |  | Accepted | 2025-08-26 | 2025-09-19 | 2026-09-19 | Solar Panels | HANWHA | Q.PEAK DUO BLK ML-G10+410 |  | 0.41 | 6 | 76 | 23 |  | Fixed | Roof
NJADRE1560406472 | Administratively Determined Incentive Program | OCEAN | 7712 | 16.81 | Residential | Behind the Meter | Yes | Momentum Solar | JCP&L |  | Accepted | 2025-08-26 | 2025-09-19 | 2026-09-19 | Inverters | ENPHASE | IQ8HC-72-M-DOM-US | 380 |  | 41 |  |  | 0.97 |  | Outdoor
NJADRE1560406472 | Administratively Determined Incentive Program | OCEAN | 7712 | 16.81 | Residential | Behind the Meter | Yes | Momentum Solar | JCP&L |  | Accepted | 2025-08-26 | 2025-09-19 | 2026-09-19 | Solar Panels | HANWHA | Q.PEAK DUO BLK ML-G10+410 |  | 0.41 | 4 | 346 | 34 |  | Fixed | Roof
NJADRE1560406487 | Administratively Determined Incentive Program | Mays Landing | 8330 | 5.33 | Residential | Behind the Meter | Yes | Trinity Solar, LLC | AC Electric |  | Accepted | 2025-08-25 | 2025-09-15 | 2026-09-15 | Solar Panels | HANWHA | (Q.PEAK DUO BLK ML-G10+ 410) |  | 0.41 | 2 | 179 | 77 |  | Fixed | Roof
NJADRE1560406487 | Administratively Determined Incentive Program | Mays Landing | 8330 | 5.33 | Residential | Behind the Meter | Yes | Trinity Solar, LLC | AC Electric |  | Accepted | 2025-08-25 | 2025-09-15 | 2026-09-15 | Solar Panels | HANWHA | (Q.PEAK DUO BLK ML-G10+ 410) |  | 0.41 | 7 | 269 | 77 |  | Fixed | Roof
NJADRE1560406487 | Administratively Determined Incentive Program | Mays Landing | 8330 | 5.33 | Residential | Behind the Meter | Yes | Trinity Solar, LLC | AC Electric |  | Accepted | 2025-08-25 | 2025-09-15 | 2026-09-15 | Solar Panels | HANWHA | (Q.PEAK DUO BLK ML-G10+ 410) |  | 0.41 | 2 | 269 | 63 |  | Fixed | Roof
NJADRE1560406487 | Administratively Determined Incentive Program | Mays Landing | 8330 | 5.33 | Residential | Behind the Meter | Yes | Trinity Solar, LLC | AC Electric |  | Accepted | 2025-08-25 | 2025-09-15 | 2026-09-15 | Inverters | Enphase | IQ8HC-72-M-DOM-US | 380 |  | 13 |  |  | 0.97 |  | Outdoor
NJADRE1560406487 | Administratively Determined Incentive Program | Mays Landing | 8330 | 5.33 | Residential | Behind the Meter | Yes | Trinity Solar, LLC | AC Electric |  | Accepted | 2025-08-25 | 2025-09-15 | 2026-09-15 | Solar Panels | HANWHA | (Q.PEAK DUO BLK ML-G10+ 410) |  | 0.41 | 2 | 89 | 82 |  | Fixed | Roof
NJADRE1560406503 | Administratively Determined Incentive Program | EAST ORANGE | 7017 | 6.09 | Residential | Behind the Meter | Yes | SunnyMac, LLC | PSE&G |  | Accepted | 2025-08-25 | 2025-09-15 | 2026-09-15 | Solar Panels | HANWHA | Q.TRON BLK M-G2.H+ |  | 0.435 | 10 | 112 | 44 |  | Fixed | Roof
NJADRE1560406503 | Administratively Determined Incentive Program | EAST ORANGE | 7017 | 6.09 | Residential | Behind the Meter | Yes | SunnyMac, LLC | PSE&G |  | Accepted | 2025-08-25 | 2025-09-15 | 2026-09-15 | Solar Panels | HANWHA | Q.TRON BLK M-G2.H+ |  | 0.435 | 2 | 201 | 45 |  | Fixed | Roof
NJADRE1560406503 | Administratively Determined Incentive Program | EAST ORANGE | 7017 | 6.09 | Residential | Behind the Meter | Yes | SunnyMac, LLC | PSE&G |  | Accepted | 2025-08-25 | 2025-09-15 | 2026-09-15 | Solar Panels | HANWHA | Q.TRON BLK M-G2.H+ |  | 0.435 | 2 | 292 | 44 |  | Fixed | Roof
NJADRE1560406503 | Administratively Determined Incentive Program | EAST ORANGE | 7017 | 6.09 | Residential | Behind the Meter | Yes | SunnyMac, LLC | PSE&G |  | Accepted | 2025-08-25 | 2025-09-15 | 2026-09-15 | Inverters | SOLAREDGE HOME HUB | SE5700H-US | 5760 |  | 1 |  |  | 0.99 |  | Outdoor | next to meter
NJADRE1560406512 | Administratively Determined Incentive Program | Pequannock Twp | 7444 | 23.78 | Residential | Behind the Meter | No | Tesla Energy Operations, Inc. | JCP&L |  | Accepted | 2025-08-25 | 2025-09-15 | 2026-09-15 | Solar Panels | Hanwha | Q.PEAK DUO BLK ML-G10+/TS 410 |  | 0.41 | 21 | 192 | 26 |  | Fixed | Roof
NJADRE1560406512 | Administratively Determined Incentive Program | Pequannock Twp | 7444 | 23.78 | Residential | Behind the Meter | No | Tesla Energy Operations, Inc. | JCP&L |  | Accepted | 2025-08-25 | 2025-09-15 | 2026-09-15 | Electric Storage Battery | Tesla | Powerwall 3 |  |  | 2 |  |  |  | Lithium Ion |  | OUTSIDE
NJADRE1560406512 | Administratively Determined Incentive Program | Pequannock Twp | 7444 | 23.78 | Residential | Behind the Meter | No | Tesla Energy Operations, Inc. | JCP&L |  | Accepted | 2025-08-25 | 2025-09-15 | 2026-09-15 | Solar Panels | Hanwha | Q.PEAK DUO BLK ML-G10+/TS 410 |  | 0.41 | 6 | 81 | 23 |  | Fixed | Roof
NJADRE1560406512 | Administratively Determined Incentive Program | Pequannock Twp | 7444 | 23.78 | Residential | Behind the Meter | No | Tesla Energy Operations, Inc. | JCP&L |  | Accepted | 2025-08-25 | 2025-09-15 | 2026-09-15 | Solar Panels | Hanwha | Q.PEAK DUO BLK ML-G10+/TS 410 |  | 0.41 | 22 | 261 | 23 |  | Fixed | Roof
NJADRE1560406512 | Administratively Determined Incentive Program | Pequannock Twp | 7444 | 23.78 | Residential | Behind the Meter | No | Tesla Energy Operations, Inc. | JCP&L |  | Accepted | 2025-08-25 | 2025-09-15 | 2026-09-15 | Inverters | Powerwall 3 | 1707000-XX-Y 11.5 kW | 11500 |  | 2 |  |  | 0.98 |  | Outdoor
NJADRE1560406512 | Administratively Determined Incentive Program | Pequannock Twp | 7444 | 23.78 | Residential | Behind the Meter | No | Tesla Energy Operations, Inc. | JCP&L |  | Accepted | 2025-08-25 | 2025-09-15 | 2026-09-15 | Solar Panels | Hanwha | Q.PEAK DUO BLK ML-G10+/TS 410 |  | 0.41 | 9 | 261 | 25 |  | Fixed | Roof
NJADRE1560406518 | Administratively Determined Incentive Program | North Haledon | 7508 | 8.61 | Residential | Behind the Meter | Yes | Pro Custom Solar dba Momentum Solar | PSE&G |  | Accepted | 2025-08-26 | 2025-09-16 | 2026-09-16 | Solar Panels | HANWHA | HANWHA Q.PEAK DUO BLK ML-G10+410 |  | 0.41 | 15 | 350 | 34 |  | Fixed | Roof
NJADRE1560406518 | Administratively Determined Incentive Program | North Haledon | 7508 | 8.61 | Residential | Behind the Meter | Yes | Pro Custom Solar dba Momentum Solar | PSE&G |  | Accepted | 2025-08-26 | 2025-09-16 | 2026-09-16 | Inverters | ENPHASE | IQ8HC-72-M-DOM-US | 380 |  | 21 |  |  | 0.97 |  | Outdoor
NJADRE1560406518 | Administratively Determined Incentive Program | North Haledon | 7508 | 8.61 | Residential | Behind the Meter | Yes | Pro Custom Solar dba Momentum Solar | PSE&G |  | Accepted | 2025-08-26 | 2025-09-16 | 2026-09-16 | Solar Panels | HANWHA | HANWHA Q.PEAK DUO BLK ML-G10+410 |  | 0.41 | 6 | 170 | 34 |  | Fixed | Roof
NJADRE1560406520 | Administratively Determined Incentive Program | Cedar Brook | 8018 | 18.49 | Residential | Behind the Meter | No | Green Power Energy, LLC | AC Electric |  | Accepted | 2025-08-25 | 2025-09-15 | 2026-09-15 | Inverters | Enphase | IQ8MC-72-M-US [240V] | 320 |  | 43 |  |  | 0.98 |  | Outside
NJADRE1560406520 | Administratively Determined Incentive Program | Cedar Brook | 8018 | 18.49 | Residential | Behind the Meter | No | Green Power Energy, LLC | AC Electric |  | Accepted | 2025-08-25 | 2025-09-15 | 2026-09-15 | Solar Panels | SEG Solar | SEG-430-BTD-BG |  | 0.43 | 43 | 245 | 30 |  | Fixed | Roof
NJADRE1560406534 | Administratively Determined Incentive Program | PRINCETON JUNCTION | 8550 | 14.76 | Residential | Behind the Meter | Yes | Trinity Solar, LLC | PSE&G |  | Accepted | 2025-08-25 | 2025-09-15 | 2026-09-15 | Inverters | Solar Edge | USE11400H-US | 11400 |  | 1 |  |  | 0.97 |  | Outside
NJADRE1560406534 | Administratively Determined Incentive Program | PRINCETON JUNCTION | 8550 | 14.76 | Residential | Behind the Meter | Yes | Trinity Solar, LLC | PSE&G |  | Accepted | 2025-08-25 | 2025-09-15 | 2026-09-15 | Solar Panels | Hanwha | Q.PEAK DUO BLK ML-G10.C+ 410 |  | 0.41 | 9 | 286 | 26 |  | Fixed | Roof
NJADRE1560406534 | Administratively Determined Incentive Program | PRINCETON JUNCTION | 8550 | 14.76 | Residential | Behind the Meter | Yes | Trinity Solar, LLC | PSE&G |  | Accepted | 2025-08-25 | 2025-09-15 | 2026-09-15 | Solar Panels | Hanwha | Q.PEAK DUO BLK ML-G10.C+ 410 |  | 0.41 | 6 | 106 | 30 |  | Fixed | Roof
NJADRE1560406534 | Administratively Determined Incentive Program | PRINCETON JUNCTION | 8550 | 14.76 | Residential | Behind the Meter | Yes | Trinity Solar, LLC | PSE&G |  | Accepted | 2025-08-25 | 2025-09-15 | 2026-09-15 | Solar Panels | Hanwha | Q.PEAK DUO BLK ML-G10.C+ 410 |  | 0.41 | 4 | 106 | 26 |  | Fixed | Roof
NJADRE1560406534 | Administratively Determined Incentive Program | PRINCETON JUNCTION | 8550 | 14.76 | Residential | Behind the Meter | Yes | Trinity Solar, LLC | PSE&G |  | Accepted | 2025-08-25 | 2025-09-15 | 2026-09-15 | Solar Panels | Hanwha | Q.PEAK DUO BLK ML-G10.C+ 410 |  | 0.41 | 15 | 196 | 32 |  | Fixed | Roof
NJADRE1560406534 | Administratively Determined Incentive Program | PRINCETON JUNCTION | 8550 | 14.76 | Residential | Behind the Meter | Yes | Trinity Solar, LLC | PSE&G |  | Accepted | 2025-08-25 | 2025-09-15 | 2026-09-15 | Solar Panels | Hanwha | Q.PEAK DUO BLK ML-G10.C+ 410 |  | 0.41 | 2 | 106 | 25 |  | Fixed | Roof
NJADRE1560406539 | Administratively Determined Incentive Program | Paterson City | 7504 | 4.8 | Residential | Behind the Meter | Yes | Sunrun Installation Services, Inc. | PSE&G |  | Accepted | 2025-08-25 | 2025-09-15 | 2026-09-15 | Solar Panels | Hanwha Q-Cells | Q.PEAK DUO BLK ML-G10+/T 400 |  | 0.4 | 12 | 281 | 3 |  | Fixed | Roof
NJADRE1560406539 | Administratively Determined Incentive Program | Paterson City | 7504 | 4.8 | Residential | Behind the Meter | Yes | Sunrun Installation Services, Inc. | PSE&G |  | Accepted | 2025-08-25 | 2025-09-15 | 2026-09-15 | Inverters | SOLAREDGE TECHNOLOGIES | SE3800H-USMN | 3800 |  | 1 |  |  | 0.99 |  | Outside
NJADRE1560406540 | Administratively Determined Incentive Program | BARRINGTON | 8007 | 10.375 | Residential | Behind the Meter | Yes | Big Wave Roofing and Solar, LLC | PSE&G |  | Accepted | 2025-08-25 | 2025-09-15 | 2026-09-15 | Solar Panels | QCELLS | Q.PEAK DUO BLK ML-G10.C+ 415W |  | 0.415 | 10 | 257 | 30 |  | Fixed | Roof
NJADRE1560406540 | Administratively Determined Incentive Program | BARRINGTON | 8007 | 10.375 | Residential | Behind the Meter | Yes | Big Wave Roofing and Solar, LLC | PSE&G |  | Accepted | 2025-08-25 | 2025-09-15 | 2026-09-15 | Solar Panels | QCELLS | Q.PEAK DUO BLK ML-G10.C+ 415W |  | 0.415 | 15 | 77 | 30 |  | Fixed | Roof
NJADRE1560406540 | Administratively Determined Incentive Program | BARRINGTON | 8007 | 10.375 | Residential | Behind the Meter | Yes | Big Wave Roofing and Solar, LLC | PSE&G |  | Accepted | 2025-08-25 | 2025-09-15 | 2026-09-15 | Inverters | Enphase | IQ8HC-72-M-DOM-US | 380 |  | 25 |  |  | 0.97 |  | Outside
NJADRE1560406547 | Administratively Determined Incentive Program | EDISON | 8837 | 14.94 | Residential | Behind the Meter | Yes | Big Wave Roofing and Solar, LLC | PSE&G |  | Accepted | 2025-08-25 | 2025-09-15 | 2026-09-15 | Solar Panels | Q cells | Q.PEAK DUO BLK ML-G10.C+415w |  | 0.415 | 15 | 82 | 22 |  | Fixed | Roof
NJADRE1560406547 | Administratively Determined Incentive Program | EDISON | 8837 | 14.94 | Residential | Behind the Meter | Yes | Big Wave Roofing and Solar, LLC | PSE&G |  | Accepted | 2025-08-25 | 2025-09-15 | 2026-09-15 | Inverters | Enphase | IQ8HC-72-M-DOM-US | 380 |  | 36 |  |  | 0.98 |  | Outdoor
NJADRE1560406547 | Administratively Determined Incentive Program | EDISON | 8837 | 14.94 | Residential | Behind the Meter | Yes | Big Wave Roofing and Solar, LLC | PSE&G |  | Accepted | 2025-08-25 | 2025-09-15 | 2026-09-15 | Solar Panels | Q cells | Q.PEAK DUO BLK ML-G10.C+415w |  | 0.415 | 21 | 262 | 22 |  | Fixed | Roof
NJADRE1560406576 | Administratively Determined Incentive Program | ANNANDALE | 8801 | 11.18 | Residential | Behind the Meter | No | Green Power Energy, LLC | JCP&L |  | Accepted | 2025-08-25 | 2025-09-15 | 2026-09-15 | Solar Panels | SEG Solar | SEG-430-BTD-BG |  | 0.43 | 14 | 205 | 38 |  | Fixed | Roof
NJADRE1560406576 | Administratively Determined Incentive Program | ANNANDALE | 8801 | 11.18 | Residential | Behind the Meter | No | Green Power Energy, LLC | JCP&L |  | Accepted | 2025-08-25 | 2025-09-15 | 2026-09-15 | Solar Panels | SEG Solar | SEG-430-BTD-BG |  | 0.43 | 12 | 205 | 38 |  | Fixed | Roof
NJADRE1560406576 | Administratively Determined Incentive Program | ANNANDALE | 8801 | 11.18 | Residential | Behind the Meter | No | Green Power Energy, LLC | JCP&L |  | Accepted | 2025-08-25 | 2025-09-15 | 2026-09-15 | Inverters | Enphase | IQ8MC-72-M-US [240V] | 320 |  | 26 |  |  | 0.98 |  | Outside
NJADRE1560406585 | Administratively Determined Incentive Program | Beverly | 8010 | 10.005 | Residential | Behind the Meter | Yes | SunnyMac, LLC | PSE&G |  | Accepted | 2025-08-25 | 2025-09-15 | 2026-09-15 | Inverters | SOLAREDGE HOME HUB | SE7600H-US | 7600 |  | 1 |  |  | 0.99 |  | Outdoor | next to meter
NJADRE1560406585 | Administratively Determined Incentive Program | Beverly | 8010 | 10.005 | Residential | Behind the Meter | Yes | SunnyMac, LLC | PSE&G |  | Accepted | 2025-08-25 | 2025-09-15 | 2026-09-15 | Solar Panels | HANWHA | Q.TRON BLK M-G2.H+ |  | 0.435 | 12 | 350 | 33 |  | Fixed | Roof
NJADRE1560406585 | Administratively Determined Incentive Program | Beverly | 8010 | 10.005 | Residential | Behind the Meter | Yes | SunnyMac, LLC | PSE&G |  | Accepted | 2025-08-25 | 2025-09-15 | 2026-09-15 | Solar Panels | HANWHA | Q.TRON BLK M-G2.H+ |  | 0.435 | 11 | 170 | 33 |  | Fixed | Roof
NJADRE1560406610 | Administratively Determined Incentive Program | Bellmawr | 8031 | 2.05 | Residential | Behind the Meter | Yes | Trinity Solar, LLC | PSE&G |  | Accepted | 2025-08-25 | 2025-09-15 | 2026-09-15 | Solar Panels | HANWHA | (Q.PEAK DUO BLK ML-G10+ 410) |  | 0.41 | 5 | 223 | 23 |  | Fixed | Roof
NJADRE1560406610 | Administratively Determined Incentive Program | Bellmawr | 8031 | 2.05 | Residential | Behind the Meter | Yes | Trinity Solar, LLC | PSE&G |  | Accepted | 2025-08-25 | 2025-09-15 | 2026-09-15 | Inverters | Enphase | IQ8PLUS-72-2-US | 290 |  | 5 |  |  | 0.97 |  | Outdoor
NJADRE1560406621 | Administratively Determined Incentive Program | Dumont | 7628 | 13.53 | Residential | Behind the Meter | Yes | Trinity Solar, LLC | PSE&G |  | Accepted | 2025-08-25 | 2025-09-15 | 2026-09-15 | Solar Panels | Hanwha | Q.PEAK DUO BLK ML-G10.C+ 410 |  | 0.41 | 16 | 270 | 23 |  | Fixed | Roof
NJADRE1560406621 | Administratively Determined Incentive Program | Dumont | 7628 | 13.53 | Residential | Behind the Meter | Yes | Trinity Solar, LLC | PSE&G |  | Accepted | 2025-08-25 | 2025-09-15 | 2026-09-15 | Solar Panels | Hanwha | Q.PEAK DUO BLK ML-G10.C+ 410 |  | 0.41 | 8 | 0 | 23 |  | Fixed | Roof
NJADRE1560406621 | Administratively Determined Incentive Program | Dumont | 7628 | 13.53 | Residential | Behind the Meter | Yes | Trinity Solar, LLC | PSE&G |  | Accepted | 2025-08-25 | 2025-09-15 | 2026-09-15 | Inverters | Solar Edge | USE11400H-US | 11400 |  | 1 |  |  | 0.97 |  | Outside
NJADRE1560406621 | Administratively Determined Incentive Program | Dumont | 7628 | 13.53 | Residential | Behind the Meter | Yes | Trinity Solar, LLC | PSE&G |  | Accepted | 2025-08-25 | 2025-09-15 | 2026-09-15 | Solar Panels | Hanwha | Q.PEAK DUO BLK ML-G10.C+ 410 |  | 0.41 | 9 | 90 | 23 |  | Fixed | Roof
NJADRE1560406624 | Administratively Determined Incentive Program | Willingboro | 8046 | 24.795 | Residential | Behind the Meter | Yes | SunnyMac, LLC | PSE&G |  | Accepted | 2025-08-25 | 2025-09-15 | 2026-09-15 | Inverters | SOLAREDGE HOME HUB | SE1SE7600H-US | 7600 |  | 1 |  |  | 0.99 |  | Outdoor | next to meter
NJADRE1560406624 | Administratively Determined Incentive Program | Willingboro | 8046 | 24.795 | Residential | Behind the Meter | Yes | SunnyMac, LLC | PSE&G |  | Accepted | 2025-08-25 | 2025-09-15 | 2026-09-15 | Solar Panels | HANWHA | Q.TRON BLK M-G2.H+ |  | 0.435 | 21 | 99 | 32 |  | Fixed | Roof
NJADRE1560406624 | Administratively Determined Incentive Program | Willingboro | 8046 | 24.795 | Residential | Behind the Meter | Yes | SunnyMac, LLC | PSE&G |  | Accepted | 2025-08-25 | 2025-09-15 | 2026-09-15 | Solar Panels | HANWHA | Q.TRON BLK M-G2.H+ |  | 0.435 | 18 | 279 | 26 |  | Fixed | Roof
NJADRE1560406624 | Administratively Determined Incentive Program | Willingboro | 8046 | 24.795 | Residential | Behind the Meter | Yes | SunnyMac, LLC | PSE&G |  | Accepted | 2025-08-25 | 2025-09-15 | 2026-09-15 | Inverters | SOLAREDGE HOME HUB | SE10000H-US | 10000 |  | 1 |  |  | 0.99 |  | Outdoor | next to meter
NJADRE1560406624 | Administratively Determined Incentive Program | Willingboro | 8046 | 24.795 | Residential | Behind the Meter | Yes | SunnyMac, LLC | PSE&G |  | Accepted | 2025-08-25 | 2025-09-15 | 2026-09-15 | Solar Panels | HANWHA | Q.TRON BLK M-G2.H+ |  | 0.435 | 18 | 279 | 9 |  | Fixed | Roof
NJADRE1560406641 | Administratively Determined Incentive Program | Elizabeth | 7208 | 5.74 | Residential | Behind the Meter | Yes | Pro Custom Solar dba Momentum Solar | PSE&G |  | Accepted | 2025-08-25 | 2025-09-15 | 2026-09-15 | Solar Panels | Hanwha | q.peak duo blk-g10+410 |  | 0.41 | 6 | 201 | 12 |  | Fixed | Roof
NJADRE1560406641 | Administratively Determined Incentive Program | Elizabeth | 7208 | 5.74 | Residential | Behind the Meter | Yes | Pro Custom Solar dba Momentum Solar | PSE&G |  | Accepted | 2025-08-25 | 2025-09-15 | 2026-09-15 | Inverters | ENPHASE | IQ8HC-72-M-DOM-US | 380 |  | 14 |  |  | 0.97 |  | Outdoor
NJADRE1560406641 | Administratively Determined Incentive Program | Elizabeth | 7208 | 5.74 | Residential | Behind the Meter | Yes | Pro Custom Solar dba Momentum Solar | PSE&G |  | Accepted | 2025-08-25 | 2025-09-15 | 2026-09-15 | Solar Panels | HANWHA | q.peak duo blk-g10+410 |  | 0.41 | 8 | 200 | 7 |  | Fixed | Roof
NJADRE1560406649 | Administratively Determined Incentive Program | Erial | 8081 | 10.53 | Residential | Behind the Meter | No | Solar Energy World | AC Electric |  | Accepted | 2025-08-25 | 2025-09-15 | 2026-09-15 | Solar Panels | LONGi | LR5-54HPB-405M |  | 0.405 | 26 | 211 | 26 |  | Fixed | Roof
NJADRE1560406649 | Administratively Determined Incentive Program | Erial | 8081 | 10.53 | Residential | Behind the Meter | No | Solar Energy World | AC Electric |  | Accepted | 2025-08-25 | 2025-09-15 | 2026-09-15 | Inverters | Enphase | IQ8+-72-M-US | 290 |  | 26 |  |  | 0.97 |  | Outside
NJADRE1560406651 | Administratively Determined Incentive Program | Piscataway | 8854 | 13.485 | Residential | Behind the Meter | Yes | SunnyMac, LLC | PSE&G |  | Accepted | 2025-08-25 | 2025-09-15 | 2026-09-15 | Inverters | SOLAREDGE | SE10000H-US | 10000 |  | 1 |  |  | 0.99 |  | Outdoor | next to meter
NJADRE1560406651 | Administratively Determined Incentive Program | Piscataway | 8854 | 13.485 | Residential | Behind the Meter | Yes | SunnyMac, LLC | PSE&G |  | Accepted | 2025-08-25 | 2025-09-15 | 2026-09-15 | Solar Panels | HANWHA | Q.TRON BLK M-G2.H+ |  | 0.435 | 8 | 120 | 18 |  | Fixed | Roof
NJADRE1560406651 | Administratively Determined Incentive Program | Piscataway | 8854 | 13.485 | Residential | Behind the Meter | Yes | SunnyMac, LLC | PSE&G |  | Accepted | 2025-08-25 | 2025-09-15 | 2026-09-15 | Solar Panels | HANWHA | Q.TRON BLK M-G2.H+ |  | 0.435 | 23 | 120 | 20 |  | Fixed | Roof
NJADRE1560406655 | Administratively Determined Incentive Program | Medford | 8055 | 11.07 | Residential | Behind the Meter | No | Big Wave Roofing and Solar, LLC | PSE&G |  | Accepted | 2025-08-25 | 2025-09-15 | 2026-09-15 | Solar Panels | Mission | MSE410HT0B |  | 0.41 | 12 | 165 | 40 |  | Fixed | Roof
NJADRE1560406655 | Administratively Determined Incentive Program | Medford | 8055 | 11.07 | Residential | Behind the Meter | No | Big Wave Roofing and Solar, LLC | PSE&G |  | Accepted | 2025-08-25 | 2025-09-15 | 2026-09-15 | Inverters | Enphase | IQ8PLUS-72-2-US | 290 |  | 25 |  |  | 0.97 |  | Outside
NJADRE1560406655 | Administratively Determined Incentive Program | Medford | 8055 | 11.07 | Residential | Behind the Meter | No | Big Wave Roofing and Solar, LLC | PSE&G |  | Accepted | 2025-08-25 | 2025-09-15 | 2026-09-15 | Solar Panels | Mission | MSE410HT0B |  | 0.41 | 15 | 165 | 15 |  | Fixed | Roof
NJADRE1560406676 | Administratively Determined Incentive Program | Pennsauken | 8110 | 4.35 | Residential | Behind the Meter | Yes | SunnyMac,LLC | PSE&G |  | Accepted | 2025-08-25 | 2025-09-15 | 2026-09-15 | Inverters | SOLAREDGE HOME HUB | SE3800H-US | 3800 |  | 1 |  |  | 0.99 |  | Outdoor | next to meter
NJADRE1560406676 | Administratively Determined Incentive Program | Pennsauken | 8110 | 4.35 | Residential | Behind the Meter | Yes | SunnyMac,LLC | PSE&G |  | Accepted | 2025-08-25 | 2025-09-15 | 2026-09-15 | Solar Panels | HANWHA | Q.TRON BLK M-G2.H+ |  | 0.435 | 10 | 215 | 38 |  | Fixed | Roof
NJADRE1560406677 | Administratively Determined Incentive Program | Marlboro Twp | 7746 | 9.02 | Residential | Behind the Meter | No | Trinity Solar, LLC | JCP&L |  | Accepted | 2025-08-25 | 2025-09-15 | 2026-09-15 | Solar Panels | Hanwha | Q.PEAK DUO BLK ML-G10.C+ 410 |  | 0.41 | 22 | 260 | 23 |  | Fixed | Roof
NJADRE1560406677 | Administratively Determined Incentive Program | Marlboro Twp | 7746 | 9.02 | Residential | Behind the Meter | No | Trinity Solar, LLC | JCP&L |  | Accepted | 2025-08-25 | 2025-09-15 | 2026-09-15 | Inverters | Solar Edge | USE7600H-US | 7600 |  | 1 |  |  | 0.97 |  | Outside
NJADRE1560406687 | Administratively Determined Incentive Program | Waterford | 8089 | 9.46 | Residential | Behind the Meter | No | Integrity Solar & Home Solutions, LLC | AC Electric |  | Accepted | 2025-08-25 | 2025-09-15 | 2026-09-15 | Solar Panels | JINKO | JKM430N-54HL4-B |  | 0.43 | 10 | 66 | 8 |  | Fixed | Roof
NJADRE1560406687 | Administratively Determined Incentive Program | Waterford | 8089 | 9.46 | Residential | Behind the Meter | No | Integrity Solar & Home Solutions, LLC | AC Electric |  | Accepted | 2025-08-25 | 2025-09-15 | 2026-09-15 | Solar Panels | JINKO | JKM430N-54HL4-B |  | 0.43 | 12 | 246 | 8 |  | Fixed | Roof
NJADRE1560406687 | Administratively Determined Incentive Program | Waterford | 8089 | 9.46 | Residential | Behind the Meter | No | Integrity Solar & Home Solutions, LLC | AC Electric |  | Accepted | 2025-08-25 | 2025-09-15 | 2026-09-15 | Inverters | ENPHASE | IQ8+ | 290 |  | 22 |  |  | 0.98 |  | Other | UNDER EACH PANEL
NJADRE1560406710 | Administratively Determined Incentive Program | WILLINGBORO | 8046 | 6.525 | Residential | Behind the Meter | Yes | SunnyMac, LLC | PSE&G |  | Accepted | 2025-08-25 | 2025-09-15 | 2026-09-15 | Solar Panels | HANWHA | Q.TRON BLK M-G2.H+ |  | 0.435 | 15 | 80 | 42 |  | Fixed | Roof
NJADRE1560406710 | Administratively Determined Incentive Program | WILLINGBORO | 8046 | 6.525 | Residential | Behind the Meter | Yes | SunnyMac, LLC | PSE&G |  | Accepted | 2025-08-25 | 2025-09-15 | 2026-09-15 | Inverters | SOLAREDGE HOME HUB | SE5700H-US | 5760 |  | 1 |  |  | 0.99 |  | Outdoor | next to meter
NJADRE1560406712 | Administratively Determined Incentive Program | TOTOWA BORO | 7512 | 15.58 | Residential | Behind the Meter | Yes | Sunrun Installation Services, Inc. | PSE&G |  | Accepted | 2025-08-25 | 2025-09-15 | 2026-09-15 | Solar Panels | HANWHA Q-CELLS | Q.PEAK DUO BLK ML-G10.C+ 410 |  | 0.41 | 20 | 118 | 17 |  | Fixed | Roof
NJADRE1560406712 | Administratively Determined Incentive Program | TOTOWA BORO | 7512 | 15.58 | Residential | Behind the Meter | Yes | Sunrun Installation Services, Inc. | PSE&G |  | Accepted | 2025-08-25 | 2025-09-15 | 2026-09-15 | Solar Panels | HANWHA Q-CELLS | Q.PEAK DUO BLK ML-G10.C+ 410 |  | 0.41 | 6 | 28 | 20 |  | Fixed | Roof
NJADRE1560406712 | Administratively Determined Incentive Program | TOTOWA BORO | 7512 | 15.58 | Residential | Behind the Meter | Yes | Sunrun Installation Services, Inc. | PSE&G |  | Accepted | 2025-08-25 | 2025-09-15 | 2026-09-15 | Inverters | Tesla | POWERWALL 3 1707000-XX-Y | 11500 |  | 3 |  |  | 0.97 |  | Outside
NJADRE1560406712 | Administratively Determined Incentive Program | TOTOWA BORO | 7512 | 15.58 | Residential | Behind the Meter | Yes | Sunrun Installation Services, Inc. | PSE&G |  | Accepted | 2025-08-25 | 2025-09-15 | 2026-09-15 | Solar Panels | HANWHA Q-CELLS | Q.PEAK DUO BLK ML-G10.C+ 410 |  | 0.41 | 9 | 208 | 21 |  | Fixed | Roof
NJADRE1560406712 | Administratively Determined Incentive Program | TOTOWA BORO | 7512 | 15.58 | Residential | Behind the Meter | Yes | Sunrun Installation Services, Inc. | PSE&G |  | Accepted | 2025-08-25 | 2025-09-15 | 2026-09-15 | Electric Storage Battery | Tesla | POWERWALL 3 1707000-XX-Y |  |  | 3 |  |  |  | Lithium Ion |  | OUTSIDE
NJADRE1560406712 | Administratively Determined Incentive Program | TOTOWA BORO | 7512 | 15.58 | Residential | Behind the Meter | Yes | Sunrun Installation Services, Inc. | PSE&G |  | Accepted | 2025-08-25 | 2025-09-15 | 2026-09-15 | Electric Storage Battery | Tesla | POWERWALL 3 EXPANSION 1807000-XX-Y |  |  | 1 |  |  |  | Lithium Ion |  | outside
NJADRE1560406712 | Administratively Determined Incentive Program | TOTOWA BORO | 7512 | 15.58 | Residential | Behind the Meter | Yes | Sunrun Installation Services, Inc. | PSE&G |  | Accepted | 2025-08-25 | 2025-09-15 | 2026-09-15 | Solar Panels | HANWHA Q-CELLS | Q.PEAK DUO BLK ML-G10.C+ 410 |  | 0.41 | 3 | 298 | 20 |  | Fixed | Roof
NJADRE1560406727 | Administratively Determined Incentive Program | HOPATCONG | 7843 | 15.58 | Residential | Behind the Meter | Yes | Trinity Solar, LLC | JCP&L |  | Accepted | 2025-08-25 | 2025-09-19 | 2026-09-19 | Electric Storage Battery | Tesla | 1707000-XX-Y |  |  | 2 |  |  |  | Lithium Ion |  | outdoor
NJADRE1560406727 | Administratively Determined Incentive Program | HOPATCONG | 7843 | 15.58 | Residential | Behind the Meter | Yes | Trinity Solar, LLC | JCP&L |  | Accepted | 2025-08-25 | 2025-09-19 | 2026-09-19 | Inverters | Tesla | 1707000-XX-Y | 11500 |  | 1 |  |  | 0.97 |  | Outdoor
NJADRE1560406727 | Administratively Determined Incentive Program | HOPATCONG | 7843 | 15.58 | Residential | Behind the Meter | Yes | Trinity Solar, LLC | JCP&L |  | Accepted | 2025-08-25 | 2025-09-19 | 2026-09-19 | Solar Panels | HANWHA | (Q.PEAK DUO BLK ML-G10+ 410) |  | 0.41 | 22 | 254 | 23 |  | Fixed | Roof
NJADRE1560406727 | Administratively Determined Incentive Program | HOPATCONG | 7843 | 15.58 | Residential | Behind the Meter | Yes | Trinity Solar, LLC | JCP&L |  | Accepted | 2025-08-25 | 2025-09-19 | 2026-09-19 | Solar Panels | HANWHA | (Q.PEAK DUO BLK ML-G10+ 410) |  | 0.41 | 16 | 74 | 24 |  | Fixed | Roof
NJADRE1560407218 | Administratively Determined Incentive Program | GLOUCESTER CITY | 8030 | 8.7 | Residential | Behind the Meter | Yes | SunnyMac, LLC | PSE&G |  | Accepted | 2025-08-25 | 2025-09-15 | 2026-09-15 | Inverters | SOLAREDGE HOME HUB | SE5700H-US | 5760 |  | 1 |  |  | 0.99 |  | Outdoor | next to meter
NJADRE1560407218 | Administratively Determined Incentive Program | GLOUCESTER CITY | 8030 | 8.7 | Residential | Behind the Meter | Yes | SunnyMac, LLC | PSE&G |  | Accepted | 2025-08-25 | 2025-09-15 | 2026-09-15 | Solar Panels | HANWHA | Q.TRON BLK M-G2.H+ |  | 0.435 | 20 | 237 | 33 |  | Fixed | Roof
NJADRE1560408032 | Administratively Determined Incentive Program | ROCKAWAY | 7866 | 5.33 | Residential | Behind the Meter | No | Trinity Solar, LLC | JCP&L |  | Accepted | 2025-08-25 | 2025-09-15 | 2026-09-15 | Inverters | Solar Edge | USE5700H-US | 5760 |  | 1 |  |  | 0.97 |  | Outside
NJADRE1560408032 | Administratively Determined Incentive Program | ROCKAWAY | 7866 | 5.33 | Residential | Behind the Meter | No | Trinity Solar, LLC | JCP&L |  | Accepted | 2025-08-25 | 2025-09-15 | 2026-09-15 | Solar Panels | Hanwha | Q.PEAK DUO BLK ML-G10.C+ 410 |  | 0.41 | 4 | 270 | 35 |  | Fixed | Roof
NJADRE1560408032 | Administratively Determined Incentive Program | ROCKAWAY | 7866 | 5.33 | Residential | Behind the Meter | No | Trinity Solar, LLC | JCP&L |  | Accepted | 2025-08-25 | 2025-09-15 | 2026-09-15 | Solar Panels | Hanwha | Q.PEAK DUO BLK ML-G10.C+ 410 |  | 0.41 | 4 | 180 | 34 |  | Fixed | Roof
NJADRE1560408032 | Administratively Determined Incentive Program | ROCKAWAY | 7866 | 5.33 | Residential | Behind the Meter | No | Trinity Solar, LLC | JCP&L |  | Accepted | 2025-08-25 | 2025-09-15 | 2026-09-15 | Solar Panels | Hanwha | Q.PEAK DUO BLK ML-G10.C+ 410 |  | 0.41 | 5 | 270 | 22 |  | Fixed | Roof
NJADRE1560413165 | Administratively Determined Incentive Program | METUCHEN | 8840 | 13.365 | Residential | Behind the Meter | Yes | Solar Energy World | PSE&G |  | Accepted | 2025-08-25 | 2025-09-15 | 2026-09-15 | Solar Panels | LONGi | LR5-54HPB-405M |  | 0.405 | 4 | 165 | 10 |  | Fixed | Roof
NJADRE1560413165 | Administratively Determined Incentive Program | METUCHEN | 8840 | 13.365 | Residential | Behind the Meter | Yes | Solar Energy World | PSE&G |  | Accepted | 2025-08-25 | 2025-09-15 | 2026-09-15 | Solar Panels | LONGi | LR5-54HPB-405M |  | 0.405 | 17 | 345 | 17 |  | Fixed | Roof
NJADRE1560413165 | Administratively Determined Incentive Program | METUCHEN | 8840 | 13.365 | Residential | Behind the Meter | Yes | Solar Energy World | PSE&G |  | Accepted | 2025-08-25 | 2025-09-15 | 2026-09-15 | Solar Panels | LONGi | LR5-54HPB-405M |  | 0.405 | 9 | 165 | 18 |  | Fixed | Roof
NJADRE1560413165 | Administratively Determined Incentive Program | METUCHEN | 8840 | 13.365 | Residential | Behind the Meter | Yes | Solar Energy World | PSE&G |  | Accepted | 2025-08-25 | 2025-09-15 | 2026-09-15 | Inverters | Enphase | IQ8HC-72-M-DOM-US | 380 |  | 33 |  |  | 0.97 |  | Outside
NJADRE1560413165 | Administratively Determined Incentive Program | METUCHEN | 8840 | 13.365 | Residential | Behind the Meter | Yes | Solar Energy World | PSE&G |  | Accepted | 2025-08-25 | 2025-09-15 | 2026-09-15 | Solar Panels | LONGi | LR5-54HPB-405M |  | 0.405 | 3 | 256 | 19 |  | Fixed | Roof
NJADRE1560415819 | Administratively Determined Incentive Program | PENNSAUKEN | 8110 | 11.18 | Residential | Behind the Meter | No | Pro Custom Solar dba Momentum Solar | PSE&G |  | Accepted | 2025-08-25 | 2025-09-15 | 2026-09-15 | Inverters | ENPHASE | IQ8MC-72-M-US | 320 |  | 26 |  |  | 0.97 |  | Outdoor
NJADRE1560415819 | Administratively Determined Incentive Program | PENNSAUKEN | 8110 | 11.18 | Residential | Behind the Meter | No | Pro Custom Solar dba Momentum Solar | PSE&G |  | Accepted | 2025-08-25 | 2025-09-15 | 2026-09-15 | Solar Panels | Hanwha | Q.TRON BLK M-G2+430 |  | 0.43 | 6 | 141 | 37 |  | Fixed | Roof
NJADRE1560415819 | Administratively Determined Incentive Program | PENNSAUKEN | 8110 | 11.18 | Residential | Behind the Meter | No | Pro Custom Solar dba Momentum Solar | PSE&G |  | Accepted | 2025-08-25 | 2025-09-15 | 2026-09-15 | Solar Panels | Hanwha | Q.TRON BLK M-G2+430 |  | 0.43 | 5 | 321 | 38 |  | Fixed | Roof
NJADRE1560415819 | Administratively Determined Incentive Program | PENNSAUKEN | 8110 | 11.18 | Residential | Behind the Meter | No | Pro Custom Solar dba Momentum Solar | PSE&G |  | Accepted | 2025-08-25 | 2025-09-15 | 2026-09-15 | Solar Panels | Hanwha | Q.TRON BLK M-G2+430 |  | 0.43 | 10 | 51 | 12 |  | Fixed | Roof
NJADRE1560415819 | Administratively Determined Incentive Program | PENNSAUKEN | 8110 | 11.18 | Residential | Behind the Meter | No | Pro Custom Solar dba Momentum Solar | PSE&G |  | Accepted | 2025-08-25 | 2025-09-15 | 2026-09-15 | Solar Panels | Hanwha | Q.TRON BLK M-G2+430 |  | 0.43 | 5 | 138 | 25 |  | Fixed | Roof
NJADRE1560415828 | Administratively Determined Incentive Program | LINDEN | 7036 | 3.735 | Residential | Behind the Meter | Yes | Big Wave Roofing and Solar, LLC | PSE&G |  | Accepted | 2025-08-25 | 2025-09-15 | 2026-09-15 | Inverters | Enphase | IQ8HC-72-M-DOM-US | 380 |  | 9 |  |  | 0.98 |  | Outdoor
NJADRE1560415828 | Administratively Determined Incentive Program | LINDEN | 7036 | 3.735 | Residential | Behind the Meter | Yes | Big Wave Roofing and Solar, LLC | PSE&G |  | Accepted | 2025-08-25 | 2025-09-15 | 2026-09-15 | Solar Panels | Q cells | Q.PEAK DUO BLK ML-G10.C+415w |  | 0.415 | 9 | 128 | 12 |  | Fixed | Roof
NJADRE1560416556 | Administratively Determined Incentive Program | Cape May Court House | 8210 | 9.02 | Residential | Behind the Meter | Yes | Pro Custom Solar dba Momentum Solar | AC Electric |  | Accepted | 2025-08-25 | 2025-09-15 | 2026-09-15 | Solar Panels | HANWHA | q.peak duo blk-g10+410 |  | 0.41 | 16 | 218 | 34 |  | Fixed | Roof
NJADRE1560416556 | Administratively Determined Incentive Program | Cape May Court House | 8210 | 9.02 | Residential | Behind the Meter | Yes | Pro Custom Solar dba Momentum Solar | AC Electric |  | Accepted | 2025-08-25 | 2025-09-15 | 2026-09-15 | Solar Panels | Hanwha | q.peak duo blk-g10+410 |  | 0.41 | 6 | 218 | 19 |  | Fixed | Roof
NJADRE1560416556 | Administratively Determined Incentive Program | Cape May Court House | 8210 | 9.02 | Residential | Behind the Meter | Yes | Pro Custom Solar dba Momentum Solar | AC Electric |  | Accepted | 2025-08-25 | 2025-09-15 | 2026-09-15 | Inverters | ENPHASE | IQ8HC-72-M-DOM-US | 380 |  | 22 |  |  | 0.97 |  | Outdoor
NJADRE1560416561 | Administratively Determined Incentive Program | Paterson | 7501 | 5.28 | Residential | Behind the Meter | Yes | Brilliant Installations, Inc. | PSE&G |  | Accepted | 2025-08-25 | 2025-09-15 | 2026-09-15 | Inverters | SOLAREDGE | USE3800H-USMNBL75 | 3800 |  | 1 |  |  | 0.97 |  | Outdoor
NJADRE1560416561 | Administratively Determined Incentive Program | Paterson | 7501 | 5.28 | Residential | Behind the Meter | Yes | Brilliant Installations, Inc. | PSE&G |  | Accepted | 2025-08-25 | 2025-09-15 | 2026-09-15 | Solar Panels | SILFAB SOLAR | SIL-440 QD |  | 0.44 | 12 | 193 | 46 |  | Fixed | Roof
NJADRE1560416580 | Administratively Determined Incentive Program | Ventnor | 8406 | 6.225 | Residential | Behind the Meter | Yes | Big Wave Roofing and Solar, LLC | AC Electric |  | Accepted | 2025-08-25 | 2025-09-15 | 2026-09-15 | Solar Panels | QCELLS | Q.PEAK DUO BLK ML-G10.C+ 415W |  | 0.415 | 2 | 238 | 24 |  | Fixed | Roof
NJADRE1560416580 | Administratively Determined Incentive Program | Ventnor | 8406 | 6.225 | Residential | Behind the Meter | Yes | Big Wave Roofing and Solar, LLC | AC Electric |  | Accepted | 2025-08-25 | 2025-09-15 | 2026-09-15 | Inverters | Enphase | IQ8HC-72-M-DOM-US | 380 |  | 15 |  |  | 0.97 |  | Outside
NJADRE1560416580 | Administratively Determined Incentive Program | Ventnor | 8406 | 6.225 | Residential | Behind the Meter | Yes | Big Wave Roofing and Solar, LLC | AC Electric |  | Accepted | 2025-08-25 | 2025-09-15 | 2026-09-15 | Solar Panels | QCELLS | Q.PEAK DUO BLK ML-G10.C+ 415W |  | 0.415 | 13 | 238 | 28 |  | Fixed | Roof
NJADRE1560416590 | Administratively Determined Incentive Program | Stockton | 8559 | 22.88 | Residential | Behind the Meter | Yes | Brilliant Installations, Inc. | JCP&L |  | Accepted | 2025-08-25 | 2025-09-24 | 2026-09-24 | Inverters | SOLAREDGE | SE10000H-USMNBL75 | 10000 |  | 1 |  |  | 0.97 |  | Outdoor
NJADRE1560416590 | Administratively Determined Incentive Program | Stockton | 8559 | 22.88 | Residential | Behind the Meter | Yes | Brilliant Installations, Inc. | JCP&L |  | Accepted | 2025-08-25 | 2025-09-24 | 2026-09-24 | Inverters | SOLAREDGE | SE7600H-USMNBL75 | 7600 |  | 1 |  |  | 0.97 |  | Outdoor
NJADRE1560416590 | Administratively Determined Incentive Program | Stockton | 8559 | 22.88 | Residential | Behind the Meter | Yes | Brilliant Installations, Inc. | JCP&L |  | Accepted | 2025-08-25 | 2025-09-24 | 2026-09-24 | Solar Panels | SILFAB SOLAR | SIL-440 QD |  | 0.44 | 32 | 180 | 25 |  | Fixed | Ground
NJADRE1560416590 | Administratively Determined Incentive Program | Stockton | 8559 | 22.88 | Residential | Behind the Meter | Yes | Brilliant Installations, Inc. | JCP&L |  | Accepted | 2025-08-25 | 2025-09-24 | 2026-09-24 | Solar Panels | SILFAB SOLAR | SIL-440 QD |  | 0.44 | 20 | 180 | 25 |  | Fixed | Ground
NJADRE1560416591 | Administratively Determined Incentive Program | Sayreville | 8872 | 5.67 | Residential | Behind the Meter | No | Power Home Remodeling Group | JCP&L |  | Accepted | 2025-08-25 | 2025-09-15 | 2026-09-15 | Solar Panels | JA Solar | JAM54S31 405/MR |  | 0.405 | 11 | 169 | 42 |  | Fixed | Roof
NJADRE1560416591 | Administratively Determined Incentive Program | Sayreville | 8872 | 5.67 | Residential | Behind the Meter | No | Power Home Remodeling Group | JCP&L |  | Accepted | 2025-08-25 | 2025-09-15 | 2026-09-15 | Inverters | SolarEdge | SE3800H-US | 3800 |  | 1 |  |  | 0.99 |  | Outside
NJADRE1560416591 | Administratively Determined Incentive Program | Sayreville | 8872 | 5.67 | Residential | Behind the Meter | No | Power Home Remodeling Group | JCP&L |  | Accepted | 2025-08-25 | 2025-09-15 | 2026-09-15 | Solar Panels | JA Solar | JAM54S31 405/MR |  | 0.405 | 3 | 349 | 42 |  | Fixed | Roof
NJADRE1560416591 | Administratively Determined Incentive Program | Sayreville | 8872 | 5.67 | Residential | Behind the Meter | No | Power Home Remodeling Group | JCP&L |  | Accepted | 2025-08-25 | 2025-09-15 | 2026-09-15 | Meters | SolarEdge | Revenue Grade Data Ansi C12.20 |  |  | 1 |  |  |  | Yes | Outdoor
NJADRE1560416593 | Administratively Determined Incentive Program | Freehold | 7728 | 8.2 | Residential | Behind the Meter | No | Tesla Energy Operations, Inc. | JCP&L |  | Accepted | 2025-08-25 | 2025-09-15 | 2026-09-15 | Electric Storage Battery | Tesla | Powerwall 3 |  |  | 1 |  |  |  | Lithium Ion |  | OUTSIDE
NJADRE1560416593 | Administratively Determined Incentive Program | Freehold | 7728 | 8.2 | Residential | Behind the Meter | No | Tesla Energy Operations, Inc. | JCP&L |  | Accepted | 2025-08-25 | 2025-09-15 | 2026-09-15 | Inverters | Tesla | 1707000-XX-Y 11.5 kW | 11500 |  | 1 |  |  | 0.98 |  | Outdoor
NJADRE1560416593 | Administratively Determined Incentive Program | Freehold | 7728 | 8.2 | Residential | Behind the Meter | No | Tesla Energy Operations, Inc. | JCP&L |  | Accepted | 2025-08-25 | 2025-09-15 | 2026-09-15 | Solar Panels | Hanwha | Q.PEAK DUO BLK ML-G10+/TS 410 |  | 0.41 | 20 | 156 | 23 |  | Fixed | Roof
NJADRE1560416600 | Administratively Determined Incentive Program | East Brunswick | 8816 | 8.265 | Residential | Behind the Meter | No | Skyline Solar, LLC | JCP&L |  | Accepted | 2025-08-25 | 2025-09-15 | 2026-09-15 | Inverters | Enphase | IQ8HC-72-M-DOM-US | 380 |  | 19 |  |  | 0.976 |  | Outside
NJADRE1560416600 | Administratively Determined Incentive Program | East Brunswick | 8816 | 8.265 | Residential | Behind the Meter | No | Skyline Solar, LLC | JCP&L |  | Accepted | 2025-08-25 | 2025-09-15 | 2026-09-15 | Solar Panels | Hanwha | Q. Tron BLK M-G2.H+ |  | 0.435 | 19 | 174 | 27 |  | Fixed | Roof
NJADRE1560416623 | Administratively Determined Incentive Program | Glen Rock | 7452 | 13.485 | Residential | Behind the Meter | Yes | SunnyMac, LLC | PSE&G |  | Accepted | 2025-08-25 | 2025-09-15 | 2026-09-15 | Solar Panels | HANWHA | Q.TRON BLK M-G2.H+ |  | 0.435 | 12 | 126 | 22 |  | Fixed | Roof
NJADRE1560416623 | Administratively Determined Incentive Program | Glen Rock | 7452 | 13.485 | Residential | Behind the Meter | Yes | SunnyMac, LLC | PSE&G |  | Accepted | 2025-08-25 | 2025-09-15 | 2026-09-15 | Inverters | SOLAREDGE HOME HUB | SE10000H-US | 10000 |  | 1 |  |  | 0.99 |  | Outdoor | next to meter
NJADRE1560416623 | Administratively Determined Incentive Program | Glen Rock | 7452 | 13.485 | Residential | Behind the Meter | Yes | SunnyMac, LLC | PSE&G |  | Accepted | 2025-08-25 | 2025-09-15 | 2026-09-15 | Solar Panels | HANWHA | Q.TRON BLK M-G2.H+ |  | 0.435 | 7 | 306 | 20 |  | Fixed | Roof
NJADRE1560416623 | Administratively Determined Incentive Program | Glen Rock | 7452 | 13.485 | Residential | Behind the Meter | Yes | SunnyMac, LLC | PSE&G |  | Accepted | 2025-08-25 | 2025-09-15 | 2026-09-15 | Solar Panels | HANWHA | Q.TRON BLK M-G2.H+ |  | 0.435 | 12 | 306 | 23 |  | Fixed | Roof
NJADRE1560416651 | Administratively Determined Incentive Program | OLD BRIDGE | 8857 | 9.555 | Residential | Behind the Meter | No | Summit Solar Company, LLC | JCP&L |  | Accepted | 2025-08-25 | 2025-09-15 | 2026-09-15 | Solar Panels | CANADIAN SOLAR | CS6.1-54TM 455W / 1500V |  | 0.455 | 8 | 154 | 18 |  | Fixed | Roof
NJADRE1560416651 | Administratively Determined Incentive Program | OLD BRIDGE | 8857 | 9.555 | Residential | Behind the Meter | No | Summit Solar Company, LLC | JCP&L |  | Accepted | 2025-08-25 | 2025-09-15 | 2026-09-15 | Solar Panels | CANADIAN SOLAR | CS6.1-54TM 455W / 1500V |  | 0.455 | 13 | 73 | 18 |  | Fixed | Roof
NJADRE1560416651 | Administratively Determined Incentive Program | OLD BRIDGE | 8857 | 9.555 | Residential | Behind the Meter | No | Summit Solar Company, LLC | JCP&L |  | Accepted | 2025-08-25 | 2025-09-15 | 2026-09-15 | Inverters | ENPHASE MICROINVERTER | IQ8PLUS-72-M-US | 290 |  | 21 |  |  | 0.9 |  | Outdoor
NJADRE1560416651 | Administratively Determined Incentive Program | OLD BRIDGE | 8857 | 9.555 | Residential | Behind the Meter | No | Summit Solar Company, LLC | JCP&L |  | Accepted | 2025-08-25 | 2025-09-15 | 2026-09-15 | Meters | Enphase | ENV-IQ-AM3-3P |  |  | 1 |  |  |  | Yes | Outdoor
NJADRE1560416653 | Administratively Determined Incentive Program | MEDFORD | 8055 | 13.05 | Residential | Behind the Meter | No | Sunwise Energy, LLC | PSE&G |  | Accepted | 2025-08-25 | 2025-09-15 | 2026-09-15 | Solar Panels | Q CELLS | Q TRON BLK M-G2+SERIES |  | 0.435 | 28 | 253 | 27 |  | Fixed | Roof
NJADRE1560416653 | Administratively Determined Incentive Program | MEDFORD | 8055 | 13.05 | Residential | Behind the Meter | No | Sunwise Energy, LLC | PSE&G |  | Accepted | 2025-08-25 | 2025-09-15 | 2026-09-15 | Solar Panels | Q CELLS | Q TRON BLK M-G2+SERIES |  | 0.435 | 2 | 73 | 27 |  | Fixed | Roof
NJADRE1560416653 | Administratively Determined Incentive Program | MEDFORD | 8055 | 13.05 | Residential | Behind the Meter | No | Sunwise Energy, LLC | PSE&G |  | Accepted | 2025-08-25 | 2025-09-15 | 2026-09-15 | Inverters | ENPHASE ENERGY | IQ8MC-72-M-US (240V) | 320 |  | 30 |  |  | 0.974 |  | Outside
NJADRE1560416664 | Administratively Determined Incentive Program | Belmar | 7719 | 8.925 | Residential | Behind the Meter | No | Green Sun Energy Services, LLC | JCP&L |  | Accepted | 2025-08-26 | 2025-09-16 | 2026-09-16 | Inverters | EnPhase | IQ8PLUS-72-M-US | 290 |  | 21 |  |  | 0.97 |  | Outside
NJADRE1560416664 | Administratively Determined Incentive Program | Belmar | 7719 | 8.925 | Residential | Behind the Meter | No | Green Sun Energy Services, LLC | JCP&L |  | Accepted | 2025-08-26 | 2025-09-16 | 2026-09-16 | Meters | EnPhase | X-IQ-AM1-240-5C | 6090 |  | 1 |  |  |  | Yes | Outdoor
NJADRE1560416664 | Administratively Determined Incentive Program | Belmar | 7719 | 8.925 | Residential | Behind the Meter | No | Green Sun Energy Services, LLC | JCP&L |  | Accepted | 2025-08-26 | 2025-09-16 | 2026-09-16 | Solar Panels | Jinko | 54HL4R-B 425W |  | 0.425 | 5 | 195 | 25 |  | Fixed | Roof
NJADRE1560416664 | Administratively Determined Incentive Program | Belmar | 7719 | 8.925 | Residential | Behind the Meter | No | Green Sun Energy Services, LLC | JCP&L |  | Accepted | 2025-08-26 | 2025-09-16 | 2026-09-16 | Solar Panels | Jinko | 54HL4R-B 425W |  | 0.425 | 9 | 195 | 37 |  | Fixed | Roof
NJADRE1560416664 | Administratively Determined Incentive Program | Belmar | 7719 | 8.925 | Residential | Behind the Meter | No | Green Sun Energy Services, LLC | JCP&L |  | Accepted | 2025-08-26 | 2025-09-16 | 2026-09-16 | Solar Panels | Jinko | 54HL4R-B 425W |  | 0.425 | 5 | 105 | 37 |  | Fixed | Roof
NJADRE1560416664 | Administratively Determined Incentive Program | Belmar | 7719 | 8.925 | Residential | Behind the Meter | No | Green Sun Energy Services, LLC | JCP&L |  | Accepted | 2025-08-26 | 2025-09-16 | 2026-09-16 | Solar Panels | Jinko | 54HL4R-B 425W |  | 0.425 | 2 | 285 | 37 |  | Fixed | Roof
NJADRE1560416666 | Administratively Determined Incentive Program | Clifton City | 7013 | 8.505 | Residential | Behind the Meter | No | FAL Solar Systems, Inc. | PSE&G |  | Accepted | 2025-08-25 | 2025-09-15 | 2026-09-15 | Inverters | ENPHASE ENERGY | IQ8PLUS-72-2-US | 290 |  | 21 |  |  | 0.97 |  | Outside
NJADRE1560416666 | Administratively Determined Incentive Program | Clifton City | 7013 | 8.505 | Residential | Behind the Meter | No | FAL Solar Systems, Inc. | PSE&G |  | Accepted | 2025-08-25 | 2025-09-15 | 2026-09-15 | Solar Panels | TRINA SOLAR | TSM-405 DE09C.07 |  | 0.405 | 12 | 134 | 22 |  | Fixed | Roof
NJADRE1560416666 | Administratively Determined Incentive Program | Clifton City | 7013 | 8.505 | Residential | Behind the Meter | No | FAL Solar Systems, Inc. | PSE&G |  | Accepted | 2025-08-25 | 2025-09-15 | 2026-09-15 | Solar Panels | TRINA SOLAR | TSM-405 DE09C.07 |  | 0.405 | 8 | 134 | 22 |  | Fixed | Roof
NJADRE1560416666 | Administratively Determined Incentive Program | Clifton City | 7013 | 8.505 | Residential | Behind the Meter | No | FAL Solar Systems, Inc. | PSE&G |  | Accepted | 2025-08-25 | 2025-09-15 | 2026-09-15 | Solar Panels | TRINA SOLAR | TSM-405 DE09C.07 |  | 0.405 | 1 | 314 | 22 |  | Fixed | Roof
NJADRE1560416704 | Administratively Determined Incentive Program | FRENCHTOWN | 8825 | 25.8 | Residential | Behind the Meter | No | Green Power Energy, LLC | JCP&L |  | Accepted | 2025-08-25 | 2025-09-15 | 2026-09-15 | Inverters | Enphase | IQ8MC-72-M-US [240V] | 320 |  | 60 |  |  | 0.98 |  | Outside
NJADRE1560416704 | Administratively Determined Incentive Program | FRENCHTOWN | 8825 | 25.8 | Residential | Behind the Meter | No | Green Power Energy, LLC | JCP&L |  | Accepted | 2025-08-25 | 2025-09-15 | 2026-09-15 | Solar Panels | SEG Solar | SEG-430-BTD-BG |  | 0.43 | 27 | 275 | 18 |  | Fixed | Roof
NJADRE1560416704 | Administratively Determined Incentive Program | FRENCHTOWN | 8825 | 25.8 | Residential | Behind the Meter | No | Green Power Energy, LLC | JCP&L |  | Accepted | 2025-08-25 | 2025-09-15 | 2026-09-15 | Solar Panels | SEG Solar | SEG-430-BTD-BG |  | 0.43 | 33 | 95 | 18 |  | Fixed | Roof
NJADRE1560416709 | Administratively Determined Incentive Program | TURNERSVILLE | 8081 | 9.84 | Residential | Behind the Meter | No | Define Solar, LLC | AC Electric |  | Accepted | 2025-08-25 | 2025-09-15 | 2026-09-15 | Solar Panels | Znshine | ZXM7-SH108 410 |  | 0.41 | 6 | 244 | 33 |  | Fixed | Roof
NJADRE1560416709 | Administratively Determined Incentive Program | TURNERSVILLE | 8081 | 9.84 | Residential | Behind the Meter | No | Define Solar, LLC | AC Electric |  | Accepted | 2025-08-25 | 2025-09-15 | 2026-09-15 | Solar Panels | Znshine | ZXM7-SH108 410 |  | 0.41 | 4 | 154 | 34 |  | Fixed | Roof
NJADRE1560416709 | Administratively Determined Incentive Program | TURNERSVILLE | 8081 | 9.84 | Residential | Behind the Meter | No | Define Solar, LLC | AC Electric |  | Accepted | 2025-08-25 | 2025-09-15 | 2026-09-15 | Solar Panels | Znshine | ZXM7-SH108 410 |  | 0.41 | 2 | 244 | 33 |  | Fixed | Roof
NJADRE1560416709 | Administratively Determined Incentive Program | TURNERSVILLE | 8081 | 9.84 | Residential | Behind the Meter | No | Define Solar, LLC | AC Electric |  | Accepted | 2025-08-25 | 2025-09-15 | 2026-09-15 | Inverters | Enphase | IQ8PLUS-72-2-US | 290 |  | 12 |  |  | 0.976 |  | Outside | Under each pv panel
NJADRE1560416709 | Administratively Determined Incentive Program | TURNERSVILLE | 8081 | 9.84 | Residential | Behind the Meter | No | Define Solar, LLC | AC Electric |  | Accepted | 2025-08-25 | 2025-09-15 | 2026-09-15 | Inverters | Enphase | IQ8PLUS-72-2-US | 290 |  | 4 |  |  | 0.976 |  | Outside | Under each pv panel