## RNM - Equipment Pipeline
Project_Number | Program | Premise_City | Premise_Zip | Calculated_Total_System_Size | Customer_Type | Interconnection_Type | Third_Party_Ownership | Contractor_Company | Electric_Utility_Name | Status | App_Received_Date | Acceptance_Date | Expiration_Date | Name | Manufacturer | Model | Wattage | K_W_Impact | Total_Quantity | Direction | Tilt_Angle | Efficiency | TYPE_SEL | Location_Sel | Location
NJRNRE1559185434 | Remote Net Metering | Morristown | 7960 | 737.55 | Municipality | Remote Net Metered | Yes | HESP Construction, LLC | JCP&L | Accepted | 2025-02-17 | 2025-03-10 | 2026-09-10 | Solar Panels | HT-SAAE | HT72-18X-550 |  | 0.55 | 1341 | 136 | 5 |  | Fixed | Parking Lot
NJRNRE1559185434 | Remote Net Metering | Morristown | 7960 | 737.55 | Municipality | Remote Net Metered | Yes | HESP Construction, LLC | JCP&L | Accepted | 2025-02-17 | 2025-03-10 | 2026-09-10 | Public Entity Receiving Customers |  |  |  |  | 1 |  |  |  | Municipal Authority
NJRNRE1559185434 | Remote Net Metering | Morristown | 7960 | 737.55 | Municipality | Remote Net Metered | Yes | HESP Construction, LLC | JCP&L | Accepted | 2025-02-17 | 2025-03-10 | 2026-09-10 | Public Entity Receiving Customers |  |  |  |  | 1 |  |  |  | Municipal Authority
NJRNRE1559185434 | Remote Net Metering | Morristown | 7960 | 737.55 | Municipality | Remote Net Metered | Yes | HESP Construction, LLC | JCP&L | Accepted | 2025-02-17 | 2025-03-10 | 2026-09-10 | Public Entity Receiving Customers |  |  |  |  | 1 |  |  |  | Municipal Authority
NJRNRE1559185434 | Remote Net Metering | Morristown | 7960 | 737.55 | Municipality | Remote Net Metered | Yes | HESP Construction, LLC | JCP&L | Accepted | 2025-02-17 | 2025-03-10 | 2026-09-10 | Inverters | Chint | SCA50KTL-DO/US-480 | 499000 |  | 2 |  |  | 0.988 |  | Outdoor
NJRNRE1559185637 | Remote Net Metering | HAMILTON | 8610 | 4623.84 | Public Entity | Remote Net Metered | Yes | Solops Development Group LLC | PSE&G | Accepted | 2025-02-17 | 2025-07-23 | 2027-07-23 | Inverters | SMA | Sunny Highpower 150-21 | 150000 |  | 26 |  |  | 0.991 |  | Outdoor
NJRNRE1559185637 | Remote Net Metering | HAMILTON | 8610 | 4623.84 | Public Entity | Remote Net Metered | Yes | Solops Development Group LLC | PSE&G | Accepted | 2025-02-17 | 2025-07-23 | 2027-07-23 | Public Entity Receiving Customers |  |  |  |  | 1 |  |  |  | Municipality
NJRNRE1559185637 | Remote Net Metering | HAMILTON | 8610 | 4623.84 | Public Entity | Remote Net Metered | Yes | Solops Development Group LLC | PSE&G | Accepted | 2025-02-17 | 2025-07-23 | 2027-07-23 | Solar Panels | Silfab | SIL-570XM+ |  | 0.57 | 8112 | 180 | 25 |  | Fixed | Ground
NJRNRE1559201829 | Remote Net Metering | PISCATAWAY | 8854 | 374 | Municipality | Remote Net Metered | No | Schneider Electric | PSE&G | Accepted | 2025-02-19 | 2025-03-25 | 2026-09-25 | Solar Panels | ZNSHINE SOLAR | ZXM7-SHDB144 |  | 0.55 | 680 | 252, 72 | 4 |  | Fixed | Roof
NJRNRE1559201829 | Remote Net Metering | PISCATAWAY | 8854 | 374 | Municipality | Remote Net Metered | No | Schneider Electric | PSE&G | Accepted | 2025-02-19 | 2025-03-25 | 2026-09-25 | Meters | Accu Energy 1300 Series | PowerLCS 400 | NA |  | 1 |  |  |  | Yes | Outdoor
NJRNRE1559201829 | Remote Net Metering | PISCATAWAY | 8854 | 374 | Municipality | Remote Net Metered | No | Schneider Electric | PSE&G | Accepted | 2025-02-19 | 2025-03-25 | 2026-09-25 | Public Entity Receiving Customers |  |  |  |  | 1 |  |  |  | Municipality
NJRNRE1559201829 | Remote Net Metering | PISCATAWAY | 8854 | 374 | Municipality | Remote Net Metered | No | Schneider Electric | PSE&G | Accepted | 2025-02-19 | 2025-03-25 | 2026-09-25 | Inverters | SOLIS | S5-GC100K | 300 |  | 3 |  |  | 0.985 |  | Outdoor
NJRNRE1559201829 | Remote Net Metering | PISCATAWAY | 8854 | 374 | Municipality | Remote Net Metered | No | Schneider Electric | PSE&G | Accepted | 2025-02-19 | 2025-03-25 | 2026-09-25 | Public Entity Receiving Customers |  |  |  |  | 1 |  |  |  | Municipality
NJRNRE1559207845 | Remote Net Metering | MONROE | 8831 | 972.08 | Municipality | Remote Net Metered | No | Schneider Electric | JCP&L | Accepted | 2025-02-21 | 2025-03-25 | 2026-09-25 | Solar Panels | ZNSHINE SOLAR | ZXM7-UHLDD144 |  | 0.58 | 1676 | 181 | 7 |  | Fixed | Roof | Carport
NJRNRE1559207845 | Remote Net Metering | MONROE | 8831 | 972.08 | Municipality | Remote Net Metered | No | Schneider Electric | JCP&L | Accepted | 2025-02-21 | 2025-03-25 | 2026-09-25 | Meters | Accu Energy 1300 Series | PowerLCS 400 | NA |  | 1 |  |  |  | Yes | Outdoor
NJRNRE1559207845 | Remote Net Metering | MONROE | 8831 | 972.08 | Municipality | Remote Net Metered | No | Schneider Electric | JCP&L | Accepted | 2025-02-21 | 2025-03-25 | 2026-09-25 | Public Entity Receiving Customers |  |  |  |  | 1 |  |  |  | Municipality
NJRNRE1559207845 | Remote Net Metering | MONROE | 8831 | 972.08 | Municipality | Remote Net Metered | No | Schneider Electric | JCP&L | Accepted | 2025-02-21 | 2025-03-25 | 2026-09-25 | Inverters | Solis | S5-GC100K-US | 800 |  | 8 |  |  | 0.985 |  | Outdoor
NJRNRE1559207845 | Remote Net Metering | MONROE | 8831 | 972.08 | Municipality | Remote Net Metered | No | Schneider Electric | JCP&L | Accepted | 2025-02-21 | 2025-03-25 | 2026-09-25 | Public Entity Receiving Customers |  |  |  |  | 1 |  |  |  | Municipality
NJRNRE1559207845 | Remote Net Metering | MONROE | 8831 | 972.08 | Municipality | Remote Net Metered | No | Schneider Electric | JCP&L | Accepted | 2025-02-21 | 2025-03-25 | 2026-09-25 | Public Entity Receiving Customers |  |  |  |  | 1 |  |  |  | Municipality
NJRNRE1559208752 | Remote Net Metering | WAYNE | 7470 | 682.65 | Municipality | Remote Net Metered | No | Schneider Electric | PSE&G | Accepted | 2025-02-21 | 2025-03-25 | 2026-09-25 | Solar Panels | ZNSHINE SOLAR | ZXM7-SHDB144 |  | 0.555 | 1230 | 184 | 7 |  | Fixed | Roof | Carport
NJRNRE1559208752 | Remote Net Metering | WAYNE | 7470 | 682.65 | Municipality | Remote Net Metered | No | Schneider Electric | PSE&G | Accepted | 2025-02-21 | 2025-03-25 | 2026-09-25 | Meters | Accu Energy 1300 Series | PowerLCS 400 | NA |  | 1 |  |  |  | Yes | Outdoor
NJRNRE1559208752 | Remote Net Metering | WAYNE | 7470 | 682.65 | Municipality | Remote Net Metered | No | Schneider Electric | PSE&G | Accepted | 2025-02-21 | 2025-03-25 | 2026-09-25 | Inverters | Solis | (3) S5-GC100K; (1) S5-GC75K; (2) S6-GC25K | 425 |  | 6 |  |  | 0.985 |  | Outdoor
NJRNRE1559208752 | Remote Net Metering | WAYNE | 7470 | 682.65 | Municipality | Remote Net Metered | No | Schneider Electric | PSE&G | Accepted | 2025-02-21 | 2025-03-25 | 2026-09-25 | Public Entity Receiving Customers |  |  |  |  | 1 |  |  |  | School District
NJRNRE1559208752 | Remote Net Metering | WAYNE | 7470 | 682.65 | Municipality | Remote Net Metered | No | Schneider Electric | PSE&G | Accepted | 2025-02-21 | 2025-03-25 | 2026-09-25 | Public Entity Receiving Customers |  |  |  |  | 1 |  |  |  | School District
NJRNRE1559214627 | Remote Net Metering | MONROE | 8831 | 278.4 | Municipality | Remote Net Metered | No | Schneider Electric | JCP&L | Accepted | 2025-02-24 | 2025-03-25 | 2026-09-25 | Inverters | Solis | S5-GC75K | 150 |  | 2 |  |  | 0.985 |  | Outdoor
NJRNRE1559214627 | Remote Net Metering | MONROE | 8831 | 278.4 | Municipality | Remote Net Metered | No | Schneider Electric | JCP&L | Accepted | 2025-02-24 | 2025-03-25 | 2026-09-25 | Public Entity Receiving Customers |  |  |  |  | 1 |  |  |  | Municipality
NJRNRE1559214627 | Remote Net Metering | MONROE | 8831 | 278.4 | Municipality | Remote Net Metered | No | Schneider Electric | JCP&L | Accepted | 2025-02-24 | 2025-03-25 | 2026-09-25 | Public Entity Receiving Customers |  |  |  |  | 1 |  |  |  | Municipality
NJRNRE1559214627 | Remote Net Metering | MONROE | 8831 | 278.4 | Municipality | Remote Net Metered | No | Schneider Electric | JCP&L | Accepted | 2025-02-24 | 2025-03-25 | 2026-09-25 | Meters | Accu Energy 1300 Series | PowerLCS 400 | NA |  | 1 |  |  |  | Yes | Outdoor
NJRNRE1559214627 | Remote Net Metering | MONROE | 8831 | 278.4 | Municipality | Remote Net Metered | No | Schneider Electric | JCP&L | Accepted | 2025-02-24 | 2025-03-25 | 2026-09-25 | Solar Panels | ZNSHINE SOLAR | ZXM7-UHLDD144 |  | 0.58 | 480 | 180 | 7 |  | Fixed | Parking Lot

## CSEP - Equipment Pipeline
Application Number | Program | Premise City | Premise Zip | Calculated Total System Size | Customer Type | Interconnection Type | Third Party Ownership | Contractor Company | Utility Name | Status | Registration Received Date | Acceptance Date | Expiration Date | Equipment Name | Manufacturer | Model | Watts (AC) Inverter | Rating per Module | Module Qty | Orientation | Tilt | Peak Efficiency | Tracking | Location of Equipment | Location (Other)
NJCERE1555052558 | Community Solar Energy Program | TOMS RIVER | 8753 | 1137.56 | Commercial | Community Solar | No | Solar Landscape LLC | JCP&L | Accepted | 2023-11-27 | 2023-12-07 | 2026-09-07 | Inverters | SolarEdge | SE120KUS | 120000 |  | 8 |  |  | 0.985 |  | Outdoor
NJCERE1555052558 | Community Solar Energy Program | TOMS RIVER | 8753 | 1137.56 | Commercial | Community Solar | No | Solar Landscape LLC | JCP&L | Accepted | 2023-11-27 | 2023-12-07 | 2026-09-07 | Solar Panels | HANWHA | Q.PEAK DUO XL-G10.3 / BFG |  | 0.48 | 2080 | 212.3 | 5 |  | Fixed | Roof
NJCERE1555052558 | Community Solar Energy Program | TOMS RIVER | 8753 | 1137.56 | Commercial | Community Solar | No | Solar Landscape LLC | JCP&L | Accepted | 2023-11-27 | 2023-12-07 | 2026-09-07 | Solar Panels | Heliene | 132HC M10 SL Monofacial |  | 0.49 | 284 | 212.3 | 5 |  | Fixed | Roof
NJCERE1555052566 | Community Solar Energy Program | OCEAN | 7712 | 633.42 | Non Profit | Community Solar | Yes | Ecogy Energy NJ V LLC | JCP&L | Accepted | 2023-11-15 | 2023-12-18 | 2026-09-18 | Solar Panels | JA Solar | JAM72630 |  | 0.54 | 1173 | 262 | 5 |  | Fixed | Roof
NJCERE1555052566 | Community Solar Energy Program | OCEAN | 7712 | 633.42 | Non Profit | Community Solar | Yes | Ecogy Energy NJ V LLC | JCP&L | Accepted | 2023-11-15 | 2023-12-18 | 2026-09-18 | Inverters | SolarEdge | SE100K | 100000 |  | 4 |  |  | 0.975 |  | Outdoor
NJCERE1555052566 | Community Solar Energy Program | OCEAN | 7712 | 633.42 | Non Profit | Community Solar | Yes | Ecogy Energy NJ V LLC | JCP&L | Accepted | 2023-11-15 | 2023-12-18 | 2026-09-18 | Inverters | SolarEdge | SE 33.3K | 33300 |  | 3 |  |  | 0.975 |  | Outdoor
NJCERE1555052579 | Community Solar Energy Program | ROBBINSVILLE | 8691 | 4999.68 | Commercial | Community Solar | Yes | Solar Landscape LLC | PSE&G | Accepted | 2023-11-27 | 2023-12-14 | 2026-09-14 | Inverters | SolarEdge | SE120KUS | 120000 |  | 33 |  |  | 0.85 |  | Outdoor
NJCERE1555052579 | Community Solar Energy Program | ROBBINSVILLE | 8691 | 4999.68 | Commercial | Community Solar | Yes | Solar Landscape LLC | PSE&G | Accepted | 2023-11-27 | 2023-12-14 | 2026-09-14 | Solar Panels | Hanwha | Q.PEAK DUO XL-10.3 / BFG 480W |  | 0.48 | 10416 | 214.41 | 10 |  | Fixed | Roof
NJCERE1555052643 | Community Solar Energy Program | MOONACHIE | 7074 | 1518.24 | Commercial | Community Solar | Yes | Solar Landscape LLC | PSE&G | Accepted | 2023-11-28 | 2023-12-14 | 2026-09-14 | Inverters | SolarEdge | SE120KUS | 120000 |  | 9 |  |  | 0.985 |  | Outdoor
NJCERE1555052643 | Community Solar Energy Program | MOONACHIE | 7074 | 1518.24 | Commercial | Community Solar | Yes | Solar Landscape LLC | PSE&G | Accepted | 2023-11-28 | 2023-12-14 | 2026-09-14 | Solar Panels | Hanwha | Q.PEAK DUO XL-10.3 / BFG 480W |  | 0.48 | 3163 | 194 | 5 |  | Fixed | Roof
NJCERE1555052660 | Community Solar Energy Program | MOONACHIE | 7074 | 1927.68 | Commercial | Community Solar | Yes | Solar Landscape LLC | PSE&G | Accepted | 2023-11-28 | 2023-12-14 | 2026-09-14 | Inverters | SolarEdge | SE120KUS | 120000 |  | 11 |  |  | 0.985 |  | Outdoor
NJCERE1555052660 | Community Solar Energy Program | MOONACHIE | 7074 | 1927.68 | Commercial | Community Solar | Yes | Solar Landscape LLC | PSE&G | Accepted | 2023-11-28 | 2023-12-14 | 2026-09-14 | Solar Panels | Hanwha | Q.PEAK DUO XL-10.3 / BFG 480W |  | 0.48 | 4016 | 183 | 5 |  | Fixed | Roof
NJCERE1555052750 | Community Solar Energy Program | BARRINGTON | 8007 | 4999.81 | Commercial | Community Solar | Yes | Solar Landscape LLC | PSE&G | Accepted | 2023-11-28 | 2023-12-14 | 2026-09-14 | Inverters | SolarEdge | SE120KUS | 120000 |  | 30 |  |  | 0.985 |  | Outdoor
NJCERE1555052750 | Community Solar Energy Program | BARRINGTON | 8007 | 4999.81 | Commercial | Community Solar | Yes | Solar Landscape LLC | PSE&G | Accepted | 2023-11-28 | 2023-12-14 | 2026-09-14 | Solar Panels | Hanwha | Q.PEAK DUO XL-10.3 / BFG 480W |  | 0.48 | 9374 | 167.11 | 5 |  | Fixed | Roof
NJCERE1555052750 | Community Solar Energy Program | BARRINGTON | 8007 | 4999.81 | Commercial | Community Solar | Yes | Solar Landscape LLC | PSE&G | Accepted | 2023-11-28 | 2023-12-14 | 2026-09-14 | Solar Panels | Heliene | 132HC M10 SL Monofacial |  | 0.49 | 1021 | 167.11 | 5 |  | Fixed | Roof
NJCERE1555052758 | Community Solar Energy Program | MONROE | 8831 | 3107.88 | Commercial | Community Solar | Yes | Solar Landscape LLC | JCP&L | Accepted | 2024-08-15 | 2024-08-20 | 2026-11-20 | Inverters | SolarEdge | SE120KUS | 120000 |  | 16 |  |  | 0.985 |  | Outdoor
NJCERE1555052758 | Community Solar Energy Program | MONROE | 8831 | 3107.88 | Commercial | Community Solar | Yes | Solar Landscape LLC | JCP&L | Accepted | 2024-08-15 | 2024-08-20 | 2026-11-20 | Solar Panels | Jinko | JKM575N-72HL4-BDV |  | 0.575 | 5405 | 202 | 5 |  | Fixed | Roof
NJCERE1555052766 | Community Solar Energy Program | TETERBORO | 7608 | 1467.36 | Commercial | Community Solar | Yes | Solar Landscape, LLC | PSE&G | Accepted | 2023-11-28 | 2023-12-19 | 2026-09-19 | Inverters | Solar Edge | SE120KUS | 120000 |  | 10 |  |  | 0.985 |  | Outdoor
NJCERE1555052766 | Community Solar Energy Program | TETERBORO | 7608 | 1467.36 | Commercial | Community Solar | Yes | Solar Landscape, LLC | PSE&G | Accepted | 2023-11-28 | 2023-12-19 | 2026-09-19 | Solar Panels | Hanwha | Q.PEAK DUO XL-10.3 / BFG 480W |  | 0.48 | 3057 | 217 | 5 |  | Fixed | Roof
NJCERE1555052820 | Community Solar Energy Program | WESTWOOD | 7675 | 1337.4 | Commercial | Community Solar | Yes | Solar Landscape, LLC | PSE&G | Accepted | 2023-11-28 | 2023-12-19 | 2026-09-19 | Solar Panels | Hanwha | Q.PEAK DUO XL-10.3 / BFG 480W |  | 0.48 | 2529 | 193 | 5 |  | Fixed | Roof
NJCERE1555052820 | Community Solar Energy Program | WESTWOOD | 7675 | 1337.4 | Commercial | Community Solar | Yes | Solar Landscape, LLC | PSE&G | Accepted | 2023-11-28 | 2023-12-19 | 2026-09-19 | Solar Panels | Heliene | 132HC M10 SL Monofacial |  | 0.49 | 252 | 193.29 | 5 |  | Fixed | Roof
NJCERE1555052820 | Community Solar Energy Program | WESTWOOD | 7675 | 1337.4 | Commercial | Community Solar | Yes | Solar Landscape, LLC | PSE&G | Accepted | 2023-11-28 | 2023-12-19 | 2026-09-19 | Inverters | SolarEdge | SE120KUS | 120000 |  | 9 |  |  | 0.985 |  | Outdoor
NJCERE1555052842 | Community Solar Energy Program | EDISON | 8817 | 2100 | Commercial | Community Solar | Yes | Solar Landscape LLC | PSE&G | Accepted | 2023-11-28 | 2023-12-14 | 2026-09-14 | Inverters | SolarEdge | SE120KUS | 12000 |  | 10 |  |  | 0.985 |  | Outdoor
NJCERE1555052842 | Community Solar Energy Program | EDISON | 8817 | 2100 | Commercial | Community Solar | Yes | Solar Landscape LLC | PSE&G | Accepted | 2023-11-28 | 2023-12-14 | 2026-09-14 | Solar Panels | Hanwha | Q.Peak Duo XL-10.3/BFG |  | 0.48 | 4375 | 179.6 | 5 |  | Fixed | Roof
NJCERE1555052848 | Community Solar Energy Program | PISCATAWAY | 8854 | 1267.2 | Commercial | Community Solar | Yes | Solar Landscape LLC | PSE&G | Accepted | 2023-11-27 | 2023-12-20 | 2026-09-20 | Inverters | Solar Edge | SE120KUS | 120000 |  | 8 |  |  | 0.985 |  | Outdoor
NJCERE1555052848 | Community Solar Energy Program | PISCATAWAY | 8854 | 1267.2 | Commercial | Community Solar | Yes | Solar Landscape LLC | PSE&G | Accepted | 2023-11-27 | 2023-12-20 | 2026-09-20 | Solar Panels | Hanwha | Q.PEAK DUO XL-10.3 / BFG 480W |  | 0.48 | 2640 | 225 | 5 |  | Fixed | Roof
NJCERE1555052850 | Community Solar Energy Program | ELIZABETH | 7208 | 2235.84 | Commercial | Community Solar | Yes | Solar Landscape, LLC | PSE&G | Accepted | 2023-11-28 | 2023-12-18 | 2026-09-18 | Inverters | SolarEdge | SE120KUS | 120000 |  | 14 |  |  | 0.985 |  | Outdoor
NJCERE1555052850 | Community Solar Energy Program | ELIZABETH | 7208 | 2235.84 | Commercial | Community Solar | Yes | Solar Landscape, LLC | PSE&G | Accepted | 2023-11-28 | 2023-12-18 | 2026-09-18 | Solar Panels | Hanwha | Q.PEAK DUO XL-10.3 / BFG 480W |  | 0.48 | 4658 | 207 | 4 |  | Fixed | Roof
NJCERE1555052868 | Community Solar Energy Program | EDISON | 8817 | 1588.8 | Commercial | Community Solar | Yes | Solar Landscape, LLC | PSE&G | Accepted | 2023-11-28 | 2023-12-14 | 2026-09-14 | Inverters | SolarEdge | SE120KUS | 120000 |  | 9 |  |  | 0.985 |  | Outdoor
NJCERE1555052868 | Community Solar Energy Program | EDISON | 8817 | 1588.8 | Commercial | Community Solar | Yes | Solar Landscape, LLC | PSE&G | Accepted | 2023-11-28 | 2023-12-14 | 2026-09-14 | Solar Panels | Hanwha | Q.Peak Duo XL-10.3/BFG |  | 0.48 | 3310 | 180 | 5 |  | Fixed | Roof
NJCERE1555052876 | Community Solar Energy Program | CARTERET | 7008 | 1224.96 | Commercial | Community Solar | Yes | Solar Landscape LLC | PSE&G | Accepted | 2023-11-28 | 2023-12-14 | 2026-09-14 | Inverters | SolarEdge | SE100KUS | 100000 |  | 7 |  |  | 0.985 |  | Outdoor
NJCERE1555052876 | Community Solar Energy Program | CARTERET | 7008 | 1224.96 | Commercial | Community Solar | Yes | Solar Landscape LLC | PSE&G | Accepted | 2023-11-28 | 2023-12-14 | 2026-09-14 | Solar Panels | Hanwha | Q.PEAK DUO XL-10.3 / BFG 480W |  | 0.48 | 2552 | 192 | 5 |  | Fixed | Roof
NJCERE1555052878 | Community Solar Energy Program | Logan | 8085 | 2002.08 | Commercial | Community Solar | Yes | Solar Landscape LLC | AC Electric | Accepted | 2024-03-27 | 2024-04-02 | 2026-07-02 | Inverters | SolarEdge | SE120KUS | 120000 |  | 12 |  |  | 0.985 |  | Outdoor
NJCERE1555052878 | Community Solar Energy Program | Logan | 8085 | 2002.08 | Commercial | Community Solar | Yes | Solar Landscape LLC | AC Electric | Accepted | 2024-03-27 | 2024-04-02 | 2026-07-02 | Solar Panels | Hanwha | Q.PEAK DUO XL-10.3 / BFG 480W |  | 0.48 | 4171 | 163 | 5 |  | Fixed | Roof
NJCERE1555052884 | Community Solar Energy Program | CRANBURY | 8512 | 1807.68 | Commercial | Community Solar | Yes | Solar Landscape, LLC | PSE&G | Accepted | 2023-11-28 | 2023-12-14 | 2026-09-14 | Inverters | SolarEdge | SE120KUS | 120000 |  | 10 |  |  | 0.985 |  | Outdoor
NJCERE1555052884 | Community Solar Energy Program | CRANBURY | 8512 | 1807.68 | Commercial | Community Solar | Yes | Solar Landscape, LLC | PSE&G | Accepted | 2023-11-28 | 2023-12-14 | 2026-09-14 | Inverters | SolarEdge | SE100KUS | 100000 |  | 1 |  |  | 0.985 |  | Outdoor
NJCERE1555052884 | Community Solar Energy Program | CRANBURY | 8512 | 1807.68 | Commercial | Community Solar | Yes | Solar Landscape, LLC | PSE&G | Accepted | 2023-11-28 | 2023-12-14 | 2026-09-14 | Solar Panels | Hanwha | Q.PEAK DUO XL-10.3 / BFG 480W |  | 0.48 | 3766 | 301.35 | 3 |  | Fixed | Roof
NJCERE1555052895 | Community Solar Energy Program | ROBBINSVILLE | 8691 | 2962.98 | Commercial | Community Solar | Yes | Solar Landscape, LLC | JCP&L | Accepted | 2024-08-16 | 2024-08-20 | 2026-11-20 | Inverters | SolarEdge | SE120KUS | 120000 |  | 18 |  |  | 0.985 |  | Outdoor
NJCERE1555052895 | Community Solar Energy Program | ROBBINSVILLE | 8691 | 2962.98 | Commercial | Community Solar | Yes | Solar Landscape, LLC | JCP&L | Accepted | 2024-08-16 | 2024-08-20 | 2026-11-20 | Solar Panels | Jinko | JKM575N-72HL4-BDV |  | 0.575 | 5153 | 214 | 5 |  | Fixed | Roof
NJCERE1555052908 | Community Solar Energy Program | MONROE | 8831 | 693.6 | Commercial | Community Solar | Yes | Solar Landscape, LLC | JCP&L | Accepted | 2023-12-19 | 2024-01-11 | 2026-10-11 | Inverters | SolarEdge | SE100KUS | 100000 |  | 4 |  |  | 0.985 |  | Outdoor
NJCERE1555052908 | Community Solar Energy Program | MONROE | 8831 | 693.6 | Commercial | Community Solar | Yes | Solar Landscape, LLC | JCP&L | Accepted | 2023-12-19 | 2024-01-11 | 2026-10-11 | Solar Panels | Hanwha | Q.PEAK DUO XL-10.3 / BFG 480W |  | 0.48 | 1445 | 192.23 | 5 |  | Fixed | Roof
NJCERE1555052920 | Community Solar Energy Program | EDISON | 8817 | 1969.44 | Commercial | Community Solar | Yes | Solar Landscape LLC | PSE&G | Accepted | 2023-11-28 | 2023-12-18 | 2026-09-18 | Inverters | SolarEdge | SE120KUS | 120000 |  | 12 |  |  | 0.985 |  | Outdoor
NJCERE1555052920 | Community Solar Energy Program | EDISON | 8817 | 1969.44 | Commercial | Community Solar | Yes | Solar Landscape LLC | PSE&G | Accepted | 2023-11-28 | 2023-12-18 | 2026-09-18 | Solar Panels | Hanwha | Q.PEAK DUO XL-10.3 / BFG 480W |  | 0.48 | 4103 | 180 | 5 |  | Fixed | Roof
NJCERE1555052928 | Community Solar Energy Program | SICKLERVILLE | 8081 | 264.06 | Commercial | Community Solar | Yes | G&S Operations LLC | AC Electric | Accepted | 2023-11-15 | 2023-12-07 | 2026-09-07 | Meters | Elkor | Watts-On Mark II |  |  | 1 |  |  |  | Yes | Outdoor
NJCERE1555052928 | Community Solar Energy Program | SICKLERVILLE | 8081 | 264.06 | Commercial | Community Solar | Yes | G&S Operations LLC | AC Electric | Accepted | 2023-11-15 | 2023-12-07 | 2026-09-07 | Solar Panels | Waaree | BI-55-540 |  | 0.54 | 489 | 217.5 | 10 |  | Fixed | Roof
NJCERE1555052928 | Community Solar Energy Program | SICKLERVILLE | 8081 | 264.06 | Commercial | Community Solar | Yes | G&S Operations LLC | AC Electric | Accepted | 2023-11-15 | 2023-12-07 | 2026-09-07 | Inverters | SolarEdge | SE120KUS | 240000 |  | 2 |  |  | 0.981 |  | Outdoor
NJCERE1555052938 | Community Solar Energy Program | LYNDHURST | 7071 | 1219.68 | Commercial | Community Solar | Yes | Solar Landscape LLC | PSE&G | Accepted | 2023-11-28 | 2023-12-14 | 2026-09-14 | Solar Panels | Hanwha | Q.PEAK DUO XL-10.3 / BFG 480W |  | 0.48 | 2541 | 138.22 | 5 |  | Fixed | Roof
NJCERE1555052938 | Community Solar Energy Program | LYNDHURST | 7071 | 1219.68 | Commercial | Community Solar | Yes | Solar Landscape LLC | PSE&G | Accepted | 2023-11-28 | 2023-12-14 | 2026-09-14 | Inverters | SolarEdge | SE120KUS | 120000 |  | 7 |  |  | 0.985 |  | Outdoor
NJCERE1555052947 | Community Solar Energy Program | HOWELL | 7731 | 759.58 | Commercial | Community Solar | Yes | Solar Landscape LLC | JCP&L | Accepted | 2024-07-31 | 2024-08-20 | 2026-11-20 | Solar Panels | Jinko | JKM575N-72HL4-BDV |  | 0.575 | 342 | 63.8 | 5 |  | Fixed | Roof
NJCERE1555052947 | Community Solar Energy Program | HOWELL | 7731 | 759.58 | Commercial | Community Solar | Yes | Solar Landscape LLC | JCP&L | Accepted | 2024-07-31 | 2024-08-20 | 2026-11-20 | Solar Panels | Jinko | JKM575N-72HL4-BDV |  | 0.575 | 342 | 243.8 | 5 |  | Fixed | Roof
NJCERE1555052947 | Community Solar Energy Program | HOWELL | 7731 | 759.58 | Commercial | Community Solar | Yes | Solar Landscape LLC | JCP&L | Accepted | 2024-07-31 | 2024-08-20 | 2026-11-20 | Solar Panels | Jinko | JKM575N-72HL4-BDV |  | 0.575 | 260 | 63.8 | 2 |  | Fixed | Roof
NJCERE1555052947 | Community Solar Energy Program | HOWELL | 7731 | 759.58 | Commercial | Community Solar | Yes | Solar Landscape LLC | JCP&L | Accepted | 2024-07-31 | 2024-08-20 | 2026-11-20 | Inverters | Solar Edge | SE120KUS | 120000 |  | 5 |  |  | 0.985 |  | Outdoor
NJCERE1555052947 | Community Solar Energy Program | HOWELL | 7731 | 759.58 | Commercial | Community Solar | Yes | Solar Landscape LLC | JCP&L | Accepted | 2024-07-31 | 2024-08-20 | 2026-11-20 | Solar Panels | Jinko | JKM575N-72HL4-BDV |  | 0.575 | 377 | 243.8 | 2 |  | Fixed | Roof
NJCERE1555052956 | Community Solar Energy Program | Woodbridge | 7064 | 2880.54 | Commercial | Community Solar | Yes | Solar Landscape LLC | PSE&G | Accepted | 2025-05-13 | 2025-05-30 | 2027-08-30 | Inverters | SolarEdge | SE-TRI-USSEIBN120KUS | 120000 |  | 18 |  |  | 0.985 |  | Outdoor
NJCERE1555052956 | Community Solar Energy Program | Woodbridge | 7064 | 2880.54 | Commercial | Community Solar | Yes | Solar Landscape LLC | PSE&G | Accepted | 2025-05-13 | 2025-05-30 | 2027-08-30 | Solar Panels | Jink Solar | JKM585N-72HL4-BDV |  | 0.585 | 4924 | 168 | 5 |  | Fixed | Roof
NJCERE1555052958 | Community Solar Energy Program | EAST BRUNSWICK | 8816 | 1552.92 | Commercial | Community Solar | Yes | Solar Landscape LLC | PSE&G | Accepted | 2023-11-27 | 2023-12-20 | 2026-09-20 | Solar Panels | Znshinesolar | ZXM6-NHLDD144 455W |  | 0.455 | 3413 | 171.8 | 5 |  | Fixed | Roof
NJCERE1555052958 | Community Solar Energy Program | EAST BRUNSWICK | 8816 | 1552.92 | Commercial | Community Solar | Yes | Solar Landscape LLC | PSE&G | Accepted | 2023-11-27 | 2023-12-20 | 2026-09-20 | Inverters | SolarEdge | SE120KUS | 120000 |  | 11 |  |  | 0.985 |  | Outdoor
NJCERE1555052962 | Community Solar Energy Program | MIDDLESEX | 8846 | 3781.44 | Commercial | Community Solar | Yes | Solar Landscape, LLC | PSE&G | Accepted | 2023-11-28 | 2023-12-14 | 2026-09-14 | Inverters | SolarEdge | SE120KUS | 120000 |  | 24 |  |  | 0.985 |  | Outdoor
NJCERE1555052962 | Community Solar Energy Program | MIDDLESEX | 8846 | 3781.44 | Commercial | Community Solar | Yes | Solar Landscape, LLC | PSE&G | Accepted | 2023-11-28 | 2023-12-14 | 2026-09-14 | Solar Panels | Hanwha | Q.Peak Duo XL-10.3/BFG |  | 0.48 | 7878 | 140 | 5 |  | Fixed | Roof
NJCERE1555052974 | Community Solar Energy Program | EAST BRUNSWICK | 8816 | 1922.88 | Commercial | Community Solar | Yes | Solar Landscape, LLC | PSE&G | Accepted | 2023-11-27 | 2023-12-20 | 2026-09-20 | Inverters | SolarEdge | SE120KUS | 120000 |  | 12 |  |  | 0.985 |  | Outdoor
NJCERE1555052974 | Community Solar Energy Program | EAST BRUNSWICK | 8816 | 1922.88 | Commercial | Community Solar | Yes | Solar Landscape, LLC | PSE&G | Accepted | 2023-11-27 | 2023-12-20 | 2026-09-20 | Solar Panels | Hanwha | Q.PEAK DUO XL-10.3 / BFG 480W |  | 0.48 | 4006 | 174.25 | 4 |  | Fixed | Roof
NJCERE1555052978 | Community Solar Energy Program | TETERBORO | 7608 | 1084.32 | Commercial | Community Solar | Yes | Solar Landscape LLC | PSE&G | Accepted | 2023-11-28 | 2023-12-14 | 2026-09-14 | Inverters | SolarEdge | SE120KUS | 120000 |  | 1 |  |  | 0.985 |  | Outdoor
NJCERE1555052978 | Community Solar Energy Program | TETERBORO | 7608 | 1084.32 | Commercial | Community Solar | Yes | Solar Landscape LLC | PSE&G | Accepted | 2023-11-28 | 2023-12-14 | 2026-09-14 | Solar Panels | Hanwha | Q.Peak Duo XL-10.3/BFG |  | 0.48 | 2259 | 194 | 5 |  | Fixed | Roof
NJCERE1555052978 | Community Solar Energy Program | TETERBORO | 7608 | 1084.32 | Commercial | Community Solar | Yes | Solar Landscape LLC | PSE&G | Accepted | 2023-11-28 | 2023-12-14 | 2026-09-14 | Inverters | SolarEdge | SE1000KUS | 100000 |  | 5 |  |  | 0.985 |  | Outdoor
NJCERE1555052979 | Community Solar Energy Program | MONROE | 8831 | 2559.9 | Commercial | Community Solar | Yes | Solar Landscape LLC | JCP&L | Accepted | 2024-08-27 | 2024-08-29 | 2026-11-28 | Inverters | SolarEdge | SE120KUS | 120000 |  | 16 |  |  | 0.985 |  | Outdoor
NJCERE1555052979 | Community Solar Energy Program | MONROE | 8831 | 2559.9 | Commercial | Community Solar | Yes | Solar Landscape LLC | JCP&L | Accepted | 2024-08-27 | 2024-08-29 | 2026-11-28 | Solar Panels | Jinko | JKM575N-72HL4-BDV |  | 0.575 | 4452 | 192 | 5 |  | Fixed | Roof
NJCERE1555052984 | Community Solar Energy Program | Cherry Hill | 8002 | 1378.28 | Commercial | Community Solar | Yes | Solar Landscape, LLC | PSE&G | Accepted | 2024-05-29 | 2024-06-06 | 2026-09-06 | Inverters | SolarEdge | SE120KUS | 120000 |  | 10 |  |  | 0.985 |  | Outdoor
NJCERE1555052984 | Community Solar Energy Program | Cherry Hill | 8002 | 1378.28 | Commercial | Community Solar | Yes | Solar Landscape, LLC | PSE&G | Accepted | 2024-05-29 | 2024-06-06 | 2026-09-06 | Solar Panels | Jinko | JKM575N-72HL4-BDV |  | 0.575 | 2397 | 182.8 | 5 |  | Fixed | Roof
NJCERE1555052994 | Community Solar Energy Program | LAWRENCEVILLE | 8648 | 1347.28 | Commercial | Community Solar | Yes | Solar Landscape LLC | PSE&G | Accepted | 2023-11-27 | 2023-12-19 | 2026-09-19 | Inverters | SolarEdge | SE120KUS | 120000 |  | 9 |  |  | 0.985 |  | Outdoor
NJCERE1555052994 | Community Solar Energy Program | LAWRENCEVILLE | 8648 | 1347.28 | Commercial | Community Solar | Yes | Solar Landscape LLC | PSE&G | Accepted | 2023-11-27 | 2023-12-19 | 2026-09-19 | Solar Panels | Hanwha | Q.PEAK DUO XL-10.3 / BFG 480W |  | 0.48 | 2048 | 223 | 4 |  | Fixed | Roof
NJCERE1555052994 | Community Solar Energy Program | LAWRENCEVILLE | 8648 | 1347.28 | Commercial | Community Solar | Yes | Solar Landscape LLC | PSE&G | Accepted | 2023-11-27 | 2023-12-19 | 2026-09-19 | Solar Panels | Hanwha | Q.PEAK DUO XL-10.3 / BFG 480W |  | 0.48 | 473 | 42.17 | 5 |  | Fixed | Roof
NJCERE1555052994 | Community Solar Energy Program | LAWRENCEVILLE | 8648 | 1347.28 | Commercial | Community Solar | Yes | Solar Landscape LLC | PSE&G | Accepted | 2023-11-27 | 2023-12-19 | 2026-09-19 | Solar Panels | Heliene | 132HC M10 SL Monofacial |  | 0.49 | 280 | 223 | 5 |  | Fixed | Roof
NJCERE1555052998 | Community Solar Energy Program | CRANBURY | 8512 | 5000 | Commercial | Community Solar | Yes | Solar Landscape LLC | JCP&L | Accepted | 2025-05-13 | 2025-05-27 | 2027-08-27 | Inverters | SolarEdge | SE-TRI-USSEIBN120KUS | 120000 |  | 32 |  |  | 0.985 |  | Outdoor
NJCERE1555052998 | Community Solar Energy Program | CRANBURY | 8512 | 5000 | Commercial | Community Solar | Yes | Solar Landscape LLC | JCP&L | Accepted | 2025-05-13 | 2025-05-27 | 2027-08-27 | Solar Panels | Jinko Solar | JKM575N-72HL4-BDV |  | 0.585 | 7432 | 198.3 | 10 |  | Fixed | Roof
NJCERE1555052998 | Community Solar Energy Program | CRANBURY | 8512 | 5000 | Commercial | Community Solar | Yes | Solar Landscape LLC | JCP&L | Accepted | 2025-05-13 | 2025-05-27 | 2027-08-27 | Solar Panels | Jinko Solar | JKM585N-72HL4-BDV (Jinko Eagle 585W)-35mm |  | 0.585 | 1115 | 198.3 | 10 |  | Fixed | Roof
NJCERE1555053002 | Community Solar Energy Program | PATERSON | 7524 | 511.38 | Commercial | Community Solar | Yes | G&S Operations LLC | PSE&G | Accepted | 2023-11-15 | 2023-12-14 | 2026-09-14 | Inverters | SolarEdge | SE120KUS | 480000 |  | 4 |  |  | 0.981 |  | Outdoor
NJCERE1555053002 | Community Solar Energy Program | PATERSON | 7524 | 511.38 | Commercial | Community Solar | Yes | G&S Operations LLC | PSE&G | Accepted | 2023-11-15 | 2023-12-14 | 2026-09-14 | Meters | Elkor | Watts-On Mark II |  |  | 1 |  |  |  | Yes | Indoor
NJCERE1555053002 | Community Solar Energy Program | PATERSON | 7524 | 511.38 | Commercial | Community Solar | Yes | G&S Operations LLC | PSE&G | Accepted | 2023-11-15 | 2023-12-14 | 2026-09-14 | Solar Panels | Waaree | BI-55-540 |  | 0.54 | 947 | 183 | 10 |  | Fixed | Roof
NJCERE1555053024 | Community Solar Energy Program | NORTHVALE | 7647 | 2217.6 | Commercial | Community Solar | Yes | Solar Landscape LLC | RECO | Accepted | 2024-04-11 | 2024-04-18 | 2026-07-18 | Inverters | SolarEdge | SE120KUS | 120000 |  | 15 |  |  | 0.985 |  | Outdoor
NJCERE1555053024 | Community Solar Energy Program | NORTHVALE | 7647 | 2217.6 | Commercial | Community Solar | Yes | Solar Landscape LLC | RECO | Accepted | 2024-04-11 | 2024-04-18 | 2026-07-18 | Solar Panels | Hanwha | Q.PEAK DUO XL-10.3 / BFG 480W |  | 0.48 | 4620 | 209 | 5 |  | Fixed | Roof
NJCERE1555053030 | Community Solar Energy Program | South Brunswick | 8512 | 5000 | Commercial | Community Solar | Yes | Solar Landscape LLC | PSE&G | Accepted | 2025-05-13 | 2025-05-30 | 2027-08-30 | Inverters | SolarEdge | SE-TRI-USSEIBN120KUS | 120000 |  | 28 |  |  | 0.985 |  | Outdoor
NJCERE1555053030 | Community Solar Energy Program | South Brunswick | 8512 | 5000 | Commercial | Community Solar | Yes | Solar Landscape LLC | PSE&G | Accepted | 2025-05-13 | 2025-05-30 | 2027-08-30 | Solar Panels | Jinko Solar | JKM585N-72HL4-BDV |  | 0.585 | 8547 | 197 | 5 |  | Fixed | Roof
NJCERE1555053051 | Community Solar Energy Program | LINDEN | 7036 | 3407.04 | Commercial | Community Solar | Yes | Solar Landscape LLC | PSE&G | Accepted | 2025-05-13 | 2025-05-30 | 2027-08-30 | Inverters | SolarEdge | SE-TRI-USSEIBN120KUS | 120000 |  | 19 |  |  | 0.985 |  | Outdoor
NJCERE1555053051 | Community Solar Energy Program | LINDEN | 7036 | 3407.04 | Commercial | Community Solar | Yes | Solar Landscape LLC | PSE&G | Accepted | 2025-05-13 | 2025-05-30 | 2027-08-30 | Solar Panels | Jinko | JKM585N-72HL4-BDV |  | 0.585 | 5824 | 165 | 5 |  | Fixed | Roof
NJCERE1555053063 | Community Solar Energy Program | AVENEL | 7001 | 2518.08 | Commercial | Community Solar | Yes | Solar Landscape LLC | PSE&G | Accepted | 2023-11-27 | 2023-12-20 | 2026-09-20 | Inverters | Solar Edge | SE120KUS | 120000 |  | 14 |  |  | 0.985 |  | Outdoor
NJCERE1555053063 | Community Solar Energy Program | AVENEL | 7001 | 2518.08 | Commercial | Community Solar | Yes | Solar Landscape LLC | PSE&G | Accepted | 2023-11-27 | 2023-12-20 | 2026-09-20 | Solar Panels | Hanwha | Q.PEAK DUO XL-10.3 / BFG 480W |  | 0.48 | 5246 | 167 | 10 |  | Fixed | Roof
NJCERE1555053086 | Community Solar Energy Program | NEW BRUNSWICK | 8901 | 740.34 | Commercial | Community Solar | Yes | G&S Operations LLC | PSE&G | Accepted | 2023-11-15 | 2023-12-14 | 2026-09-14 | Inverters | SolarEdge | SE120KUS | 480000 |  | 4 |  |  | 0.981 |  | Outdoor
NJCERE1555053086 | Community Solar Energy Program | NEW BRUNSWICK | 8901 | 740.34 | Commercial | Community Solar | Yes | G&S Operations LLC | PSE&G | Accepted | 2023-11-15 | 2023-12-14 | 2026-09-14 | Inverters | SolarEdge | SE40KUS | 40000 |  | 1 |  |  | 0.985 |  | Outdoor
NJCERE1555053086 | Community Solar Energy Program | NEW BRUNSWICK | 8901 | 740.34 | Commercial | Community Solar | Yes | G&S Operations LLC | PSE&G | Accepted | 2023-11-15 | 2023-12-14 | 2026-09-14 | Meters | Elkor | Watts-On Mark II |  |  | 1 |  |  |  | Yes
NJCERE1555053086 | Community Solar Energy Program | NEW BRUNSWICK | 8901 | 740.34 | Commercial | Community Solar | Yes | G&S Operations LLC | PSE&G | Accepted | 2023-11-15 | 2023-12-14 | 2026-09-14 | Solar Panels | Waaree | BI-55-540 |  | 0.54 | 1371 | 218 | 10 |  | Fixed | Roof
NJCERE1555053098 | Community Solar Energy Program | SAYREVILLE | 8872 | 999.84 | Commercial | Community Solar | Yes | Solar Landscape LLC | JCP&L | Accepted | 2023-12-11 | 2023-12-19 | 2026-09-19 | Inverters | SolarEdge | SE120KUS | 120000 |  | 6 |  |  | 0.985 |  | Outdoor
NJCERE1555053098 | Community Solar Energy Program | SAYREVILLE | 8872 | 999.84 | Commercial | Community Solar | Yes | Solar Landscape LLC | JCP&L | Accepted | 2023-12-11 | 2023-12-19 | 2026-09-19 | Solar Panels | Hanwha | Q.PEAK DUO XL-10.3 / BFG 480W |  | 0.48 | 2083 | 159.55 | 10 |  | Fixed | Roof
NJCERE1555053109 | Community Solar Energy Program | AVENEL | 7001 | 4321.4 | Commercial | Community Solar | Yes | Solar Landscape, LLC | PSE&G | Accepted | 2025-05-13 | 2025-05-30 | 2027-08-30 | Inverters | Solar Edge | SE-TRI-USSEIBN120KUS | 120000 |  | 26 |  |  | 0.985 |  | Outdoor
NJCERE1555053109 | Community Solar Energy Program | AVENEL | 7001 | 4321.4 | Commercial | Community Solar | Yes | Solar Landscape, LLC | PSE&G | Accepted | 2025-05-13 | 2025-05-30 | 2027-08-30 | Solar Panels | Jinko | JKM585N-72HL4-BDV |  | 0.585 | 7387 | 168 | 5 |  | Fixed | Roof
NJCERE1555053120 | Community Solar Energy Program | SOMERSET | 8873 | 1544.64 | Commercial | Community Solar | Yes | Solar Landscape LLC | PSE&G | Accepted | 2023-11-27 | 2023-12-20 | 2026-09-20 | Solar Panels | Hanwha | Q.PEAK DUO XL-10.3 / BFG 480W |  | 0.48 | 3218 | 216.57 | 3 |  | Fixed | Roof
NJCERE1555053120 | Community Solar Energy Program | SOMERSET | 8873 | 1544.64 | Commercial | Community Solar | Yes | Solar Landscape LLC | PSE&G | Accepted | 2023-11-27 | 2023-12-20 | 2026-09-20 | Inverters | SolarEdge | SE120KUS | 120000 |  | 10 |  |  | 0.985 |  | Outdoor
NJCERE1555053127 | Community Solar Energy Program | BRIDGEWATER | 8807 | 894.24 | Commercial | Community Solar | Yes | G&S Operations LLC | PSE&G | Accepted | 2023-11-15 | 2023-12-14 | 2026-09-14 | Meters | Elkor | Watts-On Mark II |  |  | 1 |  |  |  | Yes
NJCERE1555053127 | Community Solar Energy Program | BRIDGEWATER | 8807 | 894.24 | Commercial | Community Solar | Yes | G&S Operations LLC | PSE&G | Accepted | 2023-11-15 | 2023-12-14 | 2026-09-14 | Solar Panels | Waaree | BI-55-540 |  | 0.54 | 1656 | 137 | 10 |  | Fixed | Roof
NJCERE1555053127 | Community Solar Energy Program | BRIDGEWATER | 8807 | 894.24 | Commercial | Community Solar | Yes | G&S Operations LLC | PSE&G | Accepted | 2023-11-15 | 2023-12-14 | 2026-09-14 | Inverters | SolarEdge | SE120KUS | 720000 |  | 6 |  |  | 0.981 |  | Outdoor
NJCERE1555053130 | Community Solar Energy Program | Logan | 8085 | 1799.46 | Commercial | Community Solar | Yes | Solar Landscape LLC | AC Electric | Accepted | 2025-05-13 | 2025-05-27 | 2027-08-27 | Inverters | SolarEdge | SE-TRI-USSEIBN120KUS | 120000 |  | 10 |  |  | 0.985 |  | Outdoor
NJCERE1555053130 | Community Solar Energy Program | Logan | 8085 | 1799.46 | Commercial | Community Solar | Yes | Solar Landscape LLC | AC Electric | Accepted | 2025-05-13 | 2025-05-27 | 2027-08-27 | Solar Panels | Jinko | JKM585N-72HL4-BDV |  | 0.585 | 3076 | 135.3 | 5 |  | Fixed | Roof
NJCERE1555053131 | Community Solar Energy Program | PHILLIPSBURG | 8865 | 4992 | Commercial | Community Solar | Yes | Miller Bros | JCP&L | Accepted | 2023-11-17 | 2024-06-14 | 2027-03-14 | Inverters | Chint Power Solutions | SCH125KTLDO/US-600 | 125 |  | 32 |  |  | 0.991 |  | Outdoor
NJCERE1555053131 | Community Solar Energy Program | PHILLIPSBURG | 8865 | 4992 | Commercial | Community Solar | Yes | Miller Bros | JCP&L | Accepted | 2023-11-17 | 2024-06-14 | 2027-03-14 | Solar Panels | Hanwha Solar Module | Q.Peak DUO L-G5.2 |  | 0.4 | 12480 | 180 | 20 |  | Fixed | Ground
NJCERE1555053189 | Community Solar Energy Program | EAST BRUNSWICK | 8816 | 999.84 | Commercial | Community Solar | Yes | Solar Landscape LLC | PSE&G | Accepted | 2023-11-28 | 2023-12-20 | 2026-09-20 | Inverters | SolarEdge | SE120KUS | 120000 |  | 6 |  |  | 0.985 |  | Outdoor
NJCERE1555053189 | Community Solar Energy Program | EAST BRUNSWICK | 8816 | 999.84 | Commercial | Community Solar | Yes | Solar Landscape LLC | PSE&G | Accepted | 2023-11-28 | 2023-12-20 | 2026-09-20 | Solar Panels | Hanwha | Q.PEAK DUO XL-10.3 / BFG 480W |  | 0.48 | 2083 | 191.73 | 5 |  | Fixed | Roof
NJCERE1555053209 | Community Solar Energy Program | HAMILTON | 8610 | 1089.6 | Commercial | Community Solar | Yes | Solar Landscape, LLC | PSE&G | Accepted | 2023-11-28 | 2023-12-18 | 2026-09-18 | Inverters | SolarEdge | SE120KUS | 120000 |  | 6 |  |  | 0.985 |  | Outdoor
NJCERE1555053209 | Community Solar Energy Program | HAMILTON | 8610 | 1089.6 | Commercial | Community Solar | Yes | Solar Landscape, LLC | PSE&G | Accepted | 2023-11-28 | 2023-12-18 | 2026-09-18 | Solar Panels | SolarEdge | Q.PEAK DUO XL-10.3 / BFG 480W |  | 0.48 | 2270 | 202 | 5 |  | Fixed | Roof
NJCERE1555053218 | Community Solar Energy Program | LINDEN | 7036 | 2999.88 | Commercial | Community Solar | Yes | Solar Landscape LLC | PSE&G | Accepted | 2025-05-13 | 2025-05-30 | 2027-08-30 | Inverters | SolarEdge | SE-TRI-USSEIBN120KUS | 120000 |  | 17 |  |  | 0.985 |  | Outdoor
NJCERE1555053218 | Community Solar Energy Program | LINDEN | 7036 | 2999.88 | Commercial | Community Solar | Yes | Solar Landscape LLC | PSE&G | Accepted | 2025-05-13 | 2025-05-30 | 2027-08-30 | Solar Panels | Jinko | JKM585N-72HL4-BDV |  | 0.585 | 5128 | 156.8 | 5 |  | Fixed | Roof
NJCERE1555053268 | Community Solar Energy Program | BRIDGETON | 8302 | 4999.68 | Commercial | Community Solar | Yes | Solar Landscape LLC | AC Electric | Accepted | 2024-03-27 | 2024-04-02 | 2026-07-02 | Inverters | SolarEdge | SE120KUS | 120000 |  | 32 |  |  | 0.985 |  | Outdoor
NJCERE1555053268 | Community Solar Energy Program | BRIDGETON | 8302 | 4999.68 | Commercial | Community Solar | Yes | Solar Landscape LLC | AC Electric | Accepted | 2024-03-27 | 2024-04-02 | 2026-07-02 | Solar Panels | Hanwha | Q.PEAK DUO XL-10.3 / BFG 480W |  | 0.48 | 9017 | 188 | 3 |  | Fixed | Roof
NJCERE1555053268 | Community Solar Energy Program | BRIDGETON | 8302 | 4999.68 | Commercial | Community Solar | Yes | Solar Landscape LLC | AC Electric | Accepted | 2024-03-27 | 2024-04-02 | 2026-07-02 | Solar Panels | Hanwha | Q.PEAK DUO XL-10.3 / BFG 480W |  | 0.48 | 752 | 278.2 | 30 |  | Fixed | Roof
NJCERE1555053268 | Community Solar Energy Program | BRIDGETON | 8302 | 4999.68 | Commercial | Community Solar | Yes | Solar Landscape LLC | AC Electric | Accepted | 2024-03-27 | 2024-04-02 | 2026-07-02 | Solar Panels | Hanwha | Q.PEAK DUO XL-10.3 / BFG 480W |  | 0.48 | 647 | 97.8 | 30 |  | Fixed | Roof
NJCERE1555053269 | Community Solar Energy Program | RIO GRANDE | 8242 | 999.84 | Commercial | Community Solar | Yes | Solar Landscape LLC | AC Electric | Accepted | 2023-11-28 | 2023-12-11 | 2026-09-11 | Inverters | SolarEdge | SE120KUS | 120000 |  | 6 |  |  | 0.985 |  | Outdoor
NJCERE1555053269 | Community Solar Energy Program | RIO GRANDE | 8242 | 999.84 | Commercial | Community Solar | Yes | Solar Landscape LLC | AC Electric | Accepted | 2023-11-28 | 2023-12-11 | 2026-09-11 | Solar Panels | Hanwha | Q.PEAK DUO XL-10.3 / BFG 480W |  | 0.48 | 2083 | 217 | 5 |  | Fixed | Roof
NJCERE1555053319 | Community Solar Energy Program | NORTH BRUNSWICK | 8902 | 1294.56 | Commercial | Community Solar | Yes | Solar Landscape LLC | PSE&G | Accepted | 2023-11-27 | 2023-12-20 | 2026-09-20 | Inverters | SolarEdge | SE120KUS | 120000 |  | 8 |  |  | 0.985 |  | Outdoor
NJCERE1555053319 | Community Solar Energy Program | NORTH BRUNSWICK | 8902 | 1294.56 | Commercial | Community Solar | Yes | Solar Landscape LLC | PSE&G | Accepted | 2023-11-27 | 2023-12-20 | 2026-09-20 | Solar Panels | Hanwha | Q.PEAK DUO XL-10.3 / BFG 480W |  | 0.48 | 2697 | 208 | 5 |  | Fixed | Roof
NJCERE1555053322 | Community Solar Energy Program | EDISON | 8817 | 1920.48 | Commercial | Community Solar | Yes | Solar Landscape, LLC | PSE&G | Accepted | 2023-11-28 | 2023-12-14 | 2026-09-14 | Inverters | SolarEdge | SE120KUS | 120000 |  | 11 |  |  | 0.985 |  | Outdoor
NJCERE1555053322 | Community Solar Energy Program | EDISON | 8817 | 1920.48 | Commercial | Community Solar | Yes | Solar Landscape, LLC | PSE&G | Accepted | 2023-11-28 | 2023-12-14 | 2026-09-14 | Solar Panels | Hanwha | Q.PEAK DUO XL-10.3 / BFG 480W |  | 0.48 | 4001 | 148 | 5 |  | Fixed | Roof
NJCERE1555053330 | Community Solar Energy Program | CARTERET | 7008 | 2045.16 | Commercial | Community Solar | Yes | Solar Landscape, LLC | PSE&G | Accepted | 2025-05-13 | 2025-05-30 | 2027-08-30 | Inverters | SolarEdge | SE-TRI-USSEIBN120KUS | 120000 |  | 12 |  |  | 0.985 |  | Outdoor
NJCERE1555053330 | Community Solar Energy Program | CARTERET | 7008 | 2045.16 | Commercial | Community Solar | Yes | Solar Landscape, LLC | PSE&G | Accepted | 2025-05-13 | 2025-05-30 | 2027-08-30 | Solar Panels | Jinko | JKM585N-72HL4-BDV |  | 0.585 | 3496 | 199 | 5 |  | Fixed | Roof
NJCERE1555053332 | Community Solar Energy Program | PERTH AMBOY | 8861 | 4999.68 | Commercial | Community Solar | Yes | Solar Landscape, LLC | PSE&G | Accepted | 2023-11-28 | 2023-12-18 | 2026-09-18 | Inverters | SolarEdge | SE120KUS | 120000 |  | 32 |  |  | 0.985 |  | Outdoor
NJCERE1555053332 | Community Solar Energy Program | PERTH AMBOY | 8861 | 4999.68 | Commercial | Community Solar | Yes | Solar Landscape, LLC | PSE&G | Accepted | 2023-11-28 | 2023-12-18 | 2026-09-18 | Solar Panels | Hanwha | Q.PEAK DUO XL-10.3 / BFG 480W |  | 0.48 | 10416 | 162 | 10 |  | Fixed | Roof
NJCERE1555053711 | Community Solar Energy Program | SOMERSET | 8873 | 1036.32 | Commercial | Community Solar | Yes | Solar Landscape, LLC | PSE&G | Accepted | 2023-11-27 | 2023-12-20 | 2026-09-20 | Solar Panels | Hanwha | Q.PEAK DUO XL-10.3 / BFG 480W |  | 0.48 | 2159 | 216 | 5 |  | Fixed | Roof
NJCERE1555053711 | Community Solar Energy Program | SOMERSET | 8873 | 1036.32 | Commercial | Community Solar | Yes | Solar Landscape, LLC | PSE&G | Accepted | 2023-11-27 | 2023-12-20 | 2026-09-20 | Inverters | SolarEdge | SE120KUS | 120000 |  | 6 |  |  | 0.985 |  | Outdoor
NJCERE1555053713 | Community Solar Energy Program | BRIDGEWATER | 8807 | 999.84 | Commercial | Community Solar | Yes | Solar Landscape, LLC | PSE&G | Accepted | 2023-11-28 | 2023-12-19 | 2026-09-19 | Inverters | SolarEdge | SE1000KUS | 100000 |  | 7 |  |  | 0.985 |  | Outdoor
NJCERE1555053713 | Community Solar Energy Program | BRIDGEWATER | 8807 | 999.84 | Commercial | Community Solar | Yes | Solar Landscape, LLC | PSE&G | Accepted | 2023-11-28 | 2023-12-19 | 2026-09-19 | Solar Panels | Hanwha | Q.PEAK DUO XL-10.3 / BFG 480W |  | 0.48 | 2083 | 192 | 5 |  | Fixed | Roof
NJCERE1555053720 | Community Solar Energy Program | BRICK | 8724 | 2290.56 | Commercial | Community Solar | Yes | Solar Landscape LLC | JCP&L | Accepted | 2023-11-27 | 2023-12-07 | 2026-09-07 | Inverters | SolarEdge | SE120KUS | 120000 |  | 12 |  |  | 0.985 |  | Outdoor
NJCERE1555053720 | Community Solar Energy Program | BRICK | 8724 | 2290.56 | Commercial | Community Solar | Yes | Solar Landscape LLC | JCP&L | Accepted | 2023-11-27 | 2023-12-07 | 2026-09-07 | Inverters | SolarEdge | SE100KUS | 100000 |  | 3 |  |  | 0.985 |  | Outdoor
NJCERE1555053720 | Community Solar Energy Program | BRICK | 8724 | 2290.56 | Commercial | Community Solar | Yes | Solar Landscape LLC | JCP&L | Accepted | 2023-11-27 | 2023-12-07 | 2026-09-07 | Solar Panels | Q.Peak Duo XL-10.3/BFG | Hanwha |  | 0.48 | 2442 | 149 | 5 |  | Fixed | Roof
NJCERE1555053720 | Community Solar Energy Program | BRICK | 8724 | 2290.56 | Commercial | Community Solar | Yes | Solar Landscape LLC | JCP&L | Accepted | 2023-11-27 | 2023-12-07 | 2026-09-07 | Solar Panels | Q.Peak Duo XL-10.3/BFG | Hanwha |  | 0.48 | 1566 | 153 | 2 |  | Fixed | Roof
NJCERE1555053720 | Community Solar Energy Program | BRICK | 8724 | 2290.56 | Commercial | Community Solar | Yes | Solar Landscape LLC | JCP&L | Accepted | 2023-11-27 | 2023-12-07 | 2026-09-07 | Solar Panels | Q.Peak Duo XL-10.3/BFG | Hanwha |  | 0.48 | 764 | 205 | 2 |  | Fixed | Roof
NJCERE1555053721 | Community Solar Energy Program | PARSIPPANY | 7054 | 999.84 | Commercial | Community Solar | Yes | Solar Landscape, LLC | JCP&L | Accepted | 2023-11-28 | 2023-12-07 | 2026-09-07 | Inverters | SolarEdge | SE120KUS | 120000 |  | 6 |  |  | 0.985 |  | Outdoor
NJCERE1555053721 | Community Solar Energy Program | PARSIPPANY | 7054 | 999.84 | Commercial | Community Solar | Yes | Solar Landscape, LLC | JCP&L | Accepted | 2023-11-28 | 2023-12-07 | 2026-09-07 | Solar Panels | Hanwha | Q.PEAK DUO XL-10.3 / BFG 480W |  | 0.48 | 2083 | 173 | 5 |  | Fixed | Roof
NJCERE1555053731 | Community Solar Energy Program | KEARNY | 7032 | 4999.68 | Commercial | Community Solar | Yes | Solar Landscape LLC | PSE&G | Accepted | 2023-11-28 | 2023-12-20 | 2026-09-20 | Inverters | SolarEdge | SE120KUS | 120000 |  | 32 |  |  | 0.985 |  | Outdoor
NJCERE1555053731 | Community Solar Energy Program | KEARNY | 7032 | 4999.68 | Commercial | Community Solar | Yes | Solar Landscape LLC | PSE&G | Accepted | 2023-11-28 | 2023-12-20 | 2026-09-20 | Solar Panels | Q.Peak Duo XL-10.3/BFG | Hanwha |  | 0.48 | 10416 | 202 | 5 |  | Fixed | Roof
NJCERE1555053739 | Community Solar Energy Program | WASHINGTON | 7882 | 2324.16 | Commercial | Community Solar | Yes | Solar Landscape LLC | JCP&L | Accepted | 2023-11-27 | 2023-12-07 | 2026-09-07 | Inverters | SolarEdge | SE120KUS | 120000 |  | 13 |  |  | 0.985 |  | Outdoor
NJCERE1555053739 | Community Solar Energy Program | WASHINGTON | 7882 | 2324.16 | Commercial | Community Solar | Yes | Solar Landscape LLC | JCP&L | Accepted | 2023-11-27 | 2023-12-07 | 2026-09-07 | Inverters | SolarEdge | SE100KUS | 100000 |  | 1 |  |  | 0.985 |  | Outdoor
NJCERE1555053739 | Community Solar Energy Program | WASHINGTON | 7882 | 2324.16 | Commercial | Community Solar | Yes | Solar Landscape LLC | JCP&L | Accepted | 2023-11-27 | 2023-12-07 | 2026-09-07 | Solar Panels | Q.Peak Duo XL-10.3/BFG | Hanwha |  | 0.48 | 2454 | 65 | 2 |  | Fixed | Roof
NJCERE1555053739 | Community Solar Energy Program | WASHINGTON | 7882 | 2324.16 | Commercial | Community Solar | Yes | Solar Landscape LLC | JCP&L | Accepted | 2023-11-27 | 2023-12-07 | 2026-09-07 | Solar Panels | Q.Peak Duo XL-10.3/BFG | Hanwha |  | 0.48 | 2388 | 245 | 2 |  | Fixed | Roof
NJCERE1555053742 | Community Solar Energy Program | BRIDGEWATER | 8807 | 999.84 | Commercial | Community Solar | Yes | Solar Landscape, LLC | PSE&G | Accepted | 2023-11-28 | 2023-12-19 | 2026-09-19 | Inverters | SolarEdge | SE1000KUS | 100000 |  | 7 |  |  | 0.985 |  | Outdoor
NJCERE1555053742 | Community Solar Energy Program | BRIDGEWATER | 8807 | 999.84 | Commercial | Community Solar | Yes | Solar Landscape, LLC | PSE&G | Accepted | 2023-11-28 | 2023-12-19 | 2026-09-19 | Solar Panels | SolarEdge | Q.PEAK DUO XL-10.3 / BFG 480W |  | 0.48 | 2083 | 192 | 5 |  | Fixed | Roof
NJCERE1555053743 | Community Solar Energy Program | EDISON | 8817 | 1574.88 | Commercial | Community Solar | Yes | Solar Landscape LLC | PSE&G | Accepted | 2023-11-27 | 2023-12-20 | 2026-09-20 | Inverters | Solar Edge | SE1000KUS | 100000 |  | 9 |  |  | 0.985 |  | Outdoor
NJCERE1555053743 | Community Solar Energy Program | EDISON | 8817 | 1574.88 | Commercial | Community Solar | Yes | Solar Landscape LLC | PSE&G | Accepted | 2023-11-27 | 2023-12-20 | 2026-09-20 | Solar Panels | Hanwha | Q.PEAK DUO XL-10.3 / BFG 480W |  | 0.48 | 3281 | 173 | 5 |  | Fixed | Roof
NJCERE1555053746 | Community Solar Energy Program | EAST BRUNSWICK | 8816 | 999.84 | Commercial | Community Solar | Yes | Solar Landscape LLC | PSE&G | Accepted | 2023-11-28 | 2023-12-20 | 2026-09-20 | Inverters | SolarEdge | SE120KUS | 120000 |  | 6 |  |  | 0.985 |  | Outdoor
NJCERE1555053746 | Community Solar Energy Program | EAST BRUNSWICK | 8816 | 999.84 | Commercial | Community Solar | Yes | Solar Landscape LLC | PSE&G | Accepted | 2023-11-28 | 2023-12-20 | 2026-09-20 | Solar Panels | Hanwha | Q.PEAK DUO XL-10.3 / BFG 480W |  | 0.48 | 2083 | 201 | 5 |  | Fixed | Roof
NJCERE1555053750 | Community Solar Energy Program | EATONTOWN | 7724 | 623.04 | Commercial | Community Solar | Yes | Solar Landscape LLC | JCP&L | Accepted | 2023-11-27 | 2023-12-07 | 2026-09-07 | Inverters | SolarEdge | SE120KUS | 120000 |  | 3 |  |  | 0.985 |  | Outdoor
NJCERE1555053750 | Community Solar Energy Program | EATONTOWN | 7724 | 623.04 | Commercial | Community Solar | Yes | Solar Landscape LLC | JCP&L | Accepted | 2023-11-27 | 2023-12-07 | 2026-09-07 | Inverters | SolarEdge | SE80KUS | 80000 |  | 1 |  |  | 0.985 |  | Outdoor
NJCERE1555053750 | Community Solar Energy Program | EATONTOWN | 7724 | 623.04 | Commercial | Community Solar | Yes | Solar Landscape LLC | JCP&L | Accepted | 2023-11-27 | 2023-12-07 | 2026-09-07 | Solar Panels | Hanwha | Q.PEAK DUO XL-10.3 / BFG 480W |  | 0.48 | 401 | 173 | 5 |  | Fixed | Roof
NJCERE1555053750 | Community Solar Energy Program | EATONTOWN | 7724 | 623.04 | Commercial | Community Solar | Yes | Solar Landscape LLC | JCP&L | Accepted | 2023-11-27 | 2023-12-07 | 2026-09-07 | Solar Panels | Hanwha | Q.PEAK DUO XL-10.3 / BFG 480W |  | 0.48 | 755 | 173 | 1 |  | Fixed | Roof
NJCERE1555053750 | Community Solar Energy Program | EATONTOWN | 7724 | 623.04 | Commercial | Community Solar | Yes | Solar Landscape LLC | JCP&L | Accepted | 2023-11-27 | 2023-12-07 | 2026-09-07 | Solar Panels | Hanwha | Q.PEAK DUO XL-10.3 / BFG 480W |  | 0.48 | 131 | 353 | 1 |  | Fixed | Roof
NJCERE1555053750 | Community Solar Energy Program | EATONTOWN | 7724 | 623.04 | Commercial | Community Solar | Yes | Solar Landscape LLC | JCP&L | Accepted | 2023-11-27 | 2023-12-07 | 2026-09-07 | Solar Panels | Hanwha | Q.PEAK DUO XL-10.3 / BFG 480W |  | 0.48 | 11 | 155 | 1 |  | Fixed | Roof
NJCERE1555053754 | Community Solar Energy Program | DAYTON | 8810 | 4901.13 | Commercial | Community Solar | Yes | Solar Landscape, LLC | PSE&G | Accepted | 2025-05-13 | 2025-05-30 | 2027-08-30 | Solar Panels | Jinko | JKM585N-72HL4-BDV |  | 0.585 | 8378 | 212 | 5 |  | Fixed | Roof
NJCERE1555053754 | Community Solar Energy Program | DAYTON | 8810 | 4901.13 | Commercial | Community Solar | Yes | Solar Landscape, LLC | PSE&G | Accepted | 2025-05-13 | 2025-05-30 | 2027-08-30 | Inverters | SolarEdge | SE-TRI-USSEIBN120KUS | 120000 |  | 28 |  |  | 0.985 |  | Outdoor
NJCERE1555053756 | Community Solar Energy Program | EDGEWATER | 7020 | 2212.6 | Commercial | Community Solar | Yes | Solar Landscape LLC | PSE&G | Accepted | 2024-05-29 | 2024-06-06 | 2026-09-06 | Inverters | SolarEdge | SE120KUS | 120000 |  | 15 |  |  | 0.985 |  | Outdoor
NJCERE1555053756 | Community Solar Energy Program | EDGEWATER | 7020 | 2212.6 | Commercial | Community Solar | Yes | Solar Landscape LLC | PSE&G | Accepted | 2024-05-29 | 2024-06-06 | 2026-09-06 | Solar Panels | Jinko | JKM575N-72HL4-BDV |  | 0.575 | 3523 | 207 | 5 |  | Fixed | Roof
NJCERE1555053756 | Community Solar Energy Program | EDGEWATER | 7020 | 2212.6 | Commercial | Community Solar | Yes | Solar Landscape LLC | PSE&G | Accepted | 2024-05-29 | 2024-06-06 | 2026-09-06 | Solar Panels | Jinko | JKM575N-72HL4-BDV |  | 0.575 | 325 | 161.4 | 5 |  | Fixed | Roof
NJCERE1555053762 | Community Solar Energy Program | WASHINGTON | 7882 | 3959.45 | Commercial | Community Solar | Yes | Solar Landscape LLC | JCP&L | Accepted | 2024-08-16 | 2024-08-20 | 2026-11-20 | Inverters | SolarEdge | SE120KUS | 120000 |  | 22 |  |  | 0.985 |  | Outdoor
NJCERE1555053762 | Community Solar Energy Program | WASHINGTON | 7882 | 3959.45 | Commercial | Community Solar | Yes | Solar Landscape LLC | JCP&L | Accepted | 2024-08-16 | 2024-08-20 | 2026-11-20 | Solar Panels | Jinko | JKM575N-72HL4-BDV |  | 0.575 | 4175 | 334.96 | 1 |  | Fixed | Roof
NJCERE1555053762 | Community Solar Energy Program | WASHINGTON | 7882 | 3959.45 | Commercial | Community Solar | Yes | Solar Landscape LLC | JCP&L | Accepted | 2024-08-16 | 2024-08-20 | 2026-11-20 | Solar Panels | Jinko | JKM575N-72HL4-BDV |  | 0.575 | 2711 | 145.96 | 1 |  | Fixed | Roof
NJCERE1555053768 | Community Solar Energy Program | BORDENTOWN | 8505 | 2460 | Commercial | Community Solar | Yes | Solar Landscape LLC | PSE&G | Accepted | 2023-11-28 | 2023-12-14 | 2026-09-14 | Inverters | SolarEdge | SE120KUS | 120000 |  | 13 |  |  | 0.985 |  | Outdoor
NJCERE1555053768 | Community Solar Energy Program | BORDENTOWN | 8505 | 2460 | Commercial | Community Solar | Yes | Solar Landscape LLC | PSE&G | Accepted | 2023-11-28 | 2023-12-14 | 2026-09-14 | Solar Panels | Hanwha | Q.PEAK DUO XL-10.3 / BFG 480W |  | 0.48 | 5125 | 221 | 5 |  | Fixed | Roof
NJCERE1555053768 | Community Solar Energy Program | BORDENTOWN | 8505 | 2460 | Commercial | Community Solar | Yes | Solar Landscape LLC | PSE&G | Accepted | 2023-11-28 | 2023-12-14 | 2026-09-14 | Inverters | SolarEdge | SE80KUS | 80000 |  | 1 |  |  | 0.985 |  | Indoor
NJCERE1555053772 | Community Solar Energy Program | GLASSBORO | 8028 | 1531.68 | Commercial | Community Solar | Yes | Solar Landscape LLC | AC Electric | Accepted | 2024-03-27 | 2024-04-02 | 2026-07-02 | Inverters | Solar Edge | SE120KUS | 120000 |  | 9 |  |  | 0.985 |  | Outdoor
NJCERE1555053772 | Community Solar Energy Program | GLASSBORO | 8028 | 1531.68 | Commercial | Community Solar | Yes | Solar Landscape LLC | AC Electric | Accepted | 2024-03-27 | 2024-04-02 | 2026-07-02 | Solar Panels | Hanwha | Q.PEAK DUO XL-10.3 / BFG 480W |  | 0.48 | 3191 | 162 | 5 |  | Fixed | Roof
NJCERE1555053782 | Community Solar Energy Program | LOGAN TOWNSHIP | 8085 | 999.84 | Commercial | Community Solar | Yes | Solar Landscape LLC | AC Electric | Accepted | 2023-11-27 | 2023-12-07 | 2026-09-07 | Inverters | SolarEdge | SE120KUS | 120000 |  | 6 |  |  | 0.985 |  | Outdoor
NJCERE1555053782 | Community Solar Energy Program | LOGAN TOWNSHIP | 8085 | 999.84 | Commercial | Community Solar | Yes | Solar Landscape LLC | AC Electric | Accepted | 2023-11-27 | 2023-12-07 | 2026-09-07 | Solar Panels | Hanwha | Q.PEAK DUO XL-10.3 / BFG 480W |  | 0.48 | 2083 | 135.42 | 5 |  | Fixed | Roof
NJCERE1555053796 | Community Solar Energy Program | PENNSVILLE | 8070 | 4999.63 | Commercial | Community Solar | Yes | Solar Landscape LLC | AC Electric | Accepted | 2024-05-28 | 2024-06-04 | 2026-09-04 | Inverters | SolarEdge | SE120KUS | 120000 |  | 28 |  |  | 0.985 |  | Outdoor
NJCERE1555053796 | Community Solar Energy Program | PENNSVILLE | 8070 | 4999.63 | Commercial | Community Solar | Yes | Solar Landscape LLC | AC Electric | Accepted | 2024-05-28 | 2024-06-04 | 2026-09-04 | Solar Panels | Jinko | JKM575N-72HL4-BDV |  | 0.575 | 8695 | 189.89 | 5 |  | Fixed | Roof
NJCERE1555053800 | Community Solar Energy Program | EDISON | 8837 | 2795.04 | Commercial | Community Solar | Yes | Solar Landscape, LLC | PSE&G | Accepted | 2023-11-28 | 2023-12-14 | 2026-09-14 | Inverters | SolarEdge | SE120KUS | 120000 |  | 18 |  |  | 0.985 |  | Outdoor
NJCERE1555053800 | Community Solar Energy Program | EDISON | 8837 | 2795.04 | Commercial | Community Solar | Yes | Solar Landscape, LLC | PSE&G | Accepted | 2023-11-28 | 2023-12-14 | 2026-09-14 | Solar Panels | Hanwha | Q.PEAK DUO XL-10.3 / BFG 480W |  | 0.48 | 5823 | 177 | 5 |  | Fixed | Roof
NJCERE1555053809 | Community Solar Energy Program | PISCATAWAY | 8854 | 875.52 | Commercial | Community Solar | Yes | Solar Landscape LLC | PSE&G | Accepted | 2023-11-27 | 2023-12-19 | 2026-09-19 | Inverters | SolarEdge | SE120KUS | 120000 |  | 6 |  |  | 0.985 |  | Outdoor
NJCERE1555053809 | Community Solar Energy Program | PISCATAWAY | 8854 | 875.52 | Commercial | Community Solar | Yes | Solar Landscape LLC | PSE&G | Accepted | 2023-11-27 | 2023-12-19 | 2026-09-19 | Solar Panels | Hanwha | Q.PEAK DUO XL-10.3 / BFG 480W |  | 0.48 | 1824 | 152.75 | 5 |  | Fixed | Roof
NJCERE1555053810 | Community Solar Energy Program | UNION | 7083 | 1869.6 | Commercial | Community Solar | Yes | Solar Landscape LLC | PSE&G | Accepted | 2025-05-13 | 2025-05-30 | 2027-08-30 | Solar Panels | Hanwha | Q.PEAK DUO XL-10.3 / BFG 480W |  | 0.48 | 3895 | 142 | 5 |  | Fixed | Roof
NJCERE1555053810 | Community Solar Energy Program | UNION | 7083 | 1869.6 | Commercial | Community Solar | Yes | Solar Landscape LLC | PSE&G | Accepted | 2025-05-13 | 2025-05-30 | 2027-08-30 | Inverters | Solar Edge | SE120KUS | 120000 |  | 11 |  |  | 0.985 |  | Outdoor
NJCERE1555053822 | Community Solar Energy Program | CARTERET | 7008 | 2508.48 | Commercial | Community Solar | Yes | Solar Landscape, LLC | PSE&G | Accepted | 2025-05-13 | 2025-05-30 | 2027-08-30 | Inverters | SolarEdge | SE-TRI-USSEIBN120KUS | 120000 |  | 16 |  |  | 0.985 |  | Outdoor
NJCERE1555053822 | Community Solar Energy Program | CARTERET | 7008 | 2508.48 | Commercial | Community Solar | Yes | Solar Landscape, LLC | PSE&G | Accepted | 2025-05-13 | 2025-05-30 | 2027-08-30 | Solar Panels | Jinko | JKM585N-72HL4-BDV |  | 0.585 | 4288 | 171 | 5 |  | Fixed | Roof
NJCERE1555053825 | Community Solar Energy Program | PARSIPPANY | 7054 | 1783.68 | Commercial | Community Solar | Yes | Solar Landscape LLC | JCP&L | Accepted | 2023-11-28 | 2023-12-07 | 2026-09-07 | Inverters | SolarEdge | SE120KUS | 120000 |  | 12 |  |  | 0.985 |  | Outdoor
NJCERE1555053825 | Community Solar Energy Program | PARSIPPANY | 7054 | 1783.68 | Commercial | Community Solar | Yes | Solar Landscape LLC | JCP&L | Accepted | 2023-11-28 | 2023-12-07 | 2026-09-07 | Solar Panels | Hanwha | Q.PEAK DUO XL-10.3 / BFG 480W |  | 0.48 | 1043 | 169.17 | 5 |  | Fixed | Roof
NJCERE1555053825 | Community Solar Energy Program | PARSIPPANY | 7054 | 1783.68 | Commercial | Community Solar | Yes | Solar Landscape LLC | JCP&L | Accepted | 2023-11-28 | 2023-12-07 | 2026-09-07 | Solar Panels | Hanwha | Q.PEAK DUO XL-10.3 / BFG 480W |  | 0.48 | 975 | 196.01 | 5 |  | Fixed | Roof
NJCERE1555053825 | Community Solar Energy Program | PARSIPPANY | 7054 | 1783.68 | Commercial | Community Solar | Yes | Solar Landscape LLC | JCP&L | Accepted | 2023-11-28 | 2023-12-07 | 2026-09-07 | Solar Panels | Hanwha | Q.PEAK DUO XL-10.3 / BFG 480W |  | 0.48 | 1698 | 170.72 | 4 |  | Fixed | Roof
NJCERE1555053830 | Community Solar Energy Program | CARTERET | 7008 | 2033.46 | Commercial | Community Solar | Yes | Solar Landscape LLC | PSE&G | Accepted | 2025-05-13 | 2025-05-30 | 2027-08-30 | Inverters | SolarEdge | SE-TRI-USSEIBN120KUS | 120000 |  | 13 |  |  | 0.985 |  | Outdoor
NJCERE1555053830 | Community Solar Energy Program | CARTERET | 7008 | 2033.46 | Commercial | Community Solar | Yes | Solar Landscape LLC | PSE&G | Accepted | 2025-05-13 | 2025-05-30 | 2027-08-30 | Solar Panels | Jinko | JKM585N-72HL4-BDV |  | 0.585 | 3476 | 192.4 | 5 |  | Fixed | Roof
NJCERE1555053833 | Community Solar Energy Program | SAYREVILLE | 8872 | 2502.4 | Commercial | Community Solar | Yes | Solar Landscape, LLC | JCP&L | Accepted | 2024-08-15 | 2024-08-20 | 2026-11-20 | Solar Panels | Jinko | JKM575N-72HL4-BDV |  | 0.575 | 4016 | 1 | 1 |  | Fixed | Parking Lot
NJCERE1555053833 | Community Solar Energy Program | SAYREVILLE | 8872 | 2502.4 | Commercial | Community Solar | Yes | Solar Landscape, LLC | JCP&L | Accepted | 2024-08-15 | 2024-08-20 | 2026-11-20 | Solar Panels | Jinko | JKM575N-72HL4-BDV |  | 0.575 | 336 | 288.67 | 1 |  | Fixed | Parking Lot
NJCERE1555053833 | Community Solar Energy Program | SAYREVILLE | 8872 | 2502.4 | Commercial | Community Solar | Yes | Solar Landscape, LLC | JCP&L | Accepted | 2024-08-15 | 2024-08-20 | 2026-11-20 | Inverters | SMA | Sunny Highpower Peak3 125-US | 187500 |  | 15 |  |  | 0.985 |  | Outdoor
NJCERE1555053870 | Community Solar Energy Program | CHERRY HILL | 8003 | 681.12 | Commercial | Community Solar | Yes | Solar Landscape LLC | PSE&G | Accepted | 2023-11-27 | 2023-12-19 | 2026-09-19 | Solar Panels | Hanwha | Q.PEAK DUO XL-10.3 / BFG 480W |  | 0.48 | 1419 | 186 | 5 |  | Fixed | Roof
NJCERE1555053870 | Community Solar Energy Program | CHERRY HILL | 8003 | 681.12 | Commercial | Community Solar | Yes | Solar Landscape LLC | PSE&G | Accepted | 2023-11-27 | 2023-12-19 | 2026-09-19 | Inverters | SolarEdge | SE100KUS | 100000 |  | 5 |  |  | 0.985 |  | Outdoor
NJCERE1555053881 | Community Solar Energy Program | EAST BRUNSWICK | 8816 | 555.84 | Commercial | Community Solar | Yes | Solar Landscape LLC | PSE&G | Accepted | 2023-11-27 | 2023-12-20 | 2026-09-20 | Inverters | Solar Edge | SE120KUS | 120000 |  | 4 |  |  | 0.985 |  | Outdoor
NJCERE1555053881 | Community Solar Energy Program | EAST BRUNSWICK | 8816 | 555.84 | Commercial | Community Solar | Yes | Solar Landscape LLC | PSE&G | Accepted | 2023-11-27 | 2023-12-20 | 2026-09-20 | Solar Panels | Hanwha | Q.PEAK DUO XL-10.3 / BFG 480W |  | 0.48 | 1158 | 172 | 5 |  | Fixed | Roof
NJCERE1555053884 | Community Solar Energy Program | CARTERET | 7008 | 3176.55 | Commercial | Community Solar | Yes | Solar Landscape LLC | PSE&G | Accepted | 2025-05-13 | 2025-05-30 | 2027-08-30 | Inverters | SolarEdge | SE-TRI-USSEIBN120KUS | 120000 |  | 20 |  |  | 0.985 |  | Outdoor
NJCERE1555053884 | Community Solar Energy Program | CARTERET | 7008 | 3176.55 | Commercial | Community Solar | Yes | Solar Landscape LLC | PSE&G | Accepted | 2025-05-13 | 2025-05-30 | 2027-08-30 | Solar Panels | Jinko | JKM585N-72HL4-BDV |  | 0.585 | 5430 | 188 | 5 |  | Fixed | Roof
NJCERE1555053887 | Community Solar Energy Program | SPOTSWOOD | 8884 | 4999.63 | Commercial | Community Solar | Yes | Solar Landscape LLC | JCP&L | Accepted | 2024-08-23 | 2024-08-29 | 2026-11-28 | Inverters | SolarEdge | SE120KUS | 120000 |  | 32 |  |  | 0.985 |  | Outdoor
NJCERE1555053887 | Community Solar Energy Program | SPOTSWOOD | 8884 | 4999.63 | Commercial | Community Solar | Yes | Solar Landscape LLC | JCP&L | Accepted | 2024-08-23 | 2024-08-29 | 2026-11-28 | Solar Panels | Jinko | JKM575N-72HL4-BDV |  | 0.575 | 8695 | 216 | 5 |  | Fixed | Roof
NJCERE1555053892 | Community Solar Energy Program | EDISON | 8817 | 908.16 | Commercial | Community Solar | Yes | Solar Landscape LLC | PSE&G | Accepted | 2023-11-28 | 2023-12-19 | 2026-09-19 | Inverters | SolarEdge | SE120KUS | 120000 |  | 6 |  |  | 0.985 |  | Outdoor
NJCERE1555053892 | Community Solar Energy Program | EDISON | 8817 | 908.16 | Commercial | Community Solar | Yes | Solar Landscape LLC | PSE&G | Accepted | 2023-11-28 | 2023-12-19 | 2026-09-19 | Solar Panels | Hanwha | Q.Peak Duo XL-10.3/BFG |  | 0.48 | 1892 | 180 | 5 |  | Fixed | Roof
NJCERE1555053901 | Community Solar Energy Program | BRICK | 8724 | 1792.32 | Commercial | Community Solar | Yes | Solar Landscape LLC | JCP&L | Accepted | 2023-11-27 | 2023-12-14 | 2026-09-14 | Inverters | SolarEdge | SE120KUS | 120000 |  | 12 |  |  | 0.985 |  | Outdoor
NJCERE1555053901 | Community Solar Energy Program | BRICK | 8724 | 1792.32 | Commercial | Community Solar | Yes | Solar Landscape LLC | JCP&L | Accepted | 2023-11-27 | 2023-12-14 | 2026-09-14 | Solar Panels | Hanwha | Q.PEAK DUO XL-10.3 / BFG 480W |  | 0.48 | 1091 | 36 | 1 |  | Fixed | Roof
NJCERE1555053901 | Community Solar Energy Program | BRICK | 8724 | 1792.32 | Commercial | Community Solar | Yes | Solar Landscape LLC | JCP&L | Accepted | 2023-11-27 | 2023-12-14 | 2026-09-14 | Solar Panels | Hanwha | Q.PEAK DUO XL-10.3 / BFG 480W |  | 0.48 | 1286 | 216 | 1 |  | Fixed | Roof
NJCERE1555053901 | Community Solar Energy Program | BRICK | 8724 | 1792.32 | Commercial | Community Solar | Yes | Solar Landscape LLC | JCP&L | Accepted | 2023-11-27 | 2023-12-14 | 2026-09-14 | Solar Panels | Hanwha | Q.PEAK DUO XL-10.3 / BFG 480W |  | 0.48 | 587 | 186 | 1 |  | Fixed | Roof
NJCERE1555053901 | Community Solar Energy Program | BRICK | 8724 | 1792.32 | Commercial | Community Solar | Yes | Solar Landscape LLC | JCP&L | Accepted | 2023-11-27 | 2023-12-14 | 2026-09-14 | Solar Panels | Hanwha | Q.PEAK DUO XL-10.3 / BFG 480W |  | 0.48 | 770 | 6 | 1 |  | Fixed | Roof
NJCERE1555053903 | Community Solar Energy Program | SOMERSET | 8873 | 980.16 | Commercial | Community Solar | Yes | Solar Landscape LLC | PSE&G | Accepted | 2023-11-27 | 2023-12-19 | 2026-09-19 | Inverters | SolarEdge | SE120KUS | 120000 |  | 5 |  |  | 0.985 |  | Outdoor
NJCERE1555053903 | Community Solar Energy Program | SOMERSET | 8873 | 980.16 | Commercial | Community Solar | Yes | Solar Landscape LLC | PSE&G | Accepted | 2023-11-27 | 2023-12-19 | 2026-09-19 | Inverters | SolarEdge | SE100KUS | 100000 |  | 1 |  |  | 0.985 |  | Outdoor
NJCERE1555053903 | Community Solar Energy Program | SOMERSET | 8873 | 980.16 | Commercial | Community Solar | Yes | Solar Landscape LLC | PSE&G | Accepted | 2023-11-27 | 2023-12-19 | 2026-09-19 | Solar Panels | Hanwha | Q.PEAK DUO XL-10.3 / BFG 480W |  | 0.48 | 1033 | 197.19 | 3 |  | Fixed | Roof
NJCERE1555053903 | Community Solar Energy Program | SOMERSET | 8873 | 980.16 | Commercial | Community Solar | Yes | Solar Landscape LLC | PSE&G | Accepted | 2023-11-27 | 2023-12-19 | 2026-09-19 | Solar Panels | Hanwha | Q.PEAK DUO XL-10.3 / BFG 480W |  | 0.48 | 1009 | 17.2 | 1 |  | Fixed | Roof
NJCERE1555053911 | Community Solar Energy Program | CARTERET | 7008 | 2421.9 | Commercial | Community Solar | Yes | Solar Landscape LLC | PSE&G | Accepted | 2025-05-13 | 2025-05-30 | 2027-08-30 | Inverters | SolarEdge | SE-TRI-USSEIBN120KUS | 120000 |  | 14 |  |  | 0.985 |  | Outdoor
NJCERE1555053911 | Community Solar Energy Program | CARTERET | 7008 | 2421.9 | Commercial | Community Solar | Yes | Solar Landscape LLC | PSE&G | Accepted | 2025-05-13 | 2025-05-30 | 2027-08-30 | Solar Panels | Jinko Solar | JKM585N-72HL4-BDV |  | 0.585 | 4140 | 165.9 | 5 |  | Fixed | Roof
NJCERE1555053923 | Community Solar Energy Program | EAST BRUNSWICK | 8816 | 726.24 | Commercial | Community Solar | Yes | Solar Landscape LLC | PSE&G | Accepted | 2023-11-27 | 2023-12-20 | 2026-09-20 | Inverters | Solar Edge | SE120KUS | 120000 |  | 5 |  |  | 0.985 |  | Outdoor
NJCERE1555053923 | Community Solar Energy Program | EAST BRUNSWICK | 8816 | 726.24 | Commercial | Community Solar | Yes | Solar Landscape LLC | PSE&G | Accepted | 2023-11-27 | 2023-12-20 | 2026-09-20 | Solar Panels | Hanwha | Q.PEAK DUO XL-10.3 / BFG 480W |  | 0.48 | 1513 | 173 | 5 |  | Fixed | Roof
NJCERE1555053932 | Community Solar Energy Program | HOWELL | 7731 | 892.71 | Commercial | Community Solar | Yes | Solar Landscape LLC | JCP&L | Accepted | 2023-11-27 | 2023-12-07 | 2026-09-07 | Inverters | SolarEdge | SE120KUS | 120000 |  | 5 |  |  | 0.985 |  | Outdoor
NJCERE1555053932 | Community Solar Energy Program | HOWELL | 7731 | 892.71 | Commercial | Community Solar | Yes | Solar Landscape LLC | JCP&L | Accepted | 2023-11-27 | 2023-12-07 | 2026-09-07 | Solar Panels | Znshinesolar | ZXM6-NHLDD144 455W |  | 0.455 | 685 | 165.2 | 5 |  | Fixed | Roof
NJCERE1555053932 | Community Solar Energy Program | HOWELL | 7731 | 892.71 | Commercial | Community Solar | Yes | Solar Landscape LLC | JCP&L | Accepted | 2023-11-27 | 2023-12-07 | 2026-09-07 | Solar Panels | Znshinesolar | ZXM6-NHLDD144 455W |  | 0.455 | 589 | 98.7 | 0 |  | Fixed | Roof
NJCERE1555053932 | Community Solar Energy Program | HOWELL | 7731 | 892.71 | Commercial | Community Solar | Yes | Solar Landscape LLC | JCP&L | Accepted | 2023-11-27 | 2023-12-07 | 2026-09-07 | Solar Panels | Znshinesolar | ZXM6-NHLDD144 455W |  | 0.455 | 416 | 278.8 | 0 |  | Fixed | Roof
NJCERE1555053932 | Community Solar Energy Program | HOWELL | 7731 | 892.71 | Commercial | Community Solar | Yes | Solar Landscape LLC | JCP&L | Accepted | 2023-11-27 | 2023-12-07 | 2026-09-07 | Solar Panels | Znshinesolar | ZXM6-NHLDD144 455W |  | 0.455 | 134 | 188.6 | 0 |  | Fixed | Roof
NJCERE1555053932 | Community Solar Energy Program | HOWELL | 7731 | 892.71 | Commercial | Community Solar | Yes | Solar Landscape LLC | JCP&L | Accepted | 2023-11-27 | 2023-12-07 | 2026-09-07 | Solar Panels | Znshinesolar | ZXM6-NHLDD144 455W |  | 0.455 | 138 | 165.1 | 0 |  | Fixed | Roof
NJCERE1555053933 | Community Solar Energy Program | LITTLE FERRY | 7643 | 964.32 | Commercial | Community Solar | Yes | Solar Landscape LLC | PSE&G | Accepted | 2023-11-27 | 2023-12-19 | 2026-09-19 | Inverters | SolarEdge | SE120KUS | 120000 |  | 6 |  |  | 0.985 |  | Outdoor
NJCERE1555053933 | Community Solar Energy Program | LITTLE FERRY | 7643 | 964.32 | Commercial | Community Solar | Yes | Solar Landscape LLC | PSE&G | Accepted | 2023-11-27 | 2023-12-19 | 2026-09-19 | Solar Panels | Hanwha | Q.PEAK DUO XL-10.3 / BFG 480W |  | 0.48 | 998 | 10 | 3 |  | Fixed | Roof
NJCERE1555053933 | Community Solar Energy Program | LITTLE FERRY | 7643 | 964.32 | Commercial | Community Solar | Yes | Solar Landscape LLC | PSE&G | Accepted | 2023-11-27 | 2023-12-19 | 2026-09-19 | Solar Panels | Hanwha | Q.PEAK DUO XL-10.3 / BFG 480W |  | 0.48 | 1011 | 190 | 2 |  | Fixed | Roof
NJCERE1555053942 | Community Solar Energy Program | EAST BRUNSWICK | 8816 | 248.16 | Commercial | Community Solar | Yes | Solar Landscape LLC | PSE&G | Accepted | 2023-11-27 | 2023-12-20 | 2026-09-20 | Solar Panels | Hanwha | Q.PEAK DUO XL-10.3 / BFG 480W |  | 0.48 | 517 | 205 | 5 |  | Fixed | Roof
NJCERE1555053942 | Community Solar Energy Program | EAST BRUNSWICK | 8816 | 248.16 | Commercial | Community Solar | Yes | Solar Landscape LLC | PSE&G | Accepted | 2023-11-27 | 2023-12-20 | 2026-09-20 | Inverters | Solar Edge | SE100KUS | 100000 |  | 2 |  |  | 0.985 |  | Outdoor
NJCERE1555053947 | Community Solar Energy Program | BRICK | 8724 | 469.11 | Commercial | Community Solar | Yes | Solar Landscape LLC | JCP&L | Accepted | 2023-11-27 | 2023-12-07 | 2026-09-07 | Inverters | SolarEdge | SE100KUS | 100000 |  | 4 |  |  | 0.985 |  | Outdoor
NJCERE1555053947 | Community Solar Energy Program | BRICK | 8724 | 469.11 | Commercial | Community Solar | Yes | Solar Landscape LLC | JCP&L | Accepted | 2023-11-27 | 2023-12-07 | 2026-09-07 | Solar Panels | Znshinesolar | ZXM6-NHLDD144 455W |  | 0.455 | 201 | 72.2 | 2 |  | Fixed | Roof
NJCERE1555053947 | Community Solar Energy Program | BRICK | 8724 | 469.11 | Commercial | Community Solar | Yes | Solar Landscape LLC | JCP&L | Accepted | 2023-11-27 | 2023-12-07 | 2026-09-07 | Solar Panels | Znshinesolar | ZXM6-NHLDD144 455W |  | 0.455 | 160 | 342.2 | 2 |  | Fixed | Roof
NJCERE1555053947 | Community Solar Energy Program | BRICK | 8724 | 469.11 | Commercial | Community Solar | Yes | Solar Landscape LLC | JCP&L | Accepted | 2023-11-27 | 2023-12-07 | 2026-09-07 | Solar Panels | Znshinesolar | ZXM6-NHLDD144 455W |  | 0.455 | 459 | 162.2 | 2 |  | Fixed | Roof
NJCERE1555053947 | Community Solar Energy Program | BRICK | 8724 | 469.11 | Commercial | Community Solar | Yes | Solar Landscape LLC | JCP&L | Accepted | 2023-11-27 | 2023-12-07 | 2026-09-07 | Solar Panels | Znshinesolar | ZXM6-NHLDD144 455W |  | 0.455 | 211 | 147.4 | 2 |  | Fixed | Roof
NJCERE1555053949 | Community Solar Energy Program | NORTH BERGEN | 7047 | 990.72 | Commercial | Community Solar | Yes | Solar Landscape LLC | PSE&G | Accepted | 2023-11-28 | 2023-12-14 | 2026-09-14 | Inverters | SolarEdge | SE120KUS | 120000 |  | 6 |  |  | 0.985 |  | Outdoor
NJCERE1555053949 | Community Solar Energy Program | NORTH BERGEN | 7047 | 990.72 | Commercial | Community Solar | Yes | Solar Landscape LLC | PSE&G | Accepted | 2023-11-28 | 2023-12-14 | 2026-09-14 | Solar Panels | Hanwha | Q.Peak Duo XL-10.3/BFG |  | 0.48 | 2064 | 206 | 5 |  | Fixed | Roof
NJCERE1555053964 | Community Solar Energy Program | MOONACHIE | 7074 | 598.56 | Commercial | Community Solar | Yes | Solar Landscape, LLC | PSE&G | Accepted | 2023-11-28 | 2023-12-14 | 2026-09-14 | Inverters | SolarEdge | SE120KUS | 120000 |  | 4 |  |  | 0.985 |  | Outdoor
NJCERE1555053964 | Community Solar Energy Program | MOONACHIE | 7074 | 598.56 | Commercial | Community Solar | Yes | Solar Landscape, LLC | PSE&G | Accepted | 2023-11-28 | 2023-12-14 | 2026-09-14 | Solar Panels | Hanwha | Q.Peak Duo XL-10.3/BFG |  | 0.48 | 1247 | 210 | 5 |  | Fixed | Roof
NJCERE1555053969 | Community Solar Energy Program | MAPLE SHADE | 8052 | 632.45 | Commercial | Community Solar | Yes | Solar Landscape LLC | PSE&G | Accepted | 2023-11-27 | 2023-12-14 | 2026-09-14 | Inverters | SolarEdge | SE120KUS | 120000 |  | 4 |  |  | 0.985 |  | Outdoor
NJCERE1555053969 | Community Solar Energy Program | MAPLE SHADE | 8052 | 632.45 | Commercial | Community Solar | Yes | Solar Landscape LLC | PSE&G | Accepted | 2023-11-27 | 2023-12-14 | 2026-09-14 | Solar Panels | Znshinesolar | ZXM6-NHLDD144 455W |  | 0.455 | 888 | 128 | 1 |  | Fixed | Roof
NJCERE1555053969 | Community Solar Energy Program | MAPLE SHADE | 8052 | 632.45 | Commercial | Community Solar | Yes | Solar Landscape LLC | PSE&G | Accepted | 2023-11-27 | 2023-12-14 | 2026-09-14 | Solar Panels | Znshinesolar | ZXM6-NHLDD144 455W |  | 0.455 | 193 | 218 | 5 |  | Fixed | Roof
NJCERE1555053969 | Community Solar Energy Program | MAPLE SHADE | 8052 | 632.45 | Commercial | Community Solar | Yes | Solar Landscape LLC | PSE&G | Accepted | 2023-11-27 | 2023-12-14 | 2026-09-14 | Solar Panels | Znshinesolar | ZXM6-NHLDD144 455W |  | 0.455 | 101 | 336 | 1 |  | Fixed | Roof
NJCERE1555053969 | Community Solar Energy Program | MAPLE SHADE | 8052 | 632.45 | Commercial | Community Solar | Yes | Solar Landscape LLC | PSE&G | Accepted | 2023-11-27 | 2023-12-14 | 2026-09-14 | Solar Panels | Znshinesolar | ZXM6-NHLDD144 455W |  | 0.455 | 130 | 271 | 1 |  | Fixed | Roof
NJCERE1555053969 | Community Solar Energy Program | MAPLE SHADE | 8052 | 632.45 | Commercial | Community Solar | Yes | Solar Landscape LLC | PSE&G | Accepted | 2023-11-27 | 2023-12-14 | 2026-09-14 | Solar Panels | Znshinesolar | ZXM6-NHLDD144 455W |  | 0.455 | 78 | 126 | 1 |  | Fixed | Roof
NJCERE1555053979 | Community Solar Energy Program | RANDOLPH | 7869 | 512.85 | Commercial | Community Solar | Yes | Solar Landscape LLC | JCP&L | Accepted | 2023-11-27 | 2023-12-08 | 2026-09-08 | Inverters | SolarEdge | SE120KUS | 120000 |  | 3 |  |  | 0.985 |  | Outdoor
NJCERE1555053979 | Community Solar Energy Program | RANDOLPH | 7869 | 512.85 | Commercial | Community Solar | Yes | Solar Landscape LLC | JCP&L | Accepted | 2023-11-27 | 2023-12-08 | 2026-09-08 | Solar Panels | Hanwha | Q.Peak Duo XL-10.3/BFG |  | 0.48 | 949 | 152.4 | 2 |  | Fixed | Roof
NJCERE1555053979 | Community Solar Energy Program | RANDOLPH | 7869 | 512.85 | Commercial | Community Solar | Yes | Solar Landscape LLC | JCP&L | Accepted | 2023-11-27 | 2023-12-08 | 2026-09-08 | Solar Panels | Heliene | 132HC M10 SL Monofacial |  | 0.49 | 117 | 151.6 | 2 |  | Fixed | Roof
NJCERE1555053985 | Community Solar Energy Program | EAST BRUNSWICK | 8816 | 709.92 | Commercial | Community Solar | Yes | Solar Landscape LLC | PSE&G | Accepted | 2023-11-27 | 2023-12-20 | 2026-09-20 | Inverters | Solar Edge | SE120KUS | 120000 |  | 4 |  |  | 0.985 |  | Outdoor
NJCERE1555053985 | Community Solar Energy Program | EAST BRUNSWICK | 8816 | 709.92 | Commercial | Community Solar | Yes | Solar Landscape LLC | PSE&G | Accepted | 2023-11-27 | 2023-12-20 | 2026-09-20 | Solar Panels | Hanwha | Q.PEAK DUO XL-10.3 / BFG 480W |  | 0.48 | 1479 | 174 | 5 |  | Fixed | Roof
NJCERE1555053993 | Community Solar Energy Program | EAST BRUNSWICK | 8816 | 277.92 | Commercial | Community Solar | Yes | Solar Landscape LLC | PSE&G | Accepted | 2023-11-27 | 2023-12-20 | 2026-09-20 | Inverters | Solar Edge | SE100KUS | 100000 |  | 2 |  |  | 0.985 |  | Outdoor
NJCERE1555053993 | Community Solar Energy Program | EAST BRUNSWICK | 8816 | 277.92 | Commercial | Community Solar | Yes | Solar Landscape LLC | PSE&G | Accepted | 2023-11-27 | 2023-12-20 | 2026-09-20 | Solar Panels | Hanwha | Q.PEAK DUO XL-10.3 / BFG 480W |  | 0.48 | 579 | 174 | 5 |  | Fixed | Roof
NJCERE1555054000 | Community Solar Energy Program | CHERRY HILL | 8003 | 580.8 | Commercial | Community Solar | Yes | Solar Landscape LLC | PSE&G | Accepted | 2023-11-27 | 2023-12-19 | 2026-09-19 | Inverters | SolarEdge | SE120KUS | 120000 |  | 4 |  |  | 0.985 |  | Outdoor
NJCERE1555054000 | Community Solar Energy Program | CHERRY HILL | 8003 | 580.8 | Commercial | Community Solar | Yes | Solar Landscape LLC | PSE&G | Accepted | 2023-11-27 | 2023-12-19 | 2026-09-19 | Solar Panels | Hanwha | Q.PEAK DUO XL-10.3 / BFG 480W |  | 0.48 | 1210 | 186 | 2 |  | Fixed | Roof
NJCERE1555054002 | Community Solar Energy Program | BRIDGEWATER | 8807 | 999.93 | Commercial | Community Solar | Yes | Solar Landscape LLC | PSE&G | Accepted | 2024-05-29 | 2024-06-06 | 2026-09-06 | Inverters | Solar Edge | SE120KUS | 120000 |  | 6 |  |  | 0.985 |  | Outdoor
NJCERE1555054002 | Community Solar Energy Program | BRIDGEWATER | 8807 | 999.93 | Commercial | Community Solar | Yes | Solar Landscape LLC | PSE&G | Accepted | 2024-05-29 | 2024-06-06 | 2026-09-06 | Solar Panels | Jinko | JKM575N-72HL4-BDV |  | 0.575 | 1108 | 174.3 | 5 |  | Fixed | Roof
NJCERE1555054002 | Community Solar Energy Program | BRIDGEWATER | 8807 | 999.93 | Commercial | Community Solar | Yes | Solar Landscape LLC | PSE&G | Accepted | 2024-05-29 | 2024-06-06 | 2026-09-06 | Solar Panels | Jinko | JKM575N-72HL4-BDV |  | 0.575 | 631 | 154.2 | 5 |  | Fixed | Roof
NJCERE1555054004 | Community Solar Energy Program | BLACKWOOD | 8012 | 659.75 | Commercial | Community Solar | Yes | Solar Landscape LLC | PSE&G | Accepted | 2023-11-27 | 2023-12-20 | 2026-09-20 | Inverters | SolarEdge | SE120KUS | 120000 |  | 5 |  |  | 0.985 |  | Outdoor
NJCERE1555054004 | Community Solar Energy Program | BLACKWOOD | 8012 | 659.75 | Commercial | Community Solar | Yes | Solar Landscape LLC | PSE&G | Accepted | 2023-11-27 | 2023-12-20 | 2026-09-20 | Solar Panels | Znshinesolar | ZXM6-NHLDD144 455W |  | 0.455 | 1450 | 63 | 1 |  | Fixed | Roof
NJCERE1555054007 | Community Solar Energy Program | MONMOUTH JUNCTION | 8852 | 449.37 | Commercial | Community Solar | Yes | Solar Landscape LLC | PSE&G | Accepted | 2023-11-27 | 2023-12-20 | 2026-09-20 | Inverters | SolarEdge | SE120KUS | 120000 |  | 3 |  |  | 0.985 |  | Outdoor
NJCERE1555054007 | Community Solar Energy Program | MONMOUTH JUNCTION | 8852 | 449.37 | Commercial | Community Solar | Yes | Solar Landscape LLC | PSE&G | Accepted | 2023-11-27 | 2023-12-20 | 2026-09-20 | Solar Panels | Hanwha | Q.Peak Duo XL-10.3/BFG |  | 0.48 | 92 | 223.1 | 4 |  | Fixed | Roof
NJCERE1555054007 | Community Solar Energy Program | MONMOUTH JUNCTION | 8852 | 449.37 | Commercial | Community Solar | Yes | Solar Landscape LLC | PSE&G | Accepted | 2023-11-27 | 2023-12-20 | 2026-09-20 | Solar Panels | Hanwha | Q.Peak Duo XL-10.3/BFG |  | 0.48 | 92 | 43.08 | 4 |  | Fixed | Roof
NJCERE1555054007 | Community Solar Energy Program | MONMOUTH JUNCTION | 8852 | 449.37 | Commercial | Community Solar | Yes | Solar Landscape LLC | PSE&G | Accepted | 2023-11-27 | 2023-12-20 | 2026-09-20 | Solar Panels | Hanwha | Q.Peak Duo XL-10.3/BFG |  | 0.48 | 287 | 43 | 1 |  | Fixed | Roof
NJCERE1555054007 | Community Solar Energy Program | MONMOUTH JUNCTION | 8852 | 449.37 | Commercial | Community Solar | Yes | Solar Landscape LLC | PSE&G | Accepted | 2023-11-27 | 2023-12-20 | 2026-09-20 | Solar Panels | Hanwha | Q.Peak Duo XL-10.3/BFG |  | 0.48 | 282 | 223 | 1 |  | Fixed | Roof
NJCERE1555054007 | Community Solar Energy Program | MONMOUTH JUNCTION | 8852 | 449.37 | Commercial | Community Solar | Yes | Solar Landscape LLC | PSE&G | Accepted | 2023-11-27 | 2023-12-20 | 2026-09-20 | Solar Panels | Hanwha | Q.Peak Duo XL-10.3/BFG |  | 0.48 | 76 | 132.8 | 1 |  | Fixed | Roof
NJCERE1555054007 | Community Solar Energy Program | MONMOUTH JUNCTION | 8852 | 449.37 | Commercial | Community Solar | Yes | Solar Landscape LLC | PSE&G | Accepted | 2023-11-27 | 2023-12-20 | 2026-09-20 | Solar Panels | Heliene | 132HC M10 SL Monofacial |  | 0.49 | 105 | 223.3 | 1 |  | Fixed | Roof
NJCERE1555054014 | Community Solar Energy Program | LITTLE FERRY | 7643 | 357.12 | Commercial | Community Solar | Yes | Solar Landscape LLC | PSE&G | Accepted | 2023-11-27 | 2023-12-20 | 2026-09-20 | Inverters | SolarEdge | SE120KUS | 120000 |  | 2 |  |  | 0.985 |  | Outdoor
NJCERE1555054014 | Community Solar Energy Program | LITTLE FERRY | 7643 | 357.12 | Commercial | Community Solar | Yes | Solar Landscape LLC | PSE&G | Accepted | 2023-11-27 | 2023-12-20 | 2026-09-20 | Solar Panels | Hanwha | Q.PEAK DUO XL-10.3 / BFG 480W |  | 0.48 | 375 | 188.69 | 3 |  | Fixed | Roof
NJCERE1555054014 | Community Solar Energy Program | LITTLE FERRY | 7643 | 357.12 | Commercial | Community Solar | Yes | Solar Landscape LLC | PSE&G | Accepted | 2023-11-27 | 2023-12-20 | 2026-09-20 | Solar Panels | Hanwha | Q.PEAK DUO XL-10.3 / BFG 480W |  | 0.48 | 369 | 8.75 | 3 |  | Fixed | Roof
NJCERE1555054018 | Community Solar Energy Program | SAYREVILLE | 8872 | 410.4 | Commercial | Community Solar | Yes | Solar Landscape, LLC | JCP&L | Accepted | 2023-11-27 | 2023-12-08 | 2026-09-08 | Inverters | SolarEdge | SE120KUS | 120000 |  | 3 |  |  | 0.985 |  | Outdoor
NJCERE1555054018 | Community Solar Energy Program | SAYREVILLE | 8872 | 410.4 | Commercial | Community Solar | Yes | Solar Landscape, LLC | JCP&L | Accepted | 2023-11-27 | 2023-12-08 | 2026-09-08 | Solar Panels | Hanwha | Q.Peak Duo XL-10.3/BFG |  | 0.48 | 855 | 160 | 5 |  | Fixed | Roof
NJCERE1555054021 | Community Solar Energy Program | ROCKAWAY | 7866 | 871.68 | Commercial | Community Solar | Yes | Solar Landscape, LLC | JCP&L | Accepted | 2023-11-27 | 2023-12-08 | 2026-09-08 | Inverters | SolarEdge | SE120KUS | 120000 |  | 6 |  |  | 0.985 |  | Outdoor
NJCERE1555054021 | Community Solar Energy Program | ROCKAWAY | 7866 | 871.68 | Commercial | Community Solar | Yes | Solar Landscape, LLC | JCP&L | Accepted | 2023-11-27 | 2023-12-08 | 2026-09-08 | Solar Panels | Hanwha | Q.PEAK DUO XL-10.3 / BFG 480W |  | 0.48 | 733 | 93 | 2 |  | Fixed | Roof
NJCERE1555054021 | Community Solar Energy Program | ROCKAWAY | 7866 | 871.68 | Commercial | Community Solar | Yes | Solar Landscape, LLC | JCP&L | Accepted | 2023-11-27 | 2023-12-08 | 2026-09-08 | Solar Panels | Hanwha | Q.PEAK DUO XL-10.3 / BFG 480W |  | 0.48 | 646 | 273 | 2 |  | Fixed | Roof
NJCERE1555054021 | Community Solar Energy Program | ROCKAWAY | 7866 | 871.68 | Commercial | Community Solar | Yes | Solar Landscape, LLC | JCP&L | Accepted | 2023-11-27 | 2023-12-08 | 2026-09-08 | Solar Panels | Hanwha | Q.PEAK DUO XL-10.3 / BFG 480W |  | 0.48 | 198 | 93 | 0 |  | Fixed | Roof
NJCERE1555054021 | Community Solar Energy Program | ROCKAWAY | 7866 | 871.68 | Commercial | Community Solar | Yes | Solar Landscape, LLC | JCP&L | Accepted | 2023-11-27 | 2023-12-08 | 2026-09-08 | Solar Panels | Hanwha | Q.PEAK DUO XL-10.3 / BFG 480W |  | 0.48 | 202 | 273 | 0 |  | Fixed | Roof
NJCERE1555054021 | Community Solar Energy Program | ROCKAWAY | 7866 | 871.68 | Commercial | Community Solar | Yes | Solar Landscape, LLC | JCP&L | Accepted | 2023-11-27 | 2023-12-08 | 2026-09-08 | Solar Panels | Hanwha | Q.PEAK DUO XL-10.3 / BFG 480W |  | 0.48 | 37 | 247 | 0 |  | Fixed | Roof
NJCERE1555054025 | Community Solar Energy Program | BLACKWOOD | 8012 | 631.54 | Commercial | Community Solar | Yes | Solar Landscape LLC | AC Electric | Accepted | 2023-11-27 | 2023-12-07 | 2026-09-07 | Inverters | SolarEdge | SE120KUS | 120000 |  | 4 |  |  | 0.985 |  | Outdoor
NJCERE1555054025 | Community Solar Energy Program | BLACKWOOD | 8012 | 631.54 | Commercial | Community Solar | Yes | Solar Landscape LLC | AC Electric | Accepted | 2023-11-27 | 2023-12-07 | 2026-09-07 | Solar Panels | Znshinesolar | ZXM6-NHLDD144 455W |  | 0.455 | 1388 | 184.6 | 5 |  | Fixed | Roof
NJCERE1555054033 | Community Solar Energy Program | LITTLE FERRY | 7643 | 415.2 | Commercial | Community Solar | Yes | Solar Landscape LLC | PSE&G | Accepted | 2023-11-27 | 2023-12-20 | 2026-09-20 | Inverters | SolarEdge | SE120KUS | 120000 |  | 3 |  |  | 0.985 |  | Outdoor
NJCERE1555054033 | Community Solar Energy Program | LITTLE FERRY | 7643 | 415.2 | Commercial | Community Solar | Yes | Solar Landscape LLC | PSE&G | Accepted | 2023-11-27 | 2023-12-20 | 2026-09-20 | Solar Panels | Hanwha | Q.PEAK DUO XL-10.3 / BFG 480W |  | 0.48 | 420 | 10 | 2 |  | Fixed | Roof
NJCERE1555054033 | Community Solar Energy Program | LITTLE FERRY | 7643 | 415.2 | Commercial | Community Solar | Yes | Solar Landscape LLC | PSE&G | Accepted | 2023-11-27 | 2023-12-20 | 2026-09-20 | Solar Panels | Hanwha | Q.PEAK DUO XL-10.3 / BFG 480W |  | 0.48 | 333 | 190 | 3 |  | Fixed | Roof
NJCERE1555054033 | Community Solar Energy Program | LITTLE FERRY | 7643 | 415.2 | Commercial | Community Solar | Yes | Solar Landscape LLC | PSE&G | Accepted | 2023-11-27 | 2023-12-20 | 2026-09-20 | Solar Panels | Hanwha | Q.PEAK DUO XL-10.3 / BFG 480W |  | 0.48 | 112 | 190 | 3 |  | Fixed | Roof
NJCERE1555054038 | Community Solar Energy Program | MANASQUAN | 8736 | 836.16 | Commercial | Community Solar | Yes | Solar Landscape LLC | JCP&L | Accepted | 2023-11-27 | 2023-12-07 | 2026-09-07 | Inverters | SolarEdge | SE120KUS | 120000 |  | 5 |  |  | 0.985 |  | Outdoor
NJCERE1555054038 | Community Solar Energy Program | MANASQUAN | 8736 | 836.16 | Commercial | Community Solar | Yes | Solar Landscape LLC | JCP&L | Accepted | 2023-11-27 | 2023-12-07 | 2026-09-07 | Solar Panels | Hanwha | Q.PEAK DUO XL-10.3 / BFG 480W |  | 0.48 | 1742 | 152 | 5 |  | Fixed | Roof
NJCERE1555054054 | Community Solar Energy Program | Sicklerville | 8081 | 489.13 | Commercial | Community Solar | Yes | Solar Landscape LLC | AC Electric | Accepted | 2023-11-27 | 2023-12-07 | 2026-09-07 | Inverters | SolarEdge | SE80KUS | 80000 |  | 5 |  |  | 0.985 |  | Outdoor
NJCERE1555054054 | Community Solar Energy Program | Sicklerville | 8081 | 489.13 | Commercial | Community Solar | Yes | Solar Landscape LLC | AC Electric | Accepted | 2023-11-27 | 2023-12-07 | 2026-09-07 | Solar Panels | Znshinesolar | ZXM6-NHLDD144 455W |  | 0.455 | 1075 | 124 | 1 |  | Fixed | Roof
NJCERE1555054059 | Community Solar Energy Program | CARLSTADT | 7072 | 856.32 | Commercial | Community Solar | Yes | Solar Landscape, LLC | PSE&G | Accepted | 2023-11-28 | 2023-12-14 | 2026-09-14 | Inverters | SolarEdge | SE120KUS | 120000 |  | 5 |  |  | 0.985 |  | Outdoor
NJCERE1555054059 | Community Solar Energy Program | CARLSTADT | 7072 | 856.32 | Commercial | Community Solar | Yes | Solar Landscape, LLC | PSE&G | Accepted | 2023-11-28 | 2023-12-14 | 2026-09-14 | Solar Panels | Hanwha | Q.Peak Duo XL-10.3/BFG |  | 0.48 | 1784 | 214 | 5 |  | Fixed | Roof
NJCERE1555054064 | Community Solar Energy Program | CHERRY HILL | 8003 | 893.28 | Commercial | Community Solar | Yes | Solar Landscape LLC | PSE&G | Accepted | 2023-11-27 | 2023-12-19 | 2026-09-19 | Inverters | SolarEdge | SE120KUS | 120000 |  | 5 |  |  | 0.985 |  | Outdoor
NJCERE1555054064 | Community Solar Energy Program | CHERRY HILL | 8003 | 893.28 | Commercial | Community Solar | Yes | Solar Landscape LLC | PSE&G | Accepted | 2023-11-27 | 2023-12-19 | 2026-09-19 | Solar Panels | Hanwha | Q.PEAK DUO XL-10.3 / BFG 480W |  | 0.48 | 1861 | 186 | 5 |  | Fixed | Roof
NJCERE1555054066 | Community Solar Energy Program | EAST WINDSOR | 8512 | 514.22 | Commercial | Community Solar | Yes | Solar Landscape LLC | JCP&L | Accepted | 2025-06-06 | 2025-06-11 | 2027-09-11 | Inverters | Solar Edge | SE-TRI-USSEIBN120KUS | 120000 |  | 3 |  |  | 0.985 |  | Outdoor
NJCERE1555054066 | Community Solar Energy Program | EAST WINDSOR | 8512 | 514.22 | Commercial | Community Solar | Yes | Solar Landscape LLC | JCP&L | Accepted | 2025-06-06 | 2025-06-11 | 2027-09-11 | Solar Panels | Jinko | JKM585N-72HL4-BDV (Jinko Eagle 585W)-35mm |  | 0.585 | 632 | 209 | 1 |  | Fixed | Roof
NJCERE1555054066 | Community Solar Energy Program | EAST WINDSOR | 8512 | 514.22 | Commercial | Community Solar | Yes | Solar Landscape LLC | JCP&L | Accepted | 2025-06-06 | 2025-06-11 | 2027-09-11 | Solar Panels | Jinko | JKM585N-72HL4-BDV (Jinko Eagle 585W)-35mm |  | 0.585 | 247 | 216 | 1 |  | Fixed | Roof
NJCERE1555054069 | Community Solar Energy Program | JACKSON | 8527 | 428.61 | Commercial | Community Solar | Yes | Solar Landscape LLC | JCP&L | Accepted | 2023-11-27 | 2023-12-07 | 2026-09-07 | Inverters | SolarEdge | SE120KUS | 120000 |  | 3 |  |  | 0.985 |  | Outdoor
NJCERE1555054069 | Community Solar Energy Program | JACKSON | 8527 | 428.61 | Commercial | Community Solar | Yes | Solar Landscape LLC | JCP&L | Accepted | 2023-11-27 | 2023-12-07 | 2026-09-07 | Solar Panels | Znshinesolar | ZXM6-NHLDD144 455W |  | 0.455 | 577 | 202.4 | 1 |  | Fixed | Roof
NJCERE1555054069 | Community Solar Energy Program | JACKSON | 8527 | 428.61 | Commercial | Community Solar | Yes | Solar Landscape LLC | JCP&L | Accepted | 2023-11-27 | 2023-12-07 | 2026-09-07 | Solar Panels | Znshinesolar | ZXM6-NHLDD144 455W |  | 0.455 | 365 | 22.5 | 1 |  | Fixed | Roof
NJCERE1555054073 | Community Solar Energy Program | EAST WINDSOR | 8520 | 1037.79 | Commercial | Community Solar | Yes | Solar Landscape LLC | JCP&L | Accepted | 2025-05-12 | 2025-05-27 | 2027-08-27 | Solar Panels | Jinko | JKM585N-72HL4-BDV (Jinko Eagle 585W) 30mm |  | 0.585 | 1708 | 174.4 | 5 |  | Fixed | Roof
NJCERE1555054073 | Community Solar Energy Program | EAST WINDSOR | 8520 | 1037.79 | Commercial | Community Solar | Yes | Solar Landscape LLC | JCP&L | Accepted | 2025-05-12 | 2025-05-27 | 2027-08-27 | Inverters | SolarEdge | SE-TRI-USSEIBN120KUS | 120000 |  | 5 |  |  | 0.985 |  | Outdoor
NJCERE1555054073 | Community Solar Energy Program | EAST WINDSOR | 8520 | 1037.79 | Commercial | Community Solar | Yes | Solar Landscape LLC | JCP&L | Accepted | 2025-05-12 | 2025-05-27 | 2027-08-27 | Solar Panels | Jinko | JKM585N-72HL4-BDV (Jinko Eagle 585W) 30mm |  | 0.585 | 66 | 212.1 | 5 |  | Fixed | Roof
NJCERE1555054075 | Community Solar Energy Program | GREEN BROOK | 8812 | 355.36 | Commercial | Community Solar | Yes | Solar Landscape LLC | PSE&G | Accepted | 2023-11-27 | 2023-12-20 | 2026-09-20 | Inverters | SolarEdge | SE120KUS | 120000 |  | 2 |  |  | 0.985 |  | Outdoor
NJCERE1555054075 | Community Solar Energy Program | GREEN BROOK | 8812 | 355.36 | Commercial | Community Solar | Yes | Solar Landscape LLC | PSE&G | Accepted | 2023-11-27 | 2023-12-20 | 2026-09-20 | Solar Panels | Znshinesolar | ZXM6-NHLDD144 455W |  | 0.455 | 79 | 326 | 11 |  | Fixed | Roof
NJCERE1555054075 | Community Solar Energy Program | GREEN BROOK | 8812 | 355.36 | Commercial | Community Solar | Yes | Solar Landscape LLC | PSE&G | Accepted | 2023-11-27 | 2023-12-20 | 2026-09-20 | Solar Panels | Znshinesolar | ZXM6-NHLDD144 455W |  | 0.455 | 188 | 326 | 13 |  | Fixed | Roof
NJCERE1555054075 | Community Solar Energy Program | GREEN BROOK | 8812 | 355.36 | Commercial | Community Solar | Yes | Solar Landscape LLC | PSE&G | Accepted | 2023-11-27 | 2023-12-20 | 2026-09-20 | Solar Panels | Znshinesolar | ZXM6-NHLDD144 455W |  | 0.455 | 192 | 326 | 17 |  | Fixed | Roof
NJCERE1555054075 | Community Solar Energy Program | GREEN BROOK | 8812 | 355.36 | Commercial | Community Solar | Yes | Solar Landscape LLC | PSE&G | Accepted | 2023-11-27 | 2023-12-20 | 2026-09-20 | Solar Panels | Znshinesolar | ZXM6-NHLDD144 455W |  | 0.455 | 322 | 146 | 17 |  | Fixed | Roof
NJCERE1555054080 | Community Solar Energy Program | MOONACHIE | 7074 | 651.84 | Commercial | Community Solar | Yes | Solar Landscape LLC | PSE&G | Accepted | 2023-11-27 | 2023-12-19 | 2026-09-19 | Inverters | Solar Edge | SE100KUS | 100000 |  | 5 |  |  | 0.985 |  | Outdoor
NJCERE1555054080 | Community Solar Energy Program | MOONACHIE | 7074 | 651.84 | Commercial | Community Solar | Yes | Solar Landscape LLC | PSE&G | Accepted | 2023-11-27 | 2023-12-19 | 2026-09-19 | Solar Panels | Hanwha | Q.PEAK DUO XL-10.3 / BFG 480W |  | 0.48 | 1358 | 206 | 5 |  | Fixed | Roof
NJCERE1555054086 | Community Solar Energy Program | SWEDESBORO | 8085 | 472.32 | Commercial | Community Solar | Yes | Solar Landscape LLC | AC Electric | Accepted | 2023-11-27 | 2023-12-07 | 2026-09-07 | Inverters | SolarEdge | SE120KUS | 120000 |  | 3 |  |  | 0.985 |  | Outdoor
NJCERE1555054086 | Community Solar Energy Program | SWEDESBORO | 8085 | 472.32 | Commercial | Community Solar | Yes | Solar Landscape LLC | AC Electric | Accepted | 2023-11-27 | 2023-12-07 | 2026-09-07 | Solar Panels | Hanwha | Q.PEAK DUO XL-10.3 / BFG 480W |  | 0.48 | 984 | 135.3 | 5 |  | Fixed | Roof
NJCERE1555054092 | Community Solar Energy Program | TETERBORO | 7608 | 740.16 | Commercial | Community Solar | Yes | Solar Landscape LLC | PSE&G | Accepted | 2023-11-28 | 2023-12-14 | 2026-09-14 | Inverters | SolarEdge | SE120KUS | 120000 |  | 5 |  |  | 0.985 |  | Outdoor
NJCERE1555054092 | Community Solar Energy Program | TETERBORO | 7608 | 740.16 | Commercial | Community Solar | Yes | Solar Landscape LLC | PSE&G | Accepted | 2023-11-28 | 2023-12-14 | 2026-09-14 | Solar Panels | Hanwha | Q.PEAK DUO XL-10.3 / BFG 480W |  | 0.48 | 1542 | 218 | 5 |  | Fixed | Roof
NJCERE1555054119 | Community Solar Energy Program | SPRINGFIELD | 7081 | 883.1 | Commercial | Community Solar | Yes | Solar Landscape LLC | JCP&L | Accepted | 2023-11-16 | 2023-12-19 | 2026-09-19 | Inverters | Solar Edge | SE120KUS | 120000 |  | 5 |  |  | 0.985 |  | Outdoor
NJCERE1555054119 | Community Solar Energy Program | SPRINGFIELD | 7081 | 883.1 | Commercial | Community Solar | Yes | Solar Landscape LLC | JCP&L | Accepted | 2023-11-16 | 2023-12-19 | 2026-09-19 | Solar Panels | Heliene | 132HC M10 SL Monofacial |  | 0.49 | 182 | 156 | 5 |  | Fixed | Roof
NJCERE1555054119 | Community Solar Energy Program | SPRINGFIELD | 7081 | 883.1 | Commercial | Community Solar | Yes | Solar Landscape LLC | JCP&L | Accepted | 2023-11-16 | 2023-12-19 | 2026-09-19 | Solar Panels | Hanwha | Q.PEAK DUO XL-10.3 / BFG 480W |  | 0.48 | 462 | 156 | 5 |  | Fixed | Roof
NJCERE1555054119 | Community Solar Energy Program | SPRINGFIELD | 7081 | 883.1 | Commercial | Community Solar | Yes | Solar Landscape LLC | JCP&L | Accepted | 2023-11-16 | 2023-12-19 | 2026-09-19 | Solar Panels | Hanwha | Q.PEAK DUO XL-10.3 / BFG 480W |  | 0.48 | 1192 | 169 | 5 |  | Fixed | Roof
NJCERE1555054305 | Community Solar Energy Program | CHERRY HILL | 8003 | 511.2 | Commercial | Community Solar | Yes | Solar Landscape, LLC | PSE&G | Accepted | 2023-11-27 | 2023-12-19 | 2026-09-19 | Inverters | SolarEdge | SE120KUS | 120000 |  | 3 |  |  | 0.985 |  | Outdoor
NJCERE1555054305 | Community Solar Energy Program | CHERRY HILL | 8003 | 511.2 | Commercial | Community Solar | Yes | Solar Landscape, LLC | PSE&G | Accepted | 2023-11-27 | 2023-12-19 | 2026-09-19 | Solar Panels | Hanwha | Q.PEAK DUO XL-10.3 / BFG 480W |  | 0.48 | 1065 | 186 | 5 |  | Fixed | Roof
NJCERE1555054307 | Community Solar Energy Program | CARLSTADT | 7072 | 795.36 | Commercial | Community Solar | Yes | Solar Landscape, LLC | PSE&G | Accepted | 2023-11-28 | 2023-12-14 | 2026-09-14 | Inverters | SolarEdge | SE120KUS | 120000 |  | 5 |  |  | 0.985 |  | Outdoor
NJCERE1555054307 | Community Solar Energy Program | CARLSTADT | 7072 | 795.36 | Commercial | Community Solar | Yes | Solar Landscape, LLC | PSE&G | Accepted | 2023-11-28 | 2023-12-14 | 2026-09-14 | Solar Panels | Hanwha | Q.PEAK DUO XL-10.3 / BFG 480W |  | 0.48 | 1657 | 217 | 5 |  | Fixed | Roof
NJCERE1555054362 | Community Solar Energy Program | TINTON FALLS | 7724 | 484.12 | Commercial | Community Solar | Yes | Solar Landscape LLC | JCP&L | Accepted | 2023-11-27 | 2023-12-07 | 2026-09-07 | Inverters | SolarEdge | SE100KUS | 100000 |  | 4 |  |  | 0.985 |  | Outdoor
NJCERE1555054362 | Community Solar Energy Program | TINTON FALLS | 7724 | 484.12 | Commercial | Community Solar | Yes | Solar Landscape LLC | JCP&L | Accepted | 2023-11-27 | 2023-12-07 | 2026-09-07 | Solar Panels | Znshinesolar | ZXM6-NHLDD144 455W |  | 0.455 | 112 | 134 | 16 |  | Fixed | Roof
NJCERE1555054362 | Community Solar Energy Program | TINTON FALLS | 7724 | 484.12 | Commercial | Community Solar | Yes | Solar Landscape LLC | JCP&L | Accepted | 2023-11-27 | 2023-12-07 | 2026-09-07 | Solar Panels | Znshinesolar | ZXM6-NHLDD144 455W |  | 0.455 | 110 | 314 | 16 |  | Fixed | Roof
NJCERE1555054362 | Community Solar Energy Program | TINTON FALLS | 7724 | 484.12 | Commercial | Community Solar | Yes | Solar Landscape LLC | JCP&L | Accepted | 2023-11-27 | 2023-12-07 | 2026-09-07 | Solar Panels | Znshinesolar | ZXM6-NHLDD144 455W |  | 0.455 | 73 | 314 | 18 |  | Fixed | Roof
NJCERE1555054362 | Community Solar Energy Program | TINTON FALLS | 7724 | 484.12 | Commercial | Community Solar | Yes | Solar Landscape LLC | JCP&L | Accepted | 2023-11-27 | 2023-12-07 | 2026-09-07 | Solar Panels | Znshinesolar | ZXM6-NHLDD144 455W |  | 0.455 | 50 | 44 | 18 |  | Fixed | Roof
NJCERE1555054362 | Community Solar Energy Program | TINTON FALLS | 7724 | 484.12 | Commercial | Community Solar | Yes | Solar Landscape LLC | JCP&L | Accepted | 2023-11-27 | 2023-12-07 | 2026-09-07 | Solar Panels | Znshinesolar | ZXM6-NHLDD144 455W |  | 0.455 | 117 | 336 | 18 |  | Fixed | Roof
NJCERE1555054362 | Community Solar Energy Program | TINTON FALLS | 7724 | 484.12 | Commercial | Community Solar | Yes | Solar Landscape LLC | JCP&L | Accepted | 2023-11-27 | 2023-12-07 | 2026-09-07 | Solar Panels | Znshinesolar | ZXM6-NHLDD144 455W |  | 0.455 | 65 | 156 | 18 |  | Fixed | Roof
NJCERE1555054362 | Community Solar Energy Program | TINTON FALLS | 7724 | 484.12 | Commercial | Community Solar | Yes | Solar Landscape LLC | JCP&L | Accepted | 2023-11-27 | 2023-12-07 | 2026-09-07 | Solar Panels | Znshinesolar | ZXM6-NHLDD144 455W |  | 0.455 | 232 | 86 | 18 |  | Fixed | Roof
NJCERE1555054362 | Community Solar Energy Program | TINTON FALLS | 7724 | 484.12 | Commercial | Community Solar | Yes | Solar Landscape LLC | JCP&L | Accepted | 2023-11-27 | 2023-12-07 | 2026-09-07 | Solar Panels | Znshinesolar | ZXM6-NHLDD144 455W |  | 0.455 | 232 | 266 | 18 |  | Fixed | Roof
NJCERE1555054362 | Community Solar Energy Program | TINTON FALLS | 7724 | 484.12 | Commercial | Community Solar | Yes | Solar Landscape LLC | JCP&L | Accepted | 2023-11-27 | 2023-12-07 | 2026-09-07 | Solar Panels | Znshinesolar | ZXM6-NHLDD144 455W |  | 0.455 | 73 | 134 | 18 |  | Fixed | Roof
NJCERE1555054407 | Community Solar Energy Program | MATAWAN | 7747 | 939.58 | Commercial | Community Solar | Yes | Solar Landscape LLC | JCP&L | Accepted | 2023-11-27 | 2023-12-07 | 2026-09-07 | Inverters | SolarEdge | SE120KUS | 120000 |  | 7 |  |  | 0.985 |  | Outdoor
NJCERE1555054407 | Community Solar Energy Program | MATAWAN | 7747 | 939.58 | Commercial | Community Solar | Yes | Solar Landscape LLC | JCP&L | Accepted | 2023-11-27 | 2023-12-07 | 2026-09-07 | Solar Panels | Znshinesolar | ZXM6-NHLDD144 455W |  | 0.455 | 317 | 319.5 | 2 |  | Fixed | Roof
NJCERE1555054407 | Community Solar Energy Program | MATAWAN | 7747 | 939.58 | Commercial | Community Solar | Yes | Solar Landscape LLC | JCP&L | Accepted | 2023-11-27 | 2023-12-07 | 2026-09-07 | Solar Panels | Znshinesolar | ZXM6-NHLDD144 455W |  | 0.455 | 1748 | 139.5 | 2 |  | Fixed | Roof
NJCERE1555054410 | Community Solar Energy Program | HAMBURG | 7419 | 508.8 | Commercial | Community Solar | Yes | Solar Landscape LLC | JCP&L | Accepted | 2023-11-28 | 2023-12-07 | 2026-09-07 | Solar Panels | Hanwha | Q.PEAK DUO XL-10.3 / BFG 480W |  | 0.48 | 43 | 30 | 2 |  | Fixed | Roof
NJCERE1555054410 | Community Solar Energy Program | HAMBURG | 7419 | 508.8 | Commercial | Community Solar | Yes | Solar Landscape LLC | JCP&L | Accepted | 2023-11-28 | 2023-12-07 | 2026-09-07 | Solar Panels | Hanwha | Q.PEAK DUO XL-10.3 / BFG 480W |  | 0.48 | 121 | 247 | 2 |  | Fixed | Roof
NJCERE1555054410 | Community Solar Energy Program | HAMBURG | 7419 | 508.8 | Commercial | Community Solar | Yes | Solar Landscape LLC | JCP&L | Accepted | 2023-11-28 | 2023-12-07 | 2026-09-07 | Solar Panels | Hanwha | Q.PEAK DUO XL-10.3 / BFG 480W |  | 0.48 | 121 | 67 | 2 |  | Fixed | Roof
NJCERE1555054410 | Community Solar Energy Program | HAMBURG | 7419 | 508.8 | Commercial | Community Solar | Yes | Solar Landscape LLC | JCP&L | Accepted | 2023-11-28 | 2023-12-07 | 2026-09-07 | Solar Panels | Hanwha | Q.PEAK DUO XL-10.3 / BFG 480W |  | 0.48 | 366 | 337 | 2 |  | Fixed | Roof
NJCERE1555054410 | Community Solar Energy Program | HAMBURG | 7419 | 508.8 | Commercial | Community Solar | Yes | Solar Landscape LLC | JCP&L | Accepted | 2023-11-28 | 2023-12-07 | 2026-09-07 | Inverters | Solar Edge | SE120KUS | 120000 |  | 3 |  |  | 0.985 |  | Outdoor
NJCERE1555054410 | Community Solar Energy Program | HAMBURG | 7419 | 508.8 | Commercial | Community Solar | Yes | Solar Landscape LLC | JCP&L | Accepted | 2023-11-28 | 2023-12-07 | 2026-09-07 | Solar Panels | Hanwha | Q.PEAK DUO XL-10.3 / BFG 480W |  | 0.48 | 366 | 157 | 2 |  | Fixed | Roof
NJCERE1555054410 | Community Solar Energy Program | HAMBURG | 7419 | 508.8 | Commercial | Community Solar | Yes | Solar Landscape LLC | JCP&L | Accepted | 2023-11-28 | 2023-12-07 | 2026-09-07 | Solar Panels | Hanwha | Q.PEAK DUO XL-10.3 / BFG 480W |  | 0.48 | 43 | 210 | 2 |  | Fixed | Roof
NJCERE1555054411 | Community Solar Energy Program | LITTLE FERRY | 7643 | 366.72 | Commercial | Community Solar | Yes | Solar Landscape LLC | PSE&G | Accepted | 2023-11-27 | 2023-12-20 | 2026-09-20 | Solar Panels | Hanwha | Q.PEAK DUO XL-10.3 / BFG 480W |  | 0.48 | 363 | 190.26 | 2 |  | Fixed | Roof
NJCERE1555054411 | Community Solar Energy Program | LITTLE FERRY | 7643 | 366.72 | Commercial | Community Solar | Yes | Solar Landscape LLC | PSE&G | Accepted | 2023-11-27 | 2023-12-20 | 2026-09-20 | Solar Panels | Hanwha | Q.PEAK DUO XL-10.3 / BFG 480W |  | 0.48 | 401 | 10.01 | 3 |  | Fixed | Roof
NJCERE1555054411 | Community Solar Energy Program | LITTLE FERRY | 7643 | 366.72 | Commercial | Community Solar | Yes | Solar Landscape LLC | PSE&G | Accepted | 2023-11-27 | 2023-12-20 | 2026-09-20 | Inverters | SolarEdge | SE100KUS | 100000 |  | 3 |  |  | 0.985 |  | Outdoor
NJCERE1555054416 | Community Solar Energy Program | MERCERVILLE | 8619 | 671.13 | Commercial | Community Solar | Yes | Solar Landscape LLC | PSE&G | Accepted | 2023-11-27 | 2023-12-20 | 2026-09-20 | Inverters | SolarEdge | SE120KUS | 120000 |  | 5 |  |  | 0.985 |  | Outdoor
NJCERE1555054416 | Community Solar Energy Program | MERCERVILLE | 8619 | 671.13 | Commercial | Community Solar | Yes | Solar Landscape LLC | PSE&G | Accepted | 2023-11-27 | 2023-12-20 | 2026-09-20 | Solar Panels | Znshinesolar | ZXM6-NHLDD144 455W |  | 0.455 | 739 | 23 | 18 |  | Fixed | Roof
NJCERE1555054416 | Community Solar Energy Program | MERCERVILLE | 8619 | 671.13 | Commercial | Community Solar | Yes | Solar Landscape LLC | PSE&G | Accepted | 2023-11-27 | 2023-12-20 | 2026-09-20 | Solar Panels | Znshinesolar | ZXM6-NHLDD144 455W |  | 0.455 | 662 | 203 | 17 |  | Fixed | Roof
NJCERE1555054416 | Community Solar Energy Program | MERCERVILLE | 8619 | 671.13 | Commercial | Community Solar | Yes | Solar Landscape LLC | PSE&G | Accepted | 2023-11-27 | 2023-12-20 | 2026-09-20 | Solar Panels | Znshinesolar | ZXM6-NHLDD144 455W |  | 0.455 | 39 | 203 | 5 |  | Fixed | Roof
NJCERE1555054416 | Community Solar Energy Program | MERCERVILLE | 8619 | 671.13 | Commercial | Community Solar | Yes | Solar Landscape LLC | PSE&G | Accepted | 2023-11-27 | 2023-12-20 | 2026-09-20 | Solar Panels | Znshinesolar | ZXM6-NHLDD144 455W |  | 0.455 | 12 | 113 | 18 |  | Fixed | Roof
NJCERE1555054416 | Community Solar Energy Program | MERCERVILLE | 8619 | 671.13 | Commercial | Community Solar | Yes | Solar Landscape LLC | PSE&G | Accepted | 2023-11-27 | 2023-12-20 | 2026-09-20 | Solar Panels | Znshinesolar | ZXM6-NHLDD144 455W |  | 0.455 | 23 | 23 | 29 |  | Fixed | Roof
NJCERE1555054430 | Community Solar Energy Program | MIDDLETOWN | 7748 | 575.6 | Commercial | Community Solar | No | American Renewables Construction | JCP&L | Accepted | 2023-11-28 | 2024-01-12 | 2026-10-12 | Solar Panels | VSUN Solar | Vsun VSUN400-108BMH |  | 0.4 | 571 | 155 | 3 |  | Fixed | Roof
NJCERE1555054430 | Community Solar Energy Program | MIDDLETOWN | 7748 | 575.6 | Commercial | Community Solar | No | American Renewables Construction | JCP&L | Accepted | 2023-11-28 | 2024-01-12 | 2026-10-12 | Meters | Also Energy | PCL-400 | 1000000 |  | 1 |  |  |  | Yes | Outdoor
NJCERE1555054430 | Community Solar Energy Program | MIDDLETOWN | 7748 | 575.6 | Commercial | Community Solar | No | American Renewables Construction | JCP&L | Accepted | 2023-11-28 | 2024-01-12 | 2026-10-12 | Inverters | CPS | CPS SCA60KTL-DO/US-480 | 60000 |  | 7 |  |  | 0.9 |  | Outdoor
NJCERE1555054430 | Community Solar Energy Program | MIDDLETOWN | 7748 | 575.6 | Commercial | Community Solar | No | American Renewables Construction | JCP&L | Accepted | 2023-11-28 | 2024-01-12 | 2026-10-12 | Solar Panels | VSUN Solar | Vsun VSUN400-108BMH |  | 0.4 | 868 | 155 | 3 |  | Fixed | Roof
NJCERE1555054448 | Community Solar Energy Program | Egg Harbor Township | 8234 | 996.84 | Commercial | Community Solar | Yes | AC Power, LLC | AC Electric | Accepted | 2023-11-27 | 2024-04-12 | 2027-01-12 | Solar Panels | Hanwha Q.Cells | Q.Peak DUO XL-G11.3/BFG |  | 0.585 | 1704 | 180 | 15 |  | Fixed | Ground
NJCERE1555054448 | Community Solar Energy Program | Egg Harbor Township | 8234 | 996.84 | Commercial | Community Solar | Yes | AC Power, LLC | AC Electric | Accepted | 2023-11-27 | 2024-04-12 | 2027-01-12 | Inverters | SMA America | Sunny Highpower Peak3 | 125 |  | 6 |  |  | 0.985 |  | Outdoor
NJCERE1555054452 | Community Solar Energy Program | LITTLE FERRY | 7643 | 542.4 | Commercial | Community Solar | Yes | Solar Landscape LLC | PSE&G | Accepted | 2023-11-27 | 2023-12-20 | 2026-09-20 | Solar Panels | Hanwha | Q.PEAK DUO XL-10.3 / BFG 480W |  | 0.48 | 560 | 10.12 | 3 |  | Fixed | Roof
NJCERE1555054452 | Community Solar Energy Program | LITTLE FERRY | 7643 | 542.4 | Commercial | Community Solar | Yes | Solar Landscape LLC | PSE&G | Accepted | 2023-11-27 | 2023-12-20 | 2026-09-20 | Solar Panels | Hanwha | Q.PEAK DUO XL-10.3 / BFG 480W |  | 0.48 | 570 | 190.14 | 3 |  | Fixed | Roof
NJCERE1555054452 | Community Solar Energy Program | LITTLE FERRY | 7643 | 542.4 | Commercial | Community Solar | Yes | Solar Landscape LLC | PSE&G | Accepted | 2023-11-27 | 2023-12-20 | 2026-09-20 | Inverters | SolarEdge | SE120KUS | 120000 |  | 4 |  |  | 0.985 |  | Outdoor
NJCERE1555054453 | Community Solar Energy Program | LYNDHURST | 7071 | 938.88 | Commercial | Community Solar | Yes | Solar Landscape LLC | PSE&G | Accepted | 2023-11-28 | 2023-12-14 | 2026-09-14 | Inverters | Solar Edge | SE120KUS | 120000 |  | 6 |  |  | 0.985 |  | Outdoor
NJCERE1555054453 | Community Solar Energy Program | LYNDHURST | 7071 | 938.88 | Commercial | Community Solar | Yes | Solar Landscape LLC | PSE&G | Accepted | 2023-11-28 | 2023-12-14 | 2026-09-14 | Solar Panels | Hanwha | Q.PEAK DUO XL-10.3 / BFG 480W |  | 0.48 | 1956 | 138 | 5 |  | Fixed | Roof
NJCERE1555054468 | Community Solar Energy Program | HILLSIDE | 7205 | 979.2 | Commercial | Community Solar | Yes | Solar Landscape LLC | PSE&G | Accepted | 2023-11-27 | 2023-12-20 | 2026-09-20 | Inverters | Solar Edge | SE100KUS | 100000 |  | 7 |  |  | 0.985 |  | Outdoor
NJCERE1555054468 | Community Solar Energy Program | HILLSIDE | 7205 | 979.2 | Commercial | Community Solar | Yes | Solar Landscape LLC | PSE&G | Accepted | 2023-11-27 | 2023-12-20 | 2026-09-20 | Solar Panels | Hanwha | Q.PEAK DUO XL-10.3 / BFG 480W |  | 0.48 | 882 | 348 | 18 |  | Fixed | Roof
NJCERE1555054468 | Community Solar Energy Program | HILLSIDE | 7205 | 979.2 | Commercial | Community Solar | Yes | Solar Landscape LLC | PSE&G | Accepted | 2023-11-27 | 2023-12-20 | 2026-09-20 | Solar Panels | Hanwha | Q.PEAK DUO XL-10.3 / BFG 480W |  | 0.48 | 200 | 168 | 18 |  | Fixed | Roof
NJCERE1555054468 | Community Solar Energy Program | HILLSIDE | 7205 | 979.2 | Commercial | Community Solar | Yes | Solar Landscape LLC | PSE&G | Accepted | 2023-11-27 | 2023-12-20 | 2026-09-20 | Solar Panels | Hanwha | Q.PEAK DUO XL-10.3 / BFG 480W |  | 0.48 | 151 | 78 | 1 |  | Fixed | Roof
NJCERE1555054468 | Community Solar Energy Program | HILLSIDE | 7205 | 979.2 | Commercial | Community Solar | Yes | Solar Landscape LLC | PSE&G | Accepted | 2023-11-27 | 2023-12-20 | 2026-09-20 | Solar Panels | Hanwha | Q.PEAK DUO XL-10.3 / BFG 480W |  | 0.48 | 103 | 288 | 1 |  | Fixed | Roof
NJCERE1555054468 | Community Solar Energy Program | HILLSIDE | 7205 | 979.2 | Commercial | Community Solar | Yes | Solar Landscape LLC | PSE&G | Accepted | 2023-11-27 | 2023-12-20 | 2026-09-20 | Solar Panels | Hanwha | Q.PEAK DUO XL-10.3 / BFG 480W |  | 0.48 | 198 | 258 | 1 |  | Fixed | Roof
NJCERE1555054468 | Community Solar Energy Program | HILLSIDE | 7205 | 979.2 | Commercial | Community Solar | Yes | Solar Landscape LLC | PSE&G | Accepted | 2023-11-27 | 2023-12-20 | 2026-09-20 | Solar Panels | Hanwha | Q.PEAK DUO XL-10.3 / BFG 480W |  | 0.48 | 283 | 169 | 5 |  | Fixed | Roof
NJCERE1555054468 | Community Solar Energy Program | HILLSIDE | 7205 | 979.2 | Commercial | Community Solar | Yes | Solar Landscape LLC | PSE&G | Accepted | 2023-11-27 | 2023-12-20 | 2026-09-20 | Solar Panels | Hanwha | Q.PEAK DUO XL-10.3 / BFG 480W |  | 0.48 | 223 | 168 | 1 |  | Fixed | Roof
NJCERE1555054479 | Community Solar Energy Program | SAYREVILLE | 8872 | 705.6 | Commercial | Community Solar | Yes | Solar Landscape LLC | JCP&L | Accepted | 2023-11-27 | 2023-12-08 | 2026-09-08 | Inverters | SolarEdge | SE100KUS | 100000 |  | 5 |  |  | 0.985 |  | Outdoor
NJCERE1555054479 | Community Solar Energy Program | SAYREVILLE | 8872 | 705.6 | Commercial | Community Solar | Yes | Solar Landscape LLC | JCP&L | Accepted | 2023-11-27 | 2023-12-08 | 2026-09-08 | Solar Panels | Hanwha | Q.PEAK DUO XL-10.3 / BFG 480W |  | 0.48 | 1470 | 198.5 | 4 |  | Fixed | Roof
NJCERE1555054480 | Community Solar Energy Program | BERLIN | 8009 | 996.84 | Commercial | Community Solar | Yes | AC Power, LLC | AC Electric | Accepted | 2023-11-27 | 2024-04-12 | 2027-07-12 | Solar Panels | Hanwha Q.Cells | Q.Peak DUO XL-G11.3/BFG |  | 0.585 | 1704 | 180 | 15 |  | Fixed | Ground
NJCERE1555054480 | Community Solar Energy Program | BERLIN | 8009 | 996.84 | Commercial | Community Solar | Yes | AC Power, LLC | AC Electric | Accepted | 2023-11-27 | 2024-04-12 | 2027-07-12 | Inverters | SMA America | Sunny Highpower Peak3 | 125 |  | 6 |  |  | 0.985 |  | Outdoor
NJCERE1555054486 | Community Solar Energy Program | EDGEWATER PARK | 8010 | 551.01 | Commercial | Community Solar | Yes | Solar Landscape LLC | PSE&G | Accepted | 2023-11-28 | 2023-12-21 | 2026-09-21 | Solar Panels | Znshinesolar | ZXM6-NHLDD144 455W |  | 0.455 | 192 | 250 | 1 |  | Fixed | Roof
NJCERE1555054486 | Community Solar Energy Program | EDGEWATER PARK | 8010 | 551.01 | Commercial | Community Solar | Yes | Solar Landscape LLC | PSE&G | Accepted | 2023-11-28 | 2023-12-21 | 2026-09-21 | Solar Panels | Znshinesolar | ZXM6-NHLDD144 455W |  | 0.455 | 36 | 140 | 1 |  | Fixed | Roof
NJCERE1555054486 | Community Solar Energy Program | EDGEWATER PARK | 8010 | 551.01 | Commercial | Community Solar | Yes | Solar Landscape LLC | PSE&G | Accepted | 2023-11-28 | 2023-12-21 | 2026-09-21 | Solar Panels | Znshinesolar | ZXM6-NHLDD144 455W |  | 0.455 | 983 | 70 | 1 |  | Fixed | Roof
NJCERE1555054486 | Community Solar Energy Program | EDGEWATER PARK | 8010 | 551.01 | Commercial | Community Solar | Yes | Solar Landscape LLC | PSE&G | Accepted | 2023-11-28 | 2023-12-21 | 2026-09-21 | Inverters | SolarEdge | SE120KUS | 120000 |  | 4 |  |  | 0.985 |  | Outdoor
NJCERE1555054492 | Community Solar Energy Program | MONMOUTH JUNCTION | 8852 | 737.1 | Commercial | Community Solar | Yes | Solar Landscape LLC | PSE&G | Accepted | 2023-11-27 | 2023-12-21 | 2026-09-21 | Inverters | SolarEdge | SE120KUS | 120000 |  | 5 |  |  | 0.985 |  | Outdoor
NJCERE1555054492 | Community Solar Energy Program | MONMOUTH JUNCTION | 8852 | 737.1 | Commercial | Community Solar | Yes | Solar Landscape LLC | PSE&G | Accepted | 2023-11-27 | 2023-12-21 | 2026-09-21 | Solar Panels | Znshinesolar | ZXM6-NHLDD144 455W |  | 0.455 | 732 | 223 | 7 |  | Fixed | Roof
NJCERE1555054492 | Community Solar Energy Program | MONMOUTH JUNCTION | 8852 | 737.1 | Commercial | Community Solar | Yes | Solar Landscape LLC | PSE&G | Accepted | 2023-11-27 | 2023-12-21 | 2026-09-21 | Solar Panels | Znshinesolar | ZXM6-NHLDD144 455W |  | 0.455 | 888 | 43 | 7 |  | Fixed | Roof
NJCERE1555054494 | Community Solar Energy Program | EAST RUTHERFORD | 7073 | 999.84 | Commercial | Community Solar | Yes | Solar Landscape LLC | PSE&G | Accepted | 2023-11-28 | 2023-12-14 | 2026-09-14 | Inverters | SolarEdge | SE120KUS | 120000 |  | 6 |  |  | 0.985 |  | Outdoor
NJCERE1555054494 | Community Solar Energy Program | EAST RUTHERFORD | 7073 | 999.84 | Commercial | Community Solar | Yes | Solar Landscape LLC | PSE&G | Accepted | 2023-11-28 | 2023-12-14 | 2026-09-14 | Solar Panels | Hanwha | Q.Peak Duo XL-10.3/BFG |  | 0.48 | 2083 | 217 | 5 |  | Fixed | Roof
NJCERE1555054496 | Community Solar Energy Program | SAYREVILLE | 8872 | 650.88 | Commercial | Community Solar | Yes | Solar Landscape LLC | JCP&L | Accepted | 2023-11-27 | 2023-12-08 | 2026-09-08 | Inverters | SolarEdge | SE120KUS | 120000 |  | 4 |  |  | 0.985 |  | Outdoor
NJCERE1555054496 | Community Solar Energy Program | SAYREVILLE | 8872 | 650.88 | Commercial | Community Solar | Yes | Solar Landscape LLC | JCP&L | Accepted | 2023-11-27 | 2023-12-08 | 2026-09-08 | Solar Panels | Hanwha | Q.PEAK DUO XL-10.3 / BFG 480W |  | 0.48 | 1356 | 198.4 | 5 |  | Fixed | Roof
NJCERE1555054503 | Community Solar Energy Program | DELRAN | 8075 | 904.54 | Commercial | Community Solar | Yes | Solar Landscape LLC | PSE&G | Accepted | 2023-11-28 | 2023-12-21 | 2026-09-21 | Inverters | SolarEdge | SE120KUS | 120000 |  | 7 |  |  | 0.985 |  | Outdoor
NJCERE1555054503 | Community Solar Energy Program | DELRAN | 8075 | 904.54 | Commercial | Community Solar | Yes | Solar Landscape LLC | PSE&G | Accepted | 2023-11-28 | 2023-12-21 | 2026-09-21 | Solar Panels | Znshinesolar | ZXM6-NHLDD144 455W |  | 0.455 | 1023 | 61 | 1 |  | Fixed | Roof
NJCERE1555054503 | Community Solar Energy Program | DELRAN | 8075 | 904.54 | Commercial | Community Solar | Yes | Solar Landscape LLC | PSE&G | Accepted | 2023-11-28 | 2023-12-21 | 2026-09-21 | Solar Panels | Znshinesolar | ZXM6-NHLDD144 455W |  | 0.455 | 95 | 327 | 1 |  | Fixed | Roof
NJCERE1555054503 | Community Solar Energy Program | DELRAN | 8075 | 904.54 | Commercial | Community Solar | Yes | Solar Landscape LLC | PSE&G | Accepted | 2023-11-28 | 2023-12-21 | 2026-09-21 | Solar Panels | Znshinesolar | ZXM6-NHLDD144 455W |  | 0.455 | 312 | 57 | 1 |  | Fixed | Roof
NJCERE1555054503 | Community Solar Energy Program | DELRAN | 8075 | 904.54 | Commercial | Community Solar | Yes | Solar Landscape LLC | PSE&G | Accepted | 2023-11-28 | 2023-12-21 | 2026-09-21 | Solar Panels | Znshinesolar | ZXM6-NHLDD144 455W |  | 0.455 | 255 | 59 | 1 |  | Fixed | Roof
NJCERE1555054503 | Community Solar Energy Program | DELRAN | 8075 | 904.54 | Commercial | Community Solar | Yes | Solar Landscape LLC | PSE&G | Accepted | 2023-11-28 | 2023-12-21 | 2026-09-21 | Solar Panels | Znshinesolar | ZXM6-NHLDD144 455W |  | 0.455 | 243 | 237 | 1 |  | Fixed | Roof
NJCERE1555054503 | Community Solar Energy Program | DELRAN | 8075 | 904.54 | Commercial | Community Solar | Yes | Solar Landscape LLC | PSE&G | Accepted | 2023-11-28 | 2023-12-21 | 2026-09-21 | Solar Panels | Znshinesolar | ZXM6-NHLDD144 455W |  | 0.455 | 60 | 146 | 1 |  | Fixed | Roof
NJCERE1555054530 | Community Solar Energy Program | EGG HARBOR TOWNSHIP | 8234 | 385.92 | Commercial | Community Solar | Yes | Solar Landscape LLC | AC Electric | Accepted | 2023-11-27 | 2023-12-07 | 2026-09-07 | Solar Panels | Hanwha | Q.PEAK DUO XL-10.3 / BFG 480W |  | 0.48 | 432 | 119 | 1 |  | Fixed | Roof
NJCERE1555054530 | Community Solar Energy Program | EGG HARBOR TOWNSHIP | 8234 | 385.92 | Commercial | Community Solar | Yes | Solar Landscape LLC | AC Electric | Accepted | 2023-11-27 | 2023-12-07 | 2026-09-07 | Solar Panels | Hanwha | Q.PEAK DUO XL-10.3 / BFG 480W |  | 0.48 | 372 | 299 | 1 |  | Fixed | Roof
NJCERE1555054530 | Community Solar Energy Program | EGG HARBOR TOWNSHIP | 8234 | 385.92 | Commercial | Community Solar | Yes | Solar Landscape LLC | AC Electric | Accepted | 2023-11-27 | 2023-12-07 | 2026-09-07 | Inverters | Solar Edge | SE100KUS | 100000 |  | 3 |  |  | 0.985 |  | Outdoor
NJCERE1555054538 | Community Solar Energy Program | MARLTON | 8053 | 999.84 | Commercial | Community Solar | Yes | Solar Landscape LLC | PSE&G | Accepted | 2023-11-28 | 2023-12-21 | 2026-09-21 | Inverters | SolarEdge | SE120KUS | 120000 |  | 6 |  |  | 0.985 |  | Outdoor
NJCERE1555054538 | Community Solar Energy Program | MARLTON | 8053 | 999.84 | Commercial | Community Solar | Yes | Solar Landscape LLC | PSE&G | Accepted | 2023-11-28 | 2023-12-21 | 2026-09-21 | Solar Panels | Hanwha | Q.Peak Duo XL-10.3/BFG |  | 0.48 | 1497 | 152 | 5 |  | Fixed | Roof
NJCERE1555054538 | Community Solar Energy Program | MARLTON | 8053 | 999.84 | Commercial | Community Solar | Yes | Solar Landscape LLC | PSE&G | Accepted | 2023-11-28 | 2023-12-21 | 2026-09-21 | Solar Panels | Hanwha | Q.Peak Duo XL-10.3/BFG |  | 0.48 | 586 | 192 | 5 |  | Fixed | Roof
NJCERE1555054558 | Community Solar Energy Program | CHERRY HILL | 8003 | 496.32 | Commercial | Community Solar | Yes | Solar Landscape, LLC | PSE&G | Accepted | 2023-11-27 | 2023-12-21 | 2026-09-21 | Inverters | SolarEdge | SE120KUS | 120000 |  | 3 |  |  | 0.985 |  | Outdoor
NJCERE1555054558 | Community Solar Energy Program | CHERRY HILL | 8003 | 496.32 | Commercial | Community Solar | Yes | Solar Landscape, LLC | PSE&G | Accepted | 2023-11-27 | 2023-12-21 | 2026-09-21 | Solar Panels | Hanwha | Q.Peak Duo XL-10.3/BFG |  | 0.48 | 1034 | 186 | 5 |  | Fixed | Roof
NJCERE1555054563 | Community Solar Energy Program | Evesham | 8053 | 996.84 | Commercial | Community Solar | Yes | AC Power, LLC | AC Electric | Accepted | 2023-11-27 | 2024-04-12 | 2027-07-12 | Solar Panels | Hanwha Q.Cells | Q.Peak DUO XL-G11.3/BFG |  | 0.585 | 1704 | 180 | 15 |  | Fixed | Ground
NJCERE1555054563 | Community Solar Energy Program | Evesham | 8053 | 996.84 | Commercial | Community Solar | Yes | AC Power, LLC | AC Electric | Accepted | 2023-11-27 | 2024-04-12 | 2027-07-12 | Inverters | SMA America | Sunny Highpower Peak3 | 125 |  | 6 |  |  | 0.985 |  | Outdoor
NJCERE1555054565 | Community Solar Energy Program | CHERRY HILL | 8003 | 656.16 | Commercial | Community Solar | Yes | Solar Landscape LLC | PSE&G | Accepted | 2023-11-27 | 2023-12-21 | 2026-09-21 | Inverters | SolarEdge | SE120KUS | 120000 |  | 4 |  |  | 0.985 |  | Outdoor
NJCERE1555054565 | Community Solar Energy Program | CHERRY HILL | 8003 | 656.16 | Commercial | Community Solar | Yes | Solar Landscape LLC | PSE&G | Accepted | 2023-11-27 | 2023-12-21 | 2026-09-21 | Solar Panels | Hanwha | Q.Peak Duo XL-10.3/BFG |  | 0.48 | 1367 | 186 | 5 |  | Fixed | Roof
NJCERE1555054571 | Community Solar Energy Program | CHERRY HILL | 8003 | 334.56 | Commercial | Community Solar | Yes | Solar Landscape LLC | PSE&G | Accepted | 2023-11-27 | 2023-12-21 | 2026-09-21 | Inverters | SolarEdge | SE120KUS | 120000 |  | 2 |  |  | 0.985 |  | Outdoor
NJCERE1555054571 | Community Solar Energy Program | CHERRY HILL | 8003 | 334.56 | Commercial | Community Solar | Yes | Solar Landscape LLC | PSE&G | Accepted | 2023-11-27 | 2023-12-21 | 2026-09-21 | Solar Panels | Hanwha | Q.Peak Duo XL-10.3/BFG |  | 0.48 | 697 | 186 | 5 |  | Fixed | Roof
NJCERE1555054572 | Community Solar Energy Program | ELIZABETH | 7201 | 1516.8 | Commercial | Community Solar | Yes | Solar Landscape, LLC | PSE&G | Accepted | 2023-11-28 | 2023-12-14 | 2026-09-14 | Solar Panels | Hanwha | Q.PEAK DUO XL-10.3 / BFG 480W |  | 0.48 | 3160 | 208 | 5 |  | Fixed | Roof
NJCERE1555054572 | Community Solar Energy Program | ELIZABETH | 7201 | 1516.8 | Commercial | Community Solar | Yes | Solar Landscape, LLC | PSE&G | Accepted | 2023-11-28 | 2023-12-14 | 2026-09-14 | Inverters | SolarEdge | SE120KUS | 120000 |  | 10 |  |  | 0.985 |  | Outdoor
NJCERE1555054574 | Community Solar Energy Program | MOONACHIE | 7074 | 483.36 | Commercial | Community Solar | Yes | Solar Landscape LLC | PSE&G | Accepted | 2023-11-27 | 2023-12-21 | 2026-09-21 | Solar Panels | Hanwha | Q.PEAK DUO XL-10.3 / BFG 480W |  | 0.48 | 441 | 23.45 | 1 |  | Fixed | Roof
NJCERE1555054574 | Community Solar Energy Program | MOONACHIE | 7074 | 483.36 | Commercial | Community Solar | Yes | Solar Landscape LLC | PSE&G | Accepted | 2023-11-27 | 2023-12-21 | 2026-09-21 | Inverters | SolarEdge | SE120KUS | 120000 |  | 3 |  |  | 0.985 |  | Outdoor
NJCERE1555054574 | Community Solar Energy Program | MOONACHIE | 7074 | 483.36 | Commercial | Community Solar | Yes | Solar Landscape LLC | PSE&G | Accepted | 2023-11-27 | 2023-12-21 | 2026-09-21 | Solar Panels | Hanwha | Q.PEAK DUO XL-10.3 / BFG 480W |  | 0.48 | 566 | 203 | 1 |  | Fixed | Roof
NJCERE1555054580 | Community Solar Energy Program | CRANFORD | 7016 | 811.68 | Commercial | Community Solar | Yes | Solar Landscape LLC | PSE&G | Accepted | 2023-11-27 | 2023-12-21 | 2026-09-21 | Inverters | Solar Edge | SE120KUS | 120000 |  | 5 |  |  | 0.985 |  | Outdoor
NJCERE1555054580 | Community Solar Energy Program | CRANFORD | 7016 | 811.68 | Commercial | Community Solar | Yes | Solar Landscape LLC | PSE&G | Accepted | 2023-11-27 | 2023-12-21 | 2026-09-21 | Solar Panels | Hanwha | Q.PEAK DUO XL-10.3 / BFG 480W |  | 0.48 | 1178 | 170 | 1 |  | Fixed | Roof
NJCERE1555054580 | Community Solar Energy Program | CRANFORD | 7016 | 811.68 | Commercial | Community Solar | Yes | Solar Landscape LLC | PSE&G | Accepted | 2023-11-27 | 2023-12-21 | 2026-09-21 | Solar Panels | Hanwha | Q.PEAK DUO XL-10.3 / BFG 480W |  | 0.48 | 513 | 170 | 5 |  | Fixed | Roof
NJCERE1555054591 | Community Solar Energy Program | MAPLE SHADE | 8052 | 960.05 | Commercial | Community Solar | Yes | Solar Landscape LLC | PSE&G | Accepted | 2023-11-27 | 2023-12-21 | 2026-09-21 | Inverters | SolarEdge | SE120KUS | 120000 |  | 7 |  |  | 0.985 |  | Outdoor
NJCERE1555054591 | Community Solar Energy Program | MAPLE SHADE | 8052 | 960.05 | Commercial | Community Solar | Yes | Solar Landscape LLC | PSE&G | Accepted | 2023-11-27 | 2023-12-21 | 2026-09-21 | Solar Panels | Znshinesolar | ZXM6-NHLDD144 455W |  | 0.455 | 84 | 310 | 1 |  | Fixed | Roof
NJCERE1555054591 | Community Solar Energy Program | MAPLE SHADE | 8052 | 960.05 | Commercial | Community Solar | Yes | Solar Landscape LLC | PSE&G | Accepted | 2023-11-27 | 2023-12-21 | 2026-09-21 | Solar Panels | SolarEdge | ZXM6-NHLDD144 455W |  | 0.455 | 309 | 220 | 1 |  | Fixed | Roof
NJCERE1555054591 | Community Solar Energy Program | MAPLE SHADE | 8052 | 960.05 | Commercial | Community Solar | Yes | Solar Landscape LLC | PSE&G | Accepted | 2023-11-27 | 2023-12-21 | 2026-09-21 | Solar Panels | Znshinesolar | ZXM6-NHLDD144 455W |  | 0.455 | 1688 | 265 | 1 |  | Fixed | Roof
NJCERE1555054591 | Community Solar Energy Program | MAPLE SHADE | 8052 | 960.05 | Commercial | Community Solar | Yes | Solar Landscape LLC | PSE&G | Accepted | 2023-11-27 | 2023-12-21 | 2026-09-21 | Solar Panels | Znshinesolar | ZXM6-NHLDD144 455W |  | 0.455 | 29 | 355 | 1 |  | Fixed | Roof
NJCERE1555054594 | Community Solar Energy Program | CHERRY HILL | 8003 | 340.8 | Commercial | Community Solar | Yes | Solar Landscape LLC | PSE&G | Accepted | 2023-11-27 | 2023-12-21 | 2026-09-21 | Solar Panels | Hanwha | Q.Peak Duo XL-10.3/BFG |  | 0.48 | 710 | 186 | 5 |  | Fixed | Roof
NJCERE1555054594 | Community Solar Energy Program | CHERRY HILL | 8003 | 340.8 | Commercial | Community Solar | Yes | Solar Landscape LLC | PSE&G | Accepted | 2023-11-27 | 2023-12-21 | 2026-09-21 | Inverters | SolarEdge | SE120KUS | 120000 |  | 2 |  |  | 0.985 |  | Outdoor
NJCERE1555054600 | Community Solar Energy Program | VOORHEES | 8043 | 629.72 | Commercial | Community Solar | Yes | Solar Landscape LLC | PSE&G | Accepted | 2023-11-27 | 2023-12-21 | 2026-09-21 | Inverters | SolarEdge | SE120KUS | 120000 |  | 5 |  |  | 0.985 |  | Outdoor
NJCERE1555054600 | Community Solar Energy Program | VOORHEES | 8043 | 629.72 | Commercial | Community Solar | Yes | Solar Landscape LLC | PSE&G | Accepted | 2023-11-27 | 2023-12-21 | 2026-09-21 | Solar Panels | Znshinesolar | ZXM6-NHLDD144 455W |  | 0.455 | 687 | 319 | 2 |  | Fixed | Roof
NJCERE1555054600 | Community Solar Energy Program | VOORHEES | 8043 | 629.72 | Commercial | Community Solar | Yes | Solar Landscape LLC | PSE&G | Accepted | 2023-11-27 | 2023-12-21 | 2026-09-21 | Solar Panels | Znshinesolar | ZXM6-NHLDD144 455W |  | 0.455 | 329 | 139 | 2 |  | Fixed | Roof
NJCERE1555054600 | Community Solar Energy Program | VOORHEES | 8043 | 629.72 | Commercial | Community Solar | Yes | Solar Landscape LLC | PSE&G | Accepted | 2023-11-27 | 2023-12-21 | 2026-09-21 | Solar Panels | Znshinesolar | ZXM6-NHLDD144 455W |  | 0.455 | 177 | 41 | 2 |  | Fixed | Roof
NJCERE1555054600 | Community Solar Energy Program | VOORHEES | 8043 | 629.72 | Commercial | Community Solar | Yes | Solar Landscape LLC | PSE&G | Accepted | 2023-11-27 | 2023-12-21 | 2026-09-21 | Solar Panels | Znshinesolar | ZXM6-NHLDD144 455W |  | 0.455 | 23 | 229 | 23 |  | Fixed | Roof
NJCERE1555054600 | Community Solar Energy Program | VOORHEES | 8043 | 629.72 | Commercial | Community Solar | Yes | Solar Landscape LLC | PSE&G | Accepted | 2023-11-27 | 2023-12-21 | 2026-09-21 | Solar Panels | Znshinesolar | ZXM6-NHLDD144 455W |  | 0.455 | 133 | 229 | 2 |  | Fixed | Roof
NJCERE1555054600 | Community Solar Energy Program | VOORHEES | 8043 | 629.72 | Commercial | Community Solar | Yes | Solar Landscape LLC | PSE&G | Accepted | 2023-11-27 | 2023-12-21 | 2026-09-21 | Solar Panels | Znshinesolar | ZXM6-NHLDD144 455W |  | 0.455 | 15 | 49 | 23 |  | Fixed | Roof
NJCERE1555054600 | Community Solar Energy Program | VOORHEES | 8043 | 629.72 | Commercial | Community Solar | Yes | Solar Landscape LLC | PSE&G | Accepted | 2023-11-27 | 2023-12-21 | 2026-09-21 | Solar Panels | Znshinesolar | ZXM6-NHLDD144 455W |  | 0.455 | 20 | 138 | 26 |  | Fixed | Roof
NJCERE1555054603 | Community Solar Energy Program | TRENTON | 8610 | 604.32 | Commercial | Community Solar | Yes | Solar Landscape LLC | PSE&G | Accepted | 2023-11-27 | 2023-12-22 | 2026-09-22 | Solar Panels | Hanwha | Q.PEAK DUO XL-10.3 / BFG 480W |  | 0.48 | 432 | 279 | 1 |  | Fixed | Roof
NJCERE1555054603 | Community Solar Energy Program | TRENTON | 8610 | 604.32 | Commercial | Community Solar | Yes | Solar Landscape LLC | PSE&G | Accepted | 2023-11-27 | 2023-12-22 | 2026-09-22 | Solar Panels | Hanwha | Q.PEAK DUO XL-10.3 / BFG 480W |  | 0.48 | 225 | 189 | 1 |  | Fixed | Roof
NJCERE1555054603 | Community Solar Energy Program | TRENTON | 8610 | 604.32 | Commercial | Community Solar | Yes | Solar Landscape LLC | PSE&G | Accepted | 2023-11-27 | 2023-12-22 | 2026-09-22 | Solar Panels | Hanwha | Q.PEAK DUO XL-10.3 / BFG 480W |  | 0.48 | 602 | 99 | 1 |  | Fixed | Roof
NJCERE1555054603 | Community Solar Energy Program | TRENTON | 8610 | 604.32 | Commercial | Community Solar | Yes | Solar Landscape LLC | PSE&G | Accepted | 2023-11-27 | 2023-12-22 | 2026-09-22 | Inverters | Solar Edge | SE120KUS | 120000 |  | 4 |  |  | 0.985 |  | Outdoor
NJCERE1555054605 | Community Solar Energy Program | CHERRY HILL | 8003 | 504 | Commercial | Community Solar | Yes | Solar Landscape LLC | PSE&G | Accepted | 2023-11-27 | 2023-12-21 | 2026-09-21 | Inverters | SolarEdge | SE120KUS | 120000 |  | 3 |  |  | 0.985 |  | Outdoor
NJCERE1555054605 | Community Solar Energy Program | CHERRY HILL | 8003 | 504 | Commercial | Community Solar | Yes | Solar Landscape LLC | PSE&G | Accepted | 2023-11-27 | 2023-12-21 | 2026-09-21 | Solar Panels | Hanwha | Q.Peak Duo XL-10.3/BFG |  | 0.48 | 1050 | 186 | 5 |  | Fixed | Roof
NJCERE1555054611 | Community Solar Energy Program | CHERRY HILL | 8003 | 671.04 | Commercial | Community Solar | Yes | Solar Landscape LLC | PSE&G | Accepted | 2023-11-27 | 2023-12-21 | 2026-09-21 | Inverters | SolarEdge | SE120KUS | 120000 |  | 4 |  |  | 0.985 |  | Outdoor
NJCERE1555054611 | Community Solar Energy Program | CHERRY HILL | 8003 | 671.04 | Commercial | Community Solar | Yes | Solar Landscape LLC | PSE&G | Accepted | 2023-11-27 | 2023-12-21 | 2026-09-21 | Solar Panels | Hanwha | Q.Peak Duo XL-10.3/BFG |  | 0.48 | 1398 | 186 | 5 |  | Fixed | Roof
NJCERE1555054616 | Community Solar Energy Program | FREEHOLD | 7728 | 768.96 | Commercial | Community Solar | Yes | Solar Landscape LLC | JCP&L | Accepted | 2023-11-27 | 2023-12-08 | 2026-09-08 | Inverters | Solar Edge | SE120KUS | 120000 |  | 5 |  |  | 0.985 |  | Outdoor
NJCERE1555054616 | Community Solar Energy Program | FREEHOLD | 7728 | 768.96 | Commercial | Community Solar | Yes | Solar Landscape LLC | JCP&L | Accepted | 2023-11-27 | 2023-12-08 | 2026-09-08 | Solar Panels | Hanwha | Q.PEAK DUO XL-10.3 / BFG 480W |  | 0.48 | 752 | 261 | 1 |  | Fixed | Roof
NJCERE1555054616 | Community Solar Energy Program | FREEHOLD | 7728 | 768.96 | Commercial | Community Solar | Yes | Solar Landscape LLC | JCP&L | Accepted | 2023-11-27 | 2023-12-08 | 2026-09-08 | Solar Panels | Hanwha | Q.PEAK DUO XL-10.3 / BFG 480W |  | 0.48 | 850 | 81 | 1 |  | Fixed | Roof
NJCERE1555054620 | Community Solar Energy Program | EGG HARBOR TOWNSHIP | 8234 | 544.32 | Commercial | Community Solar | Yes | Solar Landscape LLC | AC Electric | Accepted | 2023-11-27 | 2023-12-07 | 2026-09-07 | Inverters | SolarEdge | SE100KUS | 120000 |  | 4 |  |  | 0.985 |  | Outdoor
NJCERE1555054620 | Community Solar Energy Program | EGG HARBOR TOWNSHIP | 8234 | 544.32 | Commercial | Community Solar | Yes | Solar Landscape LLC | AC Electric | Accepted | 2023-11-27 | 2023-12-07 | 2026-09-07 | Solar Panels | Hanwha | Q.Peak Duo XL-10.3/BFG |  | 0.48 | 11 | 78.1 | 15 |  | Fixed | Roof
NJCERE1555054620 | Community Solar Energy Program | EGG HARBOR TOWNSHIP | 8234 | 544.32 | Commercial | Community Solar | Yes | Solar Landscape LLC | AC Electric | Accepted | 2023-11-27 | 2023-12-07 | 2026-09-07 | Solar Panels | Hanwha | Q.Peak Duo XL-10.3/BFG |  | 0.48 | 15 | 258.1 | 15 |  | Fixed | Roof
NJCERE1555054620 | Community Solar Energy Program | EGG HARBOR TOWNSHIP | 8234 | 544.32 | Commercial | Community Solar | Yes | Solar Landscape LLC | AC Electric | Accepted | 2023-11-27 | 2023-12-07 | 2026-09-07 | Solar Panels | Hanwha | Q.Peak Duo XL-10.3/BFG |  | 0.48 | 51 | 78.5 | 10 |  | Fixed | Roof
NJCERE1555054620 | Community Solar Energy Program | EGG HARBOR TOWNSHIP | 8234 | 544.32 | Commercial | Community Solar | Yes | Solar Landscape LLC | AC Electric | Accepted | 2023-11-27 | 2023-12-07 | 2026-09-07 | Solar Panels | Hanwha | Q.Peak Duo XL-10.3/BFG |  | 0.48 | 55 | 258.5 | 10 |  | Fixed | Roof
NJCERE1555054620 | Community Solar Energy Program | EGG HARBOR TOWNSHIP | 8234 | 544.32 | Commercial | Community Solar | Yes | Solar Landscape LLC | AC Electric | Accepted | 2023-11-27 | 2023-12-07 | 2026-09-07 | Solar Panels | Hanwha | Q.Peak Duo XL-10.3/BFG |  | 0.48 | 292 | 168 | 10 |  | Fixed | Roof
NJCERE1555054620 | Community Solar Energy Program | EGG HARBOR TOWNSHIP | 8234 | 544.32 | Commercial | Community Solar | Yes | Solar Landscape LLC | AC Electric | Accepted | 2023-11-27 | 2023-12-07 | 2026-09-07 | Solar Panels | Hanwha | Q.Peak Duo XL-10.3/BFG |  | 0.48 | 254 | 348 | 8 |  | Fixed | Roof
NJCERE1555054620 | Community Solar Energy Program | EGG HARBOR TOWNSHIP | 8234 | 544.32 | Commercial | Community Solar | Yes | Solar Landscape LLC | AC Electric | Accepted | 2023-11-27 | 2023-12-07 | 2026-09-07 | Solar Panels | Hanwha | Q.Peak Duo XL-10.3/BFG |  | 0.48 | 404 | 238 | 2 |  | Fixed | Roof
NJCERE1555054620 | Community Solar Energy Program | EGG HARBOR TOWNSHIP | 8234 | 544.32 | Commercial | Community Solar | Yes | Solar Landscape LLC | AC Electric | Accepted | 2023-11-27 | 2023-12-07 | 2026-09-07 | Solar Panels | Hanwha | Q.Peak Duo XL-10.3/BFG |  | 0.48 | 26 | 147 | 1 |  | Fixed | Roof
NJCERE1555054620 | Community Solar Energy Program | EGG HARBOR TOWNSHIP | 8234 | 544.32 | Commercial | Community Solar | Yes | Solar Landscape LLC | AC Electric | Accepted | 2023-11-27 | 2023-12-07 | 2026-09-07 | Solar Panels | Hanwha | Q.Peak Duo XL-10.3/BFG |  | 0.48 | 26 | 327 | 2 |  | Fixed | Roof
NJCERE1555054639 | Community Solar Energy Program | LOGAN TOWNSHIP | 8085 | 437.28 | Commercial | Community Solar | Yes | Solar Landscape LLC | AC Electric | Accepted | 2023-11-27 | 2023-12-11 | 2026-09-11 | Inverters | SolarEdge | SE120KUS | 120000 |  | 3 |  |  | 0.985 |  | Outdoor
NJCERE1555054639 | Community Solar Energy Program | LOGAN TOWNSHIP | 8085 | 437.28 | Commercial | Community Solar | Yes | Solar Landscape LLC | AC Electric | Accepted | 2023-11-27 | 2023-12-11 | 2026-09-11 | Solar Panels | Hanwha | Q.PEAK DUO XL-10.3 / BFG 480W |  | 0.48 | 911 | 135 | 5 |  | Fixed | Roof
NJCERE1555054648 | Community Solar Energy Program | UNION | 8809 | 335.34 | Commercial | Community Solar | Yes | G&S Operations LLC | JCP&L | Accepted | 2023-11-27 | 2023-12-12 | 2026-09-12 | Inverters | SolarEdge | SE120KUS | 240000 |  | 2 |  |  | 0.981 |  | Outdoor
NJCERE1555054648 | Community Solar Energy Program | UNION | 8809 | 335.34 | Commercial | Community Solar | Yes | G&S Operations LLC | JCP&L | Accepted | 2023-11-27 | 2023-12-12 | 2026-09-12 | Meters | Elkor | Watts-On Mark II |  |  | 1 |  |  |  | Yes
NJCERE1555054648 | Community Solar Energy Program | UNION | 8809 | 335.34 | Commercial | Community Solar | Yes | G&S Operations LLC | JCP&L | Accepted | 2023-11-27 | 2023-12-12 | 2026-09-12 | Solar Panels | Waaree | BI-55-540 |  | 0.54 | 621 | 173 | 10 |  | Fixed | Roof
NJCERE1555054661 | Community Solar Energy Program | BAYVILLE | 8721 | 938.21 | Commercial | Community Solar | Yes | Solar Landscape LLC | JCP&L | Accepted | 2023-11-27 | 2023-12-07 | 2026-09-07 | Inverters | SolarEdge | SE120KUS | 120000 |  | 7 |  |  | 0.985 |  | Outdoor
NJCERE1555054661 | Community Solar Energy Program | BAYVILLE | 8721 | 938.21 | Commercial | Community Solar | Yes | Solar Landscape LLC | JCP&L | Accepted | 2023-11-27 | 2023-12-07 | 2026-09-07 | Solar Panels | Znshinesolar | ZXM6-NHLDD144 455W |  | 0.455 | 1214 | 109 | 1 |  | Fixed | Roof
NJCERE1555054661 | Community Solar Energy Program | BAYVILLE | 8721 | 938.21 | Commercial | Community Solar | Yes | Solar Landscape LLC | JCP&L | Accepted | 2023-11-27 | 2023-12-07 | 2026-09-07 | Solar Panels | Znshinesolar | ZXM6-NHLDD144 455W |  | 0.455 | 848 | 289 | 0 |  | Fixed | Roof
NJCERE1555063365 | Community Solar Energy Program | MARLTON | 8053 | 455 | Commercial | Community Solar | Yes | Solar Landscape, LLC | AC Electric | Accepted | 2023-11-27 | 2023-12-11 | 2026-09-11 | Inverters | SolarEdge | SE100KUS | 100000 |  | 4 |  |  | 0.985 |  | Outdoor
NJCERE1555063365 | Community Solar Energy Program | MARLTON | 8053 | 455 | Commercial | Community Solar | Yes | Solar Landscape, LLC | AC Electric | Accepted | 2023-11-27 | 2023-12-11 | 2026-09-11 | Solar Panels | Znshinesolar | ZXM6-NHLDD144 455W |  | 0.455 | 98 | 89.5 | 2 |  | Fixed | Roof
NJCERE1555063365 | Community Solar Energy Program | MARLTON | 8053 | 455 | Commercial | Community Solar | Yes | Solar Landscape, LLC | AC Electric | Accepted | 2023-11-27 | 2023-12-11 | 2026-09-11 | Solar Panels | Znshinesolar | ZXM6-NHLDD144 455W |  | 0.455 | 114 | 269.5 | 2 |  | Fixed | Roof
NJCERE1555063365 | Community Solar Energy Program | MARLTON | 8053 | 455 | Commercial | Community Solar | Yes | Solar Landscape, LLC | AC Electric | Accepted | 2023-11-27 | 2023-12-11 | 2026-09-11 | Solar Panels | Znshinesolar | ZXM6-NHLDD144 455W |  | 0.455 | 25 | 178.9 | 27 |  | Fixed | Roof
NJCERE1555063365 | Community Solar Energy Program | MARLTON | 8053 | 455 | Commercial | Community Solar | Yes | Solar Landscape, LLC | AC Electric | Accepted | 2023-11-27 | 2023-12-11 | 2026-09-11 | Solar Panels | Znshinesolar | ZXM6-NHLDD144 455W |  | 0.455 | 14 | 0.2 | 27 |  | Fixed | Roof
NJCERE1555063365 | Community Solar Energy Program | MARLTON | 8053 | 455 | Commercial | Community Solar | Yes | Solar Landscape, LLC | AC Electric | Accepted | 2023-11-27 | 2023-12-11 | 2026-09-11 | Solar Panels | Znshinesolar | ZXM6-NHLDD144 455W |  | 0.455 | 749 | 89.5 | 3 |  | Fixed | Roof
NJCERE1555063392 | Community Solar Energy Program | BRICK | 8724 | 925.47 | Commercial | Community Solar | Yes | Solar Landscape LLC | JCP&L | Accepted | 2023-11-27 | 2023-12-08 | 2026-09-08 | Inverters | SolarEdge | SE120KUS | 120000 |  | 6 |  |  | 0.985 |  | Outdoor
NJCERE1555063392 | Community Solar Energy Program | BRICK | 8724 | 925.47 | Commercial | Community Solar | Yes | Solar Landscape LLC | JCP&L | Accepted | 2023-11-27 | 2023-12-08 | 2026-09-08 | Inverters | SolarEdge | SE80KUS | 80000 |  | 1 |  |  | 0.985 |  | Outdoor
NJCERE1555063392 | Community Solar Energy Program | BRICK | 8724 | 925.47 | Commercial | Community Solar | Yes | Solar Landscape LLC | JCP&L | Accepted | 2023-11-27 | 2023-12-08 | 2026-09-08 | Solar Panels | Znshinesolar | ZXM6-NHLDD144 455W |  | 0.455 | 1960 | 250 | 1 |  | Fixed | Roof
NJCERE1555063392 | Community Solar Energy Program | BRICK | 8724 | 925.47 | Commercial | Community Solar | Yes | Solar Landscape LLC | JCP&L | Accepted | 2023-11-27 | 2023-12-08 | 2026-09-08 | Solar Panels | Znshinesolar | ZXM6-NHLDD144 455W |  | 0.455 | 36 | 70 | 14 |  | Fixed | Roof
NJCERE1555063392 | Community Solar Energy Program | BRICK | 8724 | 925.47 | Commercial | Community Solar | Yes | Solar Landscape LLC | JCP&L | Accepted | 2023-11-27 | 2023-12-08 | 2026-09-08 | Solar Panels | Znshinesolar | ZXM6-NHLDD144 455W |  | 0.455 | 38 | 250 | 14 |  | Fixed | Roof
NJCERE1555072956 | Community Solar Energy Program | Mahwah | 7430 | 273.78 | Commercial | Community Solar | Yes | G&S Operations LLC | RECO | Accepted | 2023-11-28 | 2023-12-14 | 2026-09-14 | Inverters | SolarEdge | SE120KUS | 120000 |  | 1 |  |  | 0.985 |  | Outdoor
NJCERE1555072956 | Community Solar Energy Program | Mahwah | 7430 | 273.78 | Commercial | Community Solar | Yes | G&S Operations LLC | RECO | Accepted | 2023-11-28 | 2023-12-14 | 2026-09-14 | Inverters | SolarEdge | SE80KUS | 80000 |  | 1 |  |  | 0.985 |  | Outdoor
NJCERE1555072956 | Community Solar Energy Program | Mahwah | 7430 | 273.78 | Commercial | Community Solar | Yes | G&S Operations LLC | RECO | Accepted | 2023-11-28 | 2023-12-14 | 2026-09-14 | Meters | Elkor | Watts-On Mark II |  |  | 1 |  |  |  | Yes
NJCERE1555072956 | Community Solar Energy Program | Mahwah | 7430 | 273.78 | Commercial | Community Solar | Yes | G&S Operations LLC | RECO | Accepted | 2023-11-28 | 2023-12-14 | 2026-09-14 | Solar Panels | Waaree | BI-55-540 |  | 0.54 | 507 | 260 | 10 |  | Fixed | Roof
NJCERE1555074154 | Community Solar Energy Program | MORGANVILLE | 7751 | 378.8 | Commercial | Community Solar | No | American Renewables Construction | JCP&L | Accepted | 2023-11-28 | 2024-01-12 | 2026-10-12 | Solar Panels | VSUN Solar | Vsun VSUN400-108BMH |  | 0.4 | 88 | 155 | 2 |  | Fixed | Roof
NJCERE1555074154 | Community Solar Energy Program | MORGANVILLE | 7751 | 378.8 | Commercial | Community Solar | No | American Renewables Construction | JCP&L | Accepted | 2023-11-28 | 2024-01-12 | 2026-10-12 | Solar Panels | VSUN Solar | Vsun VSUN400-108BMH |  | 0.4 | 68 | 155 | 3 |  | Fixed | Roof
NJCERE1555074154 | Community Solar Energy Program | MORGANVILLE | 7751 | 378.8 | Commercial | Community Solar | No | American Renewables Construction | JCP&L | Accepted | 2023-11-28 | 2024-01-12 | 2026-10-12 | Solar Panels | VSUN Solar | Vsun VSUN400-108BMH |  | 0.4 | 58 | 155 | 2 |  | Fixed | Roof
NJCERE1555074154 | Community Solar Energy Program | MORGANVILLE | 7751 | 378.8 | Commercial | Community Solar | No | American Renewables Construction | JCP&L | Accepted | 2023-11-28 | 2024-01-12 | 2026-10-12 | Solar Panels | VSUN Solar | Vsun VSUN400-108BMH |  | 0.4 | 124 | 155 | 3 |  | Fixed | Roof
NJCERE1555074154 | Community Solar Energy Program | MORGANVILLE | 7751 | 378.8 | Commercial | Community Solar | No | American Renewables Construction | JCP&L | Accepted | 2023-11-28 | 2024-01-12 | 2026-10-12 | Solar Panels | VSUN Solar | Vsun VSUN400-108BMH |  | 0.4 | 435 | 155 | 2 |  | Fixed | Roof
NJCERE1555074154 | Community Solar Energy Program | MORGANVILLE | 7751 | 378.8 | Commercial | Community Solar | No | American Renewables Construction | JCP&L | Accepted | 2023-11-28 | 2024-01-12 | 2026-10-12 | Solar Panels | VSUN Solar | Vsun VSUN400-108BMH |  | 0.4 | 60 | 155 | 3 |  | Fixed | Roof
NJCERE1555074154 | Community Solar Energy Program | MORGANVILLE | 7751 | 378.8 | Commercial | Community Solar | No | American Renewables Construction | JCP&L | Accepted | 2023-11-28 | 2024-01-12 | 2026-10-12 | Solar Panels | VSUN Solar | Vsun VSUN400-108BMH |  | 0.4 | 114 | 155 | 1 |  | Fixed | Roof
NJCERE1555074154 | Community Solar Energy Program | MORGANVILLE | 7751 | 378.8 | Commercial | Community Solar | No | American Renewables Construction | JCP&L | Accepted | 2023-11-28 | 2024-01-12 | 2026-10-12 | Inverters | CPS | CPS SCA50KTL-DO/US-480 | 50000 |  | 6 |  |  | 0.988 |  | Outdoor
NJCERE1555074161 | Community Solar Energy Program | MORRIS PLAINS | 7950 | 274 | Commercial | Community Solar | No | American Renewables Construction | JCP&L | Accepted | 2023-11-28 | 2024-01-12 | 2026-10-12 | Solar Panels | VSUN Solar | Vsun VSUN400-108BMH |  | 0.4 | 300 | 155 | 2 |  | Fixed | Roof
NJCERE1555074161 | Community Solar Energy Program | MORRIS PLAINS | 7950 | 274 | Commercial | Community Solar | No | American Renewables Construction | JCP&L | Accepted | 2023-11-28 | 2024-01-12 | 2026-10-12 | Solar Panels | VSUN Solar | Vsun VSUN400-108BMH |  | 0.4 | 168 | 155 | 3 |  | Fixed | Roof
NJCERE1555074161 | Community Solar Energy Program | MORRIS PLAINS | 7950 | 274 | Commercial | Community Solar | No | American Renewables Construction | JCP&L | Accepted | 2023-11-28 | 2024-01-12 | 2026-10-12 | Solar Panels | VSUN Solar | Vsun VSUN400-108BMH |  | 0.4 | 217 | 155 | 3 |  | Fixed | Roof
NJCERE1555074161 | Community Solar Energy Program | MORRIS PLAINS | 7950 | 274 | Commercial | Community Solar | No | American Renewables Construction | JCP&L | Accepted | 2023-11-28 | 2024-01-12 | 2026-10-12 | Meters | Also Energy | PCL-400 | 1000000 |  | 1 |  |  |  | Yes | Outdoor
NJCERE1555074161 | Community Solar Energy Program | MORRIS PLAINS | 7950 | 274 | Commercial | Community Solar | No | American Renewables Construction | JCP&L | Accepted | 2023-11-28 | 2024-01-12 | 2026-10-12 | Inverters | CPS | CPS SCA50KTL-DO/US-480 | 50000 |  | 4 |  |  | 0.988 |  | Outdoor
NJCERE1555075452 | Community Solar Energy Program | MAHWAH | 7430 | 389.88 | Commercial | Community Solar | Yes | G&S Operations LLC | RECO | Accepted | 2023-11-28 | 2023-12-14 | 2026-09-14 | Inverters | SolarEdge | SE120KUS | 120000 |  | 3 |  |  | 0.985 |  | Outdoor
NJCERE1555075452 | Community Solar Energy Program | MAHWAH | 7430 | 389.88 | Commercial | Community Solar | Yes | G&S Operations LLC | RECO | Accepted | 2023-11-28 | 2023-12-14 | 2026-09-14 | Meters | Elkor | Watts-On Mark II |  |  | 1 |  |  |  | Yes
NJCERE1555075452 | Community Solar Energy Program | MAHWAH | 7430 | 389.88 | Commercial | Community Solar | Yes | G&S Operations LLC | RECO | Accepted | 2023-11-28 | 2023-12-14 | 2026-09-14 | Solar Panels | Waaree | BI-55-540 |  | 0.54 | 722 | 255 | 10 |  | Fixed | Roof
NJCERE1555078369 | Community Solar Energy Program | RIO GRANDE | 8242 | 482.22 | Commercial | Community Solar | Yes | G&S Operations LLC | AC Electric | Accepted | 2023-11-28 | 2023-12-07 | 2026-09-07 | Inverters | SolarEdge | SE120KUS | 120000 |  | 3 |  |  | 0.985 |  | Outdoor
NJCERE1555078369 | Community Solar Energy Program | RIO GRANDE | 8242 | 482.22 | Commercial | Community Solar | Yes | G&S Operations LLC | AC Electric | Accepted | 2023-11-28 | 2023-12-07 | 2026-09-07 | Meters | Elkor | Watts-On-Mark II |  |  | 1 |  |  |  | Yes
NJCERE1555078369 | Community Solar Energy Program | RIO GRANDE | 8242 | 482.22 | Commercial | Community Solar | Yes | G&S Operations LLC | AC Electric | Accepted | 2023-11-28 | 2023-12-07 | 2026-09-07 | Solar Panels | Waaree | BI-55-540 |  | 0.54 | 893 | 211 | 10 |  | Fixed | Roof
NJCERE1555085479 | Community Solar Energy Program | RIO GRANDE | 8242 | 999.54 | Commercial | Community Solar | Yes | G&S Operations LLC | AC Electric | Accepted | 2023-11-28 | 2023-12-07 | 2026-09-07 | Inverters | SolarEdge | SE120KUS | 120000 |  | 6 |  |  | 0.985 |  | Outdoor
NJCERE1555085479 | Community Solar Energy Program | RIO GRANDE | 8242 | 999.54 | Commercial | Community Solar | Yes | G&S Operations LLC | AC Electric | Accepted | 2023-11-28 | 2023-12-07 | 2026-09-07 | Meters | Elkor | Watts-On Mark II |  |  | 1 |  |  |  | Yes
NJCERE1555085479 | Community Solar Energy Program | RIO GRANDE | 8242 | 999.54 | Commercial | Community Solar | Yes | G&S Operations LLC | AC Electric | Accepted | 2023-11-28 | 2023-12-07 | 2026-09-07 | Solar Panels | Waaree | BI-55-540 |  | 0.54 | 1851 | 220 | 10 |  | Fixed | Roof
NJCERE1555085821 | Community Solar Energy Program | EAST HANOVER | 7936 | 344 | Commercial | Community Solar | No | American Renewables Construction | JCP&L | Accepted | 2023-11-28 | 2024-01-12 | 2026-10-12 | Solar Panels | VSUN Solar | Vsun VSUN400-108BMH |  | 0.4 | 860 | 155 | 3 |  | Fixed | Roof
NJCERE1555085821 | Community Solar Energy Program | EAST HANOVER | 7936 | 344 | Commercial | Community Solar | No | American Renewables Construction | JCP&L | Accepted | 2023-11-28 | 2024-01-12 | 2026-10-12 | Inverters | CPS | CPS SCA60KTL-DO/US-480 | 60000 |  | 4 |  |  | 0.988 |  | Outdoor
NJCERE1555116934 | Community Solar Energy Program | Mays Landing | 8330 | 524.88 | Commercial | Community Solar | Yes | King Energy Services Inc | AC Electric | Accepted | 2023-11-29 | 2023-12-13 | 2026-09-13 | Inverters | SolarEdge | SE120KUS | 120000 |  | 4 |  |  | 0.985 |  | Outdoor
NJCERE1555116934 | Community Solar Energy Program | Mays Landing | 8330 | 524.88 | Commercial | Community Solar | Yes | King Energy Services Inc | AC Electric | Accepted | 2023-11-29 | 2023-12-13 | 2026-09-13 | Solar Panels | ZNShine | ZXM7-SHLD144 540W |  | 0.54 | 972 | 207 | 10 |  | Fixed | Roof
NJCERE1555117001 | Community Solar Energy Program | FAIRFIELD | 7004 | 999.9 | Commercial | Community Solar | Yes | Brightcore Project Solutions, LLC | PSE&G | Accepted | 2023-11-21 | 2023-12-13 | 2026-09-13 | Inverters | SolarEdge | SOLAREDGE SE100KUS | 100000 |  | 3 |  |  | 0.985 |  | Outdoor
NJCERE1555117001 | Community Solar Energy Program | FAIRFIELD | 7004 | 999.9 | Commercial | Community Solar | Yes | Brightcore Project Solutions, LLC | PSE&G | Accepted | 2023-11-21 | 2023-12-13 | 2026-09-13 | Inverters | SolarEdge | SOLAREDGE SE120KUS | 120000 |  | 4 |  |  | 0.985 |  | Outdoor
NJCERE1555117001 | Community Solar Energy Program | FAIRFIELD | 7004 | 999.9 | Commercial | Community Solar | Yes | Brightcore Project Solutions, LLC | PSE&G | Accepted | 2023-11-21 | 2023-12-13 | 2026-09-13 | Inverters | SolarEdge | SOLAREDGE SE80KUS | 80000 |  | 1 |  |  | 0.985 |  | Outdoor
NJCERE1555117001 | Community Solar Energy Program | FAIRFIELD | 7004 | 999.9 | Commercial | Community Solar | Yes | Brightcore Project Solutions, LLC | PSE&G | Accepted | 2023-11-21 | 2023-12-13 | 2026-09-13 | Solar Panels | HT-SAAE | HT-SAAE HT72-166M-450 |  | 0.45 | 2222 | 176 | 10 |  | Fixed | Roof
NJCERE1555117001 | Community Solar Energy Program | FAIRFIELD | 7004 | 999.9 | Commercial | Community Solar | Yes | Brightcore Project Solutions, LLC | PSE&G | Accepted | 2023-11-21 | 2023-12-13 | 2026-09-13 | Meters | Elkor | Wattson Mark II |  |  | 1 |  |  |  | Yes | Outdoor
NJCERE1555117005 | Community Solar Energy Program | FAIRFIELD | 7004 | 802.8 | Commercial | Community Solar | Yes | Brightcore Project Solutions, LLC | PSE&G | Accepted | 2023-11-21 | 2023-12-12 | 2026-09-12 | Inverters | SolarEdge | SOLAREDGE SE120KUS | 120000 |  | 5 |  |  | 0.985 |  | Outdoor
NJCERE1555117005 | Community Solar Energy Program | FAIRFIELD | 7004 | 802.8 | Commercial | Community Solar | Yes | Brightcore Project Solutions, LLC | PSE&G | Accepted | 2023-11-21 | 2023-12-12 | 2026-09-12 | Inverters | SolarEdge | SOLAREDGE SE80US | 80000 |  | 1 |  |  | 0.985 |  | Outdoor
NJCERE1555117005 | Community Solar Energy Program | FAIRFIELD | 7004 | 802.8 | Commercial | Community Solar | Yes | Brightcore Project Solutions, LLC | PSE&G | Accepted | 2023-11-21 | 2023-12-12 | 2026-09-12 | Solar Panels | HT-SAAE | HT-SAAE HT72-166M-450 |  | 0.45 | 1784 | 176 | 10 |  | Fixed | Roof
NJCERE1555117005 | Community Solar Energy Program | FAIRFIELD | 7004 | 802.8 | Commercial | Community Solar | Yes | Brightcore Project Solutions, LLC | PSE&G | Accepted | 2023-11-21 | 2023-12-12 | 2026-09-12 | Meters | Elkor | Wattson Mark II |  |  | 1 |  |  |  | Yes | Outdoor
NJCERE1555117010 | Community Solar Energy Program | FAIRFIELD | 7004 | 646.2 | Commercial | Community Solar | Yes | Brightcore Project Solutions, LLC | PSE&G | Accepted | 2023-11-21 | 2023-12-12 | 2026-09-12 | Inverters | SolarEdge | SOLAREDGE SE120KUS | 120000 |  | 1 |  |  | 0.985 |  | Outdoor
NJCERE1555117010 | Community Solar Energy Program | FAIRFIELD | 7004 | 646.2 | Commercial | Community Solar | Yes | Brightcore Project Solutions, LLC | PSE&G | Accepted | 2023-11-21 | 2023-12-12 | 2026-09-12 | Inverters | SolarEdge | SOLAREDGE SE100KUS | 100000 |  | 2 |  |  | 0.985 |  | Outdoor
NJCERE1555117010 | Community Solar Energy Program | FAIRFIELD | 7004 | 646.2 | Commercial | Community Solar | Yes | Brightcore Project Solutions, LLC | PSE&G | Accepted | 2023-11-21 | 2023-12-12 | 2026-09-12 | Inverters | SolarEdge | SOLAREDGE SE80KUS | 80000 |  | 2 |  |  | 0.985 |  | Outdoor
NJCERE1555117010 | Community Solar Energy Program | FAIRFIELD | 7004 | 646.2 | Commercial | Community Solar | Yes | Brightcore Project Solutions, LLC | PSE&G | Accepted | 2023-11-21 | 2023-12-12 | 2026-09-12 | Solar Panels | HT-SAAE | HT-SAAE HT72-166M-450 |  | 0.45 | 1436 | 176 | 10 |  | Fixed | Roof
NJCERE1555117010 | Community Solar Energy Program | FAIRFIELD | 7004 | 646.2 | Commercial | Community Solar | Yes | Brightcore Project Solutions, LLC | PSE&G | Accepted | 2023-11-21 | 2023-12-12 | 2026-09-12 | Meters | Elkor | Wattson Mark II |  |  | 1 |  |  |  | Yes | Outdoor
NJCERE1555126977 | Community Solar Energy Program | MAPLE SHADE | 8052 | 524.88 | Commercial | Community Solar | Yes | Flatiron Power Holdings I, LLC | PSE&G | Accepted | 2023-11-28 | 2023-12-14 | 2026-09-14 | Inverters | SolarEdge Technologies | SE120KUS | 120000 |  | 4 |  |  | 0.985 |  | Outdoor
NJCERE1555126977 | Community Solar Energy Program | MAPLE SHADE | 8052 | 524.88 | Commercial | Community Solar | Yes | Flatiron Power Holdings I, LLC | PSE&G | Accepted | 2023-11-28 | 2023-12-14 | 2026-09-14 | Solar Panels | ZnShine | ZMX7-SHLDD144-540W |  | 0.54 | 972 | 163.3 | 5 |  | Fixed | Roof
NJCERE1555126977 | Community Solar Energy Program | MAPLE SHADE | 8052 | 524.88 | Commercial | Community Solar | Yes | Flatiron Power Holdings I, LLC | PSE&G | Accepted | 2023-11-28 | 2023-12-14 | 2026-09-14 | Meters | New Service to be installed by PSEG | New Service to be installed by PSEG |  |  | 1 |  |  |  | Yes | Outdoor
NJCERE1555127005 | Community Solar Energy Program | LINDEN | 7036 | 684.52 | Commercial | Community Solar | No | Green Power Developers LLC | PSE&G | Accepted | 2023-11-27 | 2023-12-19 | 2026-09-19 | Inverters | SolarEdge | SolarEdge SE 120 kW | 120000 |  | 4 |  |  | 0.985 |  | Indoor
NJCERE1555127005 | Community Solar Energy Program | LINDEN | 7036 | 684.52 | Commercial | Community Solar | No | Green Power Developers LLC | PSE&G | Accepted | 2023-11-27 | 2023-12-19 | 2026-09-19 | Meters | Elkor | N/A |  |  | 1 |  |  |  | Yes | Indoor
NJCERE1555127005 | Community Solar Energy Program | LINDEN | 7036 | 684.52 | Commercial | Community Solar | No | Green Power Developers LLC | PSE&G | Accepted | 2023-11-27 | 2023-12-19 | 2026-09-19 | Inverters | SolarEdge | SolarEdge SE 40 kW | 40000 |  | 1 |  |  | 0.985 |  | Indoor
NJCERE1555127005 | Community Solar Energy Program | LINDEN | 7036 | 684.52 | Commercial | Community Solar | No | Green Power Developers LLC | PSE&G | Accepted | 2023-11-27 | 2023-12-19 | 2026-09-19 | Solar Panels | Rayzon | Rayzon L'LIOS RS545WC - 545W |  | 0.545 | 1256 | 222 | 5 |  | Fixed | Roof
NJCERE1555175929 | Community Solar Energy Program | Pompton Plains | 7444 | 2886.6 | Commercial | Community Solar | Yes | CP West Parkway, LLC | JCP&L | Accepted | 2023-11-28 | 2023-12-06 | 2026-09-06 | Solar Panels | JA Solar | JA Solar JAM72D40 |  | 0.6 | 4811 | 154 | 10 |  | Fixed | Roof
NJCERE1555175929 | Community Solar Energy Program | Pompton Plains | 7444 | 2886.6 | Commercial | Community Solar | Yes | CP West Parkway, LLC | JCP&L | Accepted | 2023-11-28 | 2023-12-06 | 2026-09-06 | Meters | TBD | TBD |  |  | 1 |  |  |  | Yes | Outdoor
NJCERE1555175929 | Community Solar Energy Program | Pompton Plains | 7444 | 2886.6 | Commercial | Community Solar | Yes | CP West Parkway, LLC | JCP&L | Accepted | 2023-11-28 | 2023-12-06 | 2026-09-06 | Inverters | Solar Edge | SolarEdge SE120KUS | 120000 |  | 6 |  |  | 0.98 |  | Outdoor
NJCERE1555175929 | Community Solar Energy Program | Pompton Plains | 7444 | 2886.6 | Commercial | Community Solar | Yes | CP West Parkway, LLC | JCP&L | Accepted | 2023-11-28 | 2023-12-06 | 2026-09-06 | Inverters | Solar Edge | SolarEdge SE100KUS | 110000 |  | 14 |  |  | 0.98 |  | Outdoor
NJCERE1555177354 | Community Solar Energy Program | LEBANON | 8833 | 999 | Commercial | Community Solar | No | IPPsolar Integration LLC | JCP&L | Accepted | 2023-11-28 | 2023-12-18 | 2026-09-18 | Inverters | SMA | STP-50-US-41 | 50000 |  | 14 |  |  | 0.975 |  | Outdoor
NJCERE1555177354 | Community Solar Energy Program | LEBANON | 8833 | 999 | Commercial | Community Solar | No | IPPsolar Integration LLC | JCP&L | Accepted | 2023-11-28 | 2023-12-18 | 2026-09-18 | Solar Panels | ZNSHINE SOLAR | ZXM6-NH144-450W |  | 0.45 | 2220 | 205.14 | 5 |  | Fixed | Roof
NJCERE1555178737 | Community Solar Energy Program | VOORHEES | 8043 | 524.34 | Commercial | Community Solar | Yes | Flatiron Power Holdings I, LLC | AC Electric | Accepted | 2023-11-28 | 2023-12-06 | 2026-09-06 | Inverters | SolarEdge Technologies | SE120KUS | 120000 |  | 4 |  |  | 0.985 |  | Outdoor
NJCERE1555178737 | Community Solar Energy Program | VOORHEES | 8043 | 524.34 | Commercial | Community Solar | Yes | Flatiron Power Holdings I, LLC | AC Electric | Accepted | 2023-11-28 | 2023-12-06 | 2026-09-06 | Solar Panels | ZnShine | ZMX7-SHLDD144-540W |  | 0.54 | 971 | 149.5 | 5 |  | Fixed | Roof
NJCERE1555178737 | Community Solar Energy Program | VOORHEES | 8043 | 524.34 | Commercial | Community Solar | Yes | Flatiron Power Holdings I, LLC | AC Electric | Accepted | 2023-11-28 | 2023-12-06 | 2026-09-06 | Meters | New Service to be installed by ACE | New Service to be installed by ACE |  |  | 1 |  |  |  | Yes | Outdoor
NJCERE1555184234 | Community Solar Energy Program | NORTH BRUNSWICK | 8902 | 999 | Commercial | Community Solar | Yes | HESP Construction, LLC | PSE&G | Accepted | 2023-11-28 | 2023-12-14 | 2026-09-14 | Inverters | SolarEdge Technologies | SE100KUS | 100000 |  | 8 |  |  | 0.985 |  | Outdoor
NJCERE1555184234 | Community Solar Energy Program | NORTH BRUNSWICK | 8902 | 999 | Commercial | Community Solar | Yes | HESP Construction, LLC | PSE&G | Accepted | 2023-11-28 | 2023-12-14 | 2026-09-14 | Solar Panels | ZnShine | ZMX7-SHLDD144-540W |  | 0.54 | 1850 | 218 degrees SW | 10 |  | Fixed | Roof
NJCERE1555184234 | Community Solar Energy Program | NORTH BRUNSWICK | 8902 | 999 | Commercial | Community Solar | Yes | HESP Construction, LLC | PSE&G | Accepted | 2023-11-28 | 2023-12-14 | 2026-09-14 | Meters | New Service to be installed by PSEG | New Service to be installed by PSEG |  |  | 1 |  |  |  | Yes | Outdoor
NJCERE1555185161 | Community Solar Energy Program | Tinton Falls | 7724 | 988.07 | Commercial | Community Solar | No | Solar Landscape LLC | JCP&L | Accepted | 2023-11-28 | 2023-12-14 | 2026-09-14 | Inverters | Solar Edge | SE40KUS 120kW | 120000 |  | 5 |  |  | 0.985 |  | Outdoor
NJCERE1555185161 | Community Solar Energy Program | Tinton Falls | 7724 | 988.07 | Commercial | Community Solar | No | Solar Landscape LLC | JCP&L | Accepted | 2023-11-28 | 2023-12-14 | 2026-09-14 | Solar Panels | Heliene | Heliene156HC M10 SL (565-585) |  | 0.585 | 1689 | 180 | 5 |  | Fixed | Roof
NJCERE1555185161 | Community Solar Energy Program | Tinton Falls | 7724 | 988.07 | Commercial | Community Solar | No | Solar Landscape LLC | JCP&L | Accepted | 2023-11-28 | 2023-12-14 | 2026-09-14 | Inverters | Solar Edge | SE40KUS 80kW | 80000 |  | 2 |  |  | 0.985 |  | Outdoor
NJCERE1555185201 | Community Solar Energy Program | TINTON FALLS | 7724 | 816.08 | Commercial | Community Solar | No | Solar Landscape LLC | JCP&L | Accepted | 2023-11-28 | 2023-12-14 | 2026-09-14 | Inverters | Solar Edge | SE40KUS 120kW | 120000 |  | 5 |  |  | 0.985 |  | Outdoor
NJCERE1555185201 | Community Solar Energy Program | TINTON FALLS | 7724 | 816.08 | Commercial | Community Solar | No | Solar Landscape LLC | JCP&L | Accepted | 2023-11-28 | 2023-12-14 | 2026-09-14 | Inverters | Solar Edge | SE40KUS 40kW | 40000 |  | 1 |  |  | 0.985 |  | Outdoor
NJCERE1555185201 | Community Solar Energy Program | TINTON FALLS | 7724 | 816.08 | Commercial | Community Solar | No | Solar Landscape LLC | JCP&L | Accepted | 2023-11-28 | 2023-12-14 | 2026-09-14 | Solar Panels | Heliene | Heliene156HC M10 SL (565-585) |  | 0.585 | 1395 | 155 | 5 |  | Fixed | Ground
NJCERE1555366306 | Community Solar Energy Program | KEYPORT | 7735 | 843.66 | Commercial | Community Solar | No | Green Power Developers LLC | JCP&L | Accepted | 2023-12-13 | 2024-01-04 | 2026-04-04 | Inverters | SolarEdge | SolarEdge SE 120 kW | 120000 |  | 5 |  |  | 0.985 |  | Indoor
NJCERE1555366306 | Community Solar Energy Program | KEYPORT | 7735 | 843.66 | Commercial | Community Solar | No | Green Power Developers LLC | JCP&L | Accepted | 2023-12-13 | 2024-01-04 | 2026-04-04 | Inverters | SolarEdge | SolarEdge SE 80 kW | 80000 |  | 1 |  |  | 0.985 |  | Indoor
NJCERE1555366306 | Community Solar Energy Program | KEYPORT | 7735 | 843.66 | Commercial | Community Solar | No | Green Power Developers LLC | JCP&L | Accepted | 2023-12-13 | 2024-01-04 | 2026-04-04 | Meters | Elkor | N/A |  |  | 1 |  |  |  | Yes | Indoor
NJCERE1555366306 | Community Solar Energy Program | KEYPORT | 7735 | 843.66 | Commercial | Community Solar | No | Green Power Developers LLC | JCP&L | Accepted | 2023-12-13 | 2024-01-04 | 2026-04-04 | Solar Panels | Rayzon L'LIOS | Rayzon L'LIOS RS545WC - 545W |  | 0.545 | 1548 | 168 | 5 |  | Fixed | Roof
NJCERE1555368072 | Community Solar Energy Program | KEYPORT | 7735 | 371.69 | Commercial | Community Solar | Yes | Green Power Developers LLC | JCP&L | Accepted | 2023-12-13 | 2024-01-04 | 2026-04-04 | Inverters | SolarEdge | SolarEdge SE 120 kW | 120000 |  | 2 |  |  | 0.985 |  | Indoor
NJCERE1555368072 | Community Solar Energy Program | KEYPORT | 7735 | 371.69 | Commercial | Community Solar | Yes | Green Power Developers LLC | JCP&L | Accepted | 2023-12-13 | 2024-01-04 | 2026-04-04 | Inverters | SolarEdge | SolarEdge SE 40 kW | 40000 |  | 1 |  |  | 0.985 |  | Indoor
NJCERE1555368072 | Community Solar Energy Program | KEYPORT | 7735 | 371.69 | Commercial | Community Solar | Yes | Green Power Developers LLC | JCP&L | Accepted | 2023-12-13 | 2024-01-04 | 2026-04-04 | Meters | Elkor | N/A |  |  | 1 |  |  |  | Yes | Indoor
NJCERE1555368072 | Community Solar Energy Program | KEYPORT | 7735 | 371.69 | Commercial | Community Solar | Yes | Green Power Developers LLC | JCP&L | Accepted | 2023-12-13 | 2024-01-04 | 2026-04-04 | Solar Panels | Rayzon L'LIOS | Rayzon L'LIOS RS545WC - 545W |  | 0.545 | 682 | 168 and 225 | 5 |  | Fixed | Roof
NJCERE1555369596 | Community Solar Energy Program | SWEDESBORO | 8085 | 999.9 | Commercial | Community Solar | Yes | Swedesboro Solar LLC | AC Electric | Accepted | 2023-12-14 | 2023-12-19 | 2026-09-19 | Inverters | SolarEdge | SE120KUS | 120000 |  | 7 |  |  | 0.985 |  | Outdoor
NJCERE1555369596 | Community Solar Energy Program | SWEDESBORO | 8085 | 999.9 | Commercial | Community Solar | Yes | Swedesboro Solar LLC | AC Electric | Accepted | 2023-12-14 | 2023-12-19 | 2026-09-19 | Meters | Electro Industries | Shark ENC4XSHK100-277-60-10-V3-D2-485P |  |  | 1 |  |  |  | Yes | Outdoor
NJCERE1555369596 | Community Solar Energy Program | SWEDESBORO | 8085 | 999.9 | Commercial | Community Solar | Yes | Swedesboro Solar LLC | AC Electric | Accepted | 2023-12-14 | 2023-12-19 | 2026-09-19 | Solar Panels | JA Solar | JAM720D30 550/MB |  | 0.55 | 1818 | 153.7 | 10 |  | Fixed | Roof
NJCERE1555372526 | Community Solar Energy Program | SWEDESBORO | 8085 | 999.9 | Commercial | Community Solar | Yes | Logan Solar 2 LLC | AC Electric | Accepted | 2023-12-13 | 2023-12-19 | 2026-09-19 | Inverters | SolarEdge | SE120KUS | 120000 |  | 7 |  |  | 0.985 |  | Outdoor
NJCERE1555372526 | Community Solar Energy Program | SWEDESBORO | 8085 | 999.9 | Commercial | Community Solar | Yes | Logan Solar 2 LLC | AC Electric | Accepted | 2023-12-13 | 2023-12-19 | 2026-09-19 | Meters | Electro Industries | Shark ENC4XSHK100-277-60-10-V3-D2-485P |  |  | 1 |  |  |  | Yes | Outdoor
NJCERE1555372526 | Community Solar Energy Program | SWEDESBORO | 8085 | 999.9 | Commercial | Community Solar | Yes | Logan Solar 2 LLC | AC Electric | Accepted | 2023-12-13 | 2023-12-19 | 2026-09-19 | Solar Panels | JA Solar | JAM720D30 550/MB |  | 0.55 | 1818 | 198 | 10 |  | Fixed | Roof
NJCERE1555417907 | Community Solar Energy Program | BRICK | 8723 | 118.8 | Commercial | Community Solar | No | Ampericon | JCP&L | Accepted | 2023-12-19 | 2024-01-04 | 2026-10-04 | Inverters | CPS | CPS SCA 25KTL-DO-US-208 | 25000 |  | 3 |  |  | 0.97 |  | Outdoor
NJCERE1555417907 | Community Solar Energy Program | BRICK | 8723 | 118.8 | Commercial | Community Solar | No | Ampericon | JCP&L | Accepted | 2023-12-19 | 2024-01-04 | 2026-10-04 | Solar Panels | ZnShine | ZXM7-SHLDD 144 |  | 0.55 | 57 | 182 | 10 |  | Fixed | Parking Lot
NJCERE1555417907 | Community Solar Energy Program | BRICK | 8723 | 118.8 | Commercial | Community Solar | No | Ampericon | JCP&L | Accepted | 2023-12-19 | 2024-01-04 | 2026-10-04 | Solar Panels | ZnShine | ZXM7-SHLDD 144 |  | 0.55 | 33 | 189 | 10 |  | Fixed | Parking Lot
NJCERE1555417907 | Community Solar Energy Program | BRICK | 8723 | 118.8 | Commercial | Community Solar | No | Ampericon | JCP&L | Accepted | 2023-12-19 | 2024-01-04 | 2026-10-04 | Solar Panels | ZnShine | ZXM7-SHLDD 144 |  | 0.55 | 30 | 189 | 10 |  | Fixed | Parking Lot
NJCERE1555417907 | Community Solar Energy Program | BRICK | 8723 | 118.8 | Commercial | Community Solar | No | Ampericon | JCP&L | Accepted | 2023-12-19 | 2024-01-04 | 2026-10-04 | Solar Panels | ZnShine | ZXM7-SHLDD 144 |  | 0.55 | 63 | 354 | 10 |  | Fixed | Parking Lot
NJCERE1555417907 | Community Solar Energy Program | BRICK | 8723 | 118.8 | Commercial | Community Solar | No | Ampericon | JCP&L | Accepted | 2023-12-19 | 2024-01-04 | 2026-10-04 | Solar Panels | ZnShine | ZXM7-SHLDD 144 |  | 0.55 | 33 | 10 | 10 |  | Fixed | Parking Lot
NJCERE1555417907 | Community Solar Energy Program | BRICK | 8723 | 118.8 | Commercial | Community Solar | No | Ampericon | JCP&L | Accepted | 2023-12-19 | 2024-01-04 | 2026-10-04 | Meters | EKM | EKM Omnimeter Pulse UL v.4 | CT - Up to 1200 A |  | 1 |  |  |  | Yes | Outdoor
NJCERE1555455614 | Community Solar Energy Program | BRICK | 8724 | 143.55 | Commercial | Community Solar | No | Ampericon | JCP&L | Accepted | 2023-12-19 | 2024-01-04 | 2026-10-04 | Inverters | CPS | CPS SCA 25KTL-DO-US-208 | 25000 |  | 4 |  |  | 0.97 |  | Outdoor
NJCERE1555455614 | Community Solar Energy Program | BRICK | 8724 | 143.55 | Commercial | Community Solar | No | Ampericon | JCP&L | Accepted | 2023-12-19 | 2024-01-04 | 2026-10-04 | Solar Panels | ZnShine | ZXM7-SHLDD 144 |  | 0.55 | 63 | 240 | 10 |  | Fixed | Parking Lot
NJCERE1555455614 | Community Solar Energy Program | BRICK | 8724 | 143.55 | Commercial | Community Solar | No | Ampericon | JCP&L | Accepted | 2023-12-19 | 2024-01-04 | 2026-10-04 | Solar Panels | ZnShine | ZXM7-SHLDD 144 |  | 0.55 | 64 | 75 | 10 |  | Fixed | Parking Lot
NJCERE1555455614 | Community Solar Energy Program | BRICK | 8724 | 143.55 | Commercial | Community Solar | No | Ampericon | JCP&L | Accepted | 2023-12-19 | 2024-01-04 | 2026-10-04 | Solar Panels | ZnShine | ZXM7-SHLDD 144 |  | 0.55 | 64 | 245 | 10 |  | Fixed | Parking Lot
NJCERE1555455614 | Community Solar Energy Program | BRICK | 8724 | 143.55 | Commercial | Community Solar | No | Ampericon | JCP&L | Accepted | 2023-12-19 | 2024-01-04 | 2026-10-04 | Solar Panels | ZnShine | ZXM7-SHLDD 144 |  | 0.55 | 70 | 135 | 10 |  | Fixed | Parking Lot
NJCERE1555455614 | Community Solar Energy Program | BRICK | 8724 | 143.55 | Commercial | Community Solar | No | Ampericon | JCP&L | Accepted | 2023-12-19 | 2024-01-04 | 2026-10-04 | Meters | EKM | EKM Omnimeter Pulse UL v.4 | CT - Up to 1200 A |  | 1 |  |  |  | Yes | Outdoor
NJCERE1555484473 | Community Solar Energy Program | PINE BROOK | 7058 | 981 | Commercial | Community Solar | Yes | Brightcore Project Solutions, LLC | JCP&L | Accepted | 2023-12-20 | 2023-12-27 | 2026-09-27 | Inverters | SOLAREDGE | SOLAREDGE SE120KUS | 120000 |  | 3 |  |  | 0.985 |  | Outdoor
NJCERE1555484473 | Community Solar Energy Program | PINE BROOK | 7058 | 981 | Commercial | Community Solar | Yes | Brightcore Project Solutions, LLC | JCP&L | Accepted | 2023-12-20 | 2023-12-27 | 2026-09-27 | Inverters | SOLAREDGE | SOLAREDGE SE100KUS | 100000 |  | 4 |  |  | 0.985 |  | Outdoor
NJCERE1555484473 | Community Solar Energy Program | PINE BROOK | 7058 | 981 | Commercial | Community Solar | Yes | Brightcore Project Solutions, LLC | JCP&L | Accepted | 2023-12-20 | 2023-12-27 | 2026-09-27 | Solar Panels | HT-SAAE | HT-SAAE HT72-166M-450 |  | 0.45 | 2180 | 214 | 10 |  | Fixed | Roof
NJCERE1555484473 | Community Solar Energy Program | PINE BROOK | 7058 | 981 | Commercial | Community Solar | Yes | Brightcore Project Solutions, LLC | JCP&L | Accepted | 2023-12-20 | 2023-12-27 | 2026-09-27 | Meters | Elkor | Wattson Mark II |  |  | 1 |  |  |  | Yes | Outdoor
NJCERE1555484526 | Community Solar Energy Program | PINE BROOK | 7058 | 937.8 | Commercial | Community Solar | Yes | Brightcore Project Solutions, LLC | JCP&L | Accepted | 2023-12-20 | 2023-12-27 | 2026-09-27 | Inverters | SOLAREDGE | SOLAREDGE SE120KUS | 120000 |  | 6 |  |  | 0.985 |  | Outdoor
NJCERE1555484526 | Community Solar Energy Program | PINE BROOK | 7058 | 937.8 | Commercial | Community Solar | Yes | Brightcore Project Solutions, LLC | JCP&L | Accepted | 2023-12-20 | 2023-12-27 | 2026-09-27 | Solar Panels | HT-SAAE | HT-SAAE HT72-166M-450 |  | 0.45 | 2084 | 213 | 10 |  | Fixed | Roof
NJCERE1555484526 | Community Solar Energy Program | PINE BROOK | 7058 | 937.8 | Commercial | Community Solar | Yes | Brightcore Project Solutions, LLC | JCP&L | Accepted | 2023-12-20 | 2023-12-27 | 2026-09-27 | Meters | Elkor | Wattson Mark II |  |  | 1 |  |  |  | Yes | Outdoor
NJCERE1555484543 | Community Solar Energy Program | PINE BROOK | 7058 | 762.3 | Commercial | Community Solar | Yes | Brightcore Project Solutions, LLC | JCP&L | Accepted | 2023-12-20 | 2023-12-27 | 2026-09-27 | Inverters | SOLAREDGE | SOLAREDGE SE120KUS | 120000 |  | 5 |  |  | 0.985 |  | Outdoor
NJCERE1555484543 | Community Solar Energy Program | PINE BROOK | 7058 | 762.3 | Commercial | Community Solar | Yes | Brightcore Project Solutions, LLC | JCP&L | Accepted | 2023-12-20 | 2023-12-27 | 2026-09-27 | Solar Panels | HT-SAAE | HT-SAAE HT72-166M-450 |  | 0.45 | 1694 | 215 | 10 |  | Fixed | Roof
NJCERE1555484543 | Community Solar Energy Program | PINE BROOK | 7058 | 762.3 | Commercial | Community Solar | Yes | Brightcore Project Solutions, LLC | JCP&L | Accepted | 2023-12-20 | 2023-12-27 | 2026-09-27 | Meters | Elkor | Wattson Mark II |  |  | 1 |  |  |  | Yes | Outdoor
NJCERE1555492778 | Community Solar Energy Program | PINE BROOK | 7058 | 793.8 | Commercial | Community Solar | Yes | Brightcore Project Solutions, LLC | JCP&L | Accepted | 2023-12-20 | 2023-12-27 | 2026-09-27 | Inverters | SOLAREDGE | SOLAREDGE SE100KUS | 100000 |  | 2 |  |  | 0.985 |  | Outdoor
NJCERE1555492778 | Community Solar Energy Program | PINE BROOK | 7058 | 793.8 | Commercial | Community Solar | Yes | Brightcore Project Solutions, LLC | JCP&L | Accepted | 2023-12-20 | 2023-12-27 | 2026-09-27 | Inverters | SOLAREDGE | SOLAREDGE SE120KUS | 120000 |  | 2 |  |  | 0.985 |  | Outdoor
NJCERE1555492778 | Community Solar Energy Program | PINE BROOK | 7058 | 793.8 | Commercial | Community Solar | Yes | Brightcore Project Solutions, LLC | JCP&L | Accepted | 2023-12-20 | 2023-12-27 | 2026-09-27 | Inverters | SOLAREDGE | SOLAREDGE SE80KUS | 80000 |  | 2 |  |  | 0.985 |  | Outdoor
NJCERE1555492778 | Community Solar Energy Program | PINE BROOK | 7058 | 793.8 | Commercial | Community Solar | Yes | Brightcore Project Solutions, LLC | JCP&L | Accepted | 2023-12-20 | 2023-12-27 | 2026-09-27 | Solar Panels | HT-SAAE | HT-SAAE HT72-166M-450 |  | 0.45 | 1764 | 223 | 10 |  | Fixed | Roof
NJCERE1555492778 | Community Solar Energy Program | PINE BROOK | 7058 | 793.8 | Commercial | Community Solar | Yes | Brightcore Project Solutions, LLC | JCP&L | Accepted | 2023-12-20 | 2023-12-27 | 2026-09-27 | Meters | Elkor | Wattson Mark II |  |  | 1 |  |  |  | Yes | Outdoor
NJCERE1555492806 | Community Solar Energy Program | PINE BROOK | 7058 | 684.9 | Commercial | Community Solar | Yes | Brightcore Project Solutions, LLC | JCP&L | Accepted | 2023-12-20 | 2023-12-27 | 2026-09-27 | Inverters | SOLAREDGE | SOLAREDGE SE100KUS | 100000 |  | 3 |  |  | 0.985 |  | Outdoor
NJCERE1555492806 | Community Solar Energy Program | PINE BROOK | 7058 | 684.9 | Commercial | Community Solar | Yes | Brightcore Project Solutions, LLC | JCP&L | Accepted | 2023-12-20 | 2023-12-27 | 2026-09-27 | Inverters | SOLAREDGE | SOLAREDGE SE120KUS | 120000 |  | 2 |  |  | 0.985 |  | Outdoor
NJCERE1555492806 | Community Solar Energy Program | PINE BROOK | 7058 | 684.9 | Commercial | Community Solar | Yes | Brightcore Project Solutions, LLC | JCP&L | Accepted | 2023-12-20 | 2023-12-27 | 2026-09-27 | Solar Panels | HT-SAAE | HT-SAAE HT72-166M-450 |  | 0.45 | 1522 | 223 | 10 |  | Fixed | Roof
NJCERE1555492806 | Community Solar Energy Program | PINE BROOK | 7058 | 684.9 | Commercial | Community Solar | Yes | Brightcore Project Solutions, LLC | JCP&L | Accepted | 2023-12-20 | 2023-12-27 | 2026-09-27 | Meters | Elkor | Wattson Mark II |  |  | 1 |  |  |  | Yes | Outdoor
NJCERE1555530008 | Community Solar Energy Program | Millville | 8332 | 342.76 | Commercial | Community Solar | Yes | Ecogy Energy NJ II LLC | AC Electric | Accepted | 2023-12-28 | 2024-01-02 | 2026-10-02 | Solar Panels | TBD | 410W TBD |  | 0.41 | 836 | 167 | 2 |  | Fixed | Roof
NJCERE1555530008 | Community Solar Energy Program | Millville | 8332 | 342.76 | Commercial | Community Solar | Yes | Ecogy Energy NJ II LLC | AC Electric | Accepted | 2023-12-28 | 2024-01-02 | 2026-10-02 | Inverters | SolarEdge | SE120KUS | 120000 |  | 2 |  |  | 0.975 |  | Outdoor
NJCERE1555534858 | Community Solar Energy Program | LOPATCONG | 8865 | 1648.08 | Commercial | Community Solar | Yes | Luminace | JCP&L | Accepted | 2023-12-28 | 2024-01-10 | 2026-10-10 | Inverters | Chint Power Systems | CPS SCA 60 KTL -DO/US-480 | 60000 |  | 22 |  |  | 0.985 |  | Outdoor
NJCERE1555534858 | Community Solar Energy Program | LOPATCONG | 8865 | 1648.08 | Commercial | Community Solar | Yes | Luminace | JCP&L | Accepted | 2023-12-28 | 2024-01-10 | 2026-10-10 | Meters | Elkor | Watton Mark 2 |  |  | 1 |  |  |  | Yes | Outdoor
NJCERE1555534858 | Community Solar Energy Program | LOPATCONG | 8865 | 1648.08 | Commercial | Community Solar | Yes | Luminace | JCP&L | Accepted | 2023-12-28 | 2024-01-10 | 2026-10-10 | Solar Panels | Hanwha Q Cells | CPS SCA 60 KTL -DO/US-480 |  | 0.42 | 3924 | 153 | 10 |  | Fixed | Roof
NJCERE1555593201 | Community Solar Energy Program | WAYNE | 7470 | 831.05 | Commercial | Community Solar | Yes | G&S Operations, LLC | JCP&L | Accepted | 2024-01-05 | 2024-01-11 | 2026-10-11 | Inverters | SolarEdge | SE40KUS | 40000 |  | 17 |  |  | 0.985 |  | Outdoor
NJCERE1555593201 | Community Solar Energy Program | WAYNE | 7470 | 831.05 | Commercial | Community Solar | Yes | G&S Operations, LLC | JCP&L | Accepted | 2024-01-05 | 2024-01-11 | 2026-10-11 | Meters | Electro Industries | Shark ENC4XSHK100-277-60-10-V3-D2-485P |  |  | 1 |  |  |  | Yes | Outdoor
NJCERE1555593201 | Community Solar Energy Program | WAYNE | 7470 | 831.05 | Commercial | Community Solar | Yes | G&S Operations, LLC | JCP&L | Accepted | 2024-01-05 | 2024-01-11 | 2026-10-11 | Solar Panels | JA Solar | JAM720D30 550/MB |  | 0.55 | 1511 | 174 | 10 |  | Fixed | Roof
NJCERE1555684880 | Community Solar Energy Program | CAPE MAY COURT HOUSE | 8210 | 730.08 | Commercial | Community Solar | Yes | HESP Construction, LLC | AC Electric | Accepted | 2024-01-30 | 2024-02-01 | 2025-08-01 | Inverters | Solectria | PV-50TL-480 | 50 |  | 9 |  |  | 0.99 |  | Outdoor
NJCERE1555684880 | Community Solar Energy Program | CAPE MAY COURT HOUSE | 8210 | 730.08 | Commercial | Community Solar | Yes | HESP Construction, LLC | AC Electric | Accepted | 2024-01-30 | 2024-02-01 | 2025-08-01 | Solar Panels | Waaree | Bi-57-540 |  | 0.54 | 675 | 204 | 10 |  | Fixed | Roof
NJCERE1555684880 | Community Solar Energy Program | CAPE MAY COURT HOUSE | 8210 | 730.08 | Commercial | Community Solar | Yes | HESP Construction, LLC | AC Electric | Accepted | 2024-01-30 | 2024-02-01 | 2025-08-01 | Solar Panels | Waaree | Bi-57-540 |  | 0.54 | 677 | 114 | 10 |  | Fixed | Roof
NJCERE1555684880 | Community Solar Energy Program | CAPE MAY COURT HOUSE | 8210 | 730.08 | Commercial | Community Solar | Yes | HESP Construction, LLC | AC Electric | Accepted | 2024-01-30 | 2024-02-01 | 2025-08-01 | Inverters | Solectria | PV-50TL-480 | 49 |  | 1 |  |  | 0.99 |  | Outdoor
NJCERE1555707108 | Community Solar Energy Program | OAKLAND | 7436 | 481.46 | Commercial | Community Solar | Yes | Equals Energy LLC | RECO | Accepted | 2024-01-26 | 2024-01-30 | 2026-10-30 | Inverters | SMA | SUNNY TRIPOWER CORE1 | 62500 |  | 7 |  |  | 0.975 |  | Outdoor
NJCERE1555707108 | Community Solar Energy Program | OAKLAND | 7436 | 481.46 | Commercial | Community Solar | Yes | Equals Energy LLC | RECO | Accepted | 2024-01-26 | 2024-01-30 | 2026-10-30 | Solar Panels | QCELL | Q.PEAK DUO XL-G11 |  | 0.585 | 823 | 214 | 5 |  | Fixed | Roof
NJCERE1555707162 | Community Solar Energy Program | OAKLAND | 7436 | 509.54 | Commercial | Community Solar | Yes | Equals Energy LLC | RECO | Accepted | 2024-01-26 | 2024-01-30 | 2026-10-30 | Inverters | SMA | SUNNY TRIPOWER CORE1 | 62500 |  | 7 |  |  | 0.975 |  | Outdoor
NJCERE1555707162 | Community Solar Energy Program | OAKLAND | 7436 | 509.54 | Commercial | Community Solar | Yes | Equals Energy LLC | RECO | Accepted | 2024-01-26 | 2024-01-30 | 2026-10-30 | Solar Panels | QCELL | Q.PEAK DUO XL-G11 |  | 0.585 | 871 | 215 | 10 |  | Fixed | Roof
NJCERE1556105940 | Community Solar Energy Program | Logan | 8085 | 3051.84 | Commercial | Community Solar | Yes | Solar Landscape LLC | AC Electric | Accepted | 2024-03-27 | 2024-04-02 | 2026-07-02 | Inverters | SolarEdge | SE120KUS | 120 |  | 20 |  |  | 0.985 |  | Outdoor
NJCERE1556105940 | Community Solar Energy Program | Logan | 8085 | 3051.84 | Commercial | Community Solar | Yes | Solar Landscape LLC | AC Electric | Accepted | 2024-03-27 | 2024-04-02 | 2026-07-02 | Solar Panels | Hanwha | Q.PEAK DUO XL-10.3 / BFG 480W |  | 0.48 | 6358 | 154 | 5 |  | Fixed | Roof
NJCERE1556429089 | Community Solar Energy Program | HAMMONTON | 8037 | 2931.44 | Commercial | Community Solar | Yes | UGE USA Inc | AC Electric | Accepted | 2024-05-27 | 2024-06-04 | 2027-03-04 | Solar Panels | Trina | TSM-DEG19C20-585 |  | 0.585 | 5011 | 222 | 5 |  | Fixed | Roof
NJCERE1556429089 | Community Solar Energy Program | HAMMONTON | 8037 | 2931.44 | Commercial | Community Solar | Yes | UGE USA Inc | AC Electric | Accepted | 2024-05-27 | 2024-06-04 | 2027-03-04 | Inverters | Solaredge | SE120KUS | 120000 |  | 20 |  |  | 0.985 |  | Outdoor
NJCERE1556429175 | Community Solar Energy Program | HAMPTON | 8827 | 3840.18 | Commercial | Community Solar | Yes | UGE USA Inc | JCP&L | Accepted | 2024-05-27 | 2024-06-04 | 2027-03-04 | Solar Panels | Heliene | Heliene 156HC M10 SL 580 |  | 0.58 | 5276 | 208 | 7 |  | Fixed | Roof | Carport
NJCERE1556429175 | Community Solar Energy Program | HAMPTON | 8827 | 3840.18 | Commercial | Community Solar | Yes | UGE USA Inc | JCP&L | Accepted | 2024-05-27 | 2024-06-04 | 2027-03-04 | Solar Panels | Heliene | Heliene 156HC M10 SL 580 |  | 0.58 | 1345 | 207 | 5 |  | Fixed | Roof
NJCERE1556429175 | Community Solar Energy Program | HAMPTON | 8827 | 3840.18 | Commercial | Community Solar | Yes | UGE USA Inc | JCP&L | Accepted | 2024-05-27 | 2024-06-04 | 2027-03-04 | Inverters | Solaredge | SE100KUS | 100000 |  | 30 |  |  | 0.985 |  | Outdoor
NJCERE1556453093 | Community Solar Energy Program | ELMWOOD PARK | 7407 | 453.68 | Commercial | Community Solar | Yes | Solar Landscape, LLC | PSE&G | Accepted | 2024-05-29 | 2024-06-06 | 2026-09-06 | Inverters | SolarEdge | SE120KUS | 120000 |  | 3 |  |  | 0.985 |  | Outdoor
NJCERE1556453093 | Community Solar Energy Program | ELMWOOD PARK | 7407 | 453.68 | Commercial | Community Solar | Yes | Solar Landscape, LLC | PSE&G | Accepted | 2024-05-29 | 2024-06-06 | 2026-09-06 | Solar Panels | Jinko | JKM575N-72HL4-BDV |  | 0.575 | 789 | 160 | 5 |  | Fixed | Roof
NJCERE1556453135 | Community Solar Energy Program | EAST RUTHERFORD | 7073 | 1438.65 | Commercial | Community Solar | Yes | Solar Landscape LLC | PSE&G | Accepted | 2024-05-29 | 2024-06-06 | 2026-09-06 | Inverters | SolarEdge | SE120KUS | 120000 |  | 8 |  |  | 0.985 |  | Outdoor
NJCERE1556453135 | Community Solar Energy Program | EAST RUTHERFORD | 7073 | 1438.65 | Commercial | Community Solar | Yes | Solar Landscape LLC | PSE&G | Accepted | 2024-05-29 | 2024-06-06 | 2026-09-06 | Solar Panels | Jinko | JKM575N-72HL4-BDV |  | 0.575 | 2502 | 217 | 5 |  | Fixed | Roof
NJCERE1556453141 | Community Solar Energy Program | MIDDLETOWN | 7748 | 551.43 | Commercial | Community Solar | Yes | Solar Landscape LLC | JCP&L | Accepted | 2024-05-29 | 2024-05-31 | 2026-08-30 | Inverters | SolarEdge | SE100KUS | 100000 |  | 4 |  |  | 0.985 |  | Outdoor
NJCERE1556453141 | Community Solar Energy Program | MIDDLETOWN | 7748 | 551.43 | Commercial | Community Solar | Yes | Solar Landscape LLC | JCP&L | Accepted | 2024-05-29 | 2024-05-31 | 2026-08-30 | Solar Panels | Jinko | JKM575N-72HL4-BDV |  | 0.575 | 959 | 182 | 5 |  | Fixed | Roof
NJCERE1556453144 | Community Solar Energy Program | FREEHOLD | 7728 | 1329.4 | Commercial | Community Solar | Yes | Solar Landscape LLC | JCP&L | Accepted | 2024-05-29 | 2024-05-31 | 2026-08-30 | Inverters | SolarEdge | SE120KUS | 120000 |  | 6 |  |  | 0.985 |  | Outdoor
NJCERE1556453144 | Community Solar Energy Program | FREEHOLD | 7728 | 1329.4 | Commercial | Community Solar | Yes | Solar Landscape LLC | JCP&L | Accepted | 2024-05-29 | 2024-05-31 | 2026-08-30 | Solar Panels | Jinko | JKM575N-72HL4-BDV |  | 0.575 | 2312 | 170.6 | 5 |  | Fixed | Roof
NJCERE1556453149 | Community Solar Energy Program | MILLVILLE | 8332 | 2787.6 | Commercial | Community Solar | Yes | Solar Landscape LLC | AC Electric | Accepted | 2024-05-28 | 2024-06-04 | 2026-09-04 | Inverters | SolarEdge | SE120KUS | 120000 |  | 16 |  |  | 0.985 |  | Outdoor
NJCERE1556453149 | Community Solar Energy Program | MILLVILLE | 8332 | 2787.6 | Commercial | Community Solar | Yes | Solar Landscape LLC | AC Electric | Accepted | 2024-05-28 | 2024-06-04 | 2026-09-04 | Solar Panels | Jinko | JKM575N-72HL4-BDV |  | 0.575 | 3996 | 176.3 | 5 |  | Fixed | Roof
NJCERE1556453149 | Community Solar Energy Program | MILLVILLE | 8332 | 2787.6 | Commercial | Community Solar | Yes | Solar Landscape LLC | AC Electric | Accepted | 2024-05-28 | 2024-06-04 | 2026-09-04 | Solar Panels | Jinko | JKM575N-72HL4-BDV |  | 0.575 | 852 | 195.5 | 5 |  | Fixed | Roof
NJCERE1556453150 | Community Solar Energy Program | HAMILTON | 8619 | 1627.25 | Commercial | Community Solar | Yes | Solar Landscape LLC | PSE&G | Accepted | 2024-05-29 | 2024-06-06 | 2026-09-06 | Inverters | SolarEdge | SE120KUS | 120000 |  | 10 |  |  | 0.985 |  | Outdoor
NJCERE1556453150 | Community Solar Energy Program | HAMILTON | 8619 | 1627.25 | Commercial | Community Solar | Yes | Solar Landscape LLC | PSE&G | Accepted | 2024-05-29 | 2024-06-06 | 2026-09-06 | Solar Panels | Jinko | JKM575N-72HL4-BDV |  | 0.575 | 2830 | 223.2 | 5 |  | Fixed | Roof
NJCERE1556453152 | Community Solar Energy Program | TRENTON | 8619 | 1388.05 | Commercial | Community Solar | Yes | Solar Landscape LLC | PSE&G | Accepted | 2024-05-29 | 2024-06-06 | 2026-09-06 | Inverters | SolarEdge | SE120KUS | 120000 |  | 9 |  |  | 0.985 |  | Outdoor
NJCERE1556453152 | Community Solar Energy Program | TRENTON | 8619 | 1388.05 | Commercial | Community Solar | Yes | Solar Landscape LLC | PSE&G | Accepted | 2024-05-29 | 2024-06-06 | 2026-09-06 | Solar Panels | Jinko | JKM575N-72HL4-BDV |  | 0.575 | 2414 | 208 | 5 |  | Fixed | Roof
NJCERE1556453153 | Community Solar Energy Program | NORTH BRUNSWICK | 8902 | 1025.8 | Commercial | Community Solar | Yes | Solar Landscape LLC | PSE&G | Accepted | 2024-05-29 | 2024-06-06 | 2026-09-06 | Solar Panels | Jinko | JKM575N-72HL4-BDV |  | 0.575 | 613 | 122.5 | 1 |  | Fixed | Roof
NJCERE1556453153 | Community Solar Energy Program | NORTH BRUNSWICK | 8902 | 1025.8 | Commercial | Community Solar | Yes | Solar Landscape LLC | PSE&G | Accepted | 2024-05-29 | 2024-06-06 | 2026-09-06 | Solar Panels | Jinko | JKM575N-72HL4-BDV |  | 0.575 | 582 | 302.5 | 1 |  | Fixed | Roof
NJCERE1556453153 | Community Solar Energy Program | NORTH BRUNSWICK | 8902 | 1025.8 | Commercial | Community Solar | Yes | Solar Landscape LLC | PSE&G | Accepted | 2024-05-29 | 2024-06-06 | 2026-09-06 | Solar Panels | Jinko | JKM575N-72HL4-BDV |  | 0.575 | 134 | 212.7 | 1 |  | Fixed | Roof
NJCERE1556453153 | Community Solar Energy Program | NORTH BRUNSWICK | 8902 | 1025.8 | Commercial | Community Solar | Yes | Solar Landscape LLC | PSE&G | Accepted | 2024-05-29 | 2024-06-06 | 2026-09-06 | Solar Panels | Jinko | JKM575N-72HL4-BDV |  | 0.575 | 96 | 32.9 | 2 |  | Fixed | Roof
NJCERE1556453153 | Community Solar Energy Program | NORTH BRUNSWICK | 8902 | 1025.8 | Commercial | Community Solar | Yes | Solar Landscape LLC | PSE&G | Accepted | 2024-05-29 | 2024-06-06 | 2026-09-06 | Solar Panels | Jinko | JKM575N-72HL4-BDV |  | 0.575 | 96 | 212.8 | 2 |  | Fixed | Roof
NJCERE1556453153 | Community Solar Energy Program | NORTH BRUNSWICK | 8902 | 1025.8 | Commercial | Community Solar | Yes | Solar Landscape LLC | PSE&G | Accepted | 2024-05-29 | 2024-06-06 | 2026-09-06 | Solar Panels | Jinko | JKM575N-72HL4-BDV |  | 0.575 | 62 | 32.7 | 3 |  | Fixed | Roof
NJCERE1556453153 | Community Solar Energy Program | NORTH BRUNSWICK | 8902 | 1025.8 | Commercial | Community Solar | Yes | Solar Landscape LLC | PSE&G | Accepted | 2024-05-29 | 2024-06-06 | 2026-09-06 | Solar Panels | Jinko | JKM575N-72HL4-BDV |  | 0.575 | 62 | 212.7 | 3 |  | Fixed | Roof
NJCERE1556453153 | Community Solar Energy Program | NORTH BRUNSWICK | 8902 | 1025.8 | Commercial | Community Solar | Yes | Solar Landscape LLC | PSE&G | Accepted | 2024-05-29 | 2024-06-06 | 2026-09-06 | Solar Panels | Jinko | JKM575N-72HL4-BDV |  | 0.575 | 48 | 5.7 | 2 |  | Fixed | Roof
NJCERE1556453153 | Community Solar Energy Program | NORTH BRUNSWICK | 8902 | 1025.8 | Commercial | Community Solar | Yes | Solar Landscape LLC | PSE&G | Accepted | 2024-05-29 | 2024-06-06 | 2026-09-06 | Solar Panels | Jinko | JKM575N-72HL4-BDV |  | 0.575 | 48 | 185.7 | 2 |  | Fixed | Roof
NJCERE1556453153 | Community Solar Energy Program | NORTH BRUNSWICK | 8902 | 1025.8 | Commercial | Community Solar | Yes | Solar Landscape LLC | PSE&G | Accepted | 2024-05-29 | 2024-06-06 | 2026-09-06 | Solar Panels | Jinko | JKM575N-72HL4-BDV |  | 0.575 | 43 | 32.9 | 1 |  | Fixed | Roof
NJCERE1556453153 | Community Solar Energy Program | NORTH BRUNSWICK | 8902 | 1025.8 | Commercial | Community Solar | Yes | Solar Landscape LLC | PSE&G | Accepted | 2024-05-29 | 2024-06-06 | 2026-09-06 | Inverters | SolarEdge | SE120KUS | 120000 |  | 6 |  |  | 0.985 |  | Outdoor
NJCERE1556453159 | Community Solar Energy Program | NORTH BERGEN | 7047 | 4999.63 | Commercial | Community Solar | Yes | Solar Landscape LLC | PSE&G | Accepted | 2024-05-29 | 2024-06-06 | 2026-09-06 | Inverters | SolarEdge | SE100KUS | 100000 |  | 29 |  |  | 0.985 |  | Outdoor
NJCERE1556453159 | Community Solar Energy Program | NORTH BERGEN | 7047 | 4999.63 | Commercial | Community Solar | Yes | Solar Landscape LLC | PSE&G | Accepted | 2024-05-29 | 2024-06-06 | 2026-09-06 | Solar Panels | Jinko | JKM575N-72HL4-BDV |  | 0.575 | 8695 | 207.2 | 5 |  | Fixed | Roof
NJCERE1556453161 | Community Solar Energy Program | WEST DEPTFORD | 8086 | 1287.43 | Commercial | Community Solar | Yes | Solar Landscape LLC | PSE&G | Accepted | 2024-05-29 | 2024-06-06 | 2026-09-06 | Inverters | SolarEdge | SE120KUS | 120000 |  | 8 |  |  | 0.985 |  | Outdoor
NJCERE1556453161 | Community Solar Energy Program | WEST DEPTFORD | 8086 | 1287.43 | Commercial | Community Solar | Yes | Solar Landscape LLC | PSE&G | Accepted | 2024-05-29 | 2024-06-06 | 2026-09-06 | Solar Panels | Jinko | JKM575N-72HL4-BDV |  | 0.575 | 180 | 23.7 | 2 |  | Fixed | Roof
NJCERE1556453161 | Community Solar Energy Program | WEST DEPTFORD | 8086 | 1287.43 | Commercial | Community Solar | Yes | Solar Landscape LLC | PSE&G | Accepted | 2024-05-29 | 2024-06-06 | 2026-09-06 | Solar Panels | Jinko | JKM575N-72HL4-BDV |  | 0.575 | 173 | 203.6 | 2 |  | Fixed | Roof
NJCERE1556453161 | Community Solar Energy Program | WEST DEPTFORD | 8086 | 1287.43 | Commercial | Community Solar | Yes | Solar Landscape LLC | PSE&G | Accepted | 2024-05-29 | 2024-06-06 | 2026-09-06 | Solar Panels | Jinko | JKM575N-72HL4-BDV |  | 0.575 | 196 | 293.4 | 2 |  | Fixed | Roof
NJCERE1556453161 | Community Solar Energy Program | WEST DEPTFORD | 8086 | 1287.43 | Commercial | Community Solar | Yes | Solar Landscape LLC | PSE&G | Accepted | 2024-05-29 | 2024-06-06 | 2026-09-06 | Solar Panels | Jinko | JKM575N-72HL4-BDV |  | 0.575 | 192 | 113.4 | 2 |  | Fixed | Roof
NJCERE1556453161 | Community Solar Energy Program | WEST DEPTFORD | 8086 | 1287.43 | Commercial | Community Solar | Yes | Solar Landscape LLC | PSE&G | Accepted | 2024-05-29 | 2024-06-06 | 2026-09-06 | Solar Panels | Jinko | JKM575N-72HL4-BDV |  | 0.575 | 348 | 293.3 | 1 |  | Fixed | Roof
NJCERE1556453161 | Community Solar Energy Program | WEST DEPTFORD | 8086 | 1287.43 | Commercial | Community Solar | Yes | Solar Landscape LLC | PSE&G | Accepted | 2024-05-29 | 2024-06-06 | 2026-09-06 | Solar Panels | Jinko | JKM575N-72HL4-BDV |  | 0.575 | 414 | 113.3 | 1 |  | Fixed | Roof
NJCERE1556453161 | Community Solar Energy Program | WEST DEPTFORD | 8086 | 1287.43 | Commercial | Community Solar | Yes | Solar Landscape LLC | PSE&G | Accepted | 2024-05-29 | 2024-06-06 | 2026-09-06 | Solar Panels | Jinko | JKM575N-72HL4-BDV |  | 0.575 | 429 | 203.6 | 1 |  | Fixed | Roof
NJCERE1556453161 | Community Solar Energy Program | WEST DEPTFORD | 8086 | 1287.43 | Commercial | Community Solar | Yes | Solar Landscape LLC | PSE&G | Accepted | 2024-05-29 | 2024-06-06 | 2026-09-06 | Solar Panels | Jinko | JKM575N-72HL4-BDV |  | 0.575 | 307 | 23.6 | 1 |  | Fixed | Roof
NJCERE1556453163 | Community Solar Energy Program | CLIFFWOOD | 7721 | 689.43 | Commercial | Community Solar | Yes | Solar Landscape LLC | JCP&L | Accepted | 2024-05-29 | 2024-05-31 | 2026-08-30 | Inverters | SolarEdge | SE100KUS | 100000 |  | 4 |  |  | 0.985 |  | Outdoor
NJCERE1556453163 | Community Solar Energy Program | CLIFFWOOD | 7721 | 689.43 | Commercial | Community Solar | Yes | Solar Landscape LLC | JCP&L | Accepted | 2024-05-29 | 2024-05-31 | 2026-08-30 | Solar Panels | Jinko | JKM575N-72HL4-BDV |  | 0.575 | 101 | 226.7 | 1 |  | Fixed | Roof
NJCERE1556453163 | Community Solar Energy Program | CLIFFWOOD | 7721 | 689.43 | Commercial | Community Solar | Yes | Solar Landscape LLC | JCP&L | Accepted | 2024-05-29 | 2024-05-31 | 2026-08-30 | Solar Panels | Jinko | JKM575N-72HL4-BDV |  | 0.575 | 123 | 316.9 | 1 |  | Fixed | Roof
NJCERE1556453163 | Community Solar Energy Program | CLIFFWOOD | 7721 | 689.43 | Commercial | Community Solar | Yes | Solar Landscape LLC | JCP&L | Accepted | 2024-05-29 | 2024-05-31 | 2026-08-30 | Solar Panels | Jinko | JKM575N-72HL4-BDV |  | 0.575 | 975 | 136.6 | 5 |  | Fixed | Roof
NJCERE1556453164 | Community Solar Energy Program | GALLOWAY | 8205 | 1223.03 | Commercial | Community Solar | Yes | Solar Landscape LLC | AC Electric | Accepted | 2024-05-29 | 2024-06-04 | 2026-09-04 | Inverters | SolarEdge | SE120KUS | 119999 |  | 6 |  |  | 0.985 |  | Outdoor
NJCERE1556453164 | Community Solar Energy Program | GALLOWAY | 8205 | 1223.03 | Commercial | Community Solar | Yes | Solar Landscape LLC | AC Electric | Accepted | 2024-05-29 | 2024-06-04 | 2026-09-04 | Solar Panels | Jinko | JKM575N-72HL4-BDV |  | 0.575 | 195 | 276.1 | 2 |  | Fixed | Roof
NJCERE1556453164 | Community Solar Energy Program | GALLOWAY | 8205 | 1223.03 | Commercial | Community Solar | Yes | Solar Landscape LLC | AC Electric | Accepted | 2024-05-29 | 2024-06-04 | 2026-09-04 | Solar Panels | Jinko | JKM575N-72HL4-BDV |  | 0.575 | 280 | 6 | 2 |  | Fixed | Roof
NJCERE1556453164 | Community Solar Energy Program | GALLOWAY | 8205 | 1223.03 | Commercial | Community Solar | Yes | Solar Landscape LLC | AC Electric | Accepted | 2024-05-29 | 2024-06-04 | 2026-09-04 | Solar Panels | Jinko | JKM575N-72HL4-BDV |  | 0.575 | 283 | 186 | 2 |  | Fixed | Roof
NJCERE1556453164 | Community Solar Energy Program | GALLOWAY | 8205 | 1223.03 | Commercial | Community Solar | Yes | Solar Landscape LLC | AC Electric | Accepted | 2024-05-29 | 2024-06-04 | 2026-09-04 | Solar Panels | Jinko | JKM575N-72HL4-BDV |  | 0.575 | 441 | 96 | 2 |  | Fixed | Roof
NJCERE1556453164 | Community Solar Energy Program | GALLOWAY | 8205 | 1223.03 | Commercial | Community Solar | Yes | Solar Landscape LLC | AC Electric | Accepted | 2024-05-29 | 2024-06-04 | 2026-09-04 | Solar Panels | Jinko | JKM575N-72HL4-BDV |  | 0.575 | 684 | 5 | 3 |  | Fixed | Roof
NJCERE1556453164 | Community Solar Energy Program | GALLOWAY | 8205 | 1223.03 | Commercial | Community Solar | Yes | Solar Landscape LLC | AC Electric | Accepted | 2024-05-29 | 2024-06-04 | 2026-09-04 | Solar Panels | Jinko | JKM575N-72HL4-BDV |  | 0.575 | 244 | 185 | 2 |  | Fixed | Roof
NJCERE1556453165 | Community Solar Energy Program | BRIDGEWATER | 8807 | 539.35 | Commercial | Community Solar | Yes | Solar Landscape LLC | PSE&G | Accepted | 2024-05-29 | 2024-06-06 | 2026-09-06 | Inverters | SolarEdge | SE120KUS | 120000 |  | 3 |  |  | 0.985 |  | Outdoor
NJCERE1556453165 | Community Solar Energy Program | BRIDGEWATER | 8807 | 539.35 | Commercial | Community Solar | Yes | Solar Landscape LLC | PSE&G | Accepted | 2024-05-29 | 2024-06-06 | 2026-09-06 | Solar Panels | Jinko | JKM575N-72HL4-BDV |  | 0.575 | 471 | 12.3 | 1 |  | Fixed | Roof
NJCERE1556453165 | Community Solar Energy Program | BRIDGEWATER | 8807 | 539.35 | Commercial | Community Solar | Yes | Solar Landscape LLC | PSE&G | Accepted | 2024-05-29 | 2024-06-06 | 2026-09-06 | Solar Panels | Jinko | JKM575N-72HL4-BDV |  | 0.575 | 467 | 192.4 | 1 |  | Fixed | Roof
NJCERE1556453168 | Community Solar Energy Program | BLACKWOOD | 8012 | 1473.15 | Commercial | Community Solar | Yes | Solar Landscape LLC | PSE&G | Accepted | 2024-05-29 | 2024-06-06 | 2026-09-06 | Inverters | SolarEdge | SE120KUS | 120000 |  | 10 |  |  | 0.985 |  | Outdoor
NJCERE1556453168 | Community Solar Energy Program | BLACKWOOD | 8012 | 1473.15 | Commercial | Community Solar | Yes | Solar Landscape LLC | PSE&G | Accepted | 2024-05-29 | 2024-06-06 | 2026-09-06 | Solar Panels | Jinko | JKM575N-72HL4-BDV |  | 0.575 | 2369 | 137.6 | 1 |  | Fixed | Roof
NJCERE1556453168 | Community Solar Energy Program | BLACKWOOD | 8012 | 1473.15 | Commercial | Community Solar | Yes | Solar Landscape LLC | PSE&G | Accepted | 2024-05-29 | 2024-06-06 | 2026-09-06 | Solar Panels | Jinko | JKM575N-72HL4-BDV |  | 0.575 | 193 | 227.7 | 1 |  | Fixed | Roof
NJCERE1556453172 | Community Solar Energy Program | NORTH BRUNSWICK | 8902 | 2486.3 | Commercial | Community Solar | Yes | Solar Landscape LLC | PSE&G | Accepted | 2024-05-29 | 2024-06-06 | 2026-09-06 | Inverters | SolarEdge | SE120KUS | 120000 |  | 14 |  |  | 0.985 |  | Outdoor
NJCERE1556453172 | Community Solar Energy Program | NORTH BRUNSWICK | 8902 | 2486.3 | Commercial | Community Solar | Yes | Solar Landscape LLC | PSE&G | Accepted | 2024-05-29 | 2024-06-06 | 2026-09-06 | Solar Panels | Jinko | JKM575N-72HL4-BDV |  | 0.575 | 4324 | 218.4 | 5 |  | Fixed | Roof
NJCERE1556453174 | Community Solar Energy Program | SECAUCUS | 7094 | 1848.63 | Commercial | Community Solar | Yes | Solar Landscape, LLC | PSE&G | Accepted | 2024-05-29 | 2024-06-06 | 2026-09-06 | Inverters | SolarEdge | SE120KUS | 120000 |  | 11 |  |  | 0.985 |  | Outdoor
NJCERE1556453174 | Community Solar Energy Program | SECAUCUS | 7094 | 1848.63 | Commercial | Community Solar | Yes | Solar Landscape, LLC | PSE&G | Accepted | 2024-05-29 | 2024-06-06 | 2026-09-06 | Solar Panels | Jinko | JKM575N-72HL4-BDV |  | 0.575 | 3215 | 201 | 5 |  | Fixed | Roof
NJCERE1556453175 | Community Solar Energy Program | PISCATAWAY | 8854 | 4999.63 | Commercial | Community Solar | Yes | Solar Landscape, LLC | PSE&G | Accepted | 2024-05-29 | 2024-06-06 | 2026-09-06 | Inverters | SolarEdge | SE120KUS | 120000 |  | 31 |  |  | 0.985 |  | Outdoor
NJCERE1556453175 | Community Solar Energy Program | PISCATAWAY | 8854 | 4999.63 | Commercial | Community Solar | Yes | Solar Landscape, LLC | PSE&G | Accepted | 2024-05-29 | 2024-06-06 | 2026-09-06 | Solar Panels | Jinko | JKM575N-72HL4-BDV |  | 0.575 | 8695 | 147 | 10 |  | Fixed | Roof
NJCERE1556453177 | Community Solar Energy Program | PISCATAWAY | 8854 | 4269.38 | Commercial | Community Solar | Yes | Solar Landscape, LLC | PSE&G | Accepted | 2024-05-29 | 2024-06-06 | 2026-09-06 | Inverters | SolarEdge | SE120KUS | 120000 |  | 19 |  |  | 0.985 |  | Outdoor
NJCERE1556453177 | Community Solar Energy Program | PISCATAWAY | 8854 | 4269.38 | Commercial | Community Solar | Yes | Solar Landscape, LLC | PSE&G | Accepted | 2024-05-29 | 2024-06-06 | 2026-09-06 | Inverters | SolarEdge | SE80KUS | 80000 |  | 2 |  |  | 0.985 |  | Outdoor
NJCERE1556453177 | Community Solar Energy Program | PISCATAWAY | 8854 | 4269.38 | Commercial | Community Solar | Yes | Solar Landscape, LLC | PSE&G | Accepted | 2024-05-29 | 2024-06-06 | 2026-09-06 | Solar Panels | Jinko | JKM575N-72HL4-BDV |  | 0.575 | 7425 | 144 | 10 |  | Fixed | Roof
NJCERE1556453181 | Community Solar Energy Program | CARLSTADT | 7072 | 498.53 | Commercial | Community Solar | Yes | Solar Landscape LLC | PSE&G | Accepted | 2024-05-29 | 2024-06-06 | 2026-09-06 | Inverters | SolarEdge | SE100KUS | 100000 |  | 4 |  |  | 0.985 |  | Outdoor
NJCERE1556453181 | Community Solar Energy Program | CARLSTADT | 7072 | 498.53 | Commercial | Community Solar | Yes | Solar Landscape LLC | PSE&G | Accepted | 2024-05-29 | 2024-06-06 | 2026-09-06 | Solar Panels | Jinko | JKM575N-72HL4-BDV |  | 0.575 | 867 | 213.45 | 5 |  | Fixed | Roof
NJCERE1556453184 | Community Solar Energy Program | PISCATAWAY | 8854 | 2691.58 | Commercial | Community Solar | Yes | Solar Landscape LLC | PSE&G | Accepted | 2024-05-29 | 2024-06-06 | 2026-09-06 | Inverters | SolarEdge | SE120KUS | 120000 |  | 15 |  |  | 0.985 |  | Outdoor
NJCERE1556453184 | Community Solar Energy Program | PISCATAWAY | 8854 | 2691.58 | Commercial | Community Solar | Yes | Solar Landscape LLC | PSE&G | Accepted | 2024-05-29 | 2024-06-06 | 2026-09-06 | Solar Panels | Jinko | JKM575N-72HL4-BDV |  | 0.575 | 4681 | 165 | 5 |  | Fixed | Roof
NJCERE1556453186 | Community Solar Energy Program | CRANBURY | 8512 | 2270.1 | Commercial | Community Solar | Yes | Solar Landscape, LLC | PSE&G | Accepted | 2024-05-29 | 2024-06-06 | 2026-09-06 | Inverters | SolarEdge | SE120KUS | 120000 |  | 14 |  |  | 0.985 |  | Outdoor
NJCERE1556453186 | Community Solar Energy Program | CRANBURY | 8512 | 2270.1 | Commercial | Community Solar | Yes | Solar Landscape, LLC | PSE&G | Accepted | 2024-05-29 | 2024-06-06 | 2026-09-06 | Solar Panels | Jinko | JKM575N-72HL4-BDV |  | 0.575 | 3948 | 199 | 5 |  | Fixed | Roof
NJCERE1556453191 | Community Solar Energy Program | MICKLETON | 8056 | 4999.63 | Commercial | Community Solar | Yes | Solar Landscape, LLC | AC Electric | Accepted | 2024-05-29 | 2024-06-04 | 2026-09-04 | Inverters | SolarEdge | SE120KUS | 120000 |  | 32 |  |  | 0.985 |  | Outdoor
NJCERE1556453191 | Community Solar Energy Program | MICKLETON | 8056 | 4999.63 | Commercial | Community Solar | Yes | Solar Landscape, LLC | AC Electric | Accepted | 2024-05-29 | 2024-06-04 | 2026-09-04 | Solar Panels | Jinko | JKM575N-72HL4-BDV |  | 0.575 | 8695 | 161 | 10 |  | Fixed | Roof
NJCERE1556453193 | Community Solar Energy Program | EDISON | 8817 | 2496.08 | Commercial | Community Solar | Yes | Solar Landscape, LLC | PSE&G | Accepted | 2024-05-29 | 2024-06-06 | 2026-09-06 | Inverters | SolarEdge | SE120KUS | 120000 |  | 14 |  |  | 0.985 |  | Outdoor
NJCERE1556453193 | Community Solar Energy Program | EDISON | 8817 | 2496.08 | Commercial | Community Solar | Yes | Solar Landscape, LLC | PSE&G | Accepted | 2024-05-29 | 2024-06-06 | 2026-09-06 | Solar Panels | Jinko | JKM575N-72HL4-BDV |  | 0.575 | 4341 | 142 | 5 |  | Fixed | Roof
NJCERE1556453196 | Community Solar Energy Program | LEDGEWOOD | 7852 | 529.43 | Commercial | Community Solar | Yes | Solar Landscape LLC | JCP&L | Accepted | 2025-05-12 | 2025-05-27 | 2027-08-27 | Inverters | SolarEdge | SE-TRI-USSEIBN120KUS | 120000 |  | 3 |  |  | 0.985 |  | Outdoor
NJCERE1556453196 | Community Solar Energy Program | LEDGEWOOD | 7852 | 529.43 | Commercial | Community Solar | Yes | Solar Landscape LLC | JCP&L | Accepted | 2025-05-12 | 2025-05-27 | 2027-08-27 | Solar Panels | Jinko | JKM585N-72HL4-BDV |  | 0.585 | 724 | 139 | 5 |  | Fixed | Roof
NJCERE1556453196 | Community Solar Energy Program | LEDGEWOOD | 7852 | 529.43 | Commercial | Community Solar | Yes | Solar Landscape LLC | JCP&L | Accepted | 2025-05-12 | 2025-05-27 | 2027-08-27 | Solar Panels | Jinko | JKM585N-72HL4-BDV |  | 0.585 | 181 | 230 | 5 |  | Fixed | Roof
NJCERE1556453198 | Community Solar Energy Program | SEWELL | 8080 | 507.78 | Commercial | Community Solar | Yes | Solar Landscape LLC | AC Electric | Accepted | 2025-05-13 | 2025-05-27 | 2027-08-27 | Inverters | SolarEdge | SE-TRI-USSEIBN120KUS | 120000 |  | 3 |  |  | 0.985 |  | Outdoor
NJCERE1556453198 | Community Solar Energy Program | SEWELL | 8080 | 507.78 | Commercial | Community Solar | Yes | Solar Landscape LLC | AC Electric | Accepted | 2025-05-13 | 2025-05-27 | 2027-08-27 | Solar Panels | Jinko Solar | JKM585N-72HL4-BDV |  | 0.585 | 868 | 162 | 1 |  | Fixed | Roof
NJCERE1556453282 | Community Solar Energy Program | EAST RUTHERFORD | 7073 | 764.18 | Commercial | Community Solar | Yes | Solar Landscape LLC | PSE&G | Accepted | 2024-05-29 | 2024-06-06 | 2026-09-06 | Inverters | SolarEdge | SE120KUS | 120000 |  | 5 |  |  | 0.985 |  | Outdoor
NJCERE1556453282 | Community Solar Energy Program | EAST RUTHERFORD | 7073 | 764.18 | Commercial | Community Solar | Yes | Solar Landscape LLC | PSE&G | Accepted | 2024-05-29 | 2024-06-06 | 2026-09-06 | Solar Panels | Jinko | JKM575N-72HL4-BDV |  | 0.575 | 1329 | 217 | 5 |  | Fixed | Roof
NJCERE1556463249 | Community Solar Energy Program | HILLSBOROUGH | 8844 | 3596.64 | Commercial | Community Solar | No | Belle Mead Depot Solar, LLC | PSE&G | Accepted | 2024-05-29 | 2024-09-12 | 2027-06-12 | Solar Panels | Canadian Solar | BiHiKu6, Bifacial Mono Perk, CS6W-540 |  | 0.635 | 5664 | 90 | 55 |  | Single Axis | Ground
NJCERE1556463249 | Community Solar Energy Program | HILLSBOROUGH | 8844 | 3596.64 | Commercial | Community Solar | No | Belle Mead Depot Solar, LLC | PSE&G | Accepted | 2024-05-29 | 2024-09-12 | 2027-06-12 | Inverters | Chint | Chint 250K-T-US-600V | 150000 |  | 10 |  |  | 0.99 |  | Outdoor
NJCERE1556463249 | Community Solar Energy Program | HILLSBOROUGH | 8844 | 3596.64 | Commercial | Community Solar | No | Belle Mead Depot Solar, LLC | PSE&G | Accepted | 2024-05-29 | 2024-09-12 | 2027-06-12 | Meters | AccuEnergy | AcuRev 1300 |  |  | 1 |  |  |  | Yes | Outdoor
NJCERE1556463792 | Community Solar Energy Program | HILLSBOROUGH | 8844 | 535.33 | Commercial | Community Solar | Yes | Solar Landscape LLC | PSE&G | Accepted | 2024-05-29 | 2024-06-06 | 2026-09-06 | Inverters | SolarEdge | SE100KUS | 100000 |  | 4 |  |  | 0.985 |  | Outdoor
NJCERE1556463792 | Community Solar Energy Program | HILLSBOROUGH | 8844 | 535.33 | Commercial | Community Solar | Yes | Solar Landscape LLC | PSE&G | Accepted | 2024-05-29 | 2024-06-06 | 2026-09-06 | Solar Panels | Jinko | JKM575N-72HL4-BDV |  | 0.575 | 931 | 171 | 5 |  | Fixed | Roof
NJCERE1556463809 | Community Solar Energy Program | FREEHOLD | 7728 | 1955 | Commercial | Community Solar | Yes | Solar Landscape, LLC | JCP&L | Accepted | 2024-06-20 | 2024-06-21 | 2026-09-21 | Inverters | SolarEdge | SE120KUS | 120000 |  | 12 |  |  | 0.85 |  | Outdoor
NJCERE1556463809 | Community Solar Energy Program | FREEHOLD | 7728 | 1955 | Commercial | Community Solar | Yes | Solar Landscape, LLC | JCP&L | Accepted | 2024-06-20 | 2024-06-21 | 2026-09-21 | Solar Panels | Jinko | JKM575N-72HL4-BDV |  | 0.575 | 1085 | 190 | 5 |  | Fixed | Roof
NJCERE1556463809 | Community Solar Energy Program | FREEHOLD | 7728 | 1955 | Commercial | Community Solar | Yes | Solar Landscape, LLC | JCP&L | Accepted | 2024-06-20 | 2024-06-21 | 2026-09-21 | Solar Panels | Jinko | JKM575N-72HL4-BDV |  | 0.575 | 1651 | 160 | 5 |  | Fixed | Roof
NJCERE1556463809 | Community Solar Energy Program | FREEHOLD | 7728 | 1955 | Commercial | Community Solar | Yes | Solar Landscape, LLC | JCP&L | Accepted | 2024-06-20 | 2024-06-21 | 2026-09-21 | Solar Panels | Jinko | JKM575N-72HL4-BDV |  | 0.575 | 664 | 185 | 5 |  | Fixed | Roof
NJCERE1556463814 | Community Solar Energy Program | AVENEL | 7001 | 2024.1 | Commercial | Community Solar | Yes | Solar Landscape LLC | PSE&G | Accepted | 2025-05-13 | 2025-05-30 | 2027-08-30 | Inverters | SolarEdge | SE-TRI-USSEIBN120KUS | 120000 |  | 12 |  |  | 0.985 |  | Outdoor
NJCERE1556463814 | Community Solar Energy Program | AVENEL | 7001 | 2024.1 | Commercial | Community Solar | Yes | Solar Landscape LLC | PSE&G | Accepted | 2025-05-13 | 2025-05-30 | 2027-08-30 | Solar Panels | Jinko Solar | JKM585N-72HL4-BDV |  | 0.585 | 3460 | 198.3 | 5 |  | Fixed | Roof
NJCERE1556463831 | Community Solar Energy Program | EATONTOWN | 7724 | 761.3 | Commercial | Community Solar | Yes | Solar Landscape LLC | JCP&L | Accepted | 2024-06-12 | 2024-06-25 | 2026-09-25 | Inverters | SolarEdge | SE120KUS | 120000 |  | 5 |  |  | 0.985 |  | Outdoor
NJCERE1556463831 | Community Solar Energy Program | EATONTOWN | 7724 | 761.3 | Commercial | Community Solar | Yes | Solar Landscape LLC | JCP&L | Accepted | 2024-06-12 | 2024-06-25 | 2026-09-25 | Solar Panels | Jinko | JKM575N-72HL4-BDV |  | 0.575 | 1324 | 156 | 5 |  | Fixed | Roof
NJCERE1556463854 | Community Solar Energy Program | Washington Township | 8012 | 1173.58 | Commercial | Community Solar | Yes | Solar Landscape LLC | AC Electric | Accepted | 2024-05-29 | 2024-06-04 | 2026-09-04 | Inverters | SolarEdge | SE120KUS | 120000 |  | 8 |  |  | 0.985 |  | Outdoor
NJCERE1556463854 | Community Solar Energy Program | Washington Township | 8012 | 1173.58 | Commercial | Community Solar | Yes | Solar Landscape LLC | AC Electric | Accepted | 2024-05-29 | 2024-06-04 | 2026-09-04 | Solar Panels | Jinko | JKM575N-72HL4-BDV |  | 0.575 | 485 | 182 | 5 |  | Fixed | Roof
NJCERE1556463854 | Community Solar Energy Program | Washington Township | 8012 | 1173.58 | Commercial | Community Solar | Yes | Solar Landscape LLC | AC Electric | Accepted | 2024-05-29 | 2024-06-04 | 2026-09-04 | Solar Panels | Jinko | JKM575N-72HL4-BDV |  | 0.575 | 574 | 214 | 5 |  | Fixed | Roof
NJCERE1556463854 | Community Solar Energy Program | Washington Township | 8012 | 1173.58 | Commercial | Community Solar | Yes | Solar Landscape LLC | AC Electric | Accepted | 2024-05-29 | 2024-06-04 | 2026-09-04 | Solar Panels | Jinko | JKM575N-72HL4-BDV |  | 0.575 | 751 | 169 | 5 |  | Fixed | Roof
NJCERE1556463854 | Community Solar Energy Program | Washington Township | 8012 | 1173.58 | Commercial | Community Solar | Yes | Solar Landscape LLC | AC Electric | Accepted | 2024-05-29 | 2024-06-04 | 2026-09-04 | Solar Panels | Jinko | JKM575N-72HL4-BDV |  | 0.575 | 231 | 155 | 5 |  | Fixed | Roof
NJCERE1556463858 | Community Solar Energy Program | BUDD LAKE | 7828 | 2607.63 | Commercial | Community Solar | Yes | Solar Landscape LLC | JCP&L | Accepted | 2024-05-29 | 2024-05-31 | 2025-11-30 | Inverters | SolarEdge | SE120KUS | 120000 |  | 15 |  |  | 0.985 |  | Outdoor
NJCERE1556463858 | Community Solar Energy Program | BUDD LAKE | 7828 | 2607.63 | Commercial | Community Solar | Yes | Solar Landscape LLC | JCP&L | Accepted | 2024-05-29 | 2024-05-31 | 2025-11-30 | Solar Panels | Jinko | JKM575N-72HL4-BDV |  | 0.575 | 4535 | 172 | 5 |  | Fixed | Roof
NJCERE1556463864 | Community Solar Energy Program | BURLINGTON | 8016 | 2905.7 | Commercial | Community Solar | Yes | Solar Landscape, LLC | PSE&G | Accepted | 2025-05-13 | 2025-05-30 | 2027-08-30 | Inverters | SolarEdge | SE-TRI-USSEIBN120KUS | 120000 |  | 18 |  |  | 0.985 |  | Outdoor
NJCERE1556463864 | Community Solar Energy Program | BURLINGTON | 8016 | 2905.7 | Commercial | Community Solar | Yes | Solar Landscape, LLC | PSE&G | Accepted | 2025-05-13 | 2025-05-30 | 2027-08-30 | Solar Panels | Jinko Solar | JKM585N-72HL4-BDV (Jinko Eagle 585W)-35mm |  | 0.585 | 4967 | 195.5 | 5 |  | Fixed | Roof
NJCERE1556463893 | Community Solar Energy Program | OAKLAND | 7436 | 1082.73 | Commercial | Community Solar | Yes | Solar Landscape, LLC | RECO | Accepted | 2025-02-20 | 2025-03-10 | 2027-06-10 | Inverters | SolarEdge | SE120KUS | 120000 |  | 7 |  |  | 0.985 |  | Outdoor
NJCERE1556463893 | Community Solar Energy Program | OAKLAND | 7436 | 1082.73 | Commercial | Community Solar | Yes | Solar Landscape, LLC | RECO | Accepted | 2025-02-20 | 2025-03-10 | 2027-06-10 | Solar Panels | Jinko | JKM575N-72HL4-BDV |  | 0.575 | 1883 | 216 | 5 |  | Fixed | Roof
NJCERE1556463895 | Community Solar Energy Program | LUMBERTON | 8048 | 2753.1 | Commercial | Community Solar | Yes | Solar Landscape LLC | PSE&G | Accepted | 2024-05-29 | 2024-06-06 | 2026-09-06 | Inverters | SolarEdge | SE120KUS | 120000 |  | 18 |  |  | 0.985 |  | Outdoor
NJCERE1556463895 | Community Solar Energy Program | LUMBERTON | 8048 | 2753.1 | Commercial | Community Solar | Yes | Solar Landscape LLC | PSE&G | Accepted | 2024-05-29 | 2024-06-06 | 2026-09-06 | Solar Panels | Jinko | JKM575N-72HL4-BDV |  | 0.575 | 4788 | 191.73 | 5 |  | Fixed | Roof
NJCERE1556463898 | Community Solar Energy Program | Bridgewater | 8807 | 1786.01 | Commercial | Community Solar | Yes | Solar Landscape, LLC | PSE&G | Accepted | 2025-05-13 | 2025-06-04 | 2027-09-04 | Inverters | SolarEdge | SE120KUS | 120000 |  | 10 |  |  | 0.985 |  | Outdoor
NJCERE1556463898 | Community Solar Energy Program | Bridgewater | 8807 | 1786.01 | Commercial | Community Solar | Yes | Solar Landscape, LLC | PSE&G | Accepted | 2025-05-13 | 2025-06-04 | 2027-09-04 | Solar Panels | Jinko | JKM585N-72HL4-BDV (Jinko Eagle 585W)-35mm |  | 0.585 | 3053 | 196.4 | 5 |  | Fixed | Roof
NJCERE1556463901 | Community Solar Energy Program | EATONTOWN | 7724 | 465.75 | Commercial | Community Solar | Yes | Solar Landscape LLC | JCP&L | Accepted | 2024-06-17 | 2024-06-20 | 2026-09-20 | Inverters | SolarEdge | SE120KUS | 120000 |  | 3 |  |  | 0.985 |  | Outdoor
NJCERE1556463901 | Community Solar Energy Program | EATONTOWN | 7724 | 465.75 | Commercial | Community Solar | Yes | Solar Landscape LLC | JCP&L | Accepted | 2024-06-17 | 2024-06-20 | 2026-09-20 | Solar Panels | Jinko | JKM575N-72HL4-BDV |  | 0.575 | 810 | 175.19 | 5 |  | Fixed | Roof
NJCERE1556463905 | Community Solar Energy Program | EGG HARBOR TOWNSHIP | 8234 | 1457.05 | Commercial | Community Solar | Yes | Solar Landscape LLC | AC Electric | Accepted | 2024-05-29 | 2024-06-04 | 2026-09-04 | Inverters | SolarEdge | SE120KUS | 120000 |  | 9 |  |  | 0.985 |  | Outdoor
NJCERE1556463905 | Community Solar Energy Program | EGG HARBOR TOWNSHIP | 8234 | 1457.05 | Commercial | Community Solar | Yes | Solar Landscape LLC | AC Electric | Accepted | 2024-05-29 | 2024-06-04 | 2026-09-04 | Solar Panels | Jinko | JKM575N-72HL4-BDV |  | 0.575 | 2251 | 174.7 | 5 |  | Fixed | Roof
NJCERE1556463905 | Community Solar Energy Program | EGG HARBOR TOWNSHIP | 8234 | 1457.05 | Commercial | Community Solar | Yes | Solar Landscape LLC | AC Electric | Accepted | 2024-05-29 | 2024-06-04 | 2026-09-04 | Solar Panels | Jinko | JKM575N-72HL4-BDV |  | 0.575 | 283 | 174.5 | 2 |  | Fixed | Roof
NJCERE1556463908 | Community Solar Energy Program | MONTVILLE | 7045 | 377.2 | Commercial | Community Solar | Yes | Solar Landscape LLC | JCP&L | Accepted | 2024-05-29 | 2024-05-31 | 2026-08-30 | Inverters | SolarEdge | SE100KUS | 100000 |  | 3 |  |  | 0.985 |  | Outdoor
NJCERE1556463908 | Community Solar Energy Program | MONTVILLE | 7045 | 377.2 | Commercial | Community Solar | Yes | Solar Landscape LLC | JCP&L | Accepted | 2024-05-29 | 2024-05-31 | 2026-08-30 | Solar Panels | Jinko | JKM575N-72HL4-BDV |  | 0.575 | 656 | 154.69 | 5 |  | Fixed | Roof
NJCERE1556463911 | Community Solar Energy Program | MONTVILLE | 7045 | 926.33 | Commercial | Community Solar | Yes | Solar Landscape LLC | JCP&L | Accepted | 2024-05-29 | 2024-05-31 | 2026-08-30 | Inverters | SolarEdge | SE80KUS | 80000 |  | 2 |  |  | 0.985 |  | Outdoor
NJCERE1556463911 | Community Solar Energy Program | MONTVILLE | 7045 | 926.33 | Commercial | Community Solar | Yes | Solar Landscape LLC | JCP&L | Accepted | 2024-05-29 | 2024-05-31 | 2026-08-30 | Inverters | SolarEdge | SE120KUS | 120000 |  | 5 |  |  | 0.985 |  | Outdoor
NJCERE1556463911 | Community Solar Energy Program | MONTVILLE | 7045 | 926.33 | Commercial | Community Solar | Yes | Solar Landscape LLC | JCP&L | Accepted | 2024-05-29 | 2024-05-31 | 2026-08-30 | Solar Panels | Jinko | JKM575N-72HL4-BDV |  | 0.575 | 1611 | 169.5 | 5 |  | Fixed | Roof
NJCERE1556463919 | Community Solar Energy Program | LINDEN | 7036 | 684.83 | Commercial | Community Solar | Yes | Solar Landscape LLC | PSE&G | Accepted | 2024-05-29 | 2024-06-06 | 2026-09-06 | Inverters | SolarEdge | SE120KUS | 120000 |  | 5 |  |  | 0.985 |  | Outdoor
NJCERE1556463919 | Community Solar Energy Program | LINDEN | 7036 | 684.83 | Commercial | Community Solar | Yes | Solar Landscape LLC | PSE&G | Accepted | 2024-05-29 | 2024-06-06 | 2026-09-06 | Solar Panels | Jinko | JKM575N-72HL4-BDV |  | 0.575 | 1191 | 216 | 5 |  | Fixed | Roof
NJCERE1556464170 | Community Solar Energy Program | BOONTON | 7005 | 1551.35 | Commercial | Community Solar | Yes | Solar Landscape LLC | JCP&L | Accepted | 2024-07-15 | 2024-07-17 | 2026-10-17 | Inverters | SolarEdge | SE120KUS | 120000 |  | 9 |  |  | 0.985 |  | Outdoor
NJCERE1556464170 | Community Solar Energy Program | BOONTON | 7005 | 1551.35 | Commercial | Community Solar | Yes | Solar Landscape LLC | JCP&L | Accepted | 2024-07-15 | 2024-07-17 | 2026-10-17 | Solar Panels | Jinko | JKM575N-72HL4-BDV |  | 0.575 | 748 | 135 | 5 |  | Fixed | Roof
NJCERE1556464170 | Community Solar Energy Program | BOONTON | 7005 | 1551.35 | Commercial | Community Solar | Yes | Solar Landscape LLC | JCP&L | Accepted | 2024-07-15 | 2024-07-17 | 2026-10-17 | Solar Panels | Jinko | JKM575N-72HL4-BDV |  | 0.575 | 1122 | 315 | 5 |  | Fixed | Roof
NJCERE1556464170 | Community Solar Energy Program | BOONTON | 7005 | 1551.35 | Commercial | Community Solar | Yes | Solar Landscape LLC | JCP&L | Accepted | 2024-07-15 | 2024-07-17 | 2026-10-17 | Solar Panels | Jinko | JKM575N-72HL4-BDV |  | 0.575 | 776 | 315 | 2 |  | Fixed | Roof
NJCERE1556464170 | Community Solar Energy Program | BOONTON | 7005 | 1551.35 | Commercial | Community Solar | Yes | Solar Landscape LLC | JCP&L | Accepted | 2024-07-15 | 2024-07-17 | 2026-10-17 | Solar Panels | Jinko | JKM575N-72HL4-BDV |  | 0.575 | 52 | 135 | 5 |  | Fixed | Roof
NJCERE1556464173 | Community Solar Energy Program | SOUTH PLAINFIELD | 7080 | 1651.98 | Commercial | Community Solar | Yes | Solar Landscape LLC | PSE&G | Accepted | 2024-05-29 | 2024-06-06 | 2026-09-06 | Inverters | SolarEdge | SE120KUS | 120000 |  | 8 |  |  | 0.985 |  | Outdoor
NJCERE1556464173 | Community Solar Energy Program | SOUTH PLAINFIELD | 7080 | 1651.98 | Commercial | Community Solar | Yes | Solar Landscape LLC | PSE&G | Accepted | 2024-05-29 | 2024-06-06 | 2026-09-06 | Solar Panels | Jinko | JKM575N-72HL4-BDV |  | 0.575 | 2873 | 138 | 5 |  | Fixed | Roof
NJCERE1556464173 | Community Solar Energy Program | SOUTH PLAINFIELD | 7080 | 1651.98 | Commercial | Community Solar | Yes | Solar Landscape LLC | PSE&G | Accepted | 2024-05-29 | 2024-06-06 | 2026-09-06 | Inverters | SolarEdge | SE40KUS | 40000 |  | 1 |  |  | 0.985 |  | Outdoor
NJCERE1556464180 | Community Solar Energy Program | Fair Lawn | 7410 | 1955 | Commercial | Community Solar | Yes | Solar Landscape LLC | PSE&G | Accepted | 2024-05-29 | 2024-06-06 | 2026-09-06 | Inverters | SolarEdge | SE120KUS | 120000 |  | 12 |  |  | 0.985 |  | Outdoor
NJCERE1556464180 | Community Solar Energy Program | Fair Lawn | 7410 | 1955 | Commercial | Community Solar | Yes | Solar Landscape LLC | PSE&G | Accepted | 2024-05-29 | 2024-06-06 | 2026-09-06 | Solar Panels | Jinko | JKM575N-72HL4-BDV |  | 0.575 | 3400 | 159.5 | 5 |  | Fixed | Roof
NJCERE1556464183 | Community Solar Energy Program | NEWARK | 7114 | 487.6 | Commercial | Community Solar | Yes | Solar Landscape LLC | PSE&G | Accepted | 2024-05-29 | 2024-06-06 | 2026-09-06 | Inverters | SolarEdge | SE120KUS | 120000 |  | 3 |  |  | 0.985 |  | Outdoor
NJCERE1556464183 | Community Solar Energy Program | NEWARK | 7114 | 487.6 | Commercial | Community Solar | Yes | Solar Landscape LLC | PSE&G | Accepted | 2024-05-29 | 2024-06-06 | 2026-09-06 | Solar Panels | Jinko | JKM575N-72HL4-BDV |  | 0.575 | 848 | 204.2 | 5 |  | Fixed | Roof
NJCERE1556464184 | Community Solar Energy Program | NEWARK | 7105 | 1646.23 | Commercial | Community Solar | Yes | Solar Landscape LLC | PSE&G | Accepted | 2024-05-29 | 2024-06-06 | 2026-09-06 | Inverters | SolarEdge | SE120KUS | 120000 |  | 10 |  |  | 0.985 |  | Outdoor
NJCERE1556464184 | Community Solar Energy Program | NEWARK | 7105 | 1646.23 | Commercial | Community Solar | Yes | Solar Landscape LLC | PSE&G | Accepted | 2024-05-29 | 2024-06-06 | 2026-09-06 | Solar Panels | Jinko | JKM575N-72HL4-BDV |  | 0.575 | 2863 | 199.86 | 5 |  | Fixed | Roof
NJCERE1556464191 | Community Solar Energy Program | TOTOWA | 7512 | 573.28 | Commercial | Community Solar | Yes | Solar Landscape LLC | PSE&G | Accepted | 2024-05-29 | 2024-06-07 | 2026-09-07 | Inverters | SolarEdge | SE100KUS | 100000 |  | 4 |  |  | 0.985 |  | Outdoor
NJCERE1556464191 | Community Solar Energy Program | TOTOWA | 7512 | 573.28 | Commercial | Community Solar | Yes | Solar Landscape LLC | PSE&G | Accepted | 2024-05-29 | 2024-06-07 | 2026-09-07 | Solar Panels | Jinko | JKM575N-72HL4-BDV |  | 0.575 | 997 | 211.14 | 5 |  | Fixed | Roof
NJCERE1556464193 | Community Solar Energy Program | Lyndhurst | 7071 | 4999.63 | Commercial | Community Solar | Yes | Solar Landscape LLC | PSE&G | Accepted | 2024-05-29 | 2024-06-06 | 2026-09-06 | Inverters | SolarEdge | SE120KUS | 120000 |  | 28 |  |  | 0.985 |  | Outdoor
NJCERE1556464193 | Community Solar Energy Program | Lyndhurst | 7071 | 4999.63 | Commercial | Community Solar | Yes | Solar Landscape LLC | PSE&G | Accepted | 2024-05-29 | 2024-06-06 | 2026-09-06 | Solar Panels | Jinko | JKM575N-72HL4-BDV |  | 0.575 | 8695 | 227 | 10 |  | Fixed | Roof
NJCERE1556464200 | Community Solar Energy Program | TETERBORO | 7608 | 851.76 | Commercial | Community Solar | Yes | Solar Landscape LLC | PSE&G | Accepted | 2025-05-13 | 2025-05-30 | 2027-08-30 | Inverters | SolarEdge | SE-TRI-USSEIBN120KUS | 120000 |  | 5 |  |  | 0.985 |  | Outdoor
NJCERE1556464200 | Community Solar Energy Program | TETERBORO | 7608 | 851.76 | Commercial | Community Solar | Yes | Solar Landscape LLC | PSE&G | Accepted | 2025-05-13 | 2025-05-30 | 2027-08-30 | Inverters | SolarEdge | USE-SIN-USSEI40KUS | 40000 |  | 1 |  |  | 0.985 |  | Outdoor
NJCERE1556464200 | Community Solar Energy Program | TETERBORO | 7608 | 851.76 | Commercial | Community Solar | Yes | Solar Landscape LLC | PSE&G | Accepted | 2025-05-13 | 2025-05-30 | 2027-08-30 | Solar Panels | Jinko | JKM585N-72HL4-BDV (Jinko Eagle 585W) 30mm |  | 0.585 | 1456 | 218 | 5 |  | Fixed | Roof
NJCERE1556464225 | Community Solar Energy Program | WEST DEPTFORD | 8066 | 2266.65 | Commercial | Community Solar | Yes | Solar Landscape, LLC | PSE&G | Accepted | 2025-05-13 | 2025-05-30 | 2027-08-30 | Inverters | SolarEdge | SE120KUS | 120000 |  | 13 |  |  | 0.985 |  | Outdoor
NJCERE1556464225 | Community Solar Energy Program | WEST DEPTFORD | 8066 | 2266.65 | Commercial | Community Solar | Yes | Solar Landscape, LLC | PSE&G | Accepted | 2025-05-13 | 2025-05-30 | 2027-08-30 | Solar Panels | Jinko | JKM575N-72HL4-BDV |  | 0.575 | 3942 | 142 | 5 |  | Fixed | Roof
NJCERE1556464228 | Community Solar Energy Program | STRATFORD | 8084 | 1733.63 | Commercial | Community Solar | Yes | Solar Landscape LLC | AC Electric | Accepted | 2024-05-29 | 2024-06-04 | 2026-09-04 | Inverters | SolarEdge | SE120KUS | 120000 |  | 10 |  |  | 0.985 |  | Outdoor
NJCERE1556464228 | Community Solar Energy Program | STRATFORD | 8084 | 1733.63 | Commercial | Community Solar | Yes | Solar Landscape LLC | AC Electric | Accepted | 2024-05-29 | 2024-06-04 | 2026-09-04 | Solar Panels | Jinko | JKM575N-72HL4-BDV |  | 0.575 | 3015 | 188 | 5 |  | Fixed | Roof
NJCERE1556464229 | Community Solar Energy Program | MOUNT LAUREL | 8054 | 499.1 | Commercial | Community Solar | Yes | Solar Landscape LLC | PSE&G | Accepted | 2024-05-29 | 2024-06-06 | 2026-09-06 | Inverters | SolarEdge | SE120KUS | 120000 |  | 3 |  |  | 0.985 |  | Outdoor
NJCERE1556464229 | Community Solar Energy Program | MOUNT LAUREL | 8054 | 499.1 | Commercial | Community Solar | Yes | Solar Landscape LLC | PSE&G | Accepted | 2024-05-29 | 2024-06-06 | 2026-09-06 | Solar Panels | Jinko | JKM575N-72HL4-BDV |  | 0.575 | 868 | 142.8 | 5 |  | Fixed | Roof
NJCERE1556473288 | Community Solar Energy Program | ABSECON | 8201 | 591.68 | Commercial | Community Solar | Yes | Solar Landscape LLC | AC Electric | Accepted | 2024-05-28 | 2024-06-04 | 2026-09-04 | Inverters | SolarEdge | SE100KUS | 100000 |  | 4 |  |  | 0.985 |  | Outdoor
NJCERE1556473288 | Community Solar Energy Program | ABSECON | 8201 | 591.68 | Commercial | Community Solar | Yes | Solar Landscape LLC | AC Electric | Accepted | 2024-05-28 | 2024-06-04 | 2026-09-04 | Solar Panels | Jinko | JKM575N-72HL4-BDV |  | 0.575 | 1029 | 222 | 5 |  | Fixed | Roof
NJCERE1556473613 | Community Solar Energy Program | Vincentown | 8088 | 4522.63 | Commercial | Community Solar | No | CS Energy, LLC | AC Electric | Accepted | 2024-05-28 | 2024-06-04 | 2027-03-04 | Inverters | SUNGROW | SG3600UD-MV | 3600 |  | 1 |  |  | 0.989 |  | Outdoor
NJCERE1556473613 | Community Solar Energy Program | Vincentown | 8088 | 4522.63 | Commercial | Community Solar | No | CS Energy, LLC | AC Electric | Accepted | 2024-05-28 | 2024-06-04 | 2027-03-04 | Meters | SEL | SEL-735 Power Quality and Revenue Meter |  |  | 1 |  |  |  | Yes | Outdoor
NJCERE1556473613 | Community Solar Energy Program | Vincentown | 8088 | 4522.63 | Commercial | Community Solar | No | CS Energy, LLC | AC Electric | Accepted | 2024-05-28 | 2024-06-04 | 2027-03-04 | Solar Panels | HANWHA | Q.PEAK DUO XL-G10.3 / BFG |  | 0.485 | 9325 | 180 | 25 |  | Fixed | Ground
NJCERE1556478262 | Community Solar Energy Program | CHERRY HILL | 8002 | 999 | Commercial | Community Solar | Yes | Ecogy Energy NJ VII LLC | PSE&G | Accepted | 2024-05-15 | 2024-06-18 | 2027-03-18 | Meters | TBD | TBD |  |  | 1 |  |  |  | Yes | Outdoor
NJCERE1556478262 | Community Solar Energy Program | CHERRY HILL | 8002 | 999 | Commercial | Community Solar | Yes | Ecogy Energy NJ VII LLC | PSE&G | Accepted | 2024-05-15 | 2024-06-18 | 2027-03-18 | Inverters | Solar Edge | SE100K | 100000 |  | 8 |  |  | 0.975 |  | Outdoor
NJCERE1556478262 | Community Solar Energy Program | CHERRY HILL | 8002 | 999 | Commercial | Community Solar | Yes | Ecogy Energy NJ VII LLC | PSE&G | Accepted | 2024-05-15 | 2024-06-18 | 2027-03-18 | Solar Panels | JA Solar | JAM72630 |  | 0.54 | 1850 | 204 | 10 |  | Fixed | Roof
NJCERE1556478504 | Community Solar Energy Program | LINDEN | 7036 | 4999.5 | Commercial | Community Solar | Yes | Infiniti Energy, LLC | PSE&G | Accepted | 2024-05-15 | 2024-06-07 | 2026-09-07 | Inverters | Chint Power Solutions | SCA60KTL-DO/US-480 | 60 |  | 70 |  |  | 0.988 |  | Outdoor
NJCERE1556478504 | Community Solar Energy Program | LINDEN | 7036 | 4999.5 | Commercial | Community Solar | Yes | Infiniti Energy, LLC | PSE&G | Accepted | 2024-05-15 | 2024-06-07 | 2026-09-07 | Solar Panels | Canadian Solar | CS6W-55MS |  | 0.55 | 9090 | 183 | 8 |  | Fixed | Roof
NJCERE1556481733 | Community Solar Energy Program | Borough of Sayreville | 8872 | 2684.56 | Commercial | Community Solar | No | Park Avenue Solar Solutions, LLC | JCP&L | Accepted | 2024-06-03 | 2024-07-11 | 2026-10-11 | Inverters | Solar Edge | SE120KUS | 120000 |  | 16 |  |  | 0.985 |  | Outdoor | Commercial Rooftop
NJCERE1556481733 | Community Solar Energy Program | Borough of Sayreville | 8872 | 2684.56 | Commercial | Community Solar | No | Park Avenue Solar Solutions, LLC | JCP&L | Accepted | 2024-06-03 | 2024-07-11 | 2026-10-11 | Solar Panels | Heliene Inc. | 144HC M6-460W |  | 0.46 | 5836 | 160 | 10 |  | Fixed | Roof | Commercial Rooftop
NJCERE1556481733 | Community Solar Energy Program | Borough of Sayreville | 8872 | 2684.56 | Commercial | Community Solar | No | Park Avenue Solar Solutions, LLC | JCP&L | Accepted | 2024-06-03 | 2024-07-11 | 2026-10-11 | Meters | Elkor | WattsOn-Mark II | 5 |  | 1 |  |  |  | Yes | Outdoor
NJCERE1556481737 | Community Solar Energy Program | Borough of Sayreville | 8872 | 4506.16 | Commercial | Community Solar | No | Park Avenue Solar Solutions, LLC | JCP&L | Accepted | 2024-06-03 | 2024-07-11 | 2026-10-11 | Inverters | Solar Edge | SE120KUS | 120000 |  | 26 |  |  | 0.985 |  | Outdoor | Commercial Rooftop
NJCERE1556481737 | Community Solar Energy Program | Borough of Sayreville | 8872 | 4506.16 | Commercial | Community Solar | No | Park Avenue Solar Solutions, LLC | JCP&L | Accepted | 2024-06-03 | 2024-07-11 | 2026-10-11 | Meters | Elkor | WattsOn-Mark II | 5 |  | 1 |  |  |  | Yes | Outdoor
NJCERE1556481737 | Community Solar Energy Program | Borough of Sayreville | 8872 | 4506.16 | Commercial | Community Solar | No | Park Avenue Solar Solutions, LLC | JCP&L | Accepted | 2024-06-03 | 2024-07-11 | 2026-10-11 | Solar Panels | Heliene Inc. | 144HC M6-460W |  | 0.46 | 9796 | 160 | 10 |  | Fixed | Roof | Commercial Rooftop
NJCERE1556481740 | Community Solar Energy Program | Borough of Sayreville | 8872 | 3488.64 | Commercial | Community Solar | No | Park Avenue Solar Solutions, LLC | JCP&L | Accepted | 2024-06-03 | 2024-07-11 | 2026-10-11 | Inverters | Solar Edge | SE120KUS | 120000 |  | 25 |  |  | 0.985 |  | Outdoor | Commercial Rooftop
NJCERE1556481740 | Community Solar Energy Program | Borough of Sayreville | 8872 | 3488.64 | Commercial | Community Solar | No | Park Avenue Solar Solutions, LLC | JCP&L | Accepted | 2024-06-03 | 2024-07-11 | 2026-10-11 | Meters | Elkor | WattsOn-Mark II | 5 |  | 1 |  |  |  | Yes | Outdoor
NJCERE1556481740 | Community Solar Energy Program | Borough of Sayreville | 8872 | 3488.64 | Commercial | Community Solar | No | Park Avenue Solar Solutions, LLC | JCP&L | Accepted | 2024-06-03 | 2024-07-11 | 2026-10-11 | Solar Panels | Heliene Inc. | 144HC M6-460W |  | 0.46 | 7584 | 160 | 10 |  | Fixed | Roof | Commercial Rooftop
NJCERE1556486134 | Community Solar Energy Program | MILLSTONE TOWNSHIP | 8535 | 1509.3 | Commercial | Community Solar | Yes | G&S Operations, LLC | JCP&L | Accepted | 2024-06-25 | 2024-07-09 | 2027-04-09 | Solar Panels | QCELL | Q.PEAK DUO XL-G11S.3 / BFG |  | 0.585 | 2580 | 180 (South) | 20 |  | Fixed | Roof
NJCERE1556486134 | Community Solar Energy Program | MILLSTONE TOWNSHIP | 8535 | 1509.3 | Commercial | Community Solar | Yes | G&S Operations, LLC | JCP&L | Accepted | 2024-06-25 | 2024-07-09 | 2027-04-09 | Inverters | Chint Power Systems America | CPS SCA50KTL-DO/US-480 | 1 |  | 20 |  |  | 0.985 |  | Outdoor
NJCERE1556486136 | Community Solar Energy Program | PARSIPPANY | 7054 | 1051.05 | Commercial | Community Solar | Yes | Centennial AD 7, LLC | JCP&L | Accepted | 2024-05-20 | 2024-06-07 | 2026-09-07 | Solar Panels | ZNSHINE | ZXM7-SHLDD144-550W |  | 0.55 | 1911 | Portrait | 7 |  | Fixed | Parking Lot
NJCERE1556486136 | Community Solar Energy Program | PARSIPPANY | 7054 | 1051.05 | Commercial | Community Solar | Yes | Centennial AD 7, LLC | JCP&L | Accepted | 2024-05-20 | 2024-06-07 | 2026-09-07 | Inverters | ZNShine | ZXM7-SHLDD144-550W | 514 |  | 1911 |  |  | 0.21 |  | Outdoor | parking canopy
NJCERE1556486136 | Community Solar Energy Program | PARSIPPANY | 7054 | 1051.05 | Commercial | Community Solar | Yes | Centennial AD 7, LLC | JCP&L | Accepted | 2024-05-20 | 2024-06-07 | 2026-09-07 | Inverters | Chint Power Systems | CPS SCA60KTL-DO/480 | 60 |  | 12 |  |  | 0.98 |  | Outdoor
NJCERE1556486136 | Community Solar Energy Program | PARSIPPANY | 7054 | 1051.05 | Commercial | Community Solar | Yes | Centennial AD 7, LLC | JCP&L | Accepted | 2024-05-20 | 2024-06-07 | 2026-09-07 | Meters | TBD | TBD |  |  | 1 |  |  |  | Yes | Outdoor
NJCERE1556497406 | Community Solar Energy Program | Somerville | 8876 | 4680.25 | Commercial | Community Solar | No | CS Energy, LLC | PSE&G | Accepted | 2024-05-28 | 2024-08-15 | 2027-05-15 | Solar Panels | HANWHA | HANWHA 485W BF |  | 0.485 | 9650 | 180 | 14 |  | Fixed | Ground
NJCERE1556497406 | Community Solar Energy Program | Somerville | 8876 | 4680.25 | Commercial | Community Solar | No | CS Energy, LLC | PSE&G | Accepted | 2024-05-28 | 2024-08-15 | 2027-05-15 | Inverters | SMA | Sunny Central 4400 UP-US | 4400 |  | 1 |  |  | 0.987 |  | Outdoor
NJCERE1556497406 | Community Solar Energy Program | Somerville | 8876 | 4680.25 | Commercial | Community Solar | No | CS Energy, LLC | PSE&G | Accepted | 2024-05-28 | 2024-08-15 | 2027-05-15 | Meters | SEL | SEL-735 Power Quality and Revenue Meter |  |  | 1 |  |  |  | Yes | Outdoor
NJCERE1556497431 | Community Solar Energy Program | NORTH BERGEN | 7047 | 697.6 | Commercial | Community Solar | Yes | Advanced Solar Products, Inc. | PSE&G | Accepted | 2024-05-17 | 2024-06-06 | 2026-09-06 | Inverters | SMA | SMA SUNNY TRIPOWER CORE1 62-US | 62000 |  | 8 |  |  | 0.98 |  | Outdoor | n/a
NJCERE1556497431 | Community Solar Energy Program | NORTH BERGEN | 7047 | 697.6 | Commercial | Community Solar | Yes | Advanced Solar Products, Inc. | PSE&G | Accepted | 2024-05-17 | 2024-06-06 | 2026-09-06 | Inverters | SMA | SMA SUNNY TRIPOWER CORE1 50-US | 50000 |  | 1 |  |  | 0.98 |  | Outdoor | n/a
NJCERE1556497431 | Community Solar Energy Program | NORTH BERGEN | 7047 | 697.6 | Commercial | Community Solar | Yes | Advanced Solar Products, Inc. | PSE&G | Accepted | 2024-05-17 | 2024-06-06 | 2026-09-06 | Meters | CCS | WD-WR-MB | n/a |  | 1 |  |  |  | Yes | Outdoor
NJCERE1556497431 | Community Solar Energy Program | NORTH BERGEN | 7047 | 697.6 | Commercial | Community Solar | Yes | Advanced Solar Products, Inc. | PSE&G | Accepted | 2024-05-17 | 2024-06-06 | 2026-09-06 | Solar Panels | ZNSHINE SOLAR | ZXM7-SHLDD144 |  | 0.545 | 1280 | 203 | 5 |  | Fixed | Roof | n/a
NJCERE1556498922 | Community Solar Energy Program | EAST BRUNSWICK | 8816 | 998 | Commercial | Community Solar | No | American Renewables Construction | PSE&G | Accepted | 2024-05-28 | 2024-06-14 | 2026-09-14 | Solar Panels | VSUN Solar | Vsun VSUN400-108BMH |  | 0.4 | 2495 | 155 | 3 |  | Fixed | Roof
NJCERE1556498922 | Community Solar Energy Program | EAST BRUNSWICK | 8816 | 998 | Commercial | Community Solar | No | American Renewables Construction | PSE&G | Accepted | 2024-05-28 | 2024-06-14 | 2026-09-14 | Meters | Also Energy | PCL-400 | 1000000 |  | 1 |  |  |  | Yes | Outdoor
NJCERE1556498922 | Community Solar Energy Program | EAST BRUNSWICK | 8816 | 998 | Commercial | Community Solar | No | American Renewables Construction | PSE&G | Accepted | 2024-05-28 | 2024-06-14 | 2026-09-14 | Inverters | CPS | CPS SCA60KTL-DO/US-480 | 60000 |  | 12 |  |  | 0.988 |  | Outdoor
NJCERE1556499151 | Community Solar Energy Program | BLACKWOOD | 8012 | 682.4 | Commercial | Community Solar | No | American Renewables Construction | PSE&G | Accepted | 2024-05-28 | 2024-06-14 | 2026-09-14 | Solar Panels | VSUN Solar | Vsun VSUN400-108BMH |  | 0.4 | 1706 | 155 | 3 |  | Fixed | Roof
NJCERE1556499151 | Community Solar Energy Program | BLACKWOOD | 8012 | 682.4 | Commercial | Community Solar | No | American Renewables Construction | PSE&G | Accepted | 2024-05-28 | 2024-06-14 | 2026-09-14 | Meters | Also Energy | PCL-400 | 1000000 |  | 1 |  |  |  | Yes | Outdoor
NJCERE1556499151 | Community Solar Energy Program | BLACKWOOD | 8012 | 682.4 | Commercial | Community Solar | No | American Renewables Construction | PSE&G | Accepted | 2024-05-28 | 2024-06-14 | 2026-09-14 | Inverters | CPS | CPS SCA60KTL-DO/US-480 | 60000 |  | 8 |  |  | 0.988 |  | Outdoor
NJCERE1556503567 | Community Solar Energy Program | CARLSTADT | 7072 | 554.61 | Commercial | Community Solar | No | Clean Slate Solar, LLC | PSE&G | Accepted | 2024-05-28 | 2024-06-10 | 2026-09-10 | Inverters | SolarEdge Technologies | SE100KUS | 100000 |  | 4 |  |  | 0.985 |  | Outdoor
NJCERE1556503567 | Community Solar Energy Program | CARLSTADT | 7072 | 554.61 | Commercial | Community Solar | No | Clean Slate Solar, LLC | PSE&G | Accepted | 2024-05-28 | 2024-06-10 | 2026-09-10 | Solar Panels | ZNSHINE | ZXM7-UHLDD144-570W |  | 0.57 | 973 | 159.7 | 5 |  | Fixed | Roof
NJCERE1556503567 | Community Solar Energy Program | CARLSTADT | 7072 | 554.61 | Commercial | Community Solar | No | Clean Slate Solar, LLC | PSE&G | Accepted | 2024-05-28 | 2024-06-10 | 2026-09-10 | Meters | New Service to be installed by PSEG | New Service to be installed by PSEG |  |  | 1 |  |  |  | Yes | Outdoor
NJCERE1556504729 | Community Solar Energy Program | NEWARK | 7114 | 2728.08 | Commercial | Community Solar | Yes | Radial Power | PSE&G | Accepted | 2024-05-28 | 2024-06-12 | 2026-09-12 | Solar Panels | HYPERION SOLAR | HY-DH144P8 540W |  | 0.54 | 5052 | 204 | 10 |  | Fixed | Roof
NJCERE1556504729 | Community Solar Energy Program | NEWARK | 7114 | 2728.08 | Commercial | Community Solar | Yes | Radial Power | PSE&G | Accepted | 2024-05-28 | 2024-06-12 | 2026-09-12 | Inverters | SOLAREDGE | SE120KUS | 120000 |  | 18 |  |  | 0.995 |  | Outdoor
NJCERE1556504729 | Community Solar Energy Program | NEWARK | 7114 | 2728.08 | Commercial | Community Solar | Yes | Radial Power | PSE&G | Accepted | 2024-05-28 | 2024-06-12 | 2026-09-12 | Meters | ALSO ENERGY | DAS WITH INTEGRATED REVENUE METER |  |  | 1 |  |  |  | Yes | Outdoor
NJCERE1556504729 | Community Solar Energy Program | NEWARK | 7114 | 2728.08 | Commercial | Community Solar | Yes | Radial Power | PSE&G | Accepted | 2024-05-28 | 2024-06-12 | 2026-09-12 | Meters | SOLAR REC | SOLAR REC |  |  | 1 |  |  |  | Yes | Outdoor
NJCERE1556505098 | Community Solar Energy Program | Ridgefield | 7657 | 3207.6 | Commercial | Community Solar | No | SSI DevCo, LLC | PSE&G | Accepted | 2024-05-29 | 2024-06-14 | 2026-09-14 | Inverters | Solar Edge | SE120KUS | 2520 |  | 21 |  |  | 0.985 |  | Outdoor
NJCERE1556505098 | Community Solar Energy Program | Ridgefield | 7657 | 3207.6 | Commercial | Community Solar | No | SSI DevCo, LLC | PSE&G | Accepted | 2024-05-29 | 2024-06-14 | 2026-09-14 | Solar Panels | Candian Solar | CS3W - 450MB-AG BIFICIAL |  | 0.45 | 7128 | 202 | 10 |  | Fixed | Roof
NJCERE1556505117 | Community Solar Energy Program | SOMERSET | 8873 | 2122.2 | Commercial | Community Solar | No | SSI DevCo, LLC | PSE&G | Accepted | 2024-05-29 | 2024-06-07 | 2026-09-07 | Inverters | Solar Edge | SE120KUS | 1760 |  | 14 |  |  | 0.985 |  | Outdoor
NJCERE1556505117 | Community Solar Energy Program | SOMERSET | 8873 | 2122.2 | Commercial | Community Solar | No | SSI DevCo, LLC | PSE&G | Accepted | 2024-05-29 | 2024-06-07 | 2026-09-07 | Inverters | Solar Edge | SE80KUS | 1760 |  | 1 |  |  | 0.985 |  | Outdoor
NJCERE1556505117 | Community Solar Energy Program | SOMERSET | 8873 | 2122.2 | Commercial | Community Solar | No | SSI DevCo, LLC | PSE&G | Accepted | 2024-05-29 | 2024-06-07 | 2026-09-07 | Solar Panels | Candian Solar | CS3W - 450MB-AG BIFICIAL |  | 0.45 | 4716 | 173 | 10 |  | Fixed | Roof
NJCERE1556505131 | Community Solar Energy Program | Somerset, | 8873 | 2070.9 | Commercial | Community Solar | No | SSI DevCo, LLC | PSE&G | Accepted | 2024-05-29 | 2024-06-06 | 2026-09-06 | Inverters | Solar Edge | SE120KUS | 1640 |  | 13 |  |  | 0.985 |  | Outdoor
NJCERE1556505131 | Community Solar Energy Program | Somerset, | 8873 | 2070.9 | Commercial | Community Solar | No | SSI DevCo, LLC | PSE&G | Accepted | 2024-05-29 | 2024-06-06 | 2026-09-06 | Inverters | Solar Edge | SE80KUS | 1640 |  | 1 |  |  | 0.985 |  | Outdoor
NJCERE1556505131 | Community Solar Energy Program | Somerset, | 8873 | 2070.9 | Commercial | Community Solar | No | SSI DevCo, LLC | PSE&G | Accepted | 2024-05-29 | 2024-06-06 | 2026-09-06 | Solar Panels | Candian Solar | CS3W - 450MB-AG BIFICIAL |  | 0.45 | 4602 | 219 | 10 |  | Fixed | Roof
NJCERE1556505139 | Community Solar Energy Program | ELIZABETH | 7208 | 1460.6 | Commercial | Community Solar | No | SSI DevCo, LLC | PSE&G | Accepted | 2024-05-29 | 2024-06-06 | 2026-09-06 | Inverters | Solar Edge | SE120KUS | 1200 |  | 10 |  |  | 0.985 |  | Outdoor
NJCERE1556505139 | Community Solar Energy Program | ELIZABETH | 7208 | 1460.6 | Commercial | Community Solar | No | SSI DevCo, LLC | PSE&G | Accepted | 2024-05-29 | 2024-06-06 | 2026-09-06 | Solar Panels | Candian Solar | CS6W - 545MB-AG BIFICIAL |  | 0.545 | 2680 | 118 | 10 |  | Fixed | Roof
NJCERE1556505206 | Community Solar Energy Program | JERSEY CITY | 7305 | 1918.8 | Commercial | Community Solar | No | SSI DevCo, LLC | PSE&G | Accepted | 2024-05-29 | 2024-06-20 | 2026-09-20 | Inverters | Solar Edge | SE120KUS | 1519 |  | 12 |  |  | 0.97 |  | Outdoor
NJCERE1556505206 | Community Solar Energy Program | JERSEY CITY | 7305 | 1918.8 | Commercial | Community Solar | No | SSI DevCo, LLC | PSE&G | Accepted | 2024-05-29 | 2024-06-20 | 2026-09-20 | Solar Panels | Candian Solar | CS3W - 450MB-AG BIFICIAL |  | 0.45 | 4264 | 213.7 | 10 |  | Fixed | Roof
NJCERE1556505472 | Community Solar Energy Program | UNION | 7083 | 1153.8 | Commercial | Community Solar | No | SSI DevCo, LLC | PSE&G | Accepted | 2024-05-29 | 2024-06-20 | 2026-09-20 | Inverters | Solar Edge | SE120KUS | 960 |  | 8 |  |  | 0.985 |  | Outdoor
NJCERE1556505472 | Community Solar Energy Program | UNION | 7083 | 1153.8 | Commercial | Community Solar | No | SSI DevCo, LLC | PSE&G | Accepted | 2024-05-29 | 2024-06-20 | 2026-09-20 | Solar Panels | Candian Solar | CS3W - 450MB-AG BIFICIAL |  | 0.45 | 2564 | 134 | 10 |  | Fixed | Roof
NJCERE1556505486 | Community Solar Energy Program | MINE HILL | 7803 | 2401.2 | Commercial | Community Solar | No | SSI DevCo, LLC | JCP&L | Accepted | 2024-05-29 | 2024-06-07 | 2026-09-07 | Inverters | Solar Edge | SE120KUS | 1900 |  | 15 |  |  | 0.985 |  | Outdoor
NJCERE1556505486 | Community Solar Energy Program | MINE HILL | 7803 | 2401.2 | Commercial | Community Solar | No | SSI DevCo, LLC | JCP&L | Accepted | 2024-05-29 | 2024-06-07 | 2026-09-07 | Inverters | Solar Edge | SE100KUS | 1900 |  | 1 |  |  | 0.985 |  | Outdoor
NJCERE1556505486 | Community Solar Energy Program | MINE HILL | 7803 | 2401.2 | Commercial | Community Solar | No | SSI DevCo, LLC | JCP&L | Accepted | 2024-05-29 | 2024-06-07 | 2026-09-07 | Solar Panels | Candian Solar | CS3W - 450MB-AG BIFICIAL |  | 0.45 | 5336 | 211.7 | 10 |  | Fixed | Roof
NJCERE1556508144 | Community Solar Energy Program | LAWRENCEVILLE | 8648 | 371.2 | Commercial | Community Solar | No | American Renewables Construction | PSE&G | Accepted | 2024-05-28 | 2024-07-01 | 2026-10-01 | Solar Panels | VSUN Solar | Vsun VSUN400-108BMH |  | 0.4 | 928 | 155 | 3 |  | Fixed | Roof
NJCERE1556508144 | Community Solar Energy Program | LAWRENCEVILLE | 8648 | 371.2 | Commercial | Community Solar | No | American Renewables Construction | PSE&G | Accepted | 2024-05-28 | 2024-07-01 | 2026-10-01 | Meters | Also Energy | PCL-400 | 1000000 |  | 1 |  |  |  | Yes | Outdoor
NJCERE1556508144 | Community Solar Energy Program | LAWRENCEVILLE | 8648 | 371.2 | Commercial | Community Solar | No | American Renewables Construction | PSE&G | Accepted | 2024-05-28 | 2024-07-01 | 2026-10-01 | Inverters | CPS | CPS SCA50KTL-DO/US-480 | 50000 |  | 5 |  |  | 0.988 |  | Outdoor
NJCERE1556509598 | Community Solar Energy Program | NORTH BRUNSWICK | 8902 | 3374.64 | Commercial | Community Solar | No | Green Power Developers LLC | PSE&G | Accepted | 2024-05-21 | 2024-06-12 | 2026-09-12 | Inverters | SolarEdge | SolarEdge SE 120 kW | 120000 |  | 14 |  |  | 0.985 |  | Indoor
NJCERE1556509598 | Community Solar Energy Program | NORTH BRUNSWICK | 8902 | 3374.64 | Commercial | Community Solar | No | Green Power Developers LLC | PSE&G | Accepted | 2024-05-21 | 2024-06-12 | 2026-09-12 | Inverters | SolarEdge | SolarEdge SE 40 kW | 40000 |  | 1 |  |  | 0.985 |  | Indoor
NJCERE1556509598 | Community Solar Energy Program | NORTH BRUNSWICK | 8902 | 3374.64 | Commercial | Community Solar | No | Green Power Developers LLC | PSE&G | Accepted | 2024-05-21 | 2024-06-12 | 2026-09-12 | Meters | Elkor | N/A |  |  | 1 |  |  |  | Yes | Indoor
NJCERE1556509598 | Community Solar Energy Program | NORTH BRUNSWICK | 8902 | 3374.64 | Commercial | Community Solar | No | Green Power Developers LLC | PSE&G | Accepted | 2024-05-21 | 2024-06-12 | 2026-09-12 | Solar Panels | Rayzon L'LIOS | Rayzon L'LIOS RS545WC - 545W |  | 0.545 | 6192 | 160 | 5 |  | Fixed | Roof
NJCERE1556509626 | Community Solar Energy Program | CHERRY HILL | 8034 | 496.4 | Commercial | Community Solar | No | American Renewables Construction | PSE&G | Accepted | 2024-05-28 | 2024-06-14 | 2026-09-14 | Solar Panels | VSUN Solar | Vsun VSUN400-108BMH |  | 0.4 | 1241 | 155 | 3 |  | Fixed | Roof
NJCERE1556509626 | Community Solar Energy Program | CHERRY HILL | 8034 | 496.4 | Commercial | Community Solar | No | American Renewables Construction | PSE&G | Accepted | 2024-05-28 | 2024-06-14 | 2026-09-14 | Meters | Also Energy | PCL-400 | 1000000 |  | 1 |  |  |  | Yes | Outdoor
NJCERE1556509626 | Community Solar Energy Program | CHERRY HILL | 8034 | 496.4 | Commercial | Community Solar | No | American Renewables Construction | PSE&G | Accepted | 2024-05-28 | 2024-06-14 | 2026-09-14 | Inverters | CPS | CPS SCA60KTL-DO/US-480 | 60000 |  | 6 |  |  | 0.988 |  | Outdoor
NJCERE1556509649 | Community Solar Energy Program | Marlton | 8053 | 725.2 | Commercial | Community Solar | No | American Renewables Construction | PSE&G | Accepted | 2024-05-28 | 2024-06-14 | 2026-09-14 | Solar Panels | VSUN Solar | Vsun VSUN400-108BMH |  | 0.4 | 1813 | 155 | 3 |  | Fixed | Roof
NJCERE1556509649 | Community Solar Energy Program | Marlton | 8053 | 725.2 | Commercial | Community Solar | No | American Renewables Construction | PSE&G | Accepted | 2024-05-28 | 2024-06-14 | 2026-09-14 | Meters | Also Energy | PCL-400 | 1000000 |  | 1 |  |  |  | Yes | Outdoor
NJCERE1556509649 | Community Solar Energy Program | Marlton | 8053 | 725.2 | Commercial | Community Solar | No | American Renewables Construction | PSE&G | Accepted | 2024-05-28 | 2024-06-14 | 2026-09-14 | Inverters | CPS | CPS SCA60KTL-DO/US-480 | 60000 |  | 9 |  |  | 0.988 |  | Outdoor
NJCERE1556509693 | Community Solar Energy Program | MAPLE SHADE | 8052 | 582 | Commercial | Community Solar | No | American Renewables Construction | PSE&G | Accepted | 2024-05-28 | 2024-06-14 | 2026-09-14 | Solar Panels | VSUN Solar | Vsun VSUN400-108BMH |  | 0.4 | 1455 | 155 | 3 |  | Fixed | Roof
NJCERE1556509693 | Community Solar Energy Program | MAPLE SHADE | 8052 | 582 | Commercial | Community Solar | No | American Renewables Construction | PSE&G | Accepted | 2024-05-28 | 2024-06-14 | 2026-09-14 | Meters | Also Energy | PCL-400 | 1000000 |  | 1 |  |  |  | Yes | Outdoor
NJCERE1556509693 | Community Solar Energy Program | MAPLE SHADE | 8052 | 582 | Commercial | Community Solar | No | American Renewables Construction | PSE&G | Accepted | 2024-05-28 | 2024-06-14 | 2026-09-14 | Inverters | CPS | CPS SCA60KTL-DO/US-480 | 60000 |  | 7 |  |  | 0.988 |  | Outdoor
NJCERE1556512727 | Community Solar Energy Program | Freehold | 7728 | 4998.24 | Commercial | Community Solar | Yes | AC power LLC | JCP&L | Accepted | 2024-05-23 | 2024-08-20 | 2027-11-20 | Inverters | SMA | SMA SUNNY HIGHPOWER PEAK3 125-US (125kw) | 125 |  | 28 |  |  | 0.985 |  | Outdoor
NJCERE1556512727 | Community Solar Energy Program | Freehold | 7728 | 4998.24 | Commercial | Community Solar | Yes | AC power LLC | JCP&L | Accepted | 2024-05-23 | 2024-08-20 | 2027-11-20 | Solar Panels | Hanwha QCells | Hanwha QCells |  | 0.585 | 8544 | 180 | 15 |  | Fixed | Ground
NJCERE1556527227 | Community Solar Energy Program | FREEHOLD | 7728 | 2011.35 | Commercial | Community Solar | Yes | Solar Landscape, LLC | JCP&L | Accepted | 2024-05-29 | 2024-05-31 | 2026-08-30 | Inverters | SolarEdge | SE120KUS | 120000 |  | 12 |  |  | 0.985 |  | Outdoor
NJCERE1556527227 | Community Solar Energy Program | FREEHOLD | 7728 | 2011.35 | Commercial | Community Solar | Yes | Solar Landscape, LLC | JCP&L | Accepted | 2024-05-29 | 2024-05-31 | 2026-08-30 | Solar Panels | Jinko | JKM575N-72HL4-BDV |  | 0.575 | 3498 | 190 | 5 |  | Fixed | Roof
NJCERE1556531572 | Community Solar Energy Program | Delran | 8075 | 3375.19 | Commercial | Community Solar | Yes | Radial Power | PSE&G | Accepted | 2024-05-29 | 2024-07-01 | 2026-10-01 | Solar Panels | BOVIET SOLAR | BVM7612M-545-H-HC-BF-DG |  | 0.545 | 6193 | 242 | 10 |  | Fixed | Roof
NJCERE1556531572 | Community Solar Energy Program | Delran | 8075 | 3375.19 | Commercial | Community Solar | Yes | Radial Power | PSE&G | Accepted | 2024-05-29 | 2024-07-01 | 2026-10-01 | Inverters | SOLAREDGE | SE120KUS | 120000 |  | 22 |  |  | 0.99 |  | Outdoor
NJCERE1556531572 | Community Solar Energy Program | Delran | 8075 | 3375.19 | Commercial | Community Solar | Yes | Radial Power | PSE&G | Accepted | 2024-05-29 | 2024-07-01 | 2026-10-01 | Meters | ALSO ENERGY | DAS WITH INTEGRATED REVENUE METER |  |  | 1 |  |  |  | Yes | Outdoor
NJCERE1556531572 | Community Solar Energy Program | Delran | 8075 | 3375.19 | Commercial | Community Solar | Yes | Radial Power | PSE&G | Accepted | 2024-05-29 | 2024-07-01 | 2026-10-01 | Meters | SOLAR REC | SOLAR REC |  |  | 1 |  |  |  | Yes | Outdoor
NJCERE1556531632 | Community Solar Energy Program | SECAUCUS | 7094 | 500.52 | Commercial | Community Solar | No | Solar Energy Systems, LLC. | PSE&G | Accepted | 2024-05-24 | 2024-06-19 | 2026-09-19 | Inverters | Solectria | PVI-60TL | 60000 |  | 6 |  |  | 0.988 |  | Outdoor
NJCERE1556531632 | Community Solar Energy Program | SECAUCUS | 7094 | 500.52 | Commercial | Community Solar | No | Solar Energy Systems, LLC. | PSE&G | Accepted | 2024-05-24 | 2024-06-19 | 2026-09-19 | Solar Panels | HANWHA QCELL | Q.PEAK DUO XL-10.3?/?BFG |  | 0.485 | 1032 | 202 | 10 |  | Fixed | Roof
NJCERE1556531682 | Community Solar Energy Program | NORTH BERGEN | 7047 | 999.1 | Commercial | Community Solar | No | Solar Energy Systems, LLC. | PSE&G | Accepted | 2024-05-24 | 2024-06-19 | 2026-09-19 | Inverters | Solectria | PVI-60TL | 60000 |  | 12 |  |  | 0.988 |  | Outdoor
NJCERE1556531682 | Community Solar Energy Program | NORTH BERGEN | 7047 | 999.1 | Commercial | Community Solar | No | Solar Energy Systems, LLC. | PSE&G | Accepted | 2024-05-24 | 2024-06-19 | 2026-09-19 | Solar Panels | HANWHA QCELL | Q.PEAK DUO XL-10.3?/?BFG |  | 0.485 | 2060 | 215 | 10 |  | Fixed | Roof
NJCERE1556531688 | Community Solar Energy Program | NORTH BERGEN | 7047 | 999.1 | Commercial | Community Solar | No | Solar Energy Systems, LLC. | PSE&G | Accepted | 2024-05-24 | 2024-06-19 | 2026-09-19 | Inverters | Solectria | PVI-60TL | 60000 |  | 12 |  |  | 0.988 |  | Outdoor
NJCERE1556531688 | Community Solar Energy Program | NORTH BERGEN | 7047 | 999.1 | Commercial | Community Solar | No | Solar Energy Systems, LLC. | PSE&G | Accepted | 2024-05-24 | 2024-06-19 | 2026-09-19 | Solar Panels | HANWHA QCELL | Q.PEAK DUO XL-10.3?/?BFG |  | 0.485 | 2060 | 170 | 10 |  | Fixed | Roof
NJCERE1556534767 | Community Solar Energy Program | Piscataway | 8854 | 943.8 | Commercial | Community Solar | Yes | Piscataway Solar 2 LLC | PSE&G | Accepted | 2024-05-29 | 2024-06-06 | 2026-09-06 | Inverters | SolarEdge | SE120KUS | 120000 |  | 6 |  |  | 0.985 |  | Outdoor
NJCERE1556534767 | Community Solar Energy Program | Piscataway | 8854 | 943.8 | Commercial | Community Solar | Yes | Piscataway Solar 2 LLC | PSE&G | Accepted | 2024-05-29 | 2024-06-06 | 2026-09-06 | Meters | Electro Industries | Shark ENC4XSHK100-277-60-10-V3-D2-485P |  |  | 2 |  |  |  | Yes | Outdoor
NJCERE1556534767 | Community Solar Energy Program | Piscataway | 8854 | 943.8 | Commercial | Community Solar | Yes | Piscataway Solar 2 LLC | PSE&G | Accepted | 2024-05-29 | 2024-06-06 | 2026-09-06 | Solar Panels | JA Solar | JAM720D30 550/MB |  | 0.55 | 1716 | 183 | 10 |  | Fixed | Roof
NJCERE1556534770 | Community Solar Energy Program | ELIZABETH | 7201 | 1093.4 | Commercial | Community Solar | Yes | Elizabeth Solar 1 LLC | PSE&G | Accepted | 2024-05-29 | 2024-06-06 | 2026-09-06 | Inverters | SolarEdge | SE120KUS | 120000 |  | 7 |  |  | 0.985 |  | Outdoor
NJCERE1556534770 | Community Solar Energy Program | ELIZABETH | 7201 | 1093.4 | Commercial | Community Solar | Yes | Elizabeth Solar 1 LLC | PSE&G | Accepted | 2024-05-29 | 2024-06-06 | 2026-09-06 | Meters | Electro Industries | Shark ENC4XSHK100-277-60-10-V3-D2-485P |  |  | 2 |  |  |  | Yes | Outdoor
NJCERE1556534770 | Community Solar Energy Program | ELIZABETH | 7201 | 1093.4 | Commercial | Community Solar | Yes | Elizabeth Solar 1 LLC | PSE&G | Accepted | 2024-05-29 | 2024-06-06 | 2026-09-06 | Solar Panels | JA Solar | JAM720D30 550/MB |  | 0.55 | 1988 | 210 | 10 |  | Fixed | Roof
NJCERE1556534771 | Community Solar Energy Program | EAST RUTHERFORD | 7073 | 893.2 | Commercial | Community Solar | Yes | East Rutherford Solar 1 LLC | PSE&G | Accepted | 2024-05-29 | 2024-06-06 | 2026-09-06 | Inverters | SolarEdge | SE120KUS | 120000 |  | 6 |  |  | 0.985 |  | Outdoor
NJCERE1556534771 | Community Solar Energy Program | EAST RUTHERFORD | 7073 | 893.2 | Commercial | Community Solar | Yes | East Rutherford Solar 1 LLC | PSE&G | Accepted | 2024-05-29 | 2024-06-06 | 2026-09-06 | Meters | Electro Industries | Shark ENC4XSHK100-277-60-10-V3-D2-485P |  |  | 2 |  |  |  | Yes | Outdoor
NJCERE1556534771 | Community Solar Energy Program | EAST RUTHERFORD | 7073 | 893.2 | Commercial | Community Solar | Yes | East Rutherford Solar 1 LLC | PSE&G | Accepted | 2024-05-29 | 2024-06-06 | 2026-09-06 | Solar Panels | JA Solar | JAM720D30 550/MB |  | 0.55 | 1624 | 217 | 10 |  | Fixed | Roof
NJCERE1556534778 | Community Solar Energy Program | UNION | 7083 | 3141.05 | Commercial | Community Solar | Yes | Union Solar LLC | PSE&G | Accepted | 2024-05-29 | 2024-06-06 | 2026-09-06 | Inverters | SolarEdge | SE120KUS | 120000 |  | 22 |  |  | 0.985 |  | Outdoor
NJCERE1556534778 | Community Solar Energy Program | UNION | 7083 | 3141.05 | Commercial | Community Solar | Yes | Union Solar LLC | PSE&G | Accepted | 2024-05-29 | 2024-06-06 | 2026-09-06 | Meters | Electro Industries | Shark ENC4XSHK100-277-60-10-V3-D2-485P |  |  | 1 |  |  |  | Yes | Outdoor
NJCERE1556534778 | Community Solar Energy Program | UNION | 7083 | 3141.05 | Commercial | Community Solar | Yes | Union Solar LLC | PSE&G | Accepted | 2024-05-29 | 2024-06-06 | 2026-09-06 | Solar Panels | JA Solar | JAM720D30 550/MB |  | 0.55 | 5711 | 166 | 10 |  | Fixed | Roof
NJCERE1556534780 | Community Solar Energy Program | WEST DEPTFORD | 8086 | 1723.7 | Commercial | Community Solar | Yes | West Deptford Solar 1 LLC | PSE&G | Accepted | 2024-05-28 | 2024-06-06 | 2026-09-06 | Inverters | SolarEdge | SE120KUS | 120000 |  | 12 |  |  | 0.985 |  | Outdoor
NJCERE1556534780 | Community Solar Energy Program | WEST DEPTFORD | 8086 | 1723.7 | Commercial | Community Solar | Yes | West Deptford Solar 1 LLC | PSE&G | Accepted | 2024-05-28 | 2024-06-06 | 2026-09-06 | Meters | Electro Industries | Shark ENC4XSHK100-277-60-10-V3-D2-485P |  |  | 1 |  |  |  | Yes | Outdoor
NJCERE1556534780 | Community Solar Energy Program | WEST DEPTFORD | 8086 | 1723.7 | Commercial | Community Solar | Yes | West Deptford Solar 1 LLC | PSE&G | Accepted | 2024-05-28 | 2024-06-06 | 2026-09-06 | Solar Panels | JA Solar | JAM720D30 550/MB |  | 0.55 | 3134 | 158 | 9 |  | Fixed | Roof
NJCERE1556534809 | Community Solar Energy Program | CARLSTADT | 7072 | 3286.8 | Commercial | Community Solar | Yes | Starke Solar LLC | PSE&G | Accepted | 2024-05-29 | 2024-06-06 | 2026-09-06 | Inverters | SolarEdge | SE120KUS | 120000 |  | 21 |  |  | 0.985 |  | Outdoor
NJCERE1556534809 | Community Solar Energy Program | CARLSTADT | 7072 | 3286.8 | Commercial | Community Solar | Yes | Starke Solar LLC | PSE&G | Accepted | 2024-05-29 | 2024-06-06 | 2026-09-06 | Meters | Electro Industries | Shark ENC4XSHK100-277-60-10-V3-D2-485P |  |  | 1 |  |  |  | Yes | Outdoor
NJCERE1556534809 | Community Solar Energy Program | CARLSTADT | 7072 | 3286.8 | Commercial | Community Solar | Yes | Starke Solar LLC | PSE&G | Accepted | 2024-05-29 | 2024-06-06 | 2026-09-06 | Solar Panels | JA Solar | JAM720D30 550/MB |  | 0.55 | 5976 | 219 | 10 |  | Fixed | Roof
NJCERE1556534826 | Community Solar Energy Program | WEST DEPTFORD | 8086 | 2151.6 | Commercial | Community Solar | Yes | West Deptford Solar 2 LLC | PSE&G | Accepted | 2024-05-28 | 2024-06-06 | 2026-09-06 | Inverters | SolarEdge | SE120KUS | 120000 |  | 14 |  |  | 0.985 |  | Outdoor
NJCERE1556534826 | Community Solar Energy Program | WEST DEPTFORD | 8086 | 2151.6 | Commercial | Community Solar | Yes | West Deptford Solar 2 LLC | PSE&G | Accepted | 2024-05-28 | 2024-06-06 | 2026-09-06 | Meters | Electro Industries | Shark ENC4XSHK100-277-60-10-V3-D2-485P |  |  | 1 |  |  |  | Yes | Outdoor
NJCERE1556534826 | Community Solar Energy Program | WEST DEPTFORD | 8086 | 2151.6 | Commercial | Community Solar | Yes | West Deptford Solar 2 LLC | PSE&G | Accepted | 2024-05-28 | 2024-06-06 | 2026-09-06 | Solar Panels | JA Solar | JAM720D30 550/MB |  | 0.55 | 3912 | 136 | 9 |  | Fixed | Roof
NJCERE1556534856 | Community Solar Energy Program | MOUNT LAUREL | 8054 | 2431 | Commercial | Community Solar | Yes | Mount Laurel Solar 2 LLC | PSE&G | Accepted | 2024-05-28 | 2024-06-06 | 2026-09-06 | Inverters | SolarEdge | SE120KUS | 120000 |  | 16 |  |  | 0.985 |  | Outdoor
NJCERE1556534856 | Community Solar Energy Program | MOUNT LAUREL | 8054 | 2431 | Commercial | Community Solar | Yes | Mount Laurel Solar 2 LLC | PSE&G | Accepted | 2024-05-28 | 2024-06-06 | 2026-09-06 | Meters | Electro Industries | Shark ENC4XSHK100-277-60-10-V3-D2-485P |  |  | 1 |  |  |  | Yes | Outdoor
NJCERE1556534856 | Community Solar Energy Program | MOUNT LAUREL | 8054 | 2431 | Commercial | Community Solar | Yes | Mount Laurel Solar 2 LLC | PSE&G | Accepted | 2024-05-28 | 2024-06-06 | 2026-09-06 | Solar Panels | JA Solar | JAM720D30 550/MB |  | 0.55 | 4420 | 149 | 10 |  | Fixed | Roof
NJCERE1556534882 | Community Solar Energy Program | BAYONNE | 7002 | 2647.15 | Commercial | Community Solar | Yes | Bayonne Solar 2, LLC | PSE&G | Accepted | 2024-05-29 | 2024-06-06 | 2026-09-06 | Inverters | SolarEdge | SE120KUS | 120000 |  | 17 |  |  | 0.985 |  | Outdoor
NJCERE1556534882 | Community Solar Energy Program | BAYONNE | 7002 | 2647.15 | Commercial | Community Solar | Yes | Bayonne Solar 2, LLC | PSE&G | Accepted | 2024-05-29 | 2024-06-06 | 2026-09-06 | Meters | Electro Industries | Shark ENC4XSHK100-277-60-10-V3-D2-485P |  |  | 1 |  |  |  | Yes | Outdoor
NJCERE1556534882 | Community Solar Energy Program | BAYONNE | 7002 | 2647.15 | Commercial | Community Solar | Yes | Bayonne Solar 2, LLC | PSE&G | Accepted | 2024-05-29 | 2024-06-06 | 2026-09-06 | Solar Panels | JA Solar | JAM720D30 550/MB |  | 0.55 | 4813 | 226 | 9 |  | Fixed | Roof
NJCERE1556534908 | Community Solar Energy Program | SOMERSET | 8873 | 4999.5 | Commercial | Community Solar | Yes | Franklin Solar 3 LLC | PSE&G | Accepted | 2024-05-28 | 2024-06-11 | 2026-09-11 | Inverters | SolarEdge | SE120KUS | 120000 |  | 33 |  |  | 0.985 |  | Outdoor
NJCERE1556534908 | Community Solar Energy Program | SOMERSET | 8873 | 4999.5 | Commercial | Community Solar | Yes | Franklin Solar 3 LLC | PSE&G | Accepted | 2024-05-28 | 2024-06-11 | 2026-09-11 | Meters | Electro Industries | Shark ENC4XSHK100-277-60-10-V3-D2-485P |  |  | 1 |  |  |  | Yes | Outdoor
NJCERE1556534908 | Community Solar Energy Program | SOMERSET | 8873 | 4999.5 | Commercial | Community Solar | Yes | Franklin Solar 3 LLC | PSE&G | Accepted | 2024-05-28 | 2024-06-11 | 2026-09-11 | Solar Panels | JA Solar | JAM720D30 550/MB |  | 0.55 | 9090 | 196 | 5 |  | Fixed | Roof
NJCERE1556534938 | Community Solar Energy Program | BUDD LAKE | 7828 | 2877.6 | Commercial | Community Solar | Yes | Mount Olive Solar 3 LLC | JCP&L | Accepted | 2024-05-29 | 2024-06-04 | 2026-09-04 | Inverters | SolarEdge | SE120KUS | 120000 |  | 18 |  |  | 0.985 |  | Outdoor
NJCERE1556534938 | Community Solar Energy Program | BUDD LAKE | 7828 | 2877.6 | Commercial | Community Solar | Yes | Mount Olive Solar 3 LLC | JCP&L | Accepted | 2024-05-29 | 2024-06-04 | 2026-09-04 | Meters | Electro Industries | Shark ENC4XSHK100-277-60-10-V3-D2-485P |  |  | 1 |  |  |  | Yes | Outdoor
NJCERE1556534938 | Community Solar Energy Program | BUDD LAKE | 7828 | 2877.6 | Commercial | Community Solar | Yes | Mount Olive Solar 3 LLC | JCP&L | Accepted | 2024-05-29 | 2024-06-04 | 2026-09-04 | Solar Panels | JA Solar | JAM720D30 550/MB |  | 0.55 | 5232 | 181 | 9 |  | Fixed | Roof
NJCERE1556535081 | Community Solar Energy Program | CARNEYS POINT | 8069 | 4590.85 | Commercial | Community Solar | Yes | Carneys Point Solar 1 LLC | AC Electric | Accepted | 2024-05-28 | 2024-06-04 | 2027-03-04 | Inverters | SolarEdge | SE120KUS | 120000 |  | 25 |  |  | 0.985 |  | Outdoor
NJCERE1556535081 | Community Solar Energy Program | CARNEYS POINT | 8069 | 4590.85 | Commercial | Community Solar | Yes | Carneys Point Solar 1 LLC | AC Electric | Accepted | 2024-05-28 | 2024-06-04 | 2027-03-04 | Meters | Electro Industries | Shark ENC4XSHK100-277-60-10-V3-D2-485P |  |  | 1 |  |  |  | Yes | Outdoor
NJCERE1556535081 | Community Solar Energy Program | CARNEYS POINT | 8069 | 4590.85 | Commercial | Community Solar | Yes | Carneys Point Solar 1 LLC | AC Electric | Accepted | 2024-05-28 | 2024-06-04 | 2027-03-04 | Solar Panels | JA Solar | JAM720D30 550/MB |  | 0.55 | 8347 | 216 | 9 |  | Fixed | Roof
NJCERE1556539496 | Community Solar Energy Program | CARLSTADT | 7072 | 999.78 | Commercial | Community Solar | No | Clean Slate Solar, LLC | PSE&G | Accepted | 2024-05-28 | 2024-06-10 | 2026-09-10 | Inverters | SolarEdge Technologies | SE120KUS | 120000 |  | 6 |  |  | 0.985 |  | Outdoor
NJCERE1556539496 | Community Solar Energy Program | CARLSTADT | 7072 | 999.78 | Commercial | Community Solar | No | Clean Slate Solar, LLC | PSE&G | Accepted | 2024-05-28 | 2024-06-10 | 2026-09-10 | Solar Panels | ZnShine | ZXM7-UHLDD144-570W |  | 0.57 | 1754 | 216 | 5 |  | Fixed | Roof
NJCERE1556539496 | Community Solar Energy Program | CARLSTADT | 7072 | 999.78 | Commercial | Community Solar | No | Clean Slate Solar, LLC | PSE&G | Accepted | 2024-05-28 | 2024-06-10 | 2026-09-10 | Meters | New Service to be installed by PSEG | New Service to be installed by PSEG |  |  | 1 |  |  |  | Yes | Outdoor
NJCERE1556541842 | Community Solar Energy Program | BOUND BROOK | 8805 | 3676.32 | Commercial | Community Solar | Yes | Radial Power | PSE&G | Accepted | 2024-05-29 | 2024-07-01 | 2026-10-01 | Meters | ALSO ENERGY | DAS WITH INTEGRATED REVENUE METER |  |  | 1 |  |  |  | Yes | Outdoor
NJCERE1556541842 | Community Solar Energy Program | BOUND BROOK | 8805 | 3676.32 | Commercial | Community Solar | Yes | Radial Power | PSE&G | Accepted | 2024-05-29 | 2024-07-01 | 2026-10-01 | Meters | SOLAR REC | SOLAR REC |  |  | 1 |  |  |  | Yes | Outdoor
NJCERE1556541842 | Community Solar Energy Program | BOUND BROOK | 8805 | 3676.32 | Commercial | Community Solar | Yes | Radial Power | PSE&G | Accepted | 2024-05-29 | 2024-07-01 | 2026-10-01 | Solar Panels | HYPERION SOLAR | HY-DH144P8 540W |  | 0.54 | 5542 | 188 | 1 |  | Fixed | Roof
NJCERE1556541842 | Community Solar Energy Program | BOUND BROOK | 8805 | 3676.32 | Commercial | Community Solar | Yes | Radial Power | PSE&G | Accepted | 2024-05-29 | 2024-07-01 | 2026-10-01 | Solar Panels | HYPERION SOLAR | HY-DH144P8 540W |  | 0.54 | 1266 | 188 | 5 |  | Fixed | Parking Lot
NJCERE1556541842 | Community Solar Energy Program | BOUND BROOK | 8805 | 3676.32 | Commercial | Community Solar | Yes | Radial Power | PSE&G | Accepted | 2024-05-29 | 2024-07-01 | 2026-10-01 | Inverters | Solis | Solis-100K-5G-US APST | 100000 |  | 8 |  |  | 0.99 |  | Outdoor
NJCERE1556541842 | Community Solar Energy Program | BOUND BROOK | 8805 | 3676.32 | Commercial | Community Solar | Yes | Radial Power | PSE&G | Accepted | 2024-05-29 | 2024-07-01 | 2026-10-01 | Inverters | Solis | Solis-90K-5G-US APST | 90000 |  | 9 |  |  | 0.99 |  | Outdoor
NJCERE1556541842 | Community Solar Energy Program | BOUND BROOK | 8805 | 3676.32 | Commercial | Community Solar | Yes | Radial Power | PSE&G | Accepted | 2024-05-29 | 2024-07-01 | 2026-10-01 | Inverters | Solis | Solis-80K-5G-US | 80000 |  | 5 |  |  | 0.99 |  | Outdoor
NJCERE1556541842 | Community Solar Energy Program | BOUND BROOK | 8805 | 3676.32 | Commercial | Community Solar | Yes | Radial Power | PSE&G | Accepted | 2024-05-29 | 2024-07-01 | 2026-10-01 | Inverters | Solis | Solis-75K-5G-US | 75000 |  | 2 |  |  | 0.99 |  | Outdoor
NJCERE1556541842 | Community Solar Energy Program | BOUND BROOK | 8805 | 3676.32 | Commercial | Community Solar | Yes | Radial Power | PSE&G | Accepted | 2024-05-29 | 2024-07-01 | 2026-10-01 | Inverters | Solis | Solis-50K-HV-5G | 50000 |  | 1 |  |  | 0.99 |  | Outdoor
NJCERE1556541842 | Community Solar Energy Program | BOUND BROOK | 8805 | 3676.32 | Commercial | Community Solar | Yes | Radial Power | PSE&G | Accepted | 2024-05-29 | 2024-07-01 | 2026-10-01 | Inverters | Solis | Solis-40K-HV-5G | 40000 |  | 3 |  |  | 0.99 |  | Outdoor
NJCERE1556541842 | Community Solar Energy Program | BOUND BROOK | 8805 | 3676.32 | Commercial | Community Solar | Yes | Radial Power | PSE&G | Accepted | 2024-05-29 | 2024-07-01 | 2026-10-01 | Inverters | CPS | CPS SCA60KTL-DO/US-480 | 60000 |  | 7 |  |  | 0.99 |  | Outdoor
NJCERE1556541842 | Community Solar Energy Program | BOUND BROOK | 8805 | 3676.32 | Commercial | Community Solar | Yes | Radial Power | PSE&G | Accepted | 2024-05-29 | 2024-07-01 | 2026-10-01 | Inverters | CPS | CPS SCA50KTL-DO/US-480 | 50000 |  | 3 |  |  | 0.99 |  | Outdoor
NJCERE1556541878 | Community Solar Energy Program | FAIRFIELD | 7004 | 999.93 | Commercial | Community Solar | Yes | Solar Landscape LLC | PSE&G | Accepted | 2024-05-29 | 2024-06-06 | 2026-09-06 | Inverters | SolarEdge | SE120KUS | 120000 |  | 6 |  |  | 0.985 |  | Outdoor
NJCERE1556541878 | Community Solar Energy Program | FAIRFIELD | 7004 | 999.93 | Commercial | Community Solar | Yes | Solar Landscape LLC | PSE&G | Accepted | 2024-05-29 | 2024-06-06 | 2026-09-06 | Solar Panels | Jinko | JKM575N-72HL4-BDV |  | 0.575 | 1739 | 206 | 3 |  | Fixed | Roof
NJCERE1556542139 | Community Solar Energy Program | SWEDESBORO | 8085 | 2475.95 | Commercial | Community Solar | Yes | Solar Landscape LLC | AC Electric | Accepted | 2024-05-29 | 2024-06-04 | 2026-09-04 | Inverters | SolarEdge | SE120KUS | 120000 |  | 15 |  |  | 0.985 |  | Outdoor
NJCERE1556542139 | Community Solar Energy Program | SWEDESBORO | 8085 | 2475.95 | Commercial | Community Solar | Yes | Solar Landscape LLC | AC Electric | Accepted | 2024-05-29 | 2024-06-04 | 2026-09-04 | Solar Panels | Jinko | JKM575N-72HL4-BDV |  | 0.575 | 4306 | 174 | 5 |  | Fixed | Roof
NJCERE1556542263 | Community Solar Energy Program | FLANDERS | 7836 | 2335.5 | Commercial | Community Solar | Yes | G&S Operations, LLC | JCP&L | Accepted | 2024-05-28 | 2024-06-03 | 2026-09-03 | Inverters | Solar Edge | Solar Edge SE120kUS | 120000 |  | 16 |  |  | 0.985 |  | Outdoor
NJCERE1556542263 | Community Solar Energy Program | FLANDERS | 7836 | 2335.5 | Commercial | Community Solar | Yes | G&S Operations, LLC | JCP&L | Accepted | 2024-05-28 | 2024-06-03 | 2026-09-03 | Solar Panels | Waaree | BI-57-540 |  | 0.54 | 4325 | 169 | 3 |  | Fixed | Roof
NJCERE1556542297 | Community Solar Energy Program | NORTH BRUNSWICK | 8902 | 842.38 | Commercial | Community Solar | Yes | Solar Landscape LLC | PSE&G | Accepted | 2024-05-29 | 2024-06-11 | 2026-09-11 | Inverters | SolarEdge | SE120KUS | 120000 |  | 6 |  |  | 0.985 |  | Outdoor
NJCERE1556542297 | Community Solar Energy Program | NORTH BRUNSWICK | 8902 | 842.38 | Commercial | Community Solar | Yes | Solar Landscape LLC | PSE&G | Accepted | 2024-05-29 | 2024-06-11 | 2026-09-11 | Solar Panels | Jinko | JKM575N-72HL4-BDV |  | 0.575 | 869 | 308 | 1 |  | Fixed | Roof
NJCERE1556542297 | Community Solar Energy Program | NORTH BRUNSWICK | 8902 | 842.38 | Commercial | Community Solar | Yes | Solar Landscape LLC | PSE&G | Accepted | 2024-05-29 | 2024-06-11 | 2026-09-11 | Solar Panels | Jinko | JKM575N-72HL4-BDV |  | 0.575 | 576 | 128 | 1 |  | Fixed | Roof
NJCERE1556542297 | Community Solar Energy Program | NORTH BRUNSWICK | 8902 | 842.38 | Commercial | Community Solar | Yes | Solar Landscape LLC | PSE&G | Accepted | 2024-05-29 | 2024-06-11 | 2026-09-11 | Solar Panels | Jinko | JKM575N-72HL4-BDV |  | 0.575 | 20 | 218 | 0 |  | Fixed | Roof
NJCERE1556542395 | Community Solar Energy Program | MOUNT LAUREL | 8054 | 849.28 | Commercial | Community Solar | Yes | Solar Landscape LLC | PSE&G | Accepted | 2024-05-29 | 2024-06-06 | 2026-09-06 | Inverters | SolarEdge | SE120KUS | 120000 |  | 5 |  |  | 0.985 |  | Outdoor
NJCERE1556542395 | Community Solar Energy Program | MOUNT LAUREL | 8054 | 849.28 | Commercial | Community Solar | Yes | Solar Landscape LLC | PSE&G | Accepted | 2024-05-29 | 2024-06-06 | 2026-09-06 | Solar Panels | Jinko | JKM575N-72HL4-BDV |  | 0.575 | 1477 | 146 | 2 |  | Fixed | Roof
NJCERE1556542449 | Community Solar Energy Program | EAST RUTHERFORD | 7073 | 975.24 | Commercial | Community Solar | Yes | REBA LLC | PSE&G | Accepted | 2024-05-29 | 2024-06-10 | 2026-09-10 | Inverters | Solar Edge | Solar Edge SE120kUS | 120000 |  | 4 |  |  | 0.985 |  | Outdoor
NJCERE1556542449 | Community Solar Energy Program | EAST RUTHERFORD | 7073 | 975.24 | Commercial | Community Solar | Yes | REBA LLC | PSE&G | Accepted | 2024-05-29 | 2024-06-10 | 2026-09-10 | Solar Panels | Waaree | BI-57-540 |  | 0.54 | 1806 | 217 | 5 |  | Fixed | Roof
NJCERE1556542456 | Community Solar Energy Program | EWING | 8628 | 2601.18 | Commercial | Community Solar | Yes | G&S Operations LLC | PSE&G | Accepted | 2024-05-29 | 2024-06-06 | 2026-09-06 | Inverters | Solar Edge | Solar Edge SE100k | 120 |  | 20 |  |  | 0.985 |  | Outdoor
NJCERE1556542456 | Community Solar Energy Program | EWING | 8628 | 2601.18 | Commercial | Community Solar | Yes | G&S Operations LLC | PSE&G | Accepted | 2024-05-29 | 2024-06-06 | 2026-09-06 | Solar Panels | Waaree | BI-57-540 |  | 0.54 | 4817 | 176 | 4 |  | Fixed | Roof
NJCERE1556542462 | Community Solar Energy Program | LITTLE FERRY | 7643 | 349.92 | Commercial | Community Solar | Yes | HESP Construction LLC | PSE&G | Accepted | 2024-05-29 | 2024-06-10 | 2026-09-10 | Inverters | Solar Edge | Solar Edge SE100k | 100000 |  | 2 |  |  | 0.985 |  | Outdoor
NJCERE1556542462 | Community Solar Energy Program | LITTLE FERRY | 7643 | 349.92 | Commercial | Community Solar | Yes | HESP Construction LLC | PSE&G | Accepted | 2024-05-29 | 2024-06-10 | 2026-09-10 | Solar Panels | Waaree | BI-57-540 |  | 0.54 | 648 | 195 | 3 |  | Fixed | Roof
NJCERE1556542470 | Community Solar Energy Program | Deptford | 8096 | 4976.4 | Commercial | Community Solar | No | Herskowitz, LLC | PSE&G | Accepted | 2024-05-29 | 2024-07-25 | 2027-04-25 | Meters | CCS | WD-WR-MB |  |  | 1 |  |  |  | Yes | Outdoor
NJCERE1556542470 | Community Solar Energy Program | Deptford | 8096 | 4976.4 | Commercial | Community Solar | No | Herskowitz, LLC | PSE&G | Accepted | 2024-05-29 | 2024-07-25 | 2027-04-25 | Inverters | SMA | SMA SUNNY Central 4000 UP-US | 4000000 |  | 1 |  |  | 0.988 |  | Outdoor
NJCERE1556542470 | Community Solar Energy Program | Deptford | 8096 | 4976.4 | Commercial | Community Solar | No | Herskowitz, LLC | PSE&G | Accepted | 2024-05-29 | 2024-07-25 | 2027-04-25 | Solar Panels | ZNSHINE | ZXM7-SHDB144 Series |  | 0.55 | 9048 | 180 | 15 |  | Fixed | Ground
NJCERE1556542546 | Community Solar Energy Program | MORRIS PLAINS | 7950 | 867.78 | Commercial | Community Solar | Yes | G&S Operations, LLC | JCP&L | Accepted | 2024-05-28 | 2024-06-03 | 2026-09-03 | Inverters | Solar Edge | Solar Edge SE120kUS | 120000 |  | 6 |  |  | 0.985 |  | Outdoor
NJCERE1556542546 | Community Solar Energy Program | MORRIS PLAINS | 7950 | 867.78 | Commercial | Community Solar | Yes | G&S Operations, LLC | JCP&L | Accepted | 2024-05-28 | 2024-06-03 | 2026-09-03 | Solar Panels | Waaree | BI-57-540 |  | 0.54 | 1607 | 239 | 5 |  | Fixed | Roof
NJCERE1556545893 | Community Solar Energy Program | LINDEN | 7036 | 999.53 | Commercial | Community Solar | No | Aspen Power Partners, LLC | PSE&G | Accepted | 2024-05-29 | 2024-06-12 | 2026-09-12 | Inverters | SolarEdge | SE120KUS | 120 |  | 6 |  |  | 0.985 |  | Outdoor
NJCERE1556545893 | Community Solar Energy Program | LINDEN | 7036 | 999.53 | Commercial | Community Solar | No | Aspen Power Partners, LLC | PSE&G | Accepted | 2024-05-29 | 2024-06-12 | 2026-09-12 | Solar Panels | ZN SHINE SOLAR | ZXM7-SHLDD144-545 |  | 0.545 | 1834 | 204 | 10 |  | Fixed | Roof
NJCERE1556553110 | Community Solar Energy Program | SECAUCUS | 7094 | 999.53 | Commercial | Community Solar | No | Aspen Power Partners, LLC | PSE&G | Accepted | 2024-05-29 | 2024-06-17 | 2026-09-17 | Inverters | SolarEdge | SE120K-USx 8lxxxx | 120 |  | 6 |  |  | 0.985 |  | Outdoor
NJCERE1556553110 | Community Solar Energy Program | SECAUCUS | 7094 | 999.53 | Commercial | Community Solar | No | Aspen Power Partners, LLC | PSE&G | Accepted | 2024-05-29 | 2024-06-17 | 2026-09-17 | Solar Panels | ZN SHINE SOLAR | ZXM7-SHLDD144-545 |  | 0.545 | 1834 | 202 | 10 |  | Fixed | Roof
NJCERE1556556592 | Community Solar Energy Program | MOONACHIE | 7074 | 419.65 | Commercial | Community Solar | No | Aspen Power Partners, LLC | PSE&G | Accepted | 2024-05-29 | 2024-06-13 | 2026-09-13 | Inverters | SolarEdge | SE100KUS | 100 |  | 3 |  |  | 0.985 |  | Outdoor
NJCERE1556556592 | Community Solar Energy Program | MOONACHIE | 7074 | 419.65 | Commercial | Community Solar | No | Aspen Power Partners, LLC | PSE&G | Accepted | 2024-05-29 | 2024-06-13 | 2026-09-13 | Solar Panels | ZN SHINE SOLAR | ZXM7-SHLDD144-545 |  | 0.545 | 770 | 219 | 10 |  | Fixed | Roof
NJCERE1556558252 | Community Solar Energy Program | Carteret | 7008 | 1159.89 | Commercial | Community Solar | Yes | Carteret Solar 2, LLC | PSE&G | Accepted | 2024-05-29 | 2024-06-06 | 2026-09-06 | Inverters | SMA | Sunny Tripower CORE1 62-US | 62500 |  | 16 |  |  | 0.98 |  | Outdoor
NJCERE1556558252 | Community Solar Energy Program | Carteret | 7008 | 1159.89 | Commercial | Community Solar | Yes | Carteret Solar 2, LLC | PSE&G | Accepted | 2024-05-29 | 2024-06-06 | 2026-09-06 | Meters | Electro Industries | Shark ENC4XSHK100-277-60-10-V3-D2-485P |  |  | 1 |  |  |  | Yes | Outdoor
NJCERE1556558252 | Community Solar Energy Program | Carteret | 7008 | 1159.89 | Commercial | Community Solar | Yes | Carteret Solar 2, LLC | PSE&G | Accepted | 2024-05-29 | 2024-06-06 | 2026-09-06 | Solar Panels | JA Solar | JAM66D45-615/LB |  | 0.615 | 1886 | 189 | 10 |  | Fixed | Roof
NJCERE1556560895 | Community Solar Energy Program | Moonachie | 7074 | 2458.8 | Commercial | Community Solar | No | Aspen Power Partners, LLC | PSE&G | Accepted | 2024-05-29 | 2024-06-12 | 2026-09-12 | Inverters | SolarEdge | SE120KUS | 120 |  | 15 |  |  | 0.985 |  | Outdoor
NJCERE1556560895 | Community Solar Energy Program | Moonachie | 7074 | 2458.8 | Commercial | Community Solar | No | Aspen Power Partners, LLC | PSE&G | Accepted | 2024-05-29 | 2024-06-12 | 2026-09-12 | Solar Panels | ZN SHINE SOLAR | ZXM6-NH144-450/M |  | 0.45 | 5464 | 200 | 10 |  | Fixed | Roof
NJCERE1556574227 | Community Solar Energy Program | ELIZABETH | 7201 | 1786.4 | Commercial | Community Solar | Yes | Elizabeth Solar 2 LLC | PSE&G | Accepted | 2024-05-29 | 2024-06-27 | 2026-09-27 | Inverters | SolarEdge | SE120KUS | 120000 |  | 12 |  |  | 0.985 |  | Outdoor
NJCERE1556574227 | Community Solar Energy Program | ELIZABETH | 7201 | 1786.4 | Commercial | Community Solar | Yes | Elizabeth Solar 2 LLC | PSE&G | Accepted | 2024-05-29 | 2024-06-27 | 2026-09-27 | Meters | Electro Industries | Shark ENC4XSHK100-277-60-10-V3-D2-485P |  |  | 1 |  |  |  | Yes | Outdoor
NJCERE1556574227 | Community Solar Energy Program | ELIZABETH | 7201 | 1786.4 | Commercial | Community Solar | Yes | Elizabeth Solar 2 LLC | PSE&G | Accepted | 2024-05-29 | 2024-06-27 | 2026-09-27 | Solar Panels | JA Solar | JAM720D30 550/MB |  | 0.55 | 3248 | 207 | 5 |  | Fixed | Roof
NJCERE1556574298 | Community Solar Energy Program | EAST BRUNSWICK | 8816 | 2459.04 | Commercial | Community Solar | No | Advanced Solar Products, Inc. | PSE&G | Accepted | 2024-05-29 | 2024-06-06 | 2026-09-06 | Inverters | SMA | SMA SUNNY TRIPOWER CORE1 50-US | 50000 |  | 1 |  |  | 0.985 |  | Outdoor
NJCERE1556574298 | Community Solar Energy Program | EAST BRUNSWICK | 8816 | 2459.04 | Commercial | Community Solar | No | Advanced Solar Products, Inc. | PSE&G | Accepted | 2024-05-29 | 2024-06-06 | 2026-09-06 | Inverters | SMA | SMA SUNNY TRIPOWER CORE1 62-US | 62500 |  | 28 |  |  | 0.985 |  | Outdoor
NJCERE1556574298 | Community Solar Energy Program | EAST BRUNSWICK | 8816 | 2459.04 | Commercial | Community Solar | No | Advanced Solar Products, Inc. | PSE&G | Accepted | 2024-05-29 | 2024-06-06 | 2026-09-06 | Meters | CCS | WD-WR-MB | n/a |  | 1 |  |  |  | Yes | Outdoor
NJCERE1556574298 | Community Solar Energy Program | EAST BRUNSWICK | 8816 | 2459.04 | Commercial | Community Solar | No | Advanced Solar Products, Inc. | PSE&G | Accepted | 2024-05-29 | 2024-06-06 | 2026-09-06 | Solar Panels | ZNSHINE | ZXM7-SPLDD144 series 545watt |  | 0.545 | 4512 | 174 | 5 |  | Fixed | Roof | n/a
NJCERE1556574444 | Community Solar Energy Program | PARSIPPANY | 7054 | 882.9 | Commercial | Community Solar | Yes | G&S Operations, LLC | JCP&L | Accepted | 2024-05-29 | 2024-06-03 | 2026-09-03 | Inverters | Solar Edge | Solar Edge SE120kUS | 120000 |  | 6 |  |  | 0.985 |  | Outdoor
NJCERE1556574444 | Community Solar Energy Program | PARSIPPANY | 7054 | 882.9 | Commercial | Community Solar | Yes | G&S Operations, LLC | JCP&L | Accepted | 2024-05-29 | 2024-06-03 | 2026-09-03 | Solar Panels | Waaree | BI-57-540 |  | 0.54 | 1635 | 207 | 5 |  | Fixed | Roof
NJCERE1556595892 | Community Solar Energy Program | EAST WINDSOR | 8520 | 1569.7 | Commercial | Community Solar | Yes | East Windsor Solar 1 LLC | JCP&L | Accepted | 2024-06-07 | 2024-06-10 | 2026-09-10 | Inverters | SolarEdge | SE120KUS | 120000 |  | 11 |  |  | 0.985 |  | Outdoor
NJCERE1556595892 | Community Solar Energy Program | EAST WINDSOR | 8520 | 1569.7 | Commercial | Community Solar | Yes | East Windsor Solar 1 LLC | JCP&L | Accepted | 2024-06-07 | 2024-06-10 | 2026-09-10 | Meters | Electro Industries | Shark ENC4XSHK100-277-60-10-V3-D2-485P |  |  | 1 |  |  |  | Yes | Outdoor
NJCERE1556595892 | Community Solar Energy Program | EAST WINDSOR | 8520 | 1569.7 | Commercial | Community Solar | Yes | East Windsor Solar 1 LLC | JCP&L | Accepted | 2024-06-07 | 2024-06-10 | 2026-09-10 | Solar Panels | JA Solar | JAM720D30 550/MB |  | 0.55 | 2854 | 198 | 10 |  | Fixed | Roof
NJCERE1556595934 | Community Solar Energy Program | EAST WINDSOR | 8520 | 4788.3 | Commercial | Community Solar | Yes | Trail Ridge Power, Inc | JCP&L | Accepted | 2024-06-07 | 2024-06-10 | 2026-09-10 | Inverters | SolarEdge | SE120KUS | 120000 |  | 34 |  |  | 0.985 |  | Outdoor
NJCERE1556595934 | Community Solar Energy Program | EAST WINDSOR | 8520 | 4788.3 | Commercial | Community Solar | Yes | Trail Ridge Power, Inc | JCP&L | Accepted | 2024-06-07 | 2024-06-10 | 2026-09-10 | Meters | Electro Industries | Shark ENC4XSHK100-277-60-10-V3-D2-485P |  |  | 1 |  |  |  | Yes | Outdoor
NJCERE1556595934 | Community Solar Energy Program | EAST WINDSOR | 8520 | 4788.3 | Commercial | Community Solar | Yes | Trail Ridge Power, Inc | JCP&L | Accepted | 2024-06-07 | 2024-06-10 | 2026-09-10 | Solar Panels | JA Solar | JAM720D30 550/MB |  | 0.55 | 8706 | 185 | 10 |  | Fixed | Roof
NJCERE1556615241 | Community Solar Energy Program | LAKEWOOD | 8701 | 711.18 | Commercial | Community Solar | Yes | HESP Construction, LLC | JCP&L | Accepted | 2024-06-05 | 2024-06-17 | 2026-09-17 | Inverters | Chint | CPS SCA50KTL | 450000 |  | 9 |  |  | 0.99 |  | Outdoor
NJCERE1556615241 | Community Solar Energy Program | LAKEWOOD | 8701 | 711.18 | Commercial | Community Solar | Yes | HESP Construction, LLC | JCP&L | Accepted | 2024-06-05 | 2024-06-17 | 2026-09-17 | Inverters | Chint | CPS SCA36KTL | 36000 |  | 1 |  |  | 0.99 |  | Outdoor
NJCERE1556615241 | Community Solar Energy Program | LAKEWOOD | 8701 | 711.18 | Commercial | Community Solar | Yes | HESP Construction, LLC | JCP&L | Accepted | 2024-06-05 | 2024-06-17 | 2026-09-17 | Solar Panels | Waaree | BI-57-540 |  | 0.54 | 323 | 207 | 4 |  | Fixed | Roof
NJCERE1556615241 | Community Solar Energy Program | LAKEWOOD | 8701 | 711.18 | Commercial | Community Solar | Yes | HESP Construction, LLC | JCP&L | Accepted | 2024-06-05 | 2024-06-17 | 2026-09-17 | Solar Panels | Waaree | BI-57-540 |  | 0.54 | 496 | 298 | 5 |  | Fixed | Roof
NJCERE1556615241 | Community Solar Energy Program | LAKEWOOD | 8701 | 711.18 | Commercial | Community Solar | Yes | HESP Construction, LLC | JCP&L | Accepted | 2024-06-05 | 2024-06-17 | 2026-09-17 | Solar Panels | Waaree | BI-57-540 |  | 0.54 | 498 | 118 | 4 |  | Fixed | Roof
NJCERE1556719968 | Community Solar Energy Program | East Windsor | 8520 | 4999.83 | Commercial | Community Solar | No | Evergreen Energy | JCP&L | Accepted | 2024-06-18 | 2024-06-20 | 2026-09-20 | Inverters | SolarEdge | SolarEdge SE 120 kW | 120000 |  | 24 |  |  | 0.985 |  | Indoor
NJCERE1556719968 | Community Solar Energy Program | East Windsor | 8520 | 4999.83 | Commercial | Community Solar | No | Evergreen Energy | JCP&L | Accepted | 2024-06-18 | 2024-06-20 | 2026-09-20 | Inverters | SolarEdge | SolarEdge SE 80 kW | 80000 |  | 1 |  |  | 0 |  | Indoor
NJCERE1556719968 | Community Solar Energy Program | East Windsor | 8520 | 4999.83 | Commercial | Community Solar | No | Evergreen Energy | JCP&L | Accepted | 2024-06-18 | 2024-06-20 | 2026-09-20 | Inverters | SolarEdge | SolarEdge SE 40 kW | 40000 |  | 1 |  |  | 0.985 |  | Indoor
NJCERE1556719968 | Community Solar Energy Program | East Windsor | 8520 | 4999.83 | Commercial | Community Solar | No | Evergreen Energy | JCP&L | Accepted | 2024-06-18 | 2024-06-20 | 2026-09-20 | Meters | Elkor | N/A |  |  | 1 |  |  |  | Yes | Indoor
NJCERE1556719968 | Community Solar Energy Program | East Windsor | 8520 | 4999.83 | Commercial | Community Solar | No | Evergreen Energy | JCP&L | Accepted | 2024-06-18 | 2024-06-20 | 2026-09-20 | Solar Panels | Rayzon L'LIOS | Rayzon L'LIOS RS545WC - 545W |  | 0.545 | 9174 | 196 | 10 |  | Fixed | Roof
NJCERE1556967725 | Community Solar Energy Program | BARNEGAT | 8005 | 441.6 | Commercial | Community Solar | Yes | Solar Landscape LLC | JCP&L | Accepted | 2024-07-12 | 2024-07-17 | 2026-10-17 | Inverters | SolarEdge | SE80KUS | 80000 |  | 4 |  |  | 0.985 |  | Outdoor
NJCERE1556967725 | Community Solar Energy Program | BARNEGAT | 8005 | 441.6 | Commercial | Community Solar | Yes | Solar Landscape LLC | JCP&L | Accepted | 2024-07-12 | 2024-07-17 | 2026-10-17 | Solar Panels | Jinko | JKM575N-72HL4-BDV |  | 0.575 | 477 | 307.7 | 5 |  | Fixed | Roof
NJCERE1556967725 | Community Solar Energy Program | BARNEGAT | 8005 | 441.6 | Commercial | Community Solar | Yes | Solar Landscape LLC | JCP&L | Accepted | 2024-07-12 | 2024-07-17 | 2026-10-17 | Solar Panels | Jinko | JKM575N-72HL4-BDV |  | 0.575 | 291 | 127 | 5 |  | Fixed | Roof
NJCERE1557085709 | Community Solar Energy Program | Roxbury | 7850 | 4999.87 | Commercial | Community Solar | Yes | FIP NJ 2022 IV, LLC | JCP&L | Accepted | 2024-07-25 | 2024-08-05 | 2026-11-05 | Inverters | SolarEdge | SE120KUS | 120000 |  | 31 |  |  | 0.985 |  | Outdoor
NJCERE1557085709 | Community Solar Energy Program | Roxbury | 7850 | 4999.87 | Commercial | Community Solar | Yes | FIP NJ 2022 IV, LLC | JCP&L | Accepted | 2024-07-25 | 2024-08-05 | 2026-11-05 | Solar Panels | HANWHA Q. Cells | Q.Peak Duo XL-G10.3/BFG |  | 0.485 | 10309 | 196.14 | 10 |  | Fixed | Roof
NJCERE1557085709 | Community Solar Energy Program | Roxbury | 7850 | 4999.87 | Commercial | Community Solar | Yes | FIP NJ 2022 IV, LLC | JCP&L | Accepted | 2024-07-25 | 2024-08-05 | 2026-11-05 | Meters | eGuage | EG4030 - 64E (eGuage) Pro |  |  | 1 |  |  |  | Yes | Outdoor
NJCERE1557874776 | Community Solar Energy Program | ALLENDALE | 7401 | 999.54 | Commercial | Community Solar | Yes | REBA LLC | RECO | Accepted | 2024-10-22 | 2024-11-04 | 2027-02-04 | Inverters | Solar Edge | Solar Edge SE120kUS | 120000 |  | 7 |  |  | 0.985 |  | Outdoor
NJCERE1557874776 | Community Solar Energy Program | ALLENDALE | 7401 | 999.54 | Commercial | Community Solar | Yes | REBA LLC | RECO | Accepted | 2024-10-22 | 2024-11-04 | 2027-02-04 | Solar Panels | Waaree | BI-57-540 |  | 0.54 | 1851 | 205 | 5 |  | Fixed | Roof
NJCERE1557874776 | Community Solar Energy Program | ALLENDALE | 7401 | 999.54 | Commercial | Community Solar | Yes | REBA LLC | RECO | Accepted | 2024-10-22 | 2024-11-04 | 2027-02-04 | Meters | Also Energy | Also Energy |  |  | 1 |  |  |  | Yes | Outdoor
NJCERE1558984683 | Community Solar Energy Program | Branchburg, | 8876 | 3496.9 | Commercial | Community Solar | No | Green Power Developers, LLC | JCP&L | Accepted | 2025-05-08 | 2025-05-27 | 2027-08-27 | Meters | Elkor | N/A |  |  | 1 |  |  |  | Yes | Indoor
NJCERE1558984683 | Community Solar Energy Program | Branchburg, | 8876 | 3496.9 | Commercial | Community Solar | No | Green Power Developers, LLC | JCP&L | Accepted | 2025-05-08 | 2025-05-27 | 2027-08-27 | Inverters | SolarEdge | SolarEdge SE 120 kW | 120000 |  | 16 |  |  | 0.985 |  | Indoor
NJCERE1558984683 | Community Solar Energy Program | Branchburg, | 8876 | 3496.9 | Commercial | Community Solar | No | Green Power Developers, LLC | JCP&L | Accepted | 2025-05-08 | 2025-05-27 | 2027-08-27 | Inverters | SolarEdge | SolarEdge SE 80 kW | 80000 |  | 1 |  |  | 0.985 |  | Indoor
NJCERE1558984683 | Community Solar Energy Program | Branchburg, | 8876 | 3496.9 | Commercial | Community Solar | No | Green Power Developers, LLC | JCP&L | Accepted | 2025-05-08 | 2025-05-27 | 2027-08-27 | Solar Panels | Rayzon L'LIOS | Rayzon L'LIOS RS550WC - 550W |  | 0.55 | 6358 | 217 | 10 |  | Fixed | Roof
NJCERE1559330532 | Community Solar Energy Program | RIDGEFIELD | 7657 | 1124.96 | Commercial | Community Solar | Yes | Solar Landscape LLC | PSE&G | Accepted | 2025-05-13 | 2025-05-30 | 2027-08-30 | Inverters | SolarEdge | SE-TRI-USSEIBN120KUS | 120000 |  | 7 |  |  | 0.985 |  | Outdoor
NJCERE1559330532 | Community Solar Energy Program | RIDGEFIELD | 7657 | 1124.96 | Commercial | Community Solar | Yes | Solar Landscape LLC | PSE&G | Accepted | 2025-05-13 | 2025-05-30 | 2027-08-30 | Solar Panels | Jinko | JKM585N-72HL4-BDV (Jinko Eagle 585W) 30mm |  | 0.585 | 1923 | 209 | 5 |  | Fixed | Roof
NJCERE1559330537 | Community Solar Energy Program | HAMILTON | 8619 | 1872 | Commercial | Community Solar | Yes | Solar Landscape LLC | PSE&G | Accepted | 2025-05-13 | 2025-05-30 | 2027-08-30 | Inverters | SolarEdge | SE-TRI-USSEIBN120KUS | 120000 |  | 11 |  |  | 0.985 |  | Outdoor
NJCERE1559330537 | Community Solar Energy Program | HAMILTON | 8619 | 1872 | Commercial | Community Solar | Yes | Solar Landscape LLC | PSE&G | Accepted | 2025-05-13 | 2025-05-30 | 2027-08-30 | Solar Panels | Jinko Solar | JKM585N-72HL4-BDV |  | 0.585 | 3200 | 136 | 5 |  | Fixed | Roof
NJCERE1559330539 | Community Solar Energy Program | BRIDGETON | 8302 | 4999.66 | Commercial | Community Solar | Yes | Solar Landscape LLC | AC Electric | Accepted | 2025-05-13 | 2025-06-23 | 2028-03-23 | Inverters | SMA | SUNNY HIGHPOWER PEAK3 125-US | 125000 |  | 27 |  |  | 0.985 |  | Outdoor
NJCERE1559330539 | Community Solar Energy Program | BRIDGETON | 8302 | 4999.66 | Commercial | Community Solar | Yes | Solar Landscape LLC | AC Electric | Accepted | 2025-05-13 | 2025-06-23 | 2028-03-23 | Solar Panels | Hanwha | Q.PEAK DUO XL-G11S.3 / BFG 590 |  | 0.59 | 8474 | 180 | 20 |  | Fixed | Ground
NJCERE1559330551 | Community Solar Energy Program | Burlington | 8016 | 5000 | Commercial | Community Solar | Yes | Solar Landscape LLC | PSE&G | Accepted | 2025-05-13 | 2025-05-30 | 2027-08-30 | Inverters | SolarEdge | SE-TRI-USSEIBN120KUS | 120000 |  | 28 |  |  | 0.985 |  | Outdoor
NJCERE1559330551 | Community Solar Energy Program | Burlington | 8016 | 5000 | Commercial | Community Solar | Yes | Solar Landscape LLC | PSE&G | Accepted | 2025-05-13 | 2025-05-30 | 2027-08-30 | Solar Panels | Jinko Solar | JKM585N-72HL4-BDV |  | 0.585 | 8547 | 154 | 10 |  | Fixed | Roof
NJCERE1559330557 | Community Solar Energy Program | BURLINGTON | 8016 | 5000 | Commercial | Community Solar | Yes | Solar Landscape LLC | PSE&G | Accepted | 2025-05-13 | 2025-05-30 | 2027-08-30 | Inverters | SolarEdge | SE-TRI-USSEIBN120KUS | 120000 |  | 28 |  |  | 0.985 |  | Outdoor
NJCERE1559330557 | Community Solar Energy Program | BURLINGTON | 8016 | 5000 | Commercial | Community Solar | Yes | Solar Landscape LLC | PSE&G | Accepted | 2025-05-13 | 2025-05-30 | 2027-08-30 | Solar Panels | Jinko | JKM585N-72HL4-BDV |  | 0.585 | 8547 | 163 | 10 |  | Fixed | Roof
NJCERE1559330558 | Community Solar Energy Program | BURLINGTON | 8016 | 5000 | Commercial | Community Solar | Yes | Solar Landscape LLC | PSE&G | Accepted | 2025-05-13 | 2025-05-30 | 2027-08-30 | Inverters | Solar Edge | SE-TRI-USSEIBN120KUS | 120000 |  | 28 |  |  | 0.985 |  | Outdoor
NJCERE1559330558 | Community Solar Energy Program | BURLINGTON | 8016 | 5000 | Commercial | Community Solar | Yes | Solar Landscape LLC | PSE&G | Accepted | 2025-05-13 | 2025-05-30 | 2027-08-30 | Solar Panels | Jinko | JKM585N-72HL4-BDV |  | 0.585 | 8547 | 186 | 5 |  | Fixed | Roof
NJCERE1559330560 | Community Solar Energy Program | MONROE | 8831 | 2137.59 | Commercial | Community Solar | Yes | Solar Landscape LLC | JCP&L | Accepted | 2025-05-12 | 2025-05-27 | 2027-08-27 | Inverters | SolarEdge | SE-TRI-USSEIBN120KUS | 120000 |  | 14 |  |  | 0.985 |  | Outdoor
NJCERE1559330560 | Community Solar Energy Program | MONROE | 8831 | 2137.59 | Commercial | Community Solar | Yes | Solar Landscape LLC | JCP&L | Accepted | 2025-05-12 | 2025-05-27 | 2027-08-27 | Solar Panels | Jinko | JKM585N-72HL4-BDV |  | 0.585 | 3654 | 192.5 | 5 |  | Fixed | Roof
NJCERE1559330563 | Community Solar Energy Program | CARTERET | 7008 | 794.43 | Commercial | Community Solar | Yes | Solar Landscape LLC | PSE&G | Accepted | 2025-05-13 | 2025-05-30 | 2027-08-30 | Inverters | SolarEdge | SE-TRI-USSEIBN120KUS | 120000 |  | 5 |  |  | 0.985 |  | Outdoor
NJCERE1559330563 | Community Solar Energy Program | CARTERET | 7008 | 794.43 | Commercial | Community Solar | Yes | Solar Landscape LLC | PSE&G | Accepted | 2025-05-13 | 2025-05-30 | 2027-08-30 | Solar Panels | Jinko | JKM585N-72HL4-BDV |  | 0.585 | 1358 | 188 | 5 |  | Fixed | Roof
NJCERE1559330565 | Community Solar Energy Program | TRENTON | 8638 | 861.12 | Commercial | Community Solar | Yes | Solar Landscape LLC | PSE&G | Accepted | 2025-05-13 | 2025-05-30 | 2027-08-30 | Inverters | SolarEdge | SE-TRI-USSEIBN120KUS | 120000 |  | 5 |  |  | 0.985 |  | Outdoor
NJCERE1559330565 | Community Solar Energy Program | TRENTON | 8638 | 861.12 | Commercial | Community Solar | Yes | Solar Landscape LLC | PSE&G | Accepted | 2025-05-13 | 2025-05-30 | 2027-08-30 | Solar Panels | Jinko | JKM585N-72HL4-BDV |  | 0.585 | 1472 | 150 | 2 |  | Fixed | Roof
NJCERE1559330568 | Community Solar Energy Program | MARMORA | 8223 | 903.24 | Commercial | Community Solar | Yes | Solar Landscape LLC | AC Electric | Accepted | 2025-05-13 | 2025-05-27 | 2027-08-27 | Inverters | SolarEdge | SE-TRI-USSEIBN120KUS | 120000 |  | 6 |  |  | 0.985 |  | Outdoor
NJCERE1559330568 | Community Solar Energy Program | MARMORA | 8223 | 903.24 | Commercial | Community Solar | Yes | Solar Landscape LLC | AC Electric | Accepted | 2025-05-13 | 2025-05-27 | 2027-08-27 | Solar Panels | Jinko | JKM585N-72HL4-BDV |  | 0.585 | 307 | 131 | 2 |  | Fixed | Roof
NJCERE1559330568 | Community Solar Energy Program | MARMORA | 8223 | 903.24 | Commercial | Community Solar | Yes | Solar Landscape LLC | AC Electric | Accepted | 2025-05-13 | 2025-05-27 | 2027-08-27 | Solar Panels | Jinko | JKM585N-72HL4-BDV |  | 0.585 | 1237 | 311 | 2 |  | Fixed | Roof
NJCERE1559330570 | Community Solar Energy Program | NEPTUNE | 7753 | 328.77 | Commercial | Community Solar | Yes | Solar Landscape LLC | JCP&L | Accepted | 2025-05-12 | 2025-05-27 | 2027-08-27 | Inverters | SolarEdge | SE-TRI-USSEIBN120KUS | 120000 |  | 2 |  |  | 0.985 |  | Outdoor
NJCERE1559330570 | Community Solar Energy Program | NEPTUNE | 7753 | 328.77 | Commercial | Community Solar | Yes | Solar Landscape LLC | JCP&L | Accepted | 2025-05-12 | 2025-05-27 | 2027-08-27 | Solar Panels | Jinko | JKM585N-72HL4-BDV |  | 0.585 | 36 | 350 | 0 |  | Fixed | Roof
NJCERE1559330570 | Community Solar Energy Program | NEPTUNE | 7753 | 328.77 | Commercial | Community Solar | Yes | Solar Landscape LLC | JCP&L | Accepted | 2025-05-12 | 2025-05-27 | 2027-08-27 | Solar Panels | Jinko | JKM585N-72HL4-BDV |  | 0.585 | 29 | 80 | 2 |  | Fixed | Roof
NJCERE1559330570 | Community Solar Energy Program | NEPTUNE | 7753 | 328.77 | Commercial | Community Solar | Yes | Solar Landscape LLC | JCP&L | Accepted | 2025-05-12 | 2025-05-27 | 2027-08-27 | Solar Panels | Jinko | JKM585N-72HL4-BDV |  | 0.585 | 59 | 170 | 2 |  | Fixed | Roof
NJCERE1559330570 | Community Solar Energy Program | NEPTUNE | 7753 | 328.77 | Commercial | Community Solar | Yes | Solar Landscape LLC | JCP&L | Accepted | 2025-05-12 | 2025-05-27 | 2027-08-27 | Solar Panels | Jinko | JKM585N-72HL4-BDV |  | 0.585 | 29 | 260 | 2 |  | Fixed | Roof
NJCERE1559330570 | Community Solar Energy Program | NEPTUNE | 7753 | 328.77 | Commercial | Community Solar | Yes | Solar Landscape LLC | JCP&L | Accepted | 2025-05-12 | 2025-05-27 | 2027-08-27 | Solar Panels | Jinko | JKM585N-72HL4-BDV |  | 0.585 | 59 | 350 | 2 |  | Fixed | Roof
NJCERE1559330570 | Community Solar Energy Program | NEPTUNE | 7753 | 328.77 | Commercial | Community Solar | Yes | Solar Landscape LLC | JCP&L | Accepted | 2025-05-12 | 2025-05-27 | 2027-08-27 | Solar Panels | Jinko | JKM585N-72HL4-BDV |  | 0.585 | 175 | 80 | 5 |  | Fixed | Roof
NJCERE1559330570 | Community Solar Energy Program | NEPTUNE | 7753 | 328.77 | Commercial | Community Solar | Yes | Solar Landscape LLC | JCP&L | Accepted | 2025-05-12 | 2025-05-27 | 2027-08-27 | Solar Panels | Jinko | JKM585N-72HL4-BDV |  | 0.585 | 175 | 260 | 5 |  | Fixed | Roof
NJCERE1559330574 | Community Solar Energy Program | MANALAPAN | 7726 | 501.35 | Commercial | Community Solar | Yes | Solar Landscape LLC | JCP&L | Accepted | 2025-05-12 | 2025-05-27 | 2027-08-27 | Inverters | SolarEdge | SE-TRI-USSEIBN120KUS | 120000 |  | 3 |  |  | 0.985 |  | Outdoor
NJCERE1559330574 | Community Solar Energy Program | MANALAPAN | 7726 | 501.35 | Commercial | Community Solar | Yes | Solar Landscape LLC | JCP&L | Accepted | 2025-05-12 | 2025-05-27 | 2027-08-27 | Solar Panels | Jinko | JKM585N-72HL4-BDV |  | 0.585 | 286 | 64 | 1 |  | Fixed | Roof
NJCERE1559330574 | Community Solar Energy Program | MANALAPAN | 7726 | 501.35 | Commercial | Community Solar | Yes | Solar Landscape LLC | JCP&L | Accepted | 2025-05-12 | 2025-05-27 | 2027-08-27 | Solar Panels | Jinko | JKM585N-72HL4-BDV |  | 0.585 | 86 | 155 | 1 |  | Fixed | Roof
NJCERE1559330574 | Community Solar Energy Program | MANALAPAN | 7726 | 501.35 | Commercial | Community Solar | Yes | Solar Landscape LLC | JCP&L | Accepted | 2025-05-12 | 2025-05-27 | 2027-08-27 | Solar Panels | Jinko | JKM585N-72HL4-BDV |  | 0.585 | 100 | 178 | 1 |  | Fixed | Roof
NJCERE1559330574 | Community Solar Energy Program | MANALAPAN | 7726 | 501.35 | Commercial | Community Solar | Yes | Solar Landscape LLC | JCP&L | Accepted | 2025-05-12 | 2025-05-27 | 2027-08-27 | Solar Panels | Jinko | JKM585N-72HL4-BDV |  | 0.585 | 287 | 244 | 1 |  | Fixed | Roof
NJCERE1559330574 | Community Solar Energy Program | MANALAPAN | 7726 | 501.35 | Commercial | Community Solar | Yes | Solar Landscape LLC | JCP&L | Accepted | 2025-05-12 | 2025-05-27 | 2027-08-27 | Solar Panels | Jinko | JKM585N-72HL4-BDV |  | 0.585 | 86 | 335 | 1 |  | Fixed | Roof
NJCERE1559330574 | Community Solar Energy Program | MANALAPAN | 7726 | 501.35 | Commercial | Community Solar | Yes | Solar Landscape LLC | JCP&L | Accepted | 2025-05-12 | 2025-05-27 | 2027-08-27 | Solar Panels | Jinko | JKM585N-72HL4-BDV |  | 0.585 | 12 | 358 | 1 |  | Fixed | Roof
NJCERE1559330577 | Community Solar Energy Program | KEARNY | 7032 | 4792.32 | Commercial | Community Solar | Yes | Solar Landscape LLC | PSE&G | Accepted | 2025-05-13 | 2025-05-30 | 2027-08-30 | Inverters | SolarEdge | SE-TRI-USSEIBN120KUS | 120000 |  | 28 |  |  | 0.985 |  | Outdoor
NJCERE1559330577 | Community Solar Energy Program | KEARNY | 7032 | 4792.32 | Commercial | Community Solar | Yes | Solar Landscape LLC | PSE&G | Accepted | 2025-05-13 | 2025-05-30 | 2027-08-30 | Solar Panels | Jinko Solar | JKM585N-72HL4-BDV |  | 0.585 | 8192 | 194 | 5 |  | Fixed | Roof
NJCERE1559330584 | Community Solar Energy Program | LAKEWOOD | 8701 | 479.7 | Commercial | Community Solar | Yes | Solar Landscape LLC | JCP&L | Accepted | 2025-05-12 | 2025-05-27 | 2027-08-27 | Inverters | SolarEdge | SE-TRI-USSEIBN120KUS | 120000 |  | 3 |  |  | 0.985 |  | Outdoor
NJCERE1559330584 | Community Solar Energy Program | LAKEWOOD | 8701 | 479.7 | Commercial | Community Solar | Yes | Solar Landscape LLC | JCP&L | Accepted | 2025-05-12 | 2025-05-27 | 2027-08-27 | Solar Panels | Jinko Solar | JKM585N-72HL4-BDV |  | 0.585 | 820 | 169.4 | 5 |  | Fixed | Roof
NJCERE1559330586 | Community Solar Energy Program | LAKEWOOD | 8701 | 452.79 | Commercial | Community Solar | Yes | Solar Landscape LLC | JCP&L | Accepted | 2025-05-12 | 2025-05-27 | 2027-08-27 | Inverters | SolarEdge | SE-TRI-USSEIBN120KUS | 120000 |  | 3 |  |  | 0.985 |  | Outdoor
NJCERE1559330586 | Community Solar Energy Program | LAKEWOOD | 8701 | 452.79 | Commercial | Community Solar | Yes | Solar Landscape LLC | JCP&L | Accepted | 2025-05-12 | 2025-05-27 | 2027-08-27 | Solar Panels | Jinko | JKM585N-72HL4-BDV (Jinko Eagle 585W)-35mm |  | 0.585 | 774 | 187.1 | 5 |  | Fixed | Roof
NJCERE1559330590 | Community Solar Energy Program | LAKEWOOD | 8701 | 383.76 | Commercial | Community Solar | Yes | Solar Landscape LLC | JCP&L | Accepted | 2025-05-12 | 2025-05-27 | 2027-08-27 | Inverters | SolarEdge | SE-TRI-USSEIBN120KUS | 120000 |  | 2 |  |  | 0.985 |  | Outdoor
NJCERE1559330590 | Community Solar Energy Program | LAKEWOOD | 8701 | 383.76 | Commercial | Community Solar | Yes | Solar Landscape LLC | JCP&L | Accepted | 2025-05-12 | 2025-05-27 | 2027-08-27 | Inverters | SolarEdge | USE-SIN-USSEI40KUS | 40000 |  | 1 |  |  | 0.985 |  | Outdoor
NJCERE1559330590 | Community Solar Energy Program | LAKEWOOD | 8701 | 383.76 | Commercial | Community Solar | Yes | Solar Landscape LLC | JCP&L | Accepted | 2025-05-12 | 2025-05-27 | 2027-08-27 | Solar Panels | Jinko | JKM585N-72HL4-BDV |  | 0.585 | 656 | 169.3 | 5 |  | Fixed | Roof
NJCERE1559330592 | Community Solar Energy Program | LAKEWOOD | 8701 | 306.54 | Commercial | Community Solar | Yes | Solar Landscape LLC | JCP&L | Accepted | 2025-05-12 | 2025-05-27 | 2027-08-27 | Inverters | SolarEdge | SE-TRI-USSEIBN120KUS | 120000 |  | 2 |  |  | 0.985 |  | Outdoor
NJCERE1559330592 | Community Solar Energy Program | LAKEWOOD | 8701 | 306.54 | Commercial | Community Solar | Yes | Solar Landscape LLC | JCP&L | Accepted | 2025-05-12 | 2025-05-27 | 2027-08-27 | Solar Panels | Jinko | JKM585N-72HL4-BDV (Jinko Eagle 585W)-35mm |  | 0.585 | 524 | 187.3 | 5 |  | Fixed | Roof
NJCERE1559330595 | Community Solar Energy Program | LAKEWOOD | 8701 | 373.23 | Commercial | Community Solar | Yes | Solar Landscape LLC | JCP&L | Accepted | 2025-05-12 | 2025-05-27 | 2027-08-27 | Inverters | SolarEdge | SE-TRI-USSEIBN120KUS | 120000 |  | 2 |  |  | 0.985 |  | Outdoor
NJCERE1559330595 | Community Solar Energy Program | LAKEWOOD | 8701 | 373.23 | Commercial | Community Solar | Yes | Solar Landscape LLC | JCP&L | Accepted | 2025-05-12 | 2025-05-27 | 2027-08-27 | Inverters | SolarEdge | USE-SIN-USSEI40KUS | 40000 |  | 1 |  |  | 0.985 |  | Outdoor
NJCERE1559330595 | Community Solar Energy Program | LAKEWOOD | 8701 | 373.23 | Commercial | Community Solar | Yes | Solar Landscape LLC | JCP&L | Accepted | 2025-05-12 | 2025-05-27 | 2027-08-27 | Solar Panels | Jinko Solar | JKM585N-72HL4-BDV |  | 0.585 | 638 | 195.7 | 5 |  | Fixed | Roof
NJCERE1559343682 | Community Solar Energy Program | LAKEWOOD | 8701 | 351 | Commercial | Community Solar | Yes | Solar Landscape LLC | JCP&L | Accepted | 2025-05-12 | 2025-05-27 | 2027-08-27 | Inverters | SolarEdge | SE-TRI-USSEIBN120KUS | 120000 |  | 2 |  |  | 0.985 |  | Outdoor
NJCERE1559343682 | Community Solar Energy Program | LAKEWOOD | 8701 | 351 | Commercial | Community Solar | Yes | Solar Landscape LLC | JCP&L | Accepted | 2025-05-12 | 2025-05-27 | 2027-08-27 | Inverters | SolarEdge | USE-SIN-USSEI40KUS | 40000 |  | 1 |  |  | 0.985 |  | Outdoor
NJCERE1559343682 | Community Solar Energy Program | LAKEWOOD | 8701 | 351 | Commercial | Community Solar | Yes | Solar Landscape LLC | JCP&L | Accepted | 2025-05-12 | 2025-05-27 | 2027-08-27 | Solar Panels | Jinko | JKM585N-72HL4-BDV |  | 0.585 | 600 | 187.3 | 5 |  | Fixed | Roof
NJCERE1559360902 | Community Solar Energy Program | MOUNT LAUREL | 8054 | 470.34 | Commercial | Community Solar | Yes | Solar Landscape LLC | PSE&G | Accepted | 2025-05-13 | 2025-05-30 | 2027-08-30 | Inverters | SolarEdge | SE-TRI-USSEIBN120KUS | 120000 |  | 3 |  |  | 0.985 |  | Outdoor
NJCERE1559360902 | Community Solar Energy Program | MOUNT LAUREL | 8054 | 470.34 | Commercial | Community Solar | Yes | Solar Landscape LLC | PSE&G | Accepted | 2025-05-13 | 2025-05-30 | 2027-08-30 | Solar Panels | Jinko | JKM585N-72HL4-BDV (Jinko Eagle 585W)-35mm |  | 0.585 | 804 | 151.7 | 5 |  | Fixed | Roof
NJCERE1559360925 | Community Solar Energy Program | SWEDESBORO | 8085 | 946.53 | Commercial | Community Solar | Yes | Solar Landscape LLC | AC Electric | Accepted | 2025-05-13 | 2025-05-27 | 2027-08-27 | Inverters | SolarEdge | SE-TRI-USSEIBN120KUS | 120000 |  | 6 |  |  | 0.985 |  | Outdoor
NJCERE1559360925 | Community Solar Energy Program | SWEDESBORO | 8085 | 946.53 | Commercial | Community Solar | Yes | Solar Landscape LLC | AC Electric | Accepted | 2025-05-13 | 2025-05-27 | 2027-08-27 | Solar Panels | Jinko | JKM585N-72HL4-BDV (Jinko Eagle 585W)-35mm |  | 0.585 | 1618 | 220.6 | 5 |  | Fixed | Roof
NJCERE1559360927 | Community Solar Energy Program | PENNSAUKEN | 8110 | 437 | Commercial | Community Solar | Yes | Solar Landscape LLC | PSE&G | Accepted | 2025-05-13 | 2025-05-30 | 2027-08-30 | Inverters | SolarEdge | SE-TRI-USSEIBN120KUS | 120000 |  | 3 |  |  | 0.985 |  | Outdoor
NJCERE1559360927 | Community Solar Energy Program | PENNSAUKEN | 8110 | 437 | Commercial | Community Solar | Yes | Solar Landscape LLC | PSE&G | Accepted | 2025-05-13 | 2025-05-30 | 2027-08-30 | Solar Panels | Jinko | JKM585N-72HL4-BDV (Jinko Eagle 585W)-35mm |  | 0.585 | 308 | 138 | 5 |  | Fixed | Roof
NJCERE1559360927 | Community Solar Energy Program | PENNSAUKEN | 8110 | 437 | Commercial | Community Solar | Yes | Solar Landscape LLC | PSE&G | Accepted | 2025-05-13 | 2025-05-30 | 2027-08-30 | Solar Panels | Jinko | JKM585N-72HL4-BDV (Jinko Eagle 585W)-35mm |  | 0.585 | 439 | 318 | 5 |  | Fixed | Roof
NJCERE1559360928 | Community Solar Energy Program | FAIR LAWN | 7410 | 1749.74 | Commercial | Community Solar | Yes | Solar Landscape LLC | PSE&G | Accepted | 2025-05-13 | 2025-05-30 | 2027-08-30 | Inverters | SolarEdge | SE-TRI-USSEIBN120KUS | 120000 |  | 11 |  |  | 0.985 |  | Outdoor
NJCERE1559360928 | Community Solar Energy Program | FAIR LAWN | 7410 | 1749.74 | Commercial | Community Solar | Yes | Solar Landscape LLC | PSE&G | Accepted | 2025-05-13 | 2025-05-30 | 2027-08-30 | Solar Panels | Jinko | JKM585N-72HL4-BDV (Jinko Eagle 585W)-35mm |  | 0.585 | 2991 | 178.74 | 5 |  | Fixed | Roof
NJCERE1559360931 | Community Solar Energy Program | MOONACHIE | 7074 | 566.28 | Commercial | Community Solar | Yes | Solar Landscape LLC | PSE&G | Accepted | 2025-05-13 | 2025-05-30 | 2027-08-30 | Inverters | SolarEdge | SE-TRI-USSEIBN100KUS | 100000 |  | 4 |  |  | 0.985 |  | Outdoor
NJCERE1559360931 | Community Solar Energy Program | MOONACHIE | 7074 | 566.28 | Commercial | Community Solar | Yes | Solar Landscape LLC | PSE&G | Accepted | 2025-05-13 | 2025-05-30 | 2027-08-30 | Solar Panels | Jinko | JKM585N-72HL4-BDV (Jinko Eagle 585W)-35mm |  | 0.585 | 968 | 218 | 5 |  | Fixed | Roof
NJCERE1559360933 | Community Solar Energy Program | BLACKWOOD | 8012 | 666.9 | Commercial | Community Solar | Yes | Solar Landscape, LLC | PSE&G | Accepted | 2025-05-13 | 2025-05-30 | 2027-08-30 | Inverters | SolarEdge | SE-TRI-USSEIBN120KUS | 120000 |  | 4 |  |  | 0.985 |  | Outdoor
NJCERE1559360933 | Community Solar Energy Program | BLACKWOOD | 8012 | 666.9 | Commercial | Community Solar | Yes | Solar Landscape, LLC | PSE&G | Accepted | 2025-05-13 | 2025-05-30 | 2027-08-30 | Solar Panels | Jinko | JKM585N-72HL4-BDV (Jinko Eagle 585W)-35mm |  | 0.585 | 1140 | 181 | 5 |  | Fixed | Roof
NJCERE1559360937 | Community Solar Energy Program | MOUNT LAUREL | 8054 | 944.78 | Commercial | Community Solar | Yes | Solar Landscape, LLC | PSE&G | Accepted | 2025-05-13 | 2025-05-30 | 2027-08-30 | Inverters | SolarEdge | SE-TRI-USSEIBN120KUS | 120000 |  | 6 |  |  | 0.985 |  | Outdoor
NJCERE1559360937 | Community Solar Energy Program | MOUNT LAUREL | 8054 | 944.78 | Commercial | Community Solar | Yes | Solar Landscape, LLC | PSE&G | Accepted | 2025-05-13 | 2025-05-30 | 2027-08-30 | Solar Panels | Jinko | JKM585N-72HL4-BDV (Jinko Eagle 585W)-35mm |  | 0.585 | 1615 | 152.9 | 5 |  | Fixed | Roof
NJCERE1559360951 | Community Solar Energy Program | EDISON | 8837 | 1058.85 | Commercial | Community Solar | Yes | Solar Landscape LLC | PSE&G | Accepted | 2025-05-13 | 2025-05-30 | 2027-08-30 | Inverters | SolarEdge | SE-TRI-USSEIBN120KUS | 120000 |  | 7 |  |  | 0.985 |  | Outdoor
NJCERE1559360951 | Community Solar Energy Program | EDISON | 8837 | 1058.85 | Commercial | Community Solar | Yes | Solar Landscape LLC | PSE&G | Accepted | 2025-05-13 | 2025-05-30 | 2027-08-30 | Solar Panels | Jinko | JKM585N-72HL4-BDV |  | 0.585 | 1810 | 180.4 | 5 |  | Fixed | Roof
NJCERE1559360955 | Community Solar Energy Program | PORT READING | 7064 | 5000 | Commercial | Community Solar | Yes | Solar Landscape LLC | PSE&G | Accepted | 2025-05-13 | 2025-05-30 | 2027-08-30 | Inverters | SolarEdge | SE-TRI-USSEIBN120KUS | 120000 |  | 28 |  |  | 0.985 |  | Outdoor
NJCERE1559360955 | Community Solar Energy Program | PORT READING | 7064 | 5000 | Commercial | Community Solar | Yes | Solar Landscape LLC | PSE&G | Accepted | 2025-05-13 | 2025-05-30 | 2027-08-30 | Solar Panels | Jinko | JKM585N-72HL4-BDV |  | 0.585 | 8547 | 168 | 10 |  | Fixed | Roof
NJCERE1559360957 | Community Solar Energy Program | PORT READING | 7064 | 2526.03 | Commercial | Community Solar | Yes | Solar Landscape LLC | PSE&G | Accepted | 2025-05-13 | 2025-05-30 | 2027-08-30 | Inverters | SolarEdge | SE-TRI-USSEIBN120KUS | 120000 |  | 15 |  |  | 0.985 |  | Outdoor
NJCERE1559360957 | Community Solar Energy Program | PORT READING | 7064 | 2526.03 | Commercial | Community Solar | Yes | Solar Landscape LLC | PSE&G | Accepted | 2025-05-13 | 2025-05-30 | 2027-08-30 | Solar Panels | Jinko | JKM585N-72HL4-BDV |  | 0.585 | 4318 | 168.6 | 5 |  | Fixed | Roof
NJCERE1559360966 | Community Solar Energy Program | SWEDESBORO | 8085 | 3774.42 | Commercial | Community Solar | Yes | Solar Landscape LLC | AC Electric | Accepted | 2025-05-13 | 2025-05-27 | 2027-08-27 | Inverters | SolarEdge | SE-TRI-USSEIBN120KUS | 120000 |  | 22 |  |  | 0.985 |  | Outdoor
NJCERE1559360966 | Community Solar Energy Program | SWEDESBORO | 8085 | 3774.42 | Commercial | Community Solar | Yes | Solar Landscape LLC | AC Electric | Accepted | 2025-05-13 | 2025-05-27 | 2027-08-27 | Solar Panels | Jinko Solar | JKM585N-72HL4-BDV |  | 0.585 | 6452 | 223 | 5 |  | Fixed | Roof
NJCERE1559360970 | Community Solar Energy Program | MAYWOOD | 7607 | 2051.6 | Commercial | Community Solar | Yes | Solar Landscape LLC | PSE&G | Accepted | 2025-05-13 | 2025-05-30 | 2027-08-30 | Inverters | SolarEdge | SE-TRI-USSEIBN120KUS | 120000 |  | 11 |  |  | 0.985 |  | Outdoor
NJCERE1559360970 | Community Solar Energy Program | MAYWOOD | 7607 | 2051.6 | Commercial | Community Solar | Yes | Solar Landscape LLC | PSE&G | Accepted | 2025-05-13 | 2025-05-30 | 2027-08-30 | Solar Panels | Jinko | JKM585N-72HL4-BDV |  | 0.585 | 3507 | 217 | 5 |  | Fixed | Roof
NJCERE1559360978 | Community Solar Energy Program | JAMESBURG | 8831 | 1919.97 | Commercial | Community Solar | Yes | Solar Landscape LLC | PSE&G | Accepted | 2025-05-13 | 2025-05-30 | 2027-08-30 | Inverters | SolarEdge | SE-TRI-USSEIBN120KUS | 120000 |  | 12 |  |  | 0.985 |  | Outdoor
NJCERE1559360978 | Community Solar Energy Program | JAMESBURG | 8831 | 1919.97 | Commercial | Community Solar | Yes | Solar Landscape LLC | PSE&G | Accepted | 2025-05-13 | 2025-05-30 | 2027-08-30 | Solar Panels | Jinko Solar | JKM585N-72HL4-BDV |  | 0.585 | 3282 | 188 | 5 |  | Fixed | Roof
NJCERE1559360991 | Community Solar Energy Program | SOMERSET | 8873 | 4499.82 | Commercial | Community Solar | Yes | Solar Landscape, LLC | PSE&G | Accepted | 2025-05-13 | 2025-05-30 | 2027-08-30 | Inverters | SolarEdge | SE-TRI-USSEIBN120KUS | 120000 |  | 25 |  |  | 0.985 |  | Outdoor
NJCERE1559360991 | Community Solar Energy Program | SOMERSET | 8873 | 4499.82 | Commercial | Community Solar | Yes | Solar Landscape, LLC | PSE&G | Accepted | 2025-05-13 | 2025-05-30 | 2027-08-30 | Solar Panels | Jinko | JKM585N-72HL4-BDV |  | 0.585 | 7692 | 167 | 5 |  | Fixed | Roof
NJCERE1559374937 | Community Solar Energy Program | LAKEWOOD | 8701 | 555.17 | Commercial | Community Solar | Yes | Solar Landscape LLC | JCP&L | Accepted | 2025-05-12 | 2025-05-27 | 2027-08-27 | Inverters | SolarEdge | SE-TRI-USSEIBN100KUS | 100000 |  | 4 |  |  | 0.985 |  | Outdoor
NJCERE1559374937 | Community Solar Energy Program | LAKEWOOD | 8701 | 555.17 | Commercial | Community Solar | Yes | Solar Landscape LLC | JCP&L | Accepted | 2025-05-12 | 2025-05-27 | 2027-08-27 | Solar Panels | Jinko Solar | JKM585N-72HL4-BDV (Jinko Eagle 585W)-35mm |  | 0.585 | 949 | 169.3 | 5 |  | Fixed | Roof
NJCERE1559448566 | Community Solar Energy Program | LOGAN TOWNSHIP | 8085 | 4318.47 | Commercial | Community Solar | Yes | Solar Landscape LLC | AC Electric | Accepted | 2025-05-13 | 2025-05-27 | 2027-08-27 | Inverters | SolarEdge | SE-TRI-USSEIBN120KUS | 120000 |  | 24 |  |  | 0.985 |  | Outdoor
NJCERE1559448566 | Community Solar Energy Program | LOGAN TOWNSHIP | 8085 | 4318.47 | Commercial | Community Solar | Yes | Solar Landscape LLC | AC Electric | Accepted | 2025-05-13 | 2025-05-27 | 2027-08-27 | Solar Panels | Jinko Solar | JKM585N-72HL4-BDV |  | 0.585 | 7382 | 163 | 5 |  | Fixed | Roof
NJCERE1559460461 | Community Solar Energy Program | HAMILTON | 8691 | 1311.57 | Commercial | Community Solar | Yes | Solar Landscape LLC | PSE&G | Accepted | 2025-05-13 | 2025-05-30 | 2027-08-30 | Inverters | SolarEdge | SE-TRI-USSEIBN120KUS | 120000 |  | 8 |  |  | 0.985 |  | Outdoor
NJCERE1559460461 | Community Solar Energy Program | HAMILTON | 8691 | 1311.57 | Commercial | Community Solar | Yes | Solar Landscape LLC | PSE&G | Accepted | 2025-05-13 | 2025-05-30 | 2027-08-30 | Solar Panels | Jinko Solar | JKM585N-72HL4-BDV |  | 0.585 | 2242 | 162 | 5 |  | Fixed | Roof
NJCERE1559462180 | Community Solar Energy Program | Cookstown | 8511 | 796.19 | Commercial | Community Solar | Yes | Solar Landscape, LLC | JCP&L | Accepted | 2025-05-12 | 2025-05-27 | 2027-08-27 | Inverters | SolarEdge | SE-TRI-USSEIBN120KUS | 120000 |  | 5 |  |  | 0.985 |  | Outdoor
NJCERE1559462180 | Community Solar Energy Program | Cookstown | 8511 | 796.19 | Commercial | Community Solar | Yes | Solar Landscape, LLC | JCP&L | Accepted | 2025-05-12 | 2025-05-27 | 2027-08-27 | Solar Panels | Jinko | JKM585N-72HL4-BDV |  | 0.585 | 231 | 65.2 | 1 |  | Fixed | Roof
NJCERE1559462180 | Community Solar Energy Program | Cookstown | 8511 | 796.19 | Commercial | Community Solar | Yes | Solar Landscape, LLC | JCP&L | Accepted | 2025-05-12 | 2025-05-27 | 2027-08-27 | Solar Panels | Jinko | JKM585N-72HL4-BDV |  | 0.585 | 154 | 245.2 | 1 |  | Fixed | Roof
NJCERE1559462180 | Community Solar Energy Program | Cookstown | 8511 | 796.19 | Commercial | Community Solar | Yes | Solar Landscape, LLC | JCP&L | Accepted | 2025-05-12 | 2025-05-27 | 2027-08-27 | Solar Panels | Jinko | JKM585N-72HL4-BDV |  | 0.585 | 488 | 154.9 | 1 |  | Fixed | Roof
NJCERE1559462180 | Community Solar Energy Program | Cookstown | 8511 | 796.19 | Commercial | Community Solar | Yes | Solar Landscape, LLC | JCP&L | Accepted | 2025-05-12 | 2025-05-27 | 2027-08-27 | Solar Panels | Jinko | JKM585N-72HL4-BDV |  | 0.585 | 488 | 334.9 | 1 |  | Fixed | Roof
NJCERE1559462190 | Community Solar Energy Program | EGG HARBOR TOWNSHIP | 8234 | 1686.56 | Commercial | Community Solar | Yes | Solar Landscape LLC | AC Electric | Accepted | 2025-05-13 | 2025-05-27 | 2027-08-27 | Inverters | SolarEdge | SE-TRI-USSEIBN120KUS | 120000 |  | 10 |  |  | 0.985 |  | Outdoor
NJCERE1559462190 | Community Solar Energy Program | EGG HARBOR TOWNSHIP | 8234 | 1686.56 | Commercial | Community Solar | Yes | Solar Landscape LLC | AC Electric | Accepted | 2025-05-13 | 2025-05-27 | 2027-08-27 | Solar Panels | Jinko Solar | JKM585N-72HL4-BDV |  | 0.585 | 2883 | 152 | 1 |  | Fixed | Roof
NJCERE1559462198 | Community Solar Energy Program | WOODBRIDGE | 7095 | 549.9 | Commercial | Community Solar | Yes | Solar Landscape LLC | PSE&G | Accepted | 2025-05-13 | 2025-05-30 | 2027-08-30 | Inverters | SolarEdge | SE-TRI-USSEIBN100KUS | 100000 |  | 4 |  |  | 0.985 |  | Outdoor
NJCERE1559462198 | Community Solar Energy Program | WOODBRIDGE | 7095 | 549.9 | Commercial | Community Solar | Yes | Solar Landscape LLC | PSE&G | Accepted | 2025-05-13 | 2025-05-30 | 2027-08-30 | Solar Panels | Jinko | JKM585N-72HL4-BDV (Jinko Eagle 585W)-35mm |  | 0.585 | 836 | 242 | 1 |  | Fixed | Roof
NJCERE1559462198 | Community Solar Energy Program | WOODBRIDGE | 7095 | 549.9 | Commercial | Community Solar | Yes | Solar Landscape LLC | PSE&G | Accepted | 2025-05-13 | 2025-05-30 | 2027-08-30 | Solar Panels | Jinko | JKM585N-72HL4-BDV (Jinko Eagle 585W)-35mm |  | 0.585 | 104 | 62 | 1 |  | Fixed | Roof
NJCERE1559462466 | Community Solar Energy Program | HACKETTSTOWN | 7840 | 936 | Commercial | Community Solar | Yes | Solar Landscape, LLC | JCP&L | Accepted | 2025-05-13 | 2025-05-27 | 2027-08-27 | Inverters | SolarEdge | SE-TRI-USSEIBN120KUS | 120000 |  | 6 |  |  | 0.985 |  | Outdoor
NJCERE1559462466 | Community Solar Energy Program | HACKETTSTOWN | 7840 | 936 | Commercial | Community Solar | Yes | Solar Landscape, LLC | JCP&L | Accepted | 2025-05-13 | 2025-05-27 | 2027-08-27 | Solar Panels | Jinko | JKM585N-72HL4-BDV (Jinko Eagle 585W)-35mm |  | 0.585 | 1600 | 285 | 2 |  | Fixed | Roof
NJCERE1559462468 | Community Solar Energy Program | HACKETTSTOWN | 7840 | 879.26 | Commercial | Community Solar | Yes | Solar Landscape, LLC | JCP&L | Accepted | 2025-05-13 | 2025-05-27 | 2027-08-27 | Inverters | SolarEdge | SE-TRI-USSEIBN120KUS | 120000 |  | 5 |  |  | 0.985 |  | Outdoor
NJCERE1559462468 | Community Solar Energy Program | HACKETTSTOWN | 7840 | 879.26 | Commercial | Community Solar | Yes | Solar Landscape, LLC | JCP&L | Accepted | 2025-05-13 | 2025-05-27 | 2027-08-27 | Solar Panels | Jinko | JKM585N-72HL4-BDV (Jinko Eagle 585W)-35mm |  | 0.585 | 742 | 195 | 2 |  | Fixed | Roof
NJCERE1559462468 | Community Solar Energy Program | HACKETTSTOWN | 7840 | 879.26 | Commercial | Community Solar | Yes | Solar Landscape, LLC | JCP&L | Accepted | 2025-05-13 | 2025-05-27 | 2027-08-27 | Solar Panels | Jinko | JKM585N-72HL4-BDV (Jinko Eagle 585W)-35mm |  | 0.585 | 761 | 15 | 2 |  | Fixed | Roof
NJCERE1559462470 | Community Solar Energy Program | HACKETTSTOWN | 7840 | 451.04 | Commercial | Community Solar | Yes | Solar Landscape, LLC | JCP&L | Accepted | 2025-05-13 | 2025-05-27 | 2027-08-27 | Inverters | SolarEdge | SE-TRI-USSEIBN120KUS | 120000 |  | 3 |  |  | 0.985 |  | Outdoor
NJCERE1559462470 | Community Solar Energy Program | HACKETTSTOWN | 7840 | 451.04 | Commercial | Community Solar | Yes | Solar Landscape, LLC | JCP&L | Accepted | 2025-05-13 | 2025-05-27 | 2027-08-27 | Solar Panels | Jinko | JKM585N-72HL4-BDV |  | 0.585 | 771 | 195 | 5 |  | Fixed | Roof
NJCERE1559462472 | Community Solar Energy Program | LEDGEWOOD | 7852 | 755.82 | Commercial | Community Solar | Yes | Solar Landscape LLC | JCP&L | Accepted | 2025-05-12 | 2025-05-27 | 2027-08-27 | Inverters | SolarEdge | SE-TRI-USSEIBN120KUS | 120000 |  | 5 |  |  | 0.985 |  | Outdoor
NJCERE1559462472 | Community Solar Energy Program | LEDGEWOOD | 7852 | 755.82 | Commercial | Community Solar | Yes | Solar Landscape LLC | JCP&L | Accepted | 2025-05-12 | 2025-05-27 | 2027-08-27 | Solar Panels | Jinko | JKM585N-72HL4-BDV (Jinko Eagle 585W)-30mm |  | 0.585 | 938 | 224 | 1 |  | Fixed | Roof
NJCERE1559462472 | Community Solar Energy Program | LEDGEWOOD | 7852 | 755.82 | Commercial | Community Solar | Yes | Solar Landscape LLC | JCP&L | Accepted | 2025-05-12 | 2025-05-27 | 2027-08-27 | Solar Panels | Jinko | JKM585N-72HL4-BDV (Jinko Eagle 585W)-30mm |  | 0.585 | 354 | 134 | 1 |  | Fixed | Roof
NJCERE1559463071 | Community Solar Energy Program | BURLINGTON | 8016 | 680.94 | Commercial | Community Solar | Yes | Solar Landscape, LLC | PSE&G | Accepted | 2025-05-13 | 2025-05-30 | 2027-08-30 | Solar Panels | Jinko | JKM585N-72HL4-BDV |  | 0.585 | 92 | 57 | 5 |  | Fixed | Roof
NJCERE1559463071 | Community Solar Energy Program | BURLINGTON | 8016 | 680.94 | Commercial | Community Solar | Yes | Solar Landscape, LLC | PSE&G | Accepted | 2025-05-13 | 2025-05-30 | 2027-08-30 | Solar Panels | Jinko | JKM585N-72HL4-BDV |  | 0.585 | 104 | 236 | 5 |  | Fixed | Roof
NJCERE1559463071 | Community Solar Energy Program | BURLINGTON | 8016 | 680.94 | Commercial | Community Solar | Yes | Solar Landscape, LLC | PSE&G | Accepted | 2025-05-13 | 2025-05-30 | 2027-08-30 | Inverters | SolarEdge | SE-TRI-USSEIBN120KUS | 120000 |  | 4 |  |  | 0.985 |  | Outdoor
NJCERE1559463071 | Community Solar Energy Program | BURLINGTON | 8016 | 680.94 | Commercial | Community Solar | Yes | Solar Landscape, LLC | PSE&G | Accepted | 2025-05-13 | 2025-05-30 | 2027-08-30 | Solar Panels | Jinko | JKM585N-72HL4-BDV |  | 0.585 | 968 | 146 | 5 |  | Fixed | Roof
NJCERE1559463102 | Community Solar Energy Program | KENILWORTH | 7033 | 779.22 | Commercial | Community Solar | Yes | Solar Landscape, LLC | PSE&G | Accepted | 2025-05-13 | 2025-05-30 | 2027-08-30 | Inverters | SolarEdge | SE-TRI-USSEIBN120KUS | 120000 |  | 5 |  |  | 0.985 |  | Outdoor
NJCERE1559463102 | Community Solar Energy Program | KENILWORTH | 7033 | 779.22 | Commercial | Community Solar | Yes | Solar Landscape, LLC | PSE&G | Accepted | 2025-05-13 | 2025-05-30 | 2027-08-30 | Solar Panels | Jinko | JKM585N-72HL4-BDV |  | 0.585 | 1332 | 155.6 | 5 |  | Fixed | Roof
NJCERE1559465614 | Community Solar Energy Program | SOMERSET | 8873 | 2164.5 | Commercial | Community Solar | Yes | Solar Landscape, LLC | PSE&G | Accepted | 2025-05-13 | 2025-05-30 | 2027-08-30 | Inverters | SolarEdge | SE-TRI-USSEIBN120KUS | 120000 |  | 13 |  |  | 0.985 |  | Outdoor
NJCERE1559465614 | Community Solar Energy Program | SOMERSET | 8873 | 2164.5 | Commercial | Community Solar | Yes | Solar Landscape, LLC | PSE&G | Accepted | 2025-05-13 | 2025-05-30 | 2027-08-30 | Solar Panels | Jinko | JKM585N-72HL4-BDV (Jinko Eagle 585W)-35mm |  | 0.585 | 3700 | 196.9 | 5 |  | Fixed | Roof
NJCERE1559465622 | Community Solar Energy Program | MOUNT LAUREL | 8054 | 2754.18 | Commercial | Community Solar | Yes | Solar Landscape LLC | PSE&G | Accepted | 2025-05-13 | 2025-05-30 | 2027-08-30 | Inverters | SolarEdge | SE-TRI-USSEIBN120KUS | 120000 |  | 15 |  |  | 0.985 |  | Outdoor
NJCERE1559465622 | Community Solar Energy Program | MOUNT LAUREL | 8054 | 2754.18 | Commercial | Community Solar | Yes | Solar Landscape LLC | PSE&G | Accepted | 2025-05-13 | 2025-05-30 | 2027-08-30 | Solar Panels | Jinko | JKM585N-72HL4-BDV (Jinko Eagle 585W)-35mm |  | 0.585 | 4708 | 150 | 5 |  | Fixed | Roof
NJCERE1559466180 | Community Solar Energy Program | WARREN | 7059 | 1341.99 | Commercial | Community Solar | Yes | Solar Landscape, LLC | JCP&L | Accepted | 2025-05-13 | 2025-05-27 | 2027-08-27 | Solar Panels | Jinko Solar | JKM585N-72HL4-BDV (Jinko Eagle 585W)-35mm |  | 0.585 | 2294 | 263 | 2 |  | Fixed | Roof
NJCERE1559466180 | Community Solar Energy Program | WARREN | 7059 | 1341.99 | Commercial | Community Solar | Yes | Solar Landscape, LLC | JCP&L | Accepted | 2025-05-13 | 2025-05-27 | 2027-08-27 | Inverters | SolarEdge | SE-TRI-USSEIBN120KUS | 120000 |  | 9 |  |  | 0.985 |  | Outdoor
NJCERE1559467364 | Community Solar Energy Program | HILLSIDE | 7205 | 878.67 | Commercial | Community Solar | Yes | Solar Landscape LLC | PSE&G | Accepted | 2025-05-13 | 2025-05-30 | 2027-08-30 | Inverters | SolarEdge | SE-TRI-USSEIBN120KUS | 120000 |  | 5 |  |  | 0.985 |  | Outdoor
NJCERE1559467364 | Community Solar Energy Program | HILLSIDE | 7205 | 878.67 | Commercial | Community Solar | Yes | Solar Landscape LLC | PSE&G | Accepted | 2025-05-13 | 2025-05-30 | 2027-08-30 | Solar Panels | Jinko | JKM585N-72HL4-BDV |  | 0.585 | 1502 | 190 | 5 |  | Fixed | Roof
NJCERE1559467369 | Community Solar Energy Program | Edgewater Park | 8010 | 5000 | Commercial | Community Solar | Yes | Solar Landscape LLC | PSE&G | Accepted | 2025-05-13 | 2025-06-02 | 2027-09-02 | Inverters | SolarEdge | SE-TRI-USSEIBN120KUS | 120000 |  | 28 |  |  | 0.985 |  | Outdoor
NJCERE1559467369 | Community Solar Energy Program | Edgewater Park | 8010 | 5000 | Commercial | Community Solar | Yes | Solar Landscape LLC | PSE&G | Accepted | 2025-05-13 | 2025-06-02 | 2027-09-02 | Solar Panels | Jinko Solar | JKM585N-72HL4-BDV (Jinko Eagle 585W)-35mm |  | 0.585 | 8547 | 187.8 | 10 |  | Fixed | Roof
NJCERE1559467397 | Community Solar Energy Program | PISCATAWAY | 8854 | 2621.97 | Commercial | Community Solar | Yes | Solar Landscape, LLC | PSE&G | Accepted | 2025-05-13 | 2025-05-30 | 2027-08-30 | Inverters | SolarEdge | SE-TRI-USSEIBN120KUS | 120000 |  | 16 |  |  | 0.985 |  | Outdoor
NJCERE1559467397 | Community Solar Energy Program | PISCATAWAY | 8854 | 2621.97 | Commercial | Community Solar | Yes | Solar Landscape, LLC | PSE&G | Accepted | 2025-05-13 | 2025-05-30 | 2027-08-30 | Solar Panels | Jinko Solar | JKM585N-72HL4-BDV (Jinko Eagle 585W)-35mm |  | 0.585 | 4482 | 178.8 | 5 |  | Fixed | Roof
NJCERE1559472873 | Community Solar Energy Program | CHERRY HILL | 8003 | 2317.77 | Commercial | Community Solar | Yes | Solar Landscape LLC | PSE&G | Accepted | 2025-05-13 | 2025-05-30 | 2027-08-30 | Inverters | SolarEdge | SE-TRI-USSEIBN120KUS | 120000 |  | 13 |  |  | 0.985 |  | Outdoor
NJCERE1559472873 | Community Solar Energy Program | CHERRY HILL | 8003 | 2317.77 | Commercial | Community Solar | Yes | Solar Landscape LLC | PSE&G | Accepted | 2025-05-13 | 2025-05-30 | 2027-08-30 | Solar Panels | Jinko | JKM585N-72HL4-BDV |  | 0.585 | 3962 | 144.48 | 5 |  | Fixed | Roof
NJCERE1559472876 | Community Solar Energy Program | MOORESTOWN | 8057 | 1627.47 | Commercial | Community Solar | Yes | Solar Landscape LLC | PSE&G | Accepted | 2025-05-13 | 2025-05-30 | 2027-08-30 | Inverters | SolarEdge | SE120KUS | 120000 |  | 10 |  |  | 0.985 |  | Outdoor
NJCERE1559472876 | Community Solar Energy Program | MOORESTOWN | 8057 | 1627.47 | Commercial | Community Solar | Yes | Solar Landscape LLC | PSE&G | Accepted | 2025-05-13 | 2025-05-30 | 2027-08-30 | Solar Panels | Jinko | JKM585N-72HL4-BDV (Jinko Eagle 585W)-35mm |  | 0.585 | 2782 | 218 | 3 |  | Fixed | Roof
NJCERE1559472883 | Community Solar Energy Program | MOUNT LAUREL | 8054 | 313.56 | Commercial | Community Solar | Yes | Solar Landscape LLC | PSE&G | Accepted | 2025-05-13 | 2025-05-30 | 2027-08-30 | Inverters | SolarEdge | SE-TRI-USSEIBN120KUS | 120000 |  | 2 |  |  | 0.985 |  | Outdoor
NJCERE1559472883 | Community Solar Energy Program | MOUNT LAUREL | 8054 | 313.56 | Commercial | Community Solar | Yes | Solar Landscape LLC | PSE&G | Accepted | 2025-05-13 | 2025-05-30 | 2027-08-30 | Solar Panels | Jinko | JKM585N-72HL4-BDV |  | 0.585 | 120 | 218 | 5 |  | Fixed | Roof
NJCERE1559472883 | Community Solar Energy Program | MOUNT LAUREL | 8054 | 313.56 | Commercial | Community Solar | Yes | Solar Landscape LLC | PSE&G | Accepted | 2025-05-13 | 2025-05-30 | 2027-08-30 | Solar Panels | Jinko | JKM585N-72HL4-BDV |  | 0.585 | 236 | 38 | 27 |  | Fixed | Roof
NJCERE1559472883 | Community Solar Energy Program | MOUNT LAUREL | 8054 | 313.56 | Commercial | Community Solar | Yes | Solar Landscape LLC | PSE&G | Accepted | 2025-05-13 | 2025-05-30 | 2027-08-30 | Solar Panels | Jinko | JKM585N-72HL4-BDV |  | 0.585 | 23 | 128 | 27 |  | Fixed | Roof
NJCERE1559472883 | Community Solar Energy Program | MOUNT LAUREL | 8054 | 313.56 | Commercial | Community Solar | Yes | Solar Landscape LLC | PSE&G | Accepted | 2025-05-13 | 2025-05-30 | 2027-08-30 | Solar Panels | Jinko | JKM585N-72HL4-BDV |  | 0.585 | 148 | 218 | 27 |  | Fixed | Roof
NJCERE1559472883 | Community Solar Energy Program | MOUNT LAUREL | 8054 | 313.56 | Commercial | Community Solar | Yes | Solar Landscape LLC | PSE&G | Accepted | 2025-05-13 | 2025-05-30 | 2027-08-30 | Solar Panels | Jinko | JKM585N-72HL4-BDV |  | 0.585 | 9 | 308 | 27 |  | Fixed | Roof
NJCERE1559472888 | Community Solar Energy Program | SWEDESBORO | 8085 | 1079.91 | Commercial | Community Solar | Yes | Solar Landscape LLC | AC Electric | Accepted | 2025-05-13 | 2025-05-27 | 2027-08-27 | Inverters | SolarEdge | SE-TRI-USSEIBN120KUS | 120000 |  | 6 |  |  | 0.985 |  | Outdoor
NJCERE1559472888 | Community Solar Energy Program | SWEDESBORO | 8085 | 1079.91 | Commercial | Community Solar | Yes | Solar Landscape LLC | AC Electric | Accepted | 2025-05-13 | 2025-05-27 | 2027-08-27 | Solar Panels | Jinko Solar | JKM585N-72HL4-BDV (Jinko Eagle 585W) 30mm |  | 0.585 | 1846 | 220 | 5 |  | Fixed | Roof
NJCERE1559472891 | Community Solar Energy Program | HOWELL | 7731 | 641.16 | Commercial | Community Solar | Yes | Solar Landscape, LLC | JCP&L | Accepted | 2025-05-12 | 2025-05-27 | 2027-08-27 | Inverters | SolarEdge | SE-TRI-USSEIBN120KUS | 120000 |  | 4 |  |  | 0.985 |  | Outdoor
NJCERE1559472891 | Community Solar Energy Program | HOWELL | 7731 | 641.16 | Commercial | Community Solar | Yes | Solar Landscape, LLC | JCP&L | Accepted | 2025-05-12 | 2025-05-27 | 2027-08-27 | Solar Panels | Jinko | JKM585N-72HL4-BDV |  | 0.585 | 54 | 175 | 1 |  | Fixed | Roof
NJCERE1559472891 | Community Solar Energy Program | HOWELL | 7731 | 641.16 | Commercial | Community Solar | Yes | Solar Landscape, LLC | JCP&L | Accepted | 2025-05-12 | 2025-05-27 | 2027-08-27 | Solar Panels | Jinko | JKM585N-72HL4-BDV |  | 0.585 | 494 | 355 | 2 |  | Fixed | Roof
NJCERE1559472891 | Community Solar Energy Program | HOWELL | 7731 | 641.16 | Commercial | Community Solar | Yes | Solar Landscape, LLC | JCP&L | Accepted | 2025-05-12 | 2025-05-27 | 2027-08-27 | Solar Panels | Jinko | JKM585N-72HL4-BDV |  | 0.585 | 494 | 175 | 2 |  | Fixed | Roof
NJCERE1559472891 | Community Solar Energy Program | HOWELL | 7731 | 641.16 | Commercial | Community Solar | Yes | Solar Landscape, LLC | JCP&L | Accepted | 2025-05-12 | 2025-05-27 | 2027-08-27 | Solar Panels | Jinko | JKM585N-72HL4-BDV |  | 0.585 | 54 | 355 | 1 |  | Fixed | Roof
NJCERE1559472906 | Community Solar Energy Program | HAMILTON | 8691 | 1474.2 | Commercial | Community Solar | Yes | Solar Landscape, LLC | PSE&G | Accepted | 2025-05-13 | 2025-05-30 | 2027-08-30 | Inverters | SolarEdge | SE-TRI-USSEIBN120KUS | 120000 |  | 9 |  |  | 0.985 |  | Outdoor
NJCERE1559472906 | Community Solar Energy Program | HAMILTON | 8691 | 1474.2 | Commercial | Community Solar | Yes | Solar Landscape, LLC | PSE&G | Accepted | 2025-05-13 | 2025-05-30 | 2027-08-30 | Solar Panels | Jinko | JKM585N-72HL4-BDV |  | 0.585 | 2520 | 137.5 | 5 |  | Fixed | Roof
NJCERE1559472941 | Community Solar Energy Program | LAWRENCE TOWNSHIP | 8648 | 875.16 | Commercial | Community Solar | Yes | Solar Landscape LLC | PSE&G | Accepted | 2025-05-13 | 2025-05-30 | 2027-08-30 | Inverters | SolarEdge | SE-TRI-USSEIBN120KUS | 120000 |  | 3 |  |  | 0.985 |  | Outdoor
NJCERE1559472941 | Community Solar Energy Program | LAWRENCE TOWNSHIP | 8648 | 875.16 | Commercial | Community Solar | Yes | Solar Landscape LLC | PSE&G | Accepted | 2025-05-13 | 2025-05-30 | 2027-08-30 | Inverters | SolarEdge | SE-TRI-USSEIBN100KUS | 100000 |  | 3 |  |  | 0.985 |  | Outdoor
NJCERE1559472941 | Community Solar Energy Program | LAWRENCE TOWNSHIP | 8648 | 875.16 | Commercial | Community Solar | Yes | Solar Landscape LLC | PSE&G | Accepted | 2025-05-13 | 2025-05-30 | 2027-08-30 | Solar Panels | Jinko | JKM585N-72HL4-BDV (Jinko Eagle 585W)-35mm |  | 0.585 | 630 | 190 | 5 |  | Fixed | Roof
NJCERE1559472941 | Community Solar Energy Program | LAWRENCE TOWNSHIP | 8648 | 875.16 | Commercial | Community Solar | Yes | Solar Landscape LLC | PSE&G | Accepted | 2025-05-13 | 2025-05-30 | 2027-08-30 | Solar Panels | Jinko | JKM585N-72HL4-BDV (Jinko Eagle 585W)-35mm |  | 0.585 | 440 | 101 | 17 |  | Fixed | Roof
NJCERE1559472941 | Community Solar Energy Program | LAWRENCE TOWNSHIP | 8648 | 875.16 | Commercial | Community Solar | Yes | Solar Landscape LLC | PSE&G | Accepted | 2025-05-13 | 2025-05-30 | 2027-08-30 | Solar Panels | Jinko | JKM585N-72HL4-BDV (Jinko Eagle 585W)-35mm |  | 0.585 | 426 | 281 | 17 |  | Fixed | Roof
NJCERE1559472944 | Community Solar Energy Program | EAST BRUNSWICK | 8816 | 1233.18 | Commercial | Community Solar | Yes | Solar Landscape LLC | PSE&G | Accepted | 2025-05-13 | 2025-06-04 | 2027-09-04 | Inverters | SolarEdge | SE-TRI-USSEIBN120KUS | 120000 |  | 7 |  |  | 0.985 |  | Outdoor
NJCERE1559472944 | Community Solar Energy Program | EAST BRUNSWICK | 8816 | 1233.18 | Commercial | Community Solar | Yes | Solar Landscape LLC | PSE&G | Accepted | 2025-05-13 | 2025-06-04 | 2027-09-04 | Solar Panels | Jinko Solar | JKM585N-72HL4-BDV (Jinko Eagle 585W)-35mm |  | 0.585 | 1496 | 204 | 5 |  | Fixed | Roof
NJCERE1559472944 | Community Solar Energy Program | EAST BRUNSWICK | 8816 | 1233.18 | Commercial | Community Solar | Yes | Solar Landscape LLC | PSE&G | Accepted | 2025-05-13 | 2025-06-04 | 2027-09-04 | Solar Panels | Jinko Solar | JKM585N-72HL4-BDV (Jinko Eagle 585W)-35mm |  | 0.585 | 612 | 192 | 5 |  | Fixed | Roof
NJCERE1559472956 | Community Solar Energy Program | Camden | 8103 | 1572.48 | Commercial | Community Solar | Yes | Solar Landscape LLC | PSE&G | Accepted | 2025-05-13 | 2025-05-30 | 2027-08-30 | Inverters | SolarEdge | SE-TRI-USSEIBN120KUS | 120000 |  | 9 |  |  | 0.985 |  | Outdoor
NJCERE1559472956 | Community Solar Energy Program | Camden | 8103 | 1572.48 | Commercial | Community Solar | Yes | Solar Landscape LLC | PSE&G | Accepted | 2025-05-13 | 2025-05-30 | 2027-08-30 | Solar Panels | Jinko | JKM585N-72HL4-BDV |  | 0.585 | 1344 | 95 | 5 |  | Fixed | Roof
NJCERE1559472956 | Community Solar Energy Program | Camden | 8103 | 1572.48 | Commercial | Community Solar | Yes | Solar Landscape LLC | PSE&G | Accepted | 2025-05-13 | 2025-05-30 | 2027-08-30 | Solar Panels | Jinko | JKM585N-72HL4-BDV |  | 0.585 | 1344 | 275 | 5 |  | Fixed | Roof
NJCERE1559472960 | Community Solar Energy Program | Hardyston | 7419 | 424.13 | Commercial | Community Solar | Yes | Solar Landscape LLC | JCP&L | Accepted | 2025-05-12 | 2025-05-27 | 2027-08-27 | Inverters | SolarEdge | SE-TRI-USSEIBN100KUS | 100000 |  | 3 |  |  | 0.985 |  | Outdoor
NJCERE1559472960 | Community Solar Energy Program | Hardyston | 7419 | 424.13 | Commercial | Community Solar | Yes | Solar Landscape LLC | JCP&L | Accepted | 2025-05-12 | 2025-05-27 | 2027-08-27 | Solar Panels | Jinko | JKM585N-72HL4-BDV (Jinko Eagle 585W)-35mm |  | 0.585 | 258 | 148 | 11 |  | Fixed | Roof
NJCERE1559472960 | Community Solar Energy Program | Hardyston | 7419 | 424.13 | Commercial | Community Solar | Yes | Solar Landscape LLC | JCP&L | Accepted | 2025-05-12 | 2025-05-27 | 2027-08-27 | Solar Panels | Jinko | JKM585N-72HL4-BDV (Jinko Eagle 585W)-35mm |  | 0.585 | 39 | 238 | 12 |  | Fixed | Roof
NJCERE1559472960 | Community Solar Energy Program | Hardyston | 7419 | 424.13 | Commercial | Community Solar | Yes | Solar Landscape LLC | JCP&L | Accepted | 2025-05-12 | 2025-05-27 | 2027-08-27 | Solar Panels | Jinko | JKM585N-72HL4-BDV (Jinko Eagle 585W)-35mm |  | 0.585 | 34 | 58 | 19 |  | Fixed | Roof
NJCERE1559472960 | Community Solar Energy Program | Hardyston | 7419 | 424.13 | Commercial | Community Solar | Yes | Solar Landscape LLC | JCP&L | Accepted | 2025-05-12 | 2025-05-27 | 2027-08-27 | Solar Panels | Jinko | JKM585N-72HL4-BDV (Jinko Eagle 585W)-35mm |  | 0.585 | 130 | 358 | 8 |  | Fixed | Roof
NJCERE1559472960 | Community Solar Energy Program | Hardyston | 7419 | 424.13 | Commercial | Community Solar | Yes | Solar Landscape LLC | JCP&L | Accepted | 2025-05-12 | 2025-05-27 | 2027-08-27 | Solar Panels | Jinko | JKM585N-72HL4-BDV (Jinko Eagle 585W)-35mm |  | 0.585 | 127 | 288 | 19 |  | Fixed | Roof
NJCERE1559472960 | Community Solar Energy Program | Hardyston | 7419 | 424.13 | Commercial | Community Solar | Yes | Solar Landscape LLC | JCP&L | Accepted | 2025-05-12 | 2025-05-27 | 2027-08-27 | Solar Panels | Jinko | JKM585N-72HL4-BDV (Jinko Eagle 585W)-35mm |  | 0.585 | 128 | 108 | 19 |  | Fixed | Roof
NJCERE1559472960 | Community Solar Energy Program | Hardyston | 7419 | 424.13 | Commercial | Community Solar | Yes | Solar Landscape LLC | JCP&L | Accepted | 2025-05-12 | 2025-05-27 | 2027-08-27 | Solar Panels | Jinko | JKM585N-72HL4-BDV (Jinko Eagle 585W)-35mm |  | 0.585 | 9 | 288 | 15 |  | Fixed | Roof
NJCERE1559472995 | Community Solar Energy Program | BELLEVILLE | 7109 | 1421.55 | Commercial | Community Solar | Yes | Solar Landscape, LLC | PSE&G | Accepted | 2025-05-13 | 2025-05-30 | 2027-08-30 | Inverters | SolarEdge | SE-TRI-USSEIBN120KUS | 120000 |  | 8 |  |  | 0.985 |  | Outdoor
NJCERE1559472995 | Community Solar Energy Program | BELLEVILLE | 7109 | 1421.55 | Commercial | Community Solar | Yes | Solar Landscape, LLC | PSE&G | Accepted | 2025-05-13 | 2025-05-30 | 2027-08-30 | Solar Panels | Jinko | JKM585N-72HL4-BDV |  | 0.585 | 1478 | 198.6 | 5 |  | Fixed | Roof
NJCERE1559472995 | Community Solar Energy Program | BELLEVILLE | 7109 | 1421.55 | Commercial | Community Solar | Yes | Solar Landscape, LLC | PSE&G | Accepted | 2025-05-13 | 2025-05-30 | 2027-08-30 | Solar Panels | Jinko | JKM585N-72HL4-BDV |  | 0.585 | 860 | 193.3 | 9 |  | Fixed | Roof
NJCERE1559472995 | Community Solar Energy Program | BELLEVILLE | 7109 | 1421.55 | Commercial | Community Solar | Yes | Solar Landscape, LLC | PSE&G | Accepted | 2025-05-13 | 2025-05-30 | 2027-08-30 | Solar Panels | Jinko | JKM585N-72HL4-BDV |  | 0.585 | 46 | 16.5 | 10 |  | Fixed | Roof
NJCERE1559472995 | Community Solar Energy Program | BELLEVILLE | 7109 | 1421.55 | Commercial | Community Solar | Yes | Solar Landscape, LLC | PSE&G | Accepted | 2025-05-13 | 2025-05-30 | 2027-08-30 | Solar Panels | Jinko | JKM585N-72HL4-BDV |  | 0.585 | 46 | 196.5 | 10 |  | Fixed | Roof
NJCERE1559473149 | Community Solar Energy Program | DELRAN | 8075 | 817.25 | Commercial | Community Solar | Yes | Solar Landscape LLC | PSE&G | Accepted | 2025-05-13 | 2025-05-30 | 2027-08-30 | Inverters | SolarEdge | SE-TRI-USSEIBN120KUS | 120000 |  | 5 |  |  | 0.985 |  | Outdoor
NJCERE1559473149 | Community Solar Energy Program | DELRAN | 8075 | 817.25 | Commercial | Community Solar | Yes | Solar Landscape LLC | PSE&G | Accepted | 2025-05-13 | 2025-05-30 | 2027-08-30 | Solar Panels | Jinko | JKM585N-72HL4-BDV (Jinko Eagle 585W)-35mm |  | 0.585 | 1397 | 150.3 | 5 |  | Fixed | Roof
NJCERE1559473241 | Community Solar Energy Program | BOGOTA | 7603 | 291.33 | Commercial | Community Solar | Yes | Solar Landscape LLC | PSE&G | Accepted | 2025-05-13 | 2025-05-30 | 2027-08-30 | Inverters | SolarEdge | SE-TRI-USSEIBN100KUS | 100000 |  | 2 |  |  | 0.985 |  | Outdoor
NJCERE1559473241 | Community Solar Energy Program | BOGOTA | 7603 | 291.33 | Commercial | Community Solar | Yes | Solar Landscape LLC | PSE&G | Accepted | 2025-05-13 | 2025-05-30 | 2027-08-30 | Solar Panels | Jinko | JKM585N-72HL4-BDV |  | 0.585 | 36 | 161 | 5 |  | Fixed | Roof
NJCERE1559473241 | Community Solar Energy Program | BOGOTA | 7603 | 291.33 | Commercial | Community Solar | Yes | Solar Landscape LLC | PSE&G | Accepted | 2025-05-13 | 2025-05-30 | 2027-08-30 | Solar Panels | Jinko | JKM585N-72HL4-BDV |  | 0.585 | 462 | 71 | 5 |  | Fixed | Roof
NJCERE1559473264 | Community Solar Energy Program | TENAFLY | 7670 | 636.48 | Commercial | Community Solar | Yes | Solar Landscape LLC | PSE&G | Accepted | 2025-05-13 | 2025-05-30 | 2027-08-30 | Inverters | SolarEdge | SE-TRI-USSEIBN120KUS | 120000 |  | 4 |  |  | 0.985 |  | Outdoor
NJCERE1559473264 | Community Solar Energy Program | TENAFLY | 7670 | 636.48 | Commercial | Community Solar | Yes | Solar Landscape LLC | PSE&G | Accepted | 2025-05-13 | 2025-05-30 | 2027-08-30 | Solar Panels | Jinko Solar | JKM585N-72HL4-BDV (Jinko Eagle 585W) 30mm |  | 0.585 | 369 | 38 | 19 |  | Fixed | Roof
NJCERE1559473264 | Community Solar Energy Program | TENAFLY | 7670 | 636.48 | Commercial | Community Solar | Yes | Solar Landscape LLC | PSE&G | Accepted | 2025-05-13 | 2025-05-30 | 2027-08-30 | Solar Panels | Jinko Solar | JKM585N-72HL4-BDV (Jinko Eagle 585W) 30mm |  | 0.585 | 350 | 218 | 18 |  | Fixed | Roof
NJCERE1559473264 | Community Solar Energy Program | TENAFLY | 7670 | 636.48 | Commercial | Community Solar | Yes | Solar Landscape LLC | PSE&G | Accepted | 2025-05-13 | 2025-05-30 | 2027-08-30 | Solar Panels | Jinko Solar | JKM585N-72HL4-BDV (Jinko Eagle 585W) 30mm |  | 0.585 | 218 | 308 | 18 |  | Fixed | Roof
NJCERE1559473264 | Community Solar Energy Program | TENAFLY | 7670 | 636.48 | Commercial | Community Solar | Yes | Solar Landscape LLC | PSE&G | Accepted | 2025-05-13 | 2025-05-30 | 2027-08-30 | Solar Panels | Jinko Solar | JKM585N-72HL4-BDV (Jinko Eagle 585W) 30mm |  | 0.585 | 151 | 128 | 23 |  | Fixed | Roof
NJCERE1559473312 | Community Solar Energy Program | PASSAIC | 7055 | 1439.69 | Commercial | Community Solar | Yes | Solar Landscape, LLC | PSE&G | Accepted | 2025-05-13 | 2025-05-30 | 2027-08-30 | Inverters | SolarEdge | SE-TRI-USSEIBN120KUS | 120000 |  | 8 |  |  | 0.985 |  | Outdoor
NJCERE1559473312 | Community Solar Energy Program | PASSAIC | 7055 | 1439.69 | Commercial | Community Solar | Yes | Solar Landscape, LLC | PSE&G | Accepted | 2025-05-13 | 2025-05-30 | 2027-08-30 | Solar Panels | Jinko Solar | JKM585N-72HL4-BDV |  | 0.585 | 1794 | 216.5 | 5 |  | Fixed | Roof
NJCERE1559473312 | Community Solar Energy Program | PASSAIC | 7055 | 1439.69 | Commercial | Community Solar | Yes | Solar Landscape, LLC | PSE&G | Accepted | 2025-05-13 | 2025-05-30 | 2027-08-30 | Solar Panels | Jinko Solar | JKM585N-72HL4-BDV |  | 0.585 | 667 | 138.6 | 5 |  | Fixed | Roof
NJCERE1559510650 | Community Solar Energy Program | BUDD LAKE | 7828 | 2642.4 | Commercial | Community Solar | Yes | SolarKal | JCP&L | Accepted | 2025-05-09 | 2025-05-27 | 2027-08-27 | Inverters | Solar Edge | SE100KUS | 100000 |  | 20 |  |  | 0.985 |  | Outdoor
NJCERE1559510650 | Community Solar Energy Program | BUDD LAKE | 7828 | 2642.4 | Commercial | Community Solar | Yes | SolarKal | JCP&L | Accepted | 2025-05-09 | 2025-05-27 | 2027-08-27 | Meters | Eaton | TBD |  |  | 1 |  |  |  | Yes | Outdoor
NJCERE1559510650 | Community Solar Energy Program | BUDD LAKE | 7828 | 2642.4 | Commercial | Community Solar | Yes | SolarKal | JCP&L | Accepted | 2025-05-09 | 2025-05-27 | 2027-08-27 | Solar Panels | Hanwha Q Cells | Q.PEAK DUO XL-G10.3 480W |  | 0.48 | 5505 | 222 | 10 |  | Fixed | Roof
NJCERE1559519402 | Community Solar Energy Program | MILLSTONE TOWNSHIP | 8510 | 712.72 | Commercial | Community Solar | No | Plankton Energy LLC | JCP&L | Accepted | 2025-05-13 | 2025-05-27 | 2027-08-27 | Solar Panels | Hanwha | Q.Peak Duo XL-G11S Bifacial |  | 0.59 | 1208 | 228 | 1 |  | Fixed | Roof
NJCERE1559519402 | Community Solar Energy Program | MILLSTONE TOWNSHIP | 8510 | 712.72 | Commercial | Community Solar | No | Plankton Energy LLC | JCP&L | Accepted | 2025-05-13 | 2025-05-27 | 2027-08-27 | Inverters | SolarEdge | SE120KUS | 120 |  | 3 |  |  | 0.985 |  | Outdoor
NJCERE1559524925 | Community Solar Energy Program | NEWARK | 7105 | 713.7 | Commercial | Community Solar | Yes | Solar Landscape LLC | PSE&G | Accepted | 2025-05-13 | 2025-05-30 | 2027-08-30 | Solar Panels | Jinko | JKM585N-72HL4-BDV (Jinko Eagle 585W)-35mm |  | 0.585 | 1220 | 156.96 | 5 |  | Fixed | Roof
NJCERE1559524925 | Community Solar Energy Program | NEWARK | 7105 | 713.7 | Commercial | Community Solar | Yes | Solar Landscape LLC | PSE&G | Accepted | 2025-05-13 | 2025-05-30 | 2027-08-30 | Inverters | SolarEdge | SE-TRI-USSEIBN120KUS | 120000 |  | 4 |  |  | 0.985 |  | Outdoor
NJCERE1559525014 | Community Solar Energy Program | Eatontown | 7724 | 1436.76 | Commercial | Community Solar | Yes | Solar Landscape LLC | JCP&L | Accepted | 2025-07-03 | 2025-07-07 | 2027-10-07 | Inverters | SolarEdge | SE-TRI-USSEIBN120KUS | 120000 |  | 8 |  |  | 0.985 |  | Outdoor
NJCERE1559525014 | Community Solar Energy Program | Eatontown | 7724 | 1436.76 | Commercial | Community Solar | Yes | Solar Landscape LLC | JCP&L | Accepted | 2025-07-03 | 2025-07-07 | 2027-10-07 | Solar Panels | Jinko | JKM585N-72HL4-BDV (Jinko Eagle 585W)-35mm |  | 0.585 | 2147 | 174.2 | 5 |  | Fixed | Roof
NJCERE1559525014 | Community Solar Energy Program | Eatontown | 7724 | 1436.76 | Commercial | Community Solar | Yes | Solar Landscape LLC | JCP&L | Accepted | 2025-07-03 | 2025-07-07 | 2027-10-07 | Solar Panels | Jinko | JKM585N-72HL4-BDV (Jinko Eagle 585W)-35mm |  | 0.585 | 309 | 177.3 | 5 |  | Fixed | Roof
NJCERE1559525173 | Community Solar Energy Program | WEST DEPTFORD | 8066 | 2340 | Commercial | Community Solar | Yes | Solar Landscape LLC | PSE&G | Accepted | 2025-05-13 | 2025-05-30 | 2027-08-30 | Inverters | SolarEdge | SE-TRI-USSEIBN120KUS | 120000 |  | 13 |  |  | 0.985 |  | Outdoor
NJCERE1559525173 | Community Solar Energy Program | WEST DEPTFORD | 8066 | 2340 | Commercial | Community Solar | Yes | Solar Landscape LLC | PSE&G | Accepted | 2025-05-13 | 2025-05-30 | 2027-08-30 | Solar Panels | Jinko | JKM585N-72HL4-BDV |  | 0.585 | 4000 | 153 | 5 |  | Fixed | Roof
NJCERE1559525203 | Community Solar Energy Program | WEST DEPTFORD | 8066 | 4800.51 | Commercial | Community Solar | Yes | Solar Landscape LLC | PSE&G | Accepted | 2025-05-13 | 2025-05-30 | 2027-08-30 | Inverters | SolarEdge | SE-TRI-USSEIBN120KUS | 120000 |  | 27 |  |  | 0.985 |  | Outdoor
NJCERE1559525203 | Community Solar Energy Program | WEST DEPTFORD | 8066 | 4800.51 | Commercial | Community Solar | Yes | Solar Landscape LLC | PSE&G | Accepted | 2025-05-13 | 2025-05-30 | 2027-08-30 | Solar Panels | Jinko | JKM585N-72HL4-BDV (Jinko Eagle 585W)-35mm |  | 0.585 | 8206 | 155 | 5 |  | Fixed | Roof
NJCERE1559525216 | Community Solar Energy Program | WEST DEPTFORD | 8066 | 5000 | Commercial | Community Solar | Yes | Solar Landscape LLC | PSE&G | Accepted | 2025-05-13 | 2025-05-30 | 2027-08-30 | Inverters | SolarEdge | SE-TRI-USSEIBN120KUS | 120000 |  | 28 |  |  | 0.985 |  | Outdoor
NJCERE1559525216 | Community Solar Energy Program | WEST DEPTFORD | 8066 | 5000 | Commercial | Community Solar | Yes | Solar Landscape LLC | PSE&G | Accepted | 2025-05-13 | 2025-05-30 | 2027-08-30 | Solar Panels | Jinko | JKM585N-72HL4-BDV (Jinko Eagle 585W)-35mm |  | 0.585 | 8547 | 205.29 | 5 |  | Fixed | Roof
NJCERE1559532075 | Community Solar Energy Program | PISCATAWAY | 8854 | 1800.05 | Commercial | Community Solar | Yes | Solar Landscape LLC | PSE&G | Accepted | 2025-05-13 | 2025-05-30 | 2027-08-30 | Inverters | SolarEdge | SE-TRI-USSEIBN120KUS | 120000 |  | 10 |  |  | 0.985 |  | Outdoor
NJCERE1559532075 | Community Solar Energy Program | PISCATAWAY | 8854 | 1800.05 | Commercial | Community Solar | Yes | Solar Landscape LLC | PSE&G | Accepted | 2025-05-13 | 2025-05-30 | 2027-08-30 | Solar Panels | Jinko | JKM585N-72HL4-BDV (Jinko Eagle 585W)-30mm |  | 0.585 | 3077 | 138 | 5 |  | Fixed | Roof
NJCERE1559533530 | Community Solar Energy Program | NEWARK | 7105 | 2379.78 | Commercial | Community Solar | Yes | Solar Landscape LLC | PSE&G | Accepted | 2025-05-13 | 2025-05-30 | 2027-08-30 | Inverters | SolarEdge | SE-TRI-USSEIBN120KUS | 120000 |  | 15 |  |  | 0.985 |  | Outdoor
NJCERE1559533530 | Community Solar Energy Program | NEWARK | 7105 | 2379.78 | Commercial | Community Solar | Yes | Solar Landscape LLC | PSE&G | Accepted | 2025-05-13 | 2025-05-30 | 2027-08-30 | Solar Panels | Jinko | JKM585N-72HL4-BDV |  | 0.585 | 4068 | 204 | 5 |  | Fixed | Roof
NJCERE1559535646 | Community Solar Energy Program | LIVINGSTON | 7039 | 502.28 | Commercial | Community Solar | No | Madison Energy Holdings LLC | JCP&L | Accepted | 2025-05-13 | 2025-05-28 | 2027-08-28 | Inverters | SolarEdge | SE120kus | 120000 |  | 3 |  |  | 0.985 |  | Outdoor
NJCERE1559535646 | Community Solar Energy Program | LIVINGSTON | 7039 | 502.28 | Commercial | Community Solar | No | Madison Energy Holdings LLC | JCP&L | Accepted | 2025-05-13 | 2025-05-28 | 2027-08-28 | Inverters | SolarEdge | SE40kus | 40000 |  | 1 |  |  | 0.985 |  | Outdoor
NJCERE1559535646 | Community Solar Energy Program | LIVINGSTON | 7039 | 502.28 | Commercial | Community Solar | No | Madison Energy Holdings LLC | JCP&L | Accepted | 2025-05-13 | 2025-05-28 | 2027-08-28 | Solar Panels | New East Solar | NESE 580-72THB-M10 |  | 0.58 | 866 | 206.1 | 10 |  | Fixed | Roof
NJCERE1559537650 | Community Solar Energy Program | WOODBINE | 8270 | 4991.48 | Commercial | Community Solar | No | Nexamp Solar, LLC | AC Electric | Accepted | 2025-04-29 | 2025-08-25 | 2028-05-25 | Solar Panels | Silfab | SIL XM+ NTYP (580-590) |  | 0.58 | 8606 | 180 | 25 |  | Fixed | Ground
NJCERE1559537650 | Community Solar Energy Program | WOODBINE | 8270 | 4991.48 | Commercial | Community Solar | No | Nexamp Solar, LLC | AC Electric | Accepted | 2025-04-29 | 2025-08-25 | 2028-05-25 | Inverters | Solectria | XGI 1500 250kW | 250000 |  | 15 |  |  | 0.985 |  | Outdoor
NJCERE1559537709 | Community Solar Energy Program | WOODBINE | 8270 | 4991.48 | Commercial | Community Solar | No | Nexamp Solar, LLC | AC Electric | Accepted | 2025-04-29 | 2025-08-25 | 2028-05-25 | Solar Panels | Silfab | SIL XM+ NTYP (580-590) |  | 0.58 | 8606 | 180 | 25 |  | Fixed | Ground
NJCERE1559537709 | Community Solar Energy Program | WOODBINE | 8270 | 4991.48 | Commercial | Community Solar | No | Nexamp Solar, LLC | AC Electric | Accepted | 2025-04-29 | 2025-08-25 | 2028-05-25 | Inverters | Solectria | XGl 1500 250 kW | 250000 |  | 15 |  |  | 0.985 |  | Outdoor
NJCERE1559549781 | Community Solar Energy Program | RUTHERFORD | 7070 | 1116.5 | Commercial | Community Solar | No | Madison Energy Holdings LLC | JCP&L | Accepted | 2025-05-13 | 2025-05-28 | 2027-08-28 | Inverters | SolarEdge | SE120kus | 120000 |  | 7 |  |  | 0.985 |  | Outdoor
NJCERE1559549781 | Community Solar Energy Program | RUTHERFORD | 7070 | 1116.5 | Commercial | Community Solar | No | Madison Energy Holdings LLC | JCP&L | Accepted | 2025-05-13 | 2025-05-28 | 2027-08-28 | Inverters | SolarEdge | SE80KUS | 80000 |  | 1 |  |  | 0.985 |  | Outdoor
NJCERE1559549781 | Community Solar Energy Program | RUTHERFORD | 7070 | 1116.5 | Commercial | Community Solar | No | Madison Energy Holdings LLC | JCP&L | Accepted | 2025-05-13 | 2025-05-28 | 2027-08-28 | Solar Panels | New East Solar | NESE 580-72THB-M10 |  | 0.58 | 1925 | 216.15 | 10 |  | Fixed | Roof
NJCERE1559549941 | Community Solar Energy Program | CARNEYS POINT | 8069 | 4403 | Commercial | Community Solar | Yes | Carneys Point Solar 2 LLC | AC Electric | Accepted | 2025-05-13 | 2025-05-19 | 2027-08-19 | Solar Panels | JA Solar | JAM72D30 595/LB |  | 0.595 | 7400 | 131 | 10 |  | Fixed | Roof
NJCERE1559549941 | Community Solar Energy Program | CARNEYS POINT | 8069 | 4403 | Commercial | Community Solar | Yes | Carneys Point Solar 2 LLC | AC Electric | Accepted | 2025-05-13 | 2025-05-19 | 2027-08-19 | Meters | Electro Industries | Shark ENC4XSHK100-277-60-10-V3-D2-485P |  |  | 1 |  |  |  | Yes | Outdoor
NJCERE1559549941 | Community Solar Energy Program | CARNEYS POINT | 8069 | 4403 | Commercial | Community Solar | Yes | Carneys Point Solar 2 LLC | AC Electric | Accepted | 2025-05-13 | 2025-05-19 | 2027-08-19 | Inverters | SolarEdge | SE120KUS | 120000 |  | 25 |  |  | 0.985 |  | Outdoor
NJCERE1559557265 | Community Solar Energy Program | EAST WINDSOR | 8520 | 797.04 | Commercial | Community Solar | Yes | Windsor Solar 2 LLC | JCP&L | Accepted | 2025-05-13 | 2025-05-27 | 2027-08-27 | Solar Panels | JA Solar | JAM66D45 615/LB |  | 0.615 | 1296 | 213 | 10 |  | Fixed | Roof
NJCERE1559557265 | Community Solar Energy Program | EAST WINDSOR | 8520 | 797.04 | Commercial | Community Solar | Yes | Windsor Solar 2 LLC | JCP&L | Accepted | 2025-05-13 | 2025-05-27 | 2027-08-27 | Meters | Electro Industries | Shark ENC4XSHK100-277-60-10-V3-D2-485P |  |  | 1 |  |  |  | Yes | Outdoor
NJCERE1559557265 | Community Solar Energy Program | EAST WINDSOR | 8520 | 797.04 | Commercial | Community Solar | Yes | Windsor Solar 2 LLC | JCP&L | Accepted | 2025-05-13 | 2025-05-27 | 2027-08-27 | Inverters | SMA | Sunny Tripower CORE1 62-US | 62500 |  | 11 |  |  | 0.975 |  | Outdoor
NJCERE1559557315 | Community Solar Energy Program | Bridgeport | 8085 | 3307.61 | Commercial | Community Solar | Yes | Logan Solar 3 LLC | AC Electric | Accepted | 2025-05-13 | 2025-05-27 | 2027-08-27 | Solar Panels | JA Solar | JAM72D40-595/MB |  | 0.595 | 5559 | 180 | 10 |  | Fixed | Roof
NJCERE1559557315 | Community Solar Energy Program | Bridgeport | 8085 | 3307.61 | Commercial | Community Solar | Yes | Logan Solar 3 LLC | AC Electric | Accepted | 2025-05-13 | 2025-05-27 | 2027-08-27 | Meters | Electro Industries | Shark ENC4XSHK100-277-60-10-V3-D2-485P |  |  | 1 |  |  |  | Yes | Outdoor
NJCERE1559557315 | Community Solar Energy Program | Bridgeport | 8085 | 3307.61 | Commercial | Community Solar | Yes | Logan Solar 3 LLC | AC Electric | Accepted | 2025-05-13 | 2025-05-27 | 2027-08-27 | Inverters | SMA | Sunny Tripower CORE1 62-US | 62500 |  | 45 |  |  | 0.975 |  | Outdoor
NJCERE1559557371 | Community Solar Energy Program | BRIDGEPORT | 8014 | 2124.15 | Commercial | Community Solar | Yes | Logan Solar 4 LLC | AC Electric | Accepted | 2025-05-13 | 2025-05-27 | 2027-08-27 | Solar Panels | JA Solar | JAM72D40-595/MB |  | 0.595 | 3570 | 180 | 10 |  | Fixed | Roof
NJCERE1559557371 | Community Solar Energy Program | BRIDGEPORT | 8014 | 2124.15 | Commercial | Community Solar | Yes | Logan Solar 4 LLC | AC Electric | Accepted | 2025-05-13 | 2025-05-27 | 2027-08-27 | Meters | Electro Industries | Shark ENC4XSHK100-277-60-10-V3-D2-485P |  |  | 1 |  |  |  | Yes | Outdoor
NJCERE1559557371 | Community Solar Energy Program | BRIDGEPORT | 8014 | 2124.15 | Commercial | Community Solar | Yes | Logan Solar 4 LLC | AC Electric | Accepted | 2025-05-13 | 2025-05-27 | 2027-08-27 | Inverters | SMA | Sunny Tripower CORE1 62-US | 62500 |  | 29 |  |  | 0.975 |  | Outdoor
NJCERE1559563243 | Community Solar Energy Program | MONROE | 8831 | 3652.74 | Commercial | Community Solar | No | SSI DevCo, LLC | JCP&L | Accepted | 2025-05-12 | 2025-05-27 | 2027-08-27 | Inverters | SolarEdge | SE120KUS | 2400 |  | 20 |  |  | 0.985 |  | Outdoor
NJCERE1559563243 | Community Solar Energy Program | MONROE | 8831 | 3652.74 | Commercial | Community Solar | No | SSI DevCo, LLC | JCP&L | Accepted | 2025-05-12 | 2025-05-27 | 2027-08-27 | Solar Panels | Jinko Solar | JKM585N-72HL4-BDV |  | 0.585 | 6244 | 213 | 10 |  | Fixed | Roof
NJCERE1559563615 | Community Solar Energy Program | MONROE | 8831 | 4993.2 | Commercial | Community Solar | No | SSI DevCo, LLC | JCP&L | Accepted | 2025-05-12 | 2025-05-27 | 2027-08-27 | Inverters | SolarEdge | SE120KUS | 3960 |  | 33 |  |  | 0.985 |  | Outdoor
NJCERE1559563615 | Community Solar Energy Program | MONROE | 8831 | 4993.2 | Commercial | Community Solar | No | SSI DevCo, LLC | JCP&L | Accepted | 2025-05-12 | 2025-05-27 | 2027-08-27 | Solar Panels | Canadian Solar | CS3W-450WMB-AG |  | 0.45 | 11096 | 213 | 10 |  | Fixed | Roof
NJCERE1559563627 | Community Solar Energy Program | JACKSON | 8527 | 3087.63 | Commercial | Community Solar | No | SSI DevCo, LLC | JCP&L | Accepted | 2025-05-12 | 2025-05-27 | 2027-08-27 | Inverters | SolarEdge | SE120KUS | 120000 |  | 17 |  |  | 0.985 |  | Outdoor
NJCERE1559563627 | Community Solar Energy Program | JACKSON | 8527 | 3087.63 | Commercial | Community Solar | No | SSI DevCo, LLC | JCP&L | Accepted | 2025-05-12 | 2025-05-27 | 2027-08-27 | Solar Panels | Jinko Solar | JKM585N-72HL4-BDV |  | 0.585 | 5278 | 156 | 10 |  | Fixed | Roof
NJCERE1559563639 | Community Solar Energy Program | JACKSON | 8527 | 3059.55 | Commercial | Community Solar | No | SSI DevCo, LLC | JCP&L | Accepted | 2025-05-12 | 2025-05-27 | 2027-08-27 | Inverters | SolarEdge | SE120KUS | 120000 |  | 17 |  |  | 0.985 |  | Outdoor
NJCERE1559563639 | Community Solar Energy Program | JACKSON | 8527 | 3059.55 | Commercial | Community Solar | No | SSI DevCo, LLC | JCP&L | Accepted | 2025-05-12 | 2025-05-27 | 2027-08-27 | Solar Panels | Jinko Solar | JKM585N-72HL4-BDV |  | 0.585 | 5230 | 171 | 10 |  | Fixed | Roof
NJCERE1559584238 | Community Solar Energy Program | Glassboro | 8028 | 2493.92 | Commercial | Community Solar | Yes | Wampole-Miller, Inc dba Miller Bros. | AC Electric | Accepted | 2025-05-03 | 2025-06-05 | 2028-03-05 | Inverters | Sungrow | SG125HV | 125000 |  | 1 |  |  | 0.989 |  | Outdoor | N/A
NJCERE1559584238 | Community Solar Energy Program | Glassboro | 8028 | 2493.92 | Commercial | Community Solar | Yes | Wampole-Miller, Inc dba Miller Bros. | AC Electric | Accepted | 2025-05-03 | 2025-06-05 | 2028-03-05 | Meters | SEL | SEL-735 | 2000000 |  | 1 |  |  |  | Yes | Outdoor
NJCERE1559584238 | Community Solar Energy Program | Glassboro | 8028 | 2493.92 | Commercial | Community Solar | Yes | Wampole-Miller, Inc dba Miller Bros. | AC Electric | Accepted | 2025-05-03 | 2025-06-05 | 2028-03-05 | Solar Panels | NE Solar | NESE545-72MHB-M10 |  | 0.545 | 4576 | Portrait | 20 |  | Fixed | Ground | Landfill
NJCERE1559584238 | Community Solar Energy Program | Glassboro | 8028 | 2493.92 | Commercial | Community Solar | Yes | Wampole-Miller, Inc dba Miller Bros. | AC Electric | Accepted | 2025-05-03 | 2025-06-05 | 2028-03-05 | Inverters | Sungrow | SG125HV | 125000 |  | 1 |  |  | 0.989 |  | Outdoor | N/A
NJCERE1559584238 | Community Solar Energy Program | Glassboro | 8028 | 2493.92 | Commercial | Community Solar | Yes | Wampole-Miller, Inc dba Miller Bros. | AC Electric | Accepted | 2025-05-03 | 2025-06-05 | 2028-03-05 | Inverters | Sungrow | SG125HV | 125000 |  | 1 |  |  | 0.989 |  | Outdoor | N/A
NJCERE1559584238 | Community Solar Energy Program | Glassboro | 8028 | 2493.92 | Commercial | Community Solar | Yes | Wampole-Miller, Inc dba Miller Bros. | AC Electric | Accepted | 2025-05-03 | 2025-06-05 | 2028-03-05 | Inverters | Sungrow | SG125HV | 125000 |  | 1 |  |  | 0.989 |  | Outdoor | N/A
NJCERE1559584238 | Community Solar Energy Program | Glassboro | 8028 | 2493.92 | Commercial | Community Solar | Yes | Wampole-Miller, Inc dba Miller Bros. | AC Electric | Accepted | 2025-05-03 | 2025-06-05 | 2028-03-05 | Inverters | Sungrow | SG125HV | 125000 |  | 1 |  |  | 0.989 |  | Outdoor | N/A
NJCERE1559584238 | Community Solar Energy Program | Glassboro | 8028 | 2493.92 | Commercial | Community Solar | Yes | Wampole-Miller, Inc dba Miller Bros. | AC Electric | Accepted | 2025-05-03 | 2025-06-05 | 2028-03-05 | Inverters | Sungrow | SG125HV | 125000 |  | 1 |  |  | 0.989 |  | Outdoor | N/A
NJCERE1559584238 | Community Solar Energy Program | Glassboro | 8028 | 2493.92 | Commercial | Community Solar | Yes | Wampole-Miller, Inc dba Miller Bros. | AC Electric | Accepted | 2025-05-03 | 2025-06-05 | 2028-03-05 | Inverters | Sungrow | SG125HV | 125000 |  | 1 |  |  | 0.989 |  | Outdoor | N/A
NJCERE1559584238 | Community Solar Energy Program | Glassboro | 8028 | 2493.92 | Commercial | Community Solar | Yes | Wampole-Miller, Inc dba Miller Bros. | AC Electric | Accepted | 2025-05-03 | 2025-06-05 | 2028-03-05 | Inverters | Sungrow | SG125HV | 125000 |  | 1 |  |  | 0.989 |  | Outdoor | N/A
NJCERE1559584238 | Community Solar Energy Program | Glassboro | 8028 | 2493.92 | Commercial | Community Solar | Yes | Wampole-Miller, Inc dba Miller Bros. | AC Electric | Accepted | 2025-05-03 | 2025-06-05 | 2028-03-05 | Inverters | Sungrow | SG125HV | 125000 |  | 1 |  |  | 0.989 |  | Outdoor | N/A
NJCERE1559584238 | Community Solar Energy Program | Glassboro | 8028 | 2493.92 | Commercial | Community Solar | Yes | Wampole-Miller, Inc dba Miller Bros. | AC Electric | Accepted | 2025-05-03 | 2025-06-05 | 2028-03-05 | Inverters | Sungrow | SG125HV | 125000 |  | 1 |  |  | 0.989 |  | Outdoor | N/A
NJCERE1559584238 | Community Solar Energy Program | Glassboro | 8028 | 2493.92 | Commercial | Community Solar | Yes | Wampole-Miller, Inc dba Miller Bros. | AC Electric | Accepted | 2025-05-03 | 2025-06-05 | 2028-03-05 | Inverters | Sungrow | SG125HV | 125000 |  | 1 |  |  | 0.989 |  | Outdoor | N/A
NJCERE1559584238 | Community Solar Energy Program | Glassboro | 8028 | 2493.92 | Commercial | Community Solar | Yes | Wampole-Miller, Inc dba Miller Bros. | AC Electric | Accepted | 2025-05-03 | 2025-06-05 | 2028-03-05 | Inverters | Sungrow | SG125HV | 125000 |  | 1 |  |  | 0.989 |  | Outdoor | N/A
NJCERE1559584238 | Community Solar Energy Program | Glassboro | 8028 | 2493.92 | Commercial | Community Solar | Yes | Wampole-Miller, Inc dba Miller Bros. | AC Electric | Accepted | 2025-05-03 | 2025-06-05 | 2028-03-05 | Inverters | Sungrow | SG125HV | 125000 |  | 1 |  |  | 0.989 |  | Outdoor | N/A
NJCERE1559584238 | Community Solar Energy Program | Glassboro | 8028 | 2493.92 | Commercial | Community Solar | Yes | Wampole-Miller, Inc dba Miller Bros. | AC Electric | Accepted | 2025-05-03 | 2025-06-05 | 2028-03-05 | Inverters | Sungrow | SG125HV | 125000 |  | 1 |  |  | 0.989 |  | Outdoor | N/A
NJCERE1559584238 | Community Solar Energy Program | Glassboro | 8028 | 2493.92 | Commercial | Community Solar | Yes | Wampole-Miller, Inc dba Miller Bros. | AC Electric | Accepted | 2025-05-03 | 2025-06-05 | 2028-03-05 | Inverters | Sungrow | SG125HV | 125000 |  | 1 |  |  | 0.989 |  | Outdoor | N/A
NJCERE1559584238 | Community Solar Energy Program | Glassboro | 8028 | 2493.92 | Commercial | Community Solar | Yes | Wampole-Miller, Inc dba Miller Bros. | AC Electric | Accepted | 2025-05-03 | 2025-06-05 | 2028-03-05 | Inverters | Sungrow | SG125HV | 125000 |  | 1 |  |  | 0.989 |  | Outdoor | N/A
NJCERE1559586870 | Community Solar Energy Program | EAST WINDSOR | 8520 | 699.78 | Commercial | Community Solar | No | AROSA Solar | JCP&L | Accepted | 2025-05-13 | 2025-05-27 | 2027-08-27 | Inverters | Solar Edge | SE120kUS | 120000 |  | 4 |  |  | 0.985 |  | Outdoor
NJCERE1559586870 | Community Solar Energy Program | EAST WINDSOR | 8520 | 699.78 | Commercial | Community Solar | No | AROSA Solar | JCP&L | Accepted | 2025-05-13 | 2025-05-27 | 2027-08-27 | Inverters | Solar Edge | SE80kUS | 80000 |  | 1 |  |  | 0.985 |  | Outdoor
NJCERE1559586870 | Community Solar Energy Program | EAST WINDSOR | 8520 | 699.78 | Commercial | Community Solar | No | AROSA Solar | JCP&L | Accepted | 2025-05-13 | 2025-05-27 | 2027-08-27 | Solar Panels | Znshine Solar | ZXM7-SHLD 144 |  | 0.545 | 1284 | 185.4275 | 10 |  | Fixed | Roof
NJCERE1559598211 | Community Solar Energy Program | MILLSTONE TOWNSHIP | 8535 | 3498.89 | Commercial | Community Solar | Yes | MomentumNow L.L.C. | JCP&L | Accepted | 2025-05-28 | 2025-06-11 | 2027-09-11 | Solar Panels | QCELL | QCELL Q PEAK DUO XL-G11S |  | 0.585 | 5981 | 180 (South) | 20 |  | Fixed | Roof
NJCERE1559598211 | Community Solar Energy Program | MILLSTONE TOWNSHIP | 8535 | 3498.89 | Commercial | Community Solar | Yes | MomentumNow L.L.C. | JCP&L | Accepted | 2025-05-28 | 2025-06-11 | 2027-09-11 | Inverters | CHINT POWER SYSTEMS | 50kw CHINT | 1 |  | 60 |  |  | 0.985 |  | Outdoor
NJCERE1559599506 | Community Solar Energy Program | Toms River | 8753 | 958.16 | Commercial | Community Solar | No | Evergreen Energy | JCP&L | Accepted | 2025-05-07 | 2025-05-30 | 2027-08-30 | Solar Panels | Hanwha | Q.Peak Duo XL-G11S |  | 0.59 | 1624 | 209.4 | 10 |  | Fixed | Roof | Near SE
NJCERE1559599506 | Community Solar Energy Program | Toms River | 8753 | 958.16 | Commercial | Community Solar | No | Evergreen Energy | JCP&L | Accepted | 2025-05-07 | 2025-05-30 | 2027-08-30 | Inverters | SolarEdge | SE120K-US | 120000 |  | 6 |  |  | 0.98 |  | Outdoor
NJCERE1559599506 | Community Solar Energy Program | Toms River | 8753 | 958.16 | Commercial | Community Solar | No | Evergreen Energy | JCP&L | Accepted | 2025-05-07 | 2025-05-30 | 2027-08-30 | Inverters | SolarEdge | SE30K-US | 30000 |  | 1 |  |  | 0.98 |  | Outdoor
NJCERE1559599506 | Community Solar Energy Program | Toms River | 8753 | 958.16 | Commercial | Community Solar | No | Evergreen Energy | JCP&L | Accepted | 2025-05-07 | 2025-05-30 | 2027-08-30 | Meters | Continental Controls Systems | WND WR MB |  |  | 1 |  |  |  | Yes | Outdoor
NJCERE1559686710 | Community Solar Energy Program | Lambertville | 8530 | 678.5 | Commercial | Community Solar | No | Evergreen Energy | JCP&L | Accepted | 2025-05-12 | 2025-05-30 | 2027-08-30 | Solar Panels | QCells | Q.Peak Duo XL-G11S |  | 0.59 | 1150 | 143.5 | 10 |  | Fixed | Roof | Near SE
NJCERE1559686710 | Community Solar Energy Program | Lambertville | 8530 | 678.5 | Commercial | Community Solar | No | Evergreen Energy | JCP&L | Accepted | 2025-05-12 | 2025-05-30 | 2027-08-30 | Meters | Continental Controls Systems | WND WR MB |  |  | 1 |  |  |  | Yes | Outdoor
NJCERE1559686710 | Community Solar Energy Program | Lambertville | 8530 | 678.5 | Commercial | Community Solar | No | Evergreen Energy | JCP&L | Accepted | 2025-05-12 | 2025-05-30 | 2027-08-30 | Inverters | SolarEdge | SE120K-US | 120000 |  | 4 |  |  | 0.98 |  | Outdoor
NJCERE1559686710 | Community Solar Energy Program | Lambertville | 8530 | 678.5 | Commercial | Community Solar | No | Evergreen Energy | JCP&L | Accepted | 2025-05-12 | 2025-05-30 | 2027-08-30 | Inverters | SolarEdge | SE40K-US | 40000 |  | 2 |  |  | 0.98 |  | Outdoor
NJCERE1559689395 | Community Solar Energy Program | PHILLIPSBURG | 8865 | 1956.44 | Commercial | Community Solar | Yes | Miller Brothers | JCP&L | Accepted | 2025-05-09 | 2025-05-27 | 2027-08-27 | Inverters | SOLAR EDGE | SE80KUS | 80000 |  | 14 |  |  | 0.985 |  | Outdoor
NJCERE1559689395 | Community Solar Energy Program | PHILLIPSBURG | 8865 | 1956.44 | Commercial | Community Solar | Yes | Miller Brothers | JCP&L | Accepted | 2025-05-09 | 2025-05-27 | 2027-08-27 | Inverters | SOLAR EDGE | SE80KUS | 76000 |  | 4 |  |  | 0.985 |  | Outdoor
NJCERE1559689395 | Community Solar Energy Program | PHILLIPSBURG | 8865 | 1956.44 | Commercial | Community Solar | Yes | Miller Brothers | JCP&L | Accepted | 2025-05-09 | 2025-05-27 | 2027-08-27 | Inverters | SOLAR EDGE | SE80KUS | 77000 |  | 2 |  |  | 0.985 |  | Outdoor
NJCERE1559689395 | Community Solar Energy Program | PHILLIPSBURG | 8865 | 1956.44 | Commercial | Community Solar | Yes | Miller Brothers | JCP&L | Accepted | 2025-05-09 | 2025-05-27 | 2027-08-27 | Solar Panels | QCells | Q Peak Duo XL-G11S/BFG590 |  | 0.59 | 3316 | 186.5 | 10 |  | Fixed | Roof
NJCERE1559705747 | Community Solar Energy Program | Howell | 7731 | 4989.6 | Public Entity | Community Solar | Yes | HESP Construction, LLC | JCP&L | Accepted | 2025-05-13 | 2025-08-22 | 2028-05-22 | Solar Panels | HT-SAAE | HT72-18X-550 |  | 0.55 | 9072 | 180 | 10 |  | Fixed | Ground
NJCERE1559705747 | Community Solar Energy Program | Howell | 7731 | 4989.6 | Public Entity | Community Solar | Yes | HESP Construction, LLC | JCP&L | Accepted | 2025-05-13 | 2025-08-22 | 2028-05-22 | Inverters | Sungrow | 3150UD | 3150000 |  | 1 |  |  | 0.989 |  | Outdoor
NJCERE1559706551 | Community Solar Energy Program | HAMBURG | 7419 | 476.3 | Commercial | Community Solar | Yes | G&S Operations LLC | JCP&L | Accepted | 2025-05-13 | 2025-05-30 | 2027-08-30 | Inverters | SolarEdge | SE100KUS | 100000 |  | 3 |  |  | 0.985 |  | Outdoor
NJCERE1559706551 | Community Solar Energy Program | HAMBURG | 7419 | 476.3 | Commercial | Community Solar | Yes | G&S Operations LLC | JCP&L | Accepted | 2025-05-13 | 2025-05-30 | 2027-08-30 | Meters | Elkor | Watts-On Mark II |  |  | 1 |  |  |  | Yes | Outdoor
NJCERE1559706551 | Community Solar Energy Program | HAMBURG | 7419 | 476.3 | Commercial | Community Solar | Yes | G&S Operations LLC | JCP&L | Accepted | 2025-05-13 | 2025-05-30 | 2027-08-30 | Solar Panels | ZNShine | ZXM7-SHLD 144-550 |  | 0.55 | 866 | 191 | 10 |  | Fixed | Roof
NJCERE1559706560 | Community Solar Energy Program | HASKELL | 7420 | 1486.65 | Commercial | Community Solar | Yes | G&S Operations, LLC | JCP&L | Accepted | 2025-05-13 | 2025-05-30 | 2027-08-30 | Inverters | SolarEdge | SE120KUS | 120000 |  | 8 |  |  | 0.985 |  | Outdoor
NJCERE1559706560 | Community Solar Energy Program | HASKELL | 7420 | 1486.65 | Commercial | Community Solar | Yes | G&S Operations, LLC | JCP&L | Accepted | 2025-05-13 | 2025-05-30 | 2027-08-30 | Meters | Elkor | Watts-On Mark II |  |  | 1 |  |  |  | Yes | Outdoor
NJCERE1559706560 | Community Solar Energy Program | HASKELL | 7420 | 1486.65 | Commercial | Community Solar | Yes | G&S Operations, LLC | JCP&L | Accepted | 2025-05-13 | 2025-05-30 | 2027-08-30 | Solar Panels | ZNShine | ZXM7-SHLDD 144-550 |  | 0.55 | 2703 | 193 | 10 |  | Fixed | Roof
NJCERE1559707792 | Community Solar Energy Program | PINE BROOK | 7058 | 2467.36 | Commercial | Community Solar | No | Aspen Power Partners, LLC | JCP&L | Accepted | 2025-05-13 | 2025-05-30 | 2027-08-30 | Solar Panels | JA Solar | JAM78D10-440/MB |  | 0.44 | 2984 | 143 | 10 |  | Fixed | Roof
NJCERE1559707792 | Community Solar Energy Program | PINE BROOK | 7058 | 2467.36 | Commercial | Community Solar | No | Aspen Power Partners, LLC | JCP&L | Accepted | 2025-05-13 | 2025-05-30 | 2027-08-30 | Solar Panels | QCells | Q-Peak DUO XL-G10 |  | 0.48 | 2405 | 143 | 10 |  | Fixed | Roof
NJCERE1559707792 | Community Solar Energy Program | PINE BROOK | 7058 | 2467.36 | Commercial | Community Solar | No | Aspen Power Partners, LLC | JCP&L | Accepted | 2025-05-13 | 2025-05-30 | 2027-08-30 | Inverters | SolarEdge | SE120KUS | 120000 |  | 15 |  |  | 0.98 |  | Outdoor
NJCERE1559708679 | Community Solar Energy Program | HACKETTSTOWN | 7840 | 2173.5 | Commercial | Community Solar | Yes | REBA, LLC | JCP&L | Accepted | 2025-05-13 | 2025-05-27 | 2027-08-27 | Meters | Also Energy | Also Energy |  |  | 1 |  |  |  | Yes | Outdoor
NJCERE1559708679 | Community Solar Energy Program | HACKETTSTOWN | 7840 | 2173.5 | Commercial | Community Solar | Yes | REBA, LLC | JCP&L | Accepted | 2025-05-13 | 2025-05-27 | 2027-08-27 | Inverters | Solar Edge | Solar Edge SE120kUS | 120000 |  | 16 |  |  | 0.985 |  | Outdoor
NJCERE1559708679 | Community Solar Energy Program | HACKETTSTOWN | 7840 | 2173.5 | Commercial | Community Solar | Yes | REBA, LLC | JCP&L | Accepted | 2025-05-13 | 2025-05-27 | 2027-08-27 | Solar Panels | Waaree | BI-57-540 |  | 0.54 | 4025 | 286 | 5 |  | Fixed | Roof
NJCERE1559710026 | Community Solar Energy Program | CARTERET | 7008 | 710.19 | Commercial | Community Solar | Yes | Solar Landscape, LLC | PSE&G | Accepted | 2025-05-13 | 2025-05-30 | 2027-08-30 | Inverters | SolarEdge | SE-TRI-USSEIBN120KUS | 120000 |  | 4 |  |  | 0.985 |  | Outdoor
NJCERE1559710026 | Community Solar Energy Program | CARTERET | 7008 | 710.19 | Commercial | Community Solar | Yes | Solar Landscape, LLC | PSE&G | Accepted | 2025-05-13 | 2025-05-30 | 2027-08-30 | Solar Panels | Jinko | JKM585N-72HL4-BDV (Jinko Eagle 585W)-35mm |  | 0.585 | 1214 | 194 | 5 |  | Fixed | Roof
NJCERE1559710686 | Community Solar Energy Program | Elmwood Park | 7407 | 5000 | Commercial | Community Solar | Yes | Solar Landscape LLC | PSE&G | Accepted | 2025-05-13 | 2025-06-04 | 2027-09-04 | Inverters | SolarEdge | SE-TRI-USSEIBN120KUS | 120000 |  | 28 |  |  | 0.985 |  | Outdoor
NJCERE1559710686 | Community Solar Energy Program | Elmwood Park | 7407 | 5000 | Commercial | Community Solar | Yes | Solar Landscape LLC | PSE&G | Accepted | 2025-05-13 | 2025-06-04 | 2027-09-04 | Solar Panels | Jinko | JKM585N-72HL4-BDV (Jinko Eagle 585W)-35mm |  | 0.585 | 8547 | 175 | 5 |  | Fixed | Roof
NJCERE1559711857 | Community Solar Energy Program | MIDDLESEX | 8846 | 2245.54 | Public Entity | Community Solar | No | Amergy Solar Inc | PSE&G | Accepted | 2025-05-13 | 2025-06-04 | 2027-09-04 | Solar Panels | Phono Solar | PS590M8GFH- 24/TNH (590W) |  | 0.59 | 3806 | 161 | 5 |  | Fixed | Roof
NJCERE1559711857 | Community Solar Energy Program | MIDDLESEX | 8846 | 2245.54 | Public Entity | Community Solar | No | Amergy Solar Inc | PSE&G | Accepted | 2025-05-13 | 2025-06-04 | 2027-09-04 | Inverters | SMA | SUNNY TRIPOWER CORE1 62-US | 62500 |  | 23 |  |  | 0.98 |  | Outdoor
NJCERE1559711857 | Community Solar Energy Program | MIDDLESEX | 8846 | 2245.54 | Public Entity | Community Solar | No | Amergy Solar Inc | PSE&G | Accepted | 2025-05-13 | 2025-06-04 | 2027-09-04 | Inverters | SMA | SUNNY TRIPOWER CORE1 50-US | 50000 |  | 1 |  |  | 0.98 |  | Outdoor
NJCERE1560243325 | Community Solar Energy Program | ALLENDALE | 7401 | 455.4 | Commercial | Community Solar | Yes | Brightcore Energy LLC | RECO | Accepted | 2025-08-06 | 2025-09-03 | 2027-03-03 | Inverters | SolarEdge | SolarEdge SE120KUS | 120000 |  | 3 |  |  | 0.985 |  | Outdoor
NJCERE1560243325 | Community Solar Energy Program | ALLENDALE | 7401 | 455.4 | Commercial | Community Solar | Yes | Brightcore Energy LLC | RECO | Accepted | 2025-08-06 | 2025-09-03 | 2027-03-03 | Solar Panels | JA SOLAR | JA SOLAR JAM72D30-550/MB |  | 0.55 | 828 | 193 | 10 |  | Fixed | Roof
NJCERE1560243352 | Community Solar Energy Program | ALLENDALE | 7401 | 295.9 | Commercial | Community Solar | Yes | Brightcore Energy LLC | RECO | Accepted | 2025-08-06 | 2025-09-03 | 2027-03-03 | Inverters | SolarEdge | SolarEdge SE120KUS | 120000 |  | 2 |  |  | 0.985 |  | Outdoor
NJCERE1560243352 | Community Solar Energy Program | ALLENDALE | 7401 | 295.9 | Commercial | Community Solar | Yes | Brightcore Energy LLC | RECO | Accepted | 2025-08-06 | 2025-09-03 | 2027-03-03 | Solar Panels | JA SOLAR | JA SOLAR JAM72D30-550/MB |  | 0.55 | 538 | 194 | 10 |  | Fixed | Roof
NJCERE1560243352 | Community Solar Energy Program | ALLENDALE | 7401 | 295.9 | Commercial | Community Solar | Yes | Brightcore Energy LLC | RECO | Accepted | 2025-08-06 | 2025-09-03 | 2027-03-03 | Meters | Elkor | Wattson Mark II |  |  | 1 |  |  |  | Yes | Outdoor
NJCERE1560244188 | Community Solar Energy Program | ALLENDALE | 7401 | 270.6 | Commercial | Community Solar | Yes | Brightcore Energy LLC | RECO | Accepted | 2025-08-06 | 2025-09-03 | 2027-03-03 | Meters | Elkor | Wattson Mark II |  |  | 1 |  |  |  | Yes | Outdoor
NJCERE1560244188 | Community Solar Energy Program | ALLENDALE | 7401 | 270.6 | Commercial | Community Solar | Yes | Brightcore Energy LLC | RECO | Accepted | 2025-08-06 | 2025-09-03 | 2027-03-03 | Solar Panels | JA SOLAR | JA SOLAR JAM72D30-550/MB |  | 0.55 | 492 | 194 | 10 |  | Fixed | Roof
NJCERE1560244188 | Community Solar Energy Program | ALLENDALE | 7401 | 270.6 | Commercial | Community Solar | Yes | Brightcore Energy LLC | RECO | Accepted | 2025-08-06 | 2025-09-03 | 2027-03-03 | Inverters | SolarEdge | SolarEdge SE80KUS | 80000 |  | 1 |  |  | 0.985 |  | Outdoor
NJCERE1560244188 | Community Solar Energy Program | ALLENDALE | 7401 | 270.6 | Commercial | Community Solar | Yes | Brightcore Energy LLC | RECO | Accepted | 2025-08-06 | 2025-09-03 | 2027-03-03 | Inverters | SolarEdge | SolarEdge SE120KUS | 120000 |  | 1 |  |  | 0.985 |  | Outdoor
NJCERE1560244571 | Community Solar Energy Program | ALLENDALE | 7401 | 301.4 | Commercial | Community Solar | Yes | Brightcore Energy LLC | RECO | Accepted | 2025-08-06 | 2025-09-03 | 2027-03-03 | Inverters | SolarEdge | SolarEdge SE120KUS | 120000 |  | 2 |  |  | 0.985 |  | Outdoor
NJCERE1560244571 | Community Solar Energy Program | ALLENDALE | 7401 | 301.4 | Commercial | Community Solar | Yes | Brightcore Energy LLC | RECO | Accepted | 2025-08-06 | 2025-09-03 | 2027-03-03 | Solar Panels | JA SOLAR | JA SOLAR JAM72D30-550/MB |  | 0.55 | 548 | 194 | 10 |  | Fixed | Roof
NJCERE1560244571 | Community Solar Energy Program | ALLENDALE | 7401 | 301.4 | Commercial | Community Solar | Yes | Brightcore Energy LLC | RECO | Accepted | 2025-08-06 | 2025-09-03 | 2027-03-03 | Meters | Elkor | Wattson Mark II |  |  | 1 |  |  |  | Yes | Outdoor
NJCERE1560244586 | Community Solar Energy Program | ALLENDALE | 7401 | 207.9 | Commercial | Community Solar | Yes | Brightcore Energy, LLC | RECO | Accepted | 2025-08-06 | 2025-09-03 | 2027-03-03 | Inverters | SolarEdge | SolarEdge SE80KUS | 80000 |  | 2 |  |  | 0.985 |  | Outdoor
NJCERE1560244586 | Community Solar Energy Program | ALLENDALE | 7401 | 207.9 | Commercial | Community Solar | Yes | Brightcore Energy, LLC | RECO | Accepted | 2025-08-06 | 2025-09-03 | 2027-03-03 | Solar Panels | JA SOLAR | JA SOLAR JAM72D30-550/MB |  | 0.55 | 378 | 194 | 10 |  | Fixed | Roof
NJCERE1560244586 | Community Solar Energy Program | ALLENDALE | 7401 | 207.9 | Commercial | Community Solar | Yes | Brightcore Energy, LLC | RECO | Accepted | 2025-08-06 | 2025-09-03 | 2027-03-03 | Meters | Elkor | Wattson Mark II |  |  | 1 |  |  |  | Yes | Outdoor
NJCERE1560244591 | Community Solar Energy Program | ALLENDALE | 7401 | 304.7 | Commercial | Community Solar | Yes | Brightcore Energy LLC | RECO | Accepted | 2025-08-06 | 2025-09-03 | 2027-03-03 | Meters | Elkor | Wattson Mark II |  |  | 1 |  |  |  | Yes | Outdoor
NJCERE1560244591 | Community Solar Energy Program | ALLENDALE | 7401 | 304.7 | Commercial | Community Solar | Yes | Brightcore Energy LLC | RECO | Accepted | 2025-08-06 | 2025-09-03 | 2027-03-03 | Solar Panels | JA Solar | JA SOLAR JAM72D30-550/MB |  | 0.55 | 554 | 194 | 10 |  | Fixed | Roof
NJCERE1560244591 | Community Solar Energy Program | ALLENDALE | 7401 | 304.7 | Commercial | Community Solar | Yes | Brightcore Energy LLC | RECO | Accepted | 2025-08-06 | 2025-09-03 | 2027-03-03 | Inverters | SolarEdge | SolarEdge SE120KUS | 120000 |  | 2 |  |  | 0.985 |  | Outdoor
NJCERE1560244593 | Community Solar Energy Program | ALLENDALE | 7401 | 493.9 | Commercial | Community Solar | Yes | Brightcore Energy LLC | RECO | Accepted | 2025-08-06 | 2025-09-03 | 2027-03-03 | Meters | Elkor | Wattson Mark II |  |  | 1 |  |  |  | Yes | Outdoor
NJCERE1560244593 | Community Solar Energy Program | ALLENDALE | 7401 | 493.9 | Commercial | Community Solar | Yes | Brightcore Energy LLC | RECO | Accepted | 2025-08-06 | 2025-09-03 | 2027-03-03 | Inverters | SolarEdge | SolarEdge SE80KUS | 80000 |  | 2 |  |  | 0.985 |  | Outdoor
NJCERE1560244593 | Community Solar Energy Program | ALLENDALE | 7401 | 493.9 | Commercial | Community Solar | Yes | Brightcore Energy LLC | RECO | Accepted | 2025-08-06 | 2025-09-03 | 2027-03-03 | Inverters | SolarEdge | SolarEdge SE120KUS | 120000 |  | 2 |  |  | 0.985 |  | Outdoor
NJCERE1560244593 | Community Solar Energy Program | ALLENDALE | 7401 | 493.9 | Commercial | Community Solar | Yes | Brightcore Energy LLC | RECO | Accepted | 2025-08-06 | 2025-09-03 | 2027-03-03 | Solar Panels | JA SOLAR | JA SOLAR JAM72D30-550/MB |  | 0.55 | 898 | 194 | 10 |  | Fixed | Roof

## CSI - Equipment Pipeline
Application Number | Program | Premise City | Premise Zip | Calculated Total System Size | Customer Type | Interconnection Type | Third Party Ownership | Contractor Company | Utility Name | Status | Registration Received Date | Acceptance Date | Expiration Date | Equipment Name | Manufacturer | Model | Watts (AC) Inverter | Rating per Module | Module Qty | Orientation | Tilt | Peak Efficiency | Tracking | Location of Equipment | Location (Other)
NJCSRE1556466804 | Competitive Solar Incentive | Phillipsburg | 8865 | 94999.96 | Commercial | Grid Supply | No | Harmony Plains Solar I, LLC | JCP&L | Accepted | 2024-05-13 | 2024-05-23 | 2027-05-23 | Solar Panels | Longi | LR4-72-HBD-440M |  | 0.44 | 215909 | tracker | 60 |  | Single Axis | Ground
NJCSRE1556466804 | Competitive Solar Incentive | Phillipsburg | 8865 | 94999.96 | Commercial | Grid Supply | No | Harmony Plains Solar I, LLC | JCP&L | Accepted | 2024-05-13 | 2024-05-23 | 2027-05-23 | Inverters | SMA | SC2750EVUS | 2750 |  | 29 |  |  | 0.986 |  | Outdoor
NJCSRE1556466804 | Competitive Solar Incentive | Phillipsburg | 8865 | 94999.96 | Commercial | Grid Supply | No | Harmony Plains Solar I, LLC | JCP&L | Accepted | 2024-05-13 | 2024-05-23 | 2027-05-23 | Electric Storage Battery | CATL | CATL 280AH |  |  | 1720 |  |  |  | Lithium Ion |  | Outside
NJCSRE1556478528 | Competitive Solar Incentive | National Park | 8063 | 7416.36 | Commercial | Grid Supply | No | CS Energy, LLC | PSE&G | Accepted | 2024-05-17 | 2024-10-30 | 2027-10-30 | Solar Panels | Talesun | BIPRO |  | 0.545 | 13608 | South | 20 |  | Fixed | Ground
NJCSRE1556478528 | Competitive Solar Incentive | National Park | 8063 | 7416.36 | Commercial | Grid Supply | No | CS Energy, LLC | PSE&G | Accepted | 2024-05-17 | 2024-10-30 | 2027-10-30 | Inverters | Sungrow | 3600kW | 6000 |  | 2 |  |  | 0.989 |  | Outdoor
NJCSRE1556514213 | Competitive Solar Incentive | Whiting | 8759 | 5208.84 | Municipality | Grid Supply | Yes | CS Energy | JCP&L | Accepted | 2024-05-22 | 2024-10-30 | 2027-10-30 | Solar Panels | Heleine 144hc | BIfacial |  | 0.53 | 9828 | 25 | 90 |  | Fixed | Ground
NJCSRE1556514213 | Competitive Solar Incentive | Whiting | 8759 | 5208.84 | Municipality | Grid Supply | Yes | CS Energy | JCP&L | Accepted | 2024-05-22 | 2024-10-30 | 2027-10-30 | Inverters | Solectria | XGI | 125000 |  | 26 |  |  | 0.98 |  | Outdoor
NJCSRE1556534479 | Competitive Solar Incentive | Mannington Township | 8079 | 50540.76 | Commercial | Grid Supply | No | Fenwick Creek Solar, LLC | AC Electric | Accepted | 2024-05-24 | 2024-06-05 | 2027-06-05 | Meters | SEL | SEL-735 |  |  | 1 |  |  |  | Yes | Indoor
NJCSRE1556534479 | Competitive Solar Incentive | Mannington Township | 8079 | 50540.76 | Commercial | Grid Supply | No | Fenwick Creek Solar, LLC | AC Electric | Accepted | 2024-05-24 | 2024-06-05 | 2027-06-05 | Inverters | SUNGROW | SG4400U | 4.4 |  | 10 |  |  | 0.86 |  | Outdoor
NJCSRE1556534479 | Competitive Solar Incentive | Mannington Township | 8079 | 50540.76 | Commercial | Grid Supply | No | Fenwick Creek Solar, LLC | AC Electric | Accepted | 2024-05-24 | 2024-06-05 | 2027-06-05 | Solar Panels | BYD | 570MLTK-36 |  | 0.57 | 88668 | 180 | 55 |  | Single Axis | Ground

## TI - Equipment Pipeline
Application Number | Program | Premise City | Premise Zip | Calculated Total System Size | Customer Type | Interconnection Type | Third Party Ownership | Contractor Company | Utility Name | Subsection | EDC Program | Status | Registration Received Date | Acceptance Date | Expiration Date | Equipment Name | Manufacturer | Model | Watts (AC) Inverter | Rating per Module | Module Qty | Orientation | Tilt | Peak Efficiency | Tracking | Location of Equipment | Location (Other)
NJSTRE1547531989 | Transition Incentive Program | Vineland | 8360 | 179.04 | Commercial | Behind the Meter | No | NJ Solar Power, LLC | AC Electric |  | None | Accepted | 2021-08-26 | 2021-09-09 | 2030-09-09 | Solar Panels | Hanwha Q-Cells | Q.Peak Duo XL-G10.2 |  | 0.48 | 373 | 183 | 10 |  | Fixed | Roof
NJSTRE1547531989 | Transition Incentive Program | Vineland | 8360 | 179.04 | Commercial | Behind the Meter | No | NJ Solar Power, LLC | AC Electric |  | None | Accepted | 2021-08-26 | 2021-09-09 | 2030-09-09 | Inverters | SolarEdge | SE100K-US | 100000 |  | 1 |  |  | 0.985 |  | Outside | Next to Meter
NJSTRE1547531989 | Transition Incentive Program | Vineland | 8360 | 179.04 | Commercial | Behind the Meter | No | NJ Solar Power, LLC | AC Electric |  | None | Accepted | 2021-08-26 | 2021-09-09 | 2030-09-09 | Inverters | SolarEdge | SE66.6K-US | 66600 |  | 1 |  |  | 0.985 |  | Outside | Next to Meter
NJSTRE1547534369 | Transition Incentive Program | Glassboro | 8028 | 106.92 | Commercial | Behind the Meter | No | NJ Solar Power, LLC | AC Electric |  | None | Accepted | 2021-08-27 | 2021-09-15 | 2030-09-15 | Solar Panels | Hanwha Q- Cells | Q.Peak Duo XL-G10.2 |  | 0.48 | 85 | 180 | 10 |  | Fixed | Roof
NJSTRE1547534369 | Transition Incentive Program | Glassboro | 8028 | 106.92 | Commercial | Behind the Meter | No | NJ Solar Power, LLC | AC Electric |  | None | Accepted | 2021-08-27 | 2021-09-15 | 2030-09-15 | Inverters | SolarEdge | SE100K-US | 100000 |  | 1 |  |  | 0.985 |  | Indoor | Utility room
NJSTRE1547534369 | Transition Incentive Program | Glassboro | 8028 | 106.92 | Commercial | Behind the Meter | No | NJ Solar Power, LLC | AC Electric |  | None | Accepted | 2021-08-27 | 2021-09-15 | 2030-09-15 | Solar Panels | Hanwha Q-Cells | Q.Peak Duo BLK-G6-350 |  | 0.35 | 30 | 90 | 18 |  | Fixed | Roof
NJSTRE1547534369 | Transition Incentive Program | Glassboro | 8028 | 106.92 | Commercial | Behind the Meter | No | NJ Solar Power, LLC | AC Electric |  | None | Accepted | 2021-08-27 | 2021-09-15 | 2030-09-15 | Solar Panels | Hanwha Q-Cells | Q.Peak Duo BLK-G6 350 |  | 0.35 | 30 | 90 | 15 |  | Fixed | Roof
NJSTRE1547534369 | Transition Incentive Program | Glassboro | 8028 | 106.92 | Commercial | Behind the Meter | No | NJ Solar Power, LLC | AC Electric |  | None | Accepted | 2021-08-27 | 2021-09-15 | 2030-09-15 | Solar Panels | Hanwha Q-Cells | Q.Peak Duo XL-G10.2 |  | 0.48 | 94 | 189 | 10 |  | Fixed | Roof
NJSTRE1548083990 | Transition Incentive Program | Howell | 7731 | 21159 | Municipality | Grid Supply | Yes | HESP Solar, LLC | JCP&L | t | None | Accepted | 2021-11-16 | 2021-12-09 | 2026-12-09 | Inverters | Chint | CPS SCA100KTL-DO/US-600 | 17000000 |  | 170 |  |  | 0.99 |  | Outdoor | near arrays
NJSTRE1548083990 | Transition Incentive Program | Howell | 7731 | 21159 | Municipality | Grid Supply | Yes | HESP Solar, LLC | JCP&L | t | None | Accepted | 2021-11-16 | 2021-12-09 | 2026-12-09 | Solar Panels | Trina Solar | TSM-DE17M(II) 450W |  | 0.45 | 47020 | 180 | 25 |  | Fixed | Ground
NJSTRE1548113969 | Transition Incentive Program | Millville | 8332 | 3639.74 | Commercial | Community Solar | No | Solar Landscape | AC Electric |  | None | Accepted | 2021-11-17 | 2021-11-18 | 2025-11-01 | Inverters | Chint | SCA60TKL | 60000 |  | 48 |  |  | 0.985 |  | Outside | Ground Level
NJSTRE1548113969 | Transition Incentive Program | Millville | 8332 | 3639.74 | Commercial | Community Solar | No | Solar Landscape | AC Electric |  | None | Accepted | 2021-11-17 | 2021-11-18 | 2025-11-01 | Solar Panels | JASolar | JAM72S10-405MR |  | 0.405 | 8987 | 200 | 5 |  | Fixed | Roof
NJSTRE1548113977 | Transition Incentive Program | Millville | 8332 | 3869.78 | Commercial | Community Solar | No | Solar Landscape | AC Electric |  | None | Accepted | 2021-11-17 | 2021-11-18 | 2025-11-01 | Solar Panels | JA Solar | JAM72S10-405MR |  | 0.405 | 9555 | 201 | 5 |  | Fixed | Roof
NJSTRE1548113977 | Transition Incentive Program | Millville | 8332 | 3869.78 | Commercial | Community Solar | No | Solar Landscape | AC Electric |  | None | Accepted | 2021-11-17 | 2021-11-18 | 2025-11-01 | Inverters | Chint Power Systems | SCA60TKL | 60000 |  | 50 |  |  | 0.985 |  | Outside | Ground Level, Wall Mounted
NJSTRE1548115363 | Transition Incentive Program | Manahawkin | 8050 | 4986.67 | Commercial | Community Solar | No | Green Power Developers LLC | AC Electric | NA | None | Accepted | 2021-11-17 | 2021-11-23 | 2025-11-01 | Solar Panels | Longi | LR4-72HBD |  | 0.445 | 11206 | 180 | 25 |  | Fixed | Ground
NJSTRE1548115363 | Transition Incentive Program | Manahawkin | 8050 | 4986.67 | Commercial | Community Solar | No | Green Power Developers LLC | AC Electric | NA | None | Accepted | 2021-11-17 | 2021-11-23 | 2025-11-01 | Inverters | SunGrow | SG250HX | 250000 |  | 16 |  |  | 0.99 |  | Outdoor | Ground mount
NJSTRE1548916863 | Transition Incentive Program | Pennsville | 8070 | 2699.95 | Commercial | Community Solar | No | Pennsville Landfill Solar, LLC | AC Electric |  | None | Accepted | 2022-03-21 | 2022-04-27 | 2026-02-04 | Inverters | Sungrow Power Supply Co., Ltd | SG125HV | 125 |  | 16 |  |  | 0.989 |  | Outdoor | Onsite
NJSTRE1548916863 | Transition Incentive Program | Pennsville | 8070 | 2699.95 | Commercial | Community Solar | No | Pennsville Landfill Solar, LLC | AC Electric |  | None | Accepted | 2022-03-21 | 2022-04-27 | 2026-02-04 | Solar Panels | Trina Solar | TSM-DEG19C.20 |  | 0.55 | 4909 | South | 25 |  | Fixed | Ground | Onsite
NJSTRE1548921628 | Transition Incentive Program | Pennsville | 8070 | 2999.7 | Commercial | Community Solar | No | Pennsville Landfill Solar, LLC | AC Electric |  | None | Accepted | 2022-03-22 | 2022-04-27 | 2026-02-01 | Inverters | Sungrow Power Supply Co., Ltd | SG125HV | 125 |  | 18 |  |  | 0.989 |  | Outdoor | Onsite
NJSTRE1548921628 | Transition Incentive Program | Pennsville | 8070 | 2999.7 | Commercial | Community Solar | No | Pennsville Landfill Solar, LLC | AC Electric |  | None | Accepted | 2022-03-22 | 2022-04-27 | 2026-02-01 | Solar Panels | Trina Solar | TSM-DEG19C.20 |  | 0.55 | 5454 | South | 25 |  | Fixed | Ground | Onsite
NJSTRE1550963611 | Transition Incentive Program | Washington | 7882 | 54816 | Commercial | Grid Supply | No | CEP Renewables, LLC | JCP&L | t | None | Accepted | 2022-11-30 | 2022-12-08 | 2027-06-08 | Meters | Shark | 200 |  |  | 1 |  |  |  | Yes | Outdoor
NJSTRE1550963611 | Transition Incentive Program | Washington | 7882 | 54816 | Commercial | Grid Supply | No | CEP Renewables, LLC | JCP&L | t | None | Accepted | 2022-11-30 | 2022-12-08 | 2027-06-08 | Solar Panels | Trina | Vertex TSM |  | 0.6 | 91360 | South | 10 |  | Fixed | Ground
NJSTRE1550963611 | Transition Incentive Program | Washington | 7882 | 54816 | Commercial | Grid Supply | No | CEP Renewables, LLC | JCP&L | t | None | Accepted | 2022-11-30 | 2022-12-08 | 2027-06-08 | Inverters | SMA | Sunny Central 2750-US | 2750000 |  | 16 |  |  | 0.986 |  | Outside | 180 Asbury-Anderson Road, Washington, Warren County, NJ
NJSTRE1551127761 | Transition Incentive Program | Newfield | 8344 | 23899.8 | Commercial | Grid Supply | Yes | CEP Renewables, LLC | AC Electric | t | None | Accepted | 2022-12-20 | 2023-02-02 | 2027-08-02 | Meters | Electro Industries | Shark200 |  |  | 1 |  |  |  | Yes | Outdoor
NJSTRE1551127761 | Transition Incentive Program | Newfield | 8344 | 23899.8 | Commercial | Grid Supply | Yes | CEP Renewables, LLC | AC Electric | t | None | Accepted | 2022-12-20 | 2023-02-02 | 2027-08-02 | Inverters | SMA | Sunny Central 4200UP-US | 4200 |  | 4 |  |  | 0.98 |  | Outside | brownfield subsection t project
NJSTRE1551127761 | Transition Incentive Program | Newfield | 8344 | 23899.8 | Commercial | Grid Supply | Yes | CEP Renewables, LLC | AC Electric | t | None | Accepted | 2022-12-20 | 2023-02-02 | 2027-08-02 | Solar Panels | Trina | VertexTSM-600 |  | 0.6 | 39833 | South | 10 |  | Fixed | Ground | outdoor, brownfield, subsection t ground mount
NJSTRE1552366782 | Transition Incentive Program | Manchester | 8759 | 27417.6 | Commercial | Grid Supply | No | CEP Renewables, LLC | JCP&L | t | None | Accepted | 2023-01-25 | 2023-02-09 | 2027-08-09 | Inverters | SMA | SunnyCentral2750 | 2750000 |  | 7 |  |  | 0.986 |  | Outside | 500 Highway 70, Block 75.01, Lot 1, Manchester, NJ 0875
NJSTRE1552366782 | Transition Incentive Program | Manchester | 8759 | 27417.6 | Commercial | Grid Supply | No | CEP Renewables, LLC | JCP&L | t | None | Accepted | 2023-01-25 | 2023-02-09 | 2027-08-09 | Meters | Shark | 200 |  |  | 1 |  |  |  | Yes | Outdoor
NJSTRE1552366782 | Transition Incentive Program | Manchester | 8759 | 27417.6 | Commercial | Grid Supply | No | CEP Renewables, LLC | JCP&L | t | None | Accepted | 2023-01-25 | 2023-02-09 | 2027-08-09 | Solar Panels | Trina | Vertex TSM |  | 0.6 | 45696 | South | 10 |  | Fixed | Ground
NJSTRE1552735054 | Transition Incentive Program | Oxford Township | 7863 | 24055.2 | Commercial | Grid Supply | No | CEP Renewables, LLC | JCP&L | t | None | Accepted | 2023-03-26 | 2023-05-11 | 2027-11-11 | Inverters | SMA | Sunny Central 2800-US | 19600000 |  | 7 |  |  | 0.986 |  | Outdoor | Block 33, Lot 4.02, 11 Foundry Street, Oxford Township,
NJSTRE1552735054 | Transition Incentive Program | Oxford Township | 7863 | 24055.2 | Commercial | Grid Supply | No | CEP Renewables, LLC | JCP&L | t | None | Accepted | 2023-03-26 | 2023-05-11 | 2027-11-11 | Meters | Shark | 200 |  |  | 1 |  |  |  | Yes | Outdoor
NJSTRE1552735054 | Transition Incentive Program | Oxford Township | 7863 | 24055.2 | Commercial | Grid Supply | No | CEP Renewables, LLC | JCP&L | t | None | Accepted | 2023-03-26 | 2023-05-11 | 2027-11-11 | Solar Panels | Trina | TSM 600W |  | 0.6 | 40092 | South | 10 |  | Fixed | Ground
NJSTRE1553297238 | Transition Incentive Program | Middletown | 7748 | 26496 | Commercial | Grid Supply | Yes | CEP Renewables, LLC | JCP&L | t | JCPL | Accepted | 2023-05-01 | 2023-05-05 | 2025-11-05 | Solar Panels | Trina | VertexTSM-600 |  | 0.6 | 44160 | South | 10 |  | Fixed | Ground | landfill subsection (t) project
NJSTRE1553297238 | Transition Incentive Program | Middletown | 7748 | 26496 | Commercial | Grid Supply | Yes | CEP Renewables, LLC | JCP&L | t | JCPL | Accepted | 2023-05-01 | 2023-05-05 | 2025-11-05 | Meters | Electro Industries | Shark200 |  |  | 1 |  |  |  | Yes | Outdoor
NJSTRE1553297238 | Transition Incentive Program | Middletown | 7748 | 26496 | Commercial | Grid Supply | Yes | CEP Renewables, LLC | JCP&L | t | JCPL | Accepted | 2023-05-01 | 2023-05-05 | 2025-11-05 | Inverters | SMA | Sunny Central 2750-US | 2750 |  | 7 |  |  | 0.98 |  | Outside | landfill subsection (t) project
NJSTRE1553297302 | Transition Incentive Program | Lafayette | 7848 | 9841.2 | Commercial | Grid Supply | Yes | CEP Renewables, LLC | JCP&L | t | JCPL | Accepted | 2023-05-02 | 2023-05-05 | 2027-11-05 | Solar Panels | Trina | Vertex TSM |  | 0.6 | 16402 | South | 10 |  | Fixed | Ground | landfill subsection (t) project
NJSTRE1553297302 | Transition Incentive Program | Lafayette | 7848 | 9841.2 | Commercial | Grid Supply | Yes | CEP Renewables, LLC | JCP&L | t | JCPL | Accepted | 2023-05-02 | 2023-05-05 | 2027-11-05 | Inverters | SMA | Sunny Central 4000UP-US | 4000 |  | 2 |  |  | 0.986 |  | Outside | landfill subsection (t) project
NJSTRE1553297302 | Transition Incentive Program | Lafayette | 7848 | 9841.2 | Commercial | Grid Supply | Yes | CEP Renewables, LLC | JCP&L | t | JCPL | Accepted | 2023-05-02 | 2023-05-05 | 2027-11-05 | Meters | Shark | 200 |  |  | 1 |  |  |  | Yes | Outdoor
NJSTRE1553904829 | Transition Incentive Program | Vineland | 8360 | 14993.55 | Municipality | Behind the Meter | Yes | Infiniti Energy | Vineland Muni Electric | t | None | TI Extension Requested Received | 2023-06-14 | 2023-06-20 | 2025-12-20 | Inverters | Chint | SCH275KTL-DO/US/800 | 275 |  | 42 |  |  | 0 |  | Outside | Throughout the Array
NJSTRE1553904829 | Transition Incentive Program | Vineland | 8360 | 14993.55 | Municipality | Behind the Meter | Yes | Infiniti Energy | Vineland Muni Electric | t | None | TI Extension Requested Received | 2023-06-14 | 2023-06-20 | 2025-12-20 | Solar Panels | Canadian Solar | CS7L-585MB-AG |  | 0.585 | 25630 | 180 | 20 |  | Fixed | Ground | On landfill
NJSTRE1554127763 | Transition Incentive Program | Waretown | 8758 | 18777.6 | Commercial | Grid Supply | Yes | CEP Renewables, LLC | AC Electric | t | None | Accepted | 2023-06-27 | 2023-08-29 | 2028-03-01 | Meters | Electro Industries | Shark200 |  |  | 1 |  |  |  | Yes | Outdoor
NJSTRE1554127763 | Transition Incentive Program | Waretown | 8758 | 18777.6 | Commercial | Grid Supply | Yes | CEP Renewables, LLC | AC Electric | t | None | Accepted | 2023-06-27 | 2023-08-29 | 2028-03-01 | Inverters | SMA | SUNNY CENTRAL 2500-EV/200 | 12000000 |  | 1 |  |  | 0.98 |  | Outside | landfill subsection (t) project
NJSTRE1554127763 | Transition Incentive Program | Waretown | 8758 | 18777.6 | Commercial | Grid Supply | Yes | CEP Renewables, LLC | AC Electric | t | None | Accepted | 2023-06-27 | 2023-08-29 | 2028-03-01 | Solar Panels | Trina | VertexTSM-600 |  | 0.6 | 31296 | South | 10 |  | Fixed | Ground | landfill subsection (t) project
NJSTRE1555529359 | Transition Incentive Program | Shamong | 8088 | 4199.58 | Commercial | Grid Supply | No | CEP Renewables, LLC | AC Electric | t | ACE | Accepted | 2023-12-26 | 2024-01-08 | 2026-07-08 | Meters | Electro Industries | Shark200 |  |  | 1 |  |  |  | Yes | Outdoor
NJSTRE1555529359 | Transition Incentive Program | Shamong | 8088 | 4199.58 | Commercial | Grid Supply | No | CEP Renewables, LLC | AC Electric | t | ACE | Accepted | 2023-12-26 | 2024-01-08 | 2026-07-08 | Inverters | SMA | Sunny Highpeak Peak3 125-US | 3000 |  | 1 |  |  | 0.98 |  | Outside | 378 Atsion Road, Shamong Township, NJ
NJSTRE1555529359 | Transition Incentive Program | Shamong | 8088 | 4199.58 | Commercial | Grid Supply | No | CEP Renewables, LLC | AC Electric | t | ACE | Accepted | 2023-12-26 | 2024-01-08 | 2026-07-08 | Solar Panels | TRINA | TSM DEI19(II) |  | 0.54 | 7777 | South | 10 |  | Fixed | Ground | 378 Atsion Road, Shamong Township, NJ
NJSTRE1557286576 | Transition Incentive Program | Harrison Township | 8062 | 9549.9 | Commercial | Grid Supply | Yes | Esky Solar LLC / NJR Clean Energy Ventures III Corporation | AC Electric | t | None | Accepted | 2024-08-05 | 2024-08-12 | 2027-02-12 | Solar Panels | Boviet | BVM7612M-540-H-HC-BF-DG |  | 0.54 | 17685 | 180°/213°/245° | 1030 |  | Fixed | Ground
NJSTRE1557286576 | Transition Incentive Program | Harrison Township | 8062 | 9549.9 | Commercial | Grid Supply | Yes | Esky Solar LLC / NJR Clean Energy Ventures III Corporation | AC Electric | t | None | Accepted | 2024-08-05 | 2024-08-12 | 2027-02-12 | Meters | Schweitzer Electric Laboratories | SEL-735 | 60 |  | 1 |  |  |  | Yes | Outdoor
NJSTRE1557286576 | Transition Incentive Program | Harrison Township | 8062 | 9549.9 | Commercial | Grid Supply | Yes | Esky Solar LLC / NJR Clean Energy Ventures III Corporation | AC Electric | t | None | Accepted | 2024-08-05 | 2024-08-12 | 2027-02-12 | Inverters | Sungrow | SG125-HV | 125 |  | 58 |  |  | 0.989 |  | Outside | Landfill

## ADI - Equipment Pipeline
Application Number | Program | Premise City | Premise Zip | Calculated Total System Size | Customer Type | Interconnection Type | Third Party Ownership | Contractor Company | Utility Name | EDC Program | Status | Registration Received Date | Acceptance Date | Expiration Date | Equipment Name | Manufacturer | Model | Watts (AC) Inverter | Rating per Module | Module Qty | Orientation | Tilt | Peak Efficiency | Tracking | Location of Equipment | Location (Other)
NJADRE1549167786 | Administratively Determined Incentive Program | Southampton Township | 8088 | 12.25 | Residential | Behind the Meter | No | Zenernet | PSE&G | None | Registration On Hold –PTO Prior August 28, 2021 | 2022-05-03 |  |  | Solar Panels | HANWHA | Q.PEAK DUO G6+ 350W |  | 0.35 | 2 | 71 | 16 |  | Fixed | Roof
NJADRE1549167786 | Administratively Determined Incentive Program | Southampton Township | 8088 | 12.25 | Residential | Behind the Meter | No | Zenernet | PSE&G | None | Registration On Hold –PTO Prior August 28, 2021 | 2022-05-03 |  |  | Inverters | Enphase | X-IQ-AM1-240-3-ES | 65 |  | 1 |  |  | 0.65 |  | Outdoor
NJADRE1549167786 | Administratively Determined Incentive Program | Southampton Township | 8088 | 12.25 | Residential | Behind the Meter | No | Zenernet | PSE&G | None | Registration On Hold –PTO Prior August 28, 2021 | 2022-05-03 |  |  | Solar Panels | HANWHA | Q.PEAK DUO G6+ 350W |  | 0.35 | 10 | 251 | 19 |  | Fixed | Roof
NJADRE1549167786 | Administratively Determined Incentive Program | Southampton Township | 8088 | 12.25 | Residential | Behind the Meter | No | Zenernet | PSE&G | None | Registration On Hold –PTO Prior August 28, 2021 | 2022-05-03 |  |  | Meters | Enphase | Enphase Integrated Production Meter |  |  | 1 |  |  |  | Yes | Outdoor
NJADRE1549167786 | Administratively Determined Incentive Program | Southampton Township | 8088 | 12.25 | Residential | Behind the Meter | No | Zenernet | PSE&G | None | Registration On Hold –PTO Prior August 28, 2021 | 2022-05-03 |  |  | Meters | Enphase | Enphase Integrated Consumption Meter |  |  | 1 |  |  |  | Yes | Outdoor
NJADRE1549167786 | Administratively Determined Incentive Program | Southampton Township | 8088 | 12.25 | Residential | Behind the Meter | No | Zenernet | PSE&G | None | Registration On Hold –PTO Prior August 28, 2021 | 2022-05-03 |  |  | Solar Panels | HANWHA | Q.PEAK DUO G6+ 350W |  | 0.35 | 23 | 71 | 19 |  | Fixed | Roof
NJADRE1554791372 | Administratively Determined Incentive Program | PARSIPPANY | 7054 | 11.9 | Residential | Behind the Meter | Yes | Vision Solar, LLC | JCP&L |  | Accepted | 2023-10-09 | 2023-11-02 | 2025-11-02 | Solar Panels | LG SOLAR | LG340N1C-V5 |  | 0.34 | 10 | 269 | 21 |  | Fixed | Roof
NJADRE1554791372 | Administratively Determined Incentive Program | PARSIPPANY | 7054 | 11.9 | Residential | Behind the Meter | Yes | Vision Solar, LLC | JCP&L |  | Accepted | 2023-10-09 | 2023-11-02 | 2025-11-02 | Solar Panels | LG SOLAR | LG340N1C-V5 |  | 0.34 | 13 | 269 | 21 |  | Fixed | Roof
NJADRE1554791372 | Administratively Determined Incentive Program | PARSIPPANY | 7054 | 11.9 | Residential | Behind the Meter | Yes | Vision Solar, LLC | JCP&L |  | Accepted | 2023-10-09 | 2023-11-02 | 2025-11-02 | Solar Panels | LG SOLAR | LG340N1C-V5 |  | 0.34 | 12 | 89 | 21 |  | Fixed | Roof
NJADRE1554791372 | Administratively Determined Incentive Program | PARSIPPANY | 7054 | 11.9 | Residential | Behind the Meter | Yes | Vision Solar, LLC | JCP&L |  | Accepted | 2023-10-09 | 2023-11-02 | 2025-11-02 | Inverters | ENPHASE | IQ7-60-2-US | 240 |  | 35 |  |  | 0.97 |  | Outdoor
NJADRE1555074011 | Administratively Determined Incentive Program | PATERSON | 7514 | 6.21 | Residential | Behind the Meter | Yes | Pro Custom Solar dba Momentum Solar | PSE&G |  | Accepted | 2023-11-16 | 2023-12-19 | 2025-12-19 | Solar Panels | HANWHA | Q. PEAK DUO BLK-G10+365 |  | 0.365 | 5 | 99 | 7 |  | Fixed | Roof
NJADRE1555074011 | Administratively Determined Incentive Program | PATERSON | 7514 | 6.21 | Residential | Behind the Meter | Yes | Pro Custom Solar dba Momentum Solar | PSE&G |  | Accepted | 2023-11-16 | 2023-12-19 | 2025-12-19 | Solar Panels | HANWHA | Q. PEAK DUO BLK-G10+365 |  | 0.365 | 2 | 99 | 46 |  | Fixed | Roof
NJADRE1555074011 | Administratively Determined Incentive Program | PATERSON | 7514 | 6.21 | Residential | Behind the Meter | Yes | Pro Custom Solar dba Momentum Solar | PSE&G |  | Accepted | 2023-11-16 | 2023-12-19 | 2025-12-19 | Inverters | ENPHASE | IQ7PLUS-72-2-US | 290 |  | 17 |  |  | 0.97 |  | Outdoor
NJADRE1555074011 | Administratively Determined Incentive Program | PATERSON | 7514 | 6.21 | Residential | Behind the Meter | Yes | Pro Custom Solar dba Momentum Solar | PSE&G |  | Accepted | 2023-11-16 | 2023-12-19 | 2025-12-19 | Solar Panels | HANWHA | Q. PEAK DUO BLK-G10+365 |  | 0.365 | 10 | 279 | 46 |  | Fixed | Roof
NJADRE1555980455 | Administratively Determined Incentive Program | HAWTHORNE | 7506 | 5.27 | Residential | Behind the Meter | Yes | Brilliant Installations, Inc. | PSE&G |  | Accepted | 2024-05-10 | 2024-06-21 | 2025-12-21 | Inverters | Enphase | IQ8PLUS-72-2-US | 290 |  | 13 |  |  | 0.97 |  | Outdoor
NJADRE1555980455 | Administratively Determined Incentive Program | HAWTHORNE | 7506 | 5.27 | Residential | Behind the Meter | Yes | Brilliant Installations, Inc. | PSE&G |  | Accepted | 2024-05-10 | 2024-06-21 | 2025-12-21 | Solar Panels | HANWHA | Q.PEAK DUO BLK ML-G10+ 405 |  | 0.405 | 5 | 107 | 27 |  | Fixed | Roof
NJADRE1555980455 | Administratively Determined Incentive Program | HAWTHORNE | 7506 | 5.27 | Residential | Behind the Meter | Yes | Brilliant Installations, Inc. | PSE&G |  | Accepted | 2024-05-10 | 2024-06-21 | 2025-12-21 | Solar Panels | HANWHA | Q.PEAK DUO BLK ML-G10+ 405 |  | 0.405 | 3 | 194 | 10 |  | Fixed | Roof
NJADRE1555980455 | Administratively Determined Incentive Program | HAWTHORNE | 7506 | 5.27 | Residential | Behind the Meter | Yes | Brilliant Installations, Inc. | PSE&G |  | Accepted | 2024-05-10 | 2024-06-21 | 2025-12-21 | Solar Panels | HANWHA | Q.PEAK DUO BLK ML-G10+ 405 |  | 0.405 | 5 | 287 | 27 |  | Fixed | Roof
NJADRE1556029954 | Administratively Determined Incentive Program | UNION | 7083 | 4.8 | Residential | Behind the Meter | Yes | Sunrun Installation Services, Inc. | PSE&G |  | Accepted | 2024-03-13 | 2024-04-02 | 2025-10-02 | Inverters | SolarEdge Technologies | SE3800H-USMN | 3800 |  | 1 |  |  | 0.99 |  | Outdoor
NJADRE1556029954 | Administratively Determined Incentive Program | UNION | 7083 | 4.8 | Residential | Behind the Meter | Yes | Sunrun Installation Services, Inc. | PSE&G |  | Accepted | 2024-03-13 | 2024-04-02 | 2025-10-02 | Solar Panels | Hanwha Q Cells | Q.PEAK DUO BLK ML-G10+/T 400 |  | 0.4 | 6 | 265 | 10 |  | Fixed | Roof
NJADRE1556029954 | Administratively Determined Incentive Program | UNION | 7083 | 4.8 | Residential | Behind the Meter | Yes | Sunrun Installation Services, Inc. | PSE&G |  | Accepted | 2024-03-13 | 2024-04-02 | 2025-10-02 | Solar Panels | Hanwha Q Cells | Q.PEAK DUO BLK ML-G10+/T 400 |  | 0.4 | 6 | 265 | 21 |  | Fixed | Roof
NJADRE1556047383 | Administratively Determined Incentive Program | Union | 7087 | 2.43 | Residential | Behind the Meter | No | Sunwise Energy, LLC | PSE&G |  | Accepted | 2024-03-20 | 2024-04-11 | 2025-10-11 | Solar Panels | REC ALPHA | REC ALPHA PURE SERIES REC405AA |  | 0.405 | 6 | 90 | 6 |  | Fixed | Roof
NJADRE1556047383 | Administratively Determined Incentive Program | Union | 7087 | 2.43 | Residential | Behind the Meter | No | Sunwise Energy, LLC | PSE&G |  | Accepted | 2024-03-20 | 2024-04-11 | 2025-10-11 | Inverters | ENPHASE | IQ8A-72-2-US | 349 |  | 6 |  |  | 0.976 |  | Outside
NJADRE1556047848 | Administratively Determined Incentive Program | West New York | 7093 | 9.9 | Non Profit | Behind the Meter | No | Sea Bright Solar, LLC | PSE&G |  | Accepted | 2024-03-15 | 2024-04-05 | 2025-10-05 | Solar Panels | SunPower | SPR-E20-330-COM |  | 0.33 | 30 | 210 | 10 |  | Fixed | Roof
NJADRE1556047848 | Administratively Determined Incentive Program | West New York | 7093 | 9.9 | Non Profit | Behind the Meter | No | Sea Bright Solar, LLC | PSE&G |  | Accepted | 2024-03-15 | 2024-04-05 | 2025-10-05 | Inverters | SolarEdge | SE10KUS | 10000 |  | 1 |  |  | 0.975 |  | Indoor
NJADRE1556047848 | Administratively Determined Incentive Program | West New York | 7093 | 9.9 | Non Profit | Behind the Meter | No | Sea Bright Solar, LLC | PSE&G |  | Accepted | 2024-03-15 | 2024-04-05 | 2025-10-05 | Meters | WattNode | ModBus |  |  | 1 |  |  |  | Yes | Indoor
NJADRE1556055831 | Administratively Determined Incentive Program | LINDEN | 7036 | 9.2 | Residential | Behind the Meter | Yes | Sunrun Installation Services, Inc. | PSE&G |  | Accepted | 2024-03-19 | 2024-04-08 | 2025-10-08 | Solar Panels | Hanwha Q Cells | Q.PEAK DUO BLK ML-G10+/T 400 |  | 0.4 | 11 | 220 | 37 |  | Fixed | Roof
NJADRE1556055831 | Administratively Determined Incentive Program | LINDEN | 7036 | 9.2 | Residential | Behind the Meter | Yes | Sunrun Installation Services, Inc. | PSE&G |  | Accepted | 2024-03-19 | 2024-04-08 | 2025-10-08 | Solar Panels | Hanwha Q Cells | Q.PEAK DUO BLK ML-G10+/T 400 |  | 0.4 | 12 | 220 | 15 |  | Fixed | Roof
NJADRE1556055831 | Administratively Determined Incentive Program | LINDEN | 7036 | 9.2 | Residential | Behind the Meter | Yes | Sunrun Installation Services, Inc. | PSE&G |  | Accepted | 2024-03-19 | 2024-04-08 | 2025-10-08 | Inverters | Delta Electronics | E10-TL-US | 9600 |  | 1 |  |  | 0.98 |  | Outdoor
NJADRE1556055914 | Administratively Determined Incentive Program | PENNSAUKEN | 8109 | 12.8 | Residential | Behind the Meter | Yes | Sunrun Installation Services, Inc. | PSE&G |  | Accepted | 2024-03-19 | 2024-04-09 | 2025-10-09 | Solar Panels | HANWHA Q-CELLS | Q.PEAK DUO BLK ML-G10+/T 400 |  | 0.4 | 11 | 356 | 31 |  | Single Axis | Roof
NJADRE1556055914 | Administratively Determined Incentive Program | PENNSAUKEN | 8109 | 12.8 | Residential | Behind the Meter | Yes | Sunrun Installation Services, Inc. | PSE&G |  | Accepted | 2024-03-19 | 2024-04-09 | 2025-10-09 | Solar Panels | HANWHA Q-CELLS | Q.PEAK DUO BLK ML-G10+/T 400 |  | 0.4 | 6 | 356 | 23 |  | Fixed | Roof
NJADRE1556055914 | Administratively Determined Incentive Program | PENNSAUKEN | 8109 | 12.8 | Residential | Behind the Meter | Yes | Sunrun Installation Services, Inc. | PSE&G |  | Accepted | 2024-03-19 | 2024-04-09 | 2025-10-09 | Solar Panels | HANWHA Q-CELLS | Q.PEAK DUO BLK ML-G10+/T 400 |  | 0.4 | 6 | 86 | 25 |  | Fixed | Roof
NJADRE1556055914 | Administratively Determined Incentive Program | PENNSAUKEN | 8109 | 12.8 | Residential | Behind the Meter | Yes | Sunrun Installation Services, Inc. | PSE&G |  | Accepted | 2024-03-19 | 2024-04-09 | 2025-10-09 | Inverters | SolarEdge Technologies | SE10000H-USSN | 10000 |  | 1 |  |  | 0.99 |  | Outdoor | Next to meter
NJADRE1556055914 | Administratively Determined Incentive Program | PENNSAUKEN | 8109 | 12.8 | Residential | Behind the Meter | Yes | Sunrun Installation Services, Inc. | PSE&G |  | Accepted | 2024-03-19 | 2024-04-09 | 2025-10-09 | Solar Panels | HANWHA Q-CELLS | Q.PEAK DUO BLK ML-G10+/T 400 |  | 0.4 | 6 | 176 | 6 |  | Fixed | Roof
NJADRE1556055914 | Administratively Determined Incentive Program | PENNSAUKEN | 8109 | 12.8 | Residential | Behind the Meter | Yes | Sunrun Installation Services, Inc. | PSE&G |  | Accepted | 2024-03-19 | 2024-04-09 | 2025-10-09 | Solar Panels | HANWHA Q-CELLS | Q.PEAK DUO BLK ML-G10+/T 400 |  | 0.4 | 3 | 23 | 1 |  | Fixed | Roof | 176
NJADRE1556100206 | Administratively Determined Incentive Program | WEST DEPTFORD | 8086 | 14.4 | Residential | Behind the Meter | Yes | Sunrun Installation Services, Inc. | PSE&G |  | Accepted | 2024-03-26 | 2024-04-16 | 2025-10-16 | Solar Panels | HANWHA Q-CELLS | Q.PEAK DUO BLK ML-G10+/t 400 |  | 0.4 | 16 | 160 | 34 |  | Fixed | Roof
NJADRE1556100206 | Administratively Determined Incentive Program | WEST DEPTFORD | 8086 | 14.4 | Residential | Behind the Meter | Yes | Sunrun Installation Services, Inc. | PSE&G |  | Accepted | 2024-03-26 | 2024-04-16 | 2025-10-16 | Inverters | SOLAREDGE TECHNOLOGIES | SE10000H-USSN | 10000 |  | 1 |  |  | 0.99 |  | Outdoor | Next to meter
NJADRE1556100206 | Administratively Determined Incentive Program | WEST DEPTFORD | 8086 | 14.4 | Residential | Behind the Meter | Yes | Sunrun Installation Services, Inc. | PSE&G |  | Accepted | 2024-03-26 | 2024-04-16 | 2025-10-16 | Solar Panels | HANWHA Q-CELLS | Q.PEAK DUO BLK ML-G10+/t 400 |  | 0.4 | 20 | 160 | 33 |  | Fixed | Roof
NJADRE1556162509 | Administratively Determined Incentive Program | Oceanport | 7757 | 942.07 | Commercial | Behind the Meter | No | InFEWsion, LLC | JCP&L |  | Accepted | 2024-04-02 | 2024-05-08 | 2025-11-08 | Solar Panels | Znshine Solar | ZXM6-NHLDD144-445/M |  | 0.445 | 2117 | 225 | 5 |  | Fixed | Roof
NJADRE1556162509 | Administratively Determined Incentive Program | Oceanport | 7757 | 942.07 | Commercial | Behind the Meter | No | InFEWsion, LLC | JCP&L |  | Accepted | 2024-04-02 | 2024-05-08 | 2025-11-08 | Inverters | SolarEdge | SE33.3KUS | 33000 |  | 1 |  |  | 0.98 |  | Outside | Exterior Wall of the Building
NJADRE1556162509 | Administratively Determined Incentive Program | Oceanport | 7757 | 942.07 | Commercial | Behind the Meter | No | InFEWsion, LLC | JCP&L |  | Accepted | 2024-04-02 | 2024-05-08 | 2025-11-08 | Inverters | SolarEdge | SE100KUS | 100000 |  | 6 |  |  | 0.98 |  | Outside | Exterior Wall of the Building
NJADRE1556168741 | Administratively Determined Incentive Program | Palisades Park | 7650 | 4.8 | Residential | Behind the Meter | Yes | Sunrun Installation Services, Inc. | PSE&G |  | Accepted | 2024-04-03 | 2024-04-25 | 2025-10-25 | Inverters | SolarEdge Technologies | SE3800H-USMN | 3800 |  | 1 |  |  | 0.99 |  | Outdoor | Next to meter
NJADRE1556168741 | Administratively Determined Incentive Program | Palisades Park | 7650 | 4.8 | Residential | Behind the Meter | Yes | Sunrun Installation Services, Inc. | PSE&G |  | Accepted | 2024-04-03 | 2024-04-25 | 2025-10-25 | Solar Panels | Hanwha Q Cells | Q.PEAK DUO BLK ML-G10+/t 400 |  | 0.4 | 12 | 308 | 18 |  | Fixed | Roof
NJADRE1556168765 | Administratively Determined Incentive Program | PALISADES PARK | 7650 | 4.4 | Residential | Behind the Meter | Yes | Sunrun Installation Services, Inc. | PSE&G |  | Accepted | 2024-04-03 | 2024-04-25 | 2025-10-25 | Solar Panels | Hanwha Q Cells | Q.PEAK DUO BLK ML-G10+/T 400 |  | 0.4 | 7 | 127 | 13 |  | Fixed | Roof
NJADRE1556168765 | Administratively Determined Incentive Program | PALISADES PARK | 7650 | 4.4 | Residential | Behind the Meter | Yes | Sunrun Installation Services, Inc. | PSE&G |  | Accepted | 2024-04-03 | 2024-04-25 | 2025-10-25 | Solar Panels | Hanwha Q Cells | Q.PEAK DUO BLK ML-G10+/T 400 |  | 0.4 | 4 | 37 | 14 |  | Fixed | Roof
NJADRE1556168765 | Administratively Determined Incentive Program | PALISADES PARK | 7650 | 4.4 | Residential | Behind the Meter | Yes | Sunrun Installation Services, Inc. | PSE&G |  | Accepted | 2024-04-03 | 2024-04-25 | 2025-10-25 | Inverters | SolarEdge Technologies | SE3800H-USMN | 3800 |  | 1 |  |  | 0.99 |  | Outdoor
NJADRE1556168765 | Administratively Determined Incentive Program | PALISADES PARK | 7650 | 4.4 | Residential | Behind the Meter | Yes | Sunrun Installation Services, Inc. | PSE&G |  | Accepted | 2024-04-03 | 2024-04-25 | 2025-10-25 | Meters | SolarEdge Technologies | SE3800H-USMN |  |  | 1 |  |  |  | Yes | Outdoor
NJADRE1556192177 | Administratively Determined Incentive Program | MANAHAWKIN | 8050 | 359.64 | Commercial | Behind the Meter | No | NJ Solar Power, LLC | AC Electric |  | Accepted | 2024-04-05 | 2024-05-03 | 2025-11-03 | Solar Panels | Hanwha | Q.Peak Duo Blk ML-G10+ 405 |  | 0.405 | 103 | 208 | 15 |  | Fixed | Roof | roof 2
NJADRE1556192177 | Administratively Determined Incentive Program | MANAHAWKIN | 8050 | 359.64 | Commercial | Behind the Meter | No | NJ Solar Power, LLC | AC Electric |  | Accepted | 2024-04-05 | 2024-05-03 | 2025-11-03 | Solar Panels | Hanwha | Q.Peak Duo Blk ML-G10+ 405 |  | 0.405 | 76 | 118 | 30 |  | Fixed | Roof | roof 4
NJADRE1556192177 | Administratively Determined Incentive Program | MANAHAWKIN | 8050 | 359.64 | Commercial | Behind the Meter | No | NJ Solar Power, LLC | AC Electric |  | Accepted | 2024-04-05 | 2024-05-03 | 2025-11-03 | Solar Panels | Hanwha | Q.Peak Duo Blk ML-G10+ 405 |  | 0.405 | 160 | 208 | 20 |  | Fixed | Roof | roof 9
NJADRE1556192177 | Administratively Determined Incentive Program | MANAHAWKIN | 8050 | 359.64 | Commercial | Behind the Meter | No | NJ Solar Power, LLC | AC Electric |  | Accepted | 2024-04-05 | 2024-05-03 | 2025-11-03 | Solar Panels | Hanwha | Q.Peak Duo Blk ML-G10+ 405 |  | 0.405 | 150 | 208 | 15 |  | Fixed | Roof | roof 1
NJADRE1556192177 | Administratively Determined Incentive Program | MANAHAWKIN | 8050 | 359.64 | Commercial | Behind the Meter | No | NJ Solar Power, LLC | AC Electric |  | Accepted | 2024-04-05 | 2024-05-03 | 2025-11-03 | Solar Panels | Hanwha | Q.Peak Duo Blk ML-G10+ 405 |  | 0.405 | 104 | 208 | 15 |  | Fixed | Roof | roof 6
NJADRE1556192177 | Administratively Determined Incentive Program | MANAHAWKIN | 8050 | 359.64 | Commercial | Behind the Meter | No | NJ Solar Power, LLC | AC Electric |  | Accepted | 2024-04-05 | 2024-05-03 | 2025-11-03 | Solar Panels | Hanwha | Q.Peak Duo Blk ML-G10+ 405 |  | 0.405 | 42 | 208 | 15 |  | Fixed | Roof | roof 7
NJADRE1556192177 | Administratively Determined Incentive Program | MANAHAWKIN | 8050 | 359.64 | Commercial | Behind the Meter | No | NJ Solar Power, LLC | AC Electric |  | Accepted | 2024-04-05 | 2024-05-03 | 2025-11-03 | Inverters | Solaredge | SE120K-US | 240000 |  | 2 |  |  | 0.99 |  | Outside | next to meter
NJADRE1556192177 | Administratively Determined Incentive Program | MANAHAWKIN | 8050 | 359.64 | Commercial | Behind the Meter | No | NJ Solar Power, LLC | AC Electric |  | Accepted | 2024-04-05 | 2024-05-03 | 2025-11-03 | Solar Panels | Hanwha | Q.Peak Duo Blk ML-G10+ 405 |  | 0.405 | 151 | 208 | 15 |  | Fixed | Roof | roof 5
NJADRE1556192177 | Administratively Determined Incentive Program | MANAHAWKIN | 8050 | 359.64 | Commercial | Behind the Meter | No | NJ Solar Power, LLC | AC Electric |  | Accepted | 2024-04-05 | 2024-05-03 | 2025-11-03 | Solar Panels | Hanwha | Q.Peak Duo Blk ML-G10+ 405 |  | 0.405 | 40 | 208 | 15 |  | Fixed | Roof | roof 3
NJADRE1556192177 | Administratively Determined Incentive Program | MANAHAWKIN | 8050 | 359.64 | Commercial | Behind the Meter | No | NJ Solar Power, LLC | AC Electric |  | Accepted | 2024-04-05 | 2024-05-03 | 2025-11-03 | Solar Panels | Hanwha | Q.Peak Duo Blk ML-G10+ 405 |  | 0.405 | 62 | 118 | 30 |  | Fixed | Roof | roof 8
NJADRE1556230861 | Administratively Determined Incentive Program | Ewing | 8618 | 7.2 | Residential | Behind the Meter | Yes | Sunrun Installation Services, Inc. | PSE&G |  | Accepted | 2024-04-08 | 2024-05-30 | 2025-11-30 | Inverters | SolarEdge Technologies | SE5700H-USMN | 5700 |  | 1 |  |  | 0.99 |  | Outdoor | Next to meter
NJADRE1556230861 | Administratively Determined Incentive Program | Ewing | 8618 | 7.2 | Residential | Behind the Meter | Yes | Sunrun Installation Services, Inc. | PSE&G |  | Accepted | 2024-04-08 | 2024-05-30 | 2025-11-30 | Solar Panels | Hanwha Q Cells | Q.PEAK DUO BLK ML-G10+/t 400 |  | 0.4 | 4 | 317 | 29 |  | Fixed | Roof
NJADRE1556230861 | Administratively Determined Incentive Program | Ewing | 8618 | 7.2 | Residential | Behind the Meter | Yes | Sunrun Installation Services, Inc. | PSE&G |  | Accepted | 2024-04-08 | 2024-05-30 | 2025-11-30 | Solar Panels | Hanwha Q Cells | Q.PEAK DUO BLK ML-G10+/t 400 |  | 0.4 | 4 | 227 | 37 |  | Fixed | Roof
NJADRE1556230861 | Administratively Determined Incentive Program | Ewing | 8618 | 7.2 | Residential | Behind the Meter | Yes | Sunrun Installation Services, Inc. | PSE&G |  | Accepted | 2024-04-08 | 2024-05-30 | 2025-11-30 | Solar Panels | Hanwha Q Cells | Q.PEAK DUO BLK ML-G10+/t 400 |  | 0.4 | 6 | 137 | 37 |  | Fixed | Roof
NJADRE1556230861 | Administratively Determined Incentive Program | Ewing | 8618 | 7.2 | Residential | Behind the Meter | Yes | Sunrun Installation Services, Inc. | PSE&G |  | Accepted | 2024-04-08 | 2024-05-30 | 2025-11-30 | Solar Panels | Hanwha Q Cells | Q.PEAK DUO BLK ML-G10+/t 400 |  | 0.4 | 4 | 137 | 27 |  | Fixed | Roof
NJADRE1556251865 | Administratively Determined Incentive Program | WILLINGBORO TWP | 8046 | 6.8 | Residential | Behind the Meter | Yes | Sunrun Installation Services, Inc. | PSE&G |  | Accepted | 2024-04-09 | 2024-05-06 | 2025-11-06 | Inverters | Delta Electronics | E6-TL-US | 6000 |  | 1 |  |  | 0.98 |  | Outside | next to meter
NJADRE1556251865 | Administratively Determined Incentive Program | WILLINGBORO TWP | 8046 | 6.8 | Residential | Behind the Meter | Yes | Sunrun Installation Services, Inc. | PSE&G |  | Accepted | 2024-04-09 | 2024-05-06 | 2025-11-06 | Solar Panels | Hanwha Q Cells | Q.PEAK DUO BLK ML-G10+/t 400 |  | 0.4 | 9 | 148 | 19 |  | Fixed | Roof
NJADRE1556251865 | Administratively Determined Incentive Program | WILLINGBORO TWP | 8046 | 6.8 | Residential | Behind the Meter | Yes | Sunrun Installation Services, Inc. | PSE&G |  | Accepted | 2024-04-09 | 2024-05-06 | 2025-11-06 | Solar Panels | Hanwha Q Cells | Q.PEAK DUO BLK ML-G10+/t 400 |  | 0.4 | 8 | 238 | 19 |  | Fixed | Roof
NJADRE1556253173 | Administratively Determined Incentive Program | Fairfield | 7004 | 198.4 | Commercial | Behind the Meter | No | 1st Light Energy, Inc. | PSE&G |  | Accepted | 2024-04-09 | 2024-05-07 | 2025-11-07 | Solar Panels | HYPERION | HY-DH108P8-400 |  | 0.4 | 496 | 205 | 10 |  | Fixed | Roof
NJADRE1556253173 | Administratively Determined Incentive Program | Fairfield | 7004 | 198.4 | Commercial | Behind the Meter | No | 1st Light Energy, Inc. | PSE&G |  | Accepted | 2024-04-09 | 2024-05-07 | 2025-11-07 | Inverters | SOLIS | SOLIS-66K-US-F | 66000 |  | 2 |  |  | 0.984 |  | Outside
NJADRE1556256215 | Administratively Determined Incentive Program | CAMDEN CITY | 8104 | 11.48 | Residential | Behind the Meter | Yes | Sunrun Installation Services, Inc. | PSE&G |  | Accepted | 2024-04-10 | 2024-05-07 | 2025-11-07 | Solar Panels | Hanwha Q Cells | Q.PEAK DUO BLK ML-G10+ 410 |  | 0.41 | 28 | 265 | 10 |  | Fixed | Roof
NJADRE1556256215 | Administratively Determined Incentive Program | CAMDEN CITY | 8104 | 11.48 | Residential | Behind the Meter | Yes | Sunrun Installation Services, Inc. | PSE&G |  | Accepted | 2024-04-10 | 2024-05-07 | 2025-11-07 | Inverters | Tesla | POWERWALL 3 1707000-XX-Y | 11500 |  | 1 |  |  | 0.97 |  | Outside | next to meter
NJADRE1556256215 | Administratively Determined Incentive Program | CAMDEN CITY | 8104 | 11.48 | Residential | Behind the Meter | Yes | Sunrun Installation Services, Inc. | PSE&G |  | Accepted | 2024-04-10 | 2024-05-07 | 2025-11-07 | Meters | Tesla | POWERWALL 3 1707000-XX-Y |  |  | 1 |  |  |  | Yes | Outdoor
NJADRE1556256215 | Administratively Determined Incentive Program | CAMDEN CITY | 8104 | 11.48 | Residential | Behind the Meter | Yes | Sunrun Installation Services, Inc. | PSE&G |  | Accepted | 2024-04-10 | 2024-05-07 | 2025-11-07 | Electric Storage Battery | Tesla | POWERWALL 3 1707000-XX-Y |  |  | 1 |  |  |  | Lithium Ion |  | Outside
NJADRE1556265900 | Administratively Determined Incentive Program | TRENTON CITY | 8629 | 12 | Residential | Behind the Meter | Yes | Sunrun Installation Services, Inc. | PSE&G |  | Accepted | 2024-04-11 | 2024-05-08 | 2025-11-08 | Solar Panels | Hanwha Q Cells | Q.PEAK DUO BLK ML-G10+/t 400 |  | 0.4 | 5 | 160 | 17 |  | Fixed | Roof
NJADRE1556265900 | Administratively Determined Incentive Program | TRENTON CITY | 8629 | 12 | Residential | Behind the Meter | Yes | Sunrun Installation Services, Inc. | PSE&G |  | Accepted | 2024-04-11 | 2024-05-08 | 2025-11-08 | Inverters | Delta Electronics | E10-TL-US | 10000 |  | 1 |  |  | 0.98 |  | Outdoor | Next to meter
NJADRE1556265900 | Administratively Determined Incentive Program | TRENTON CITY | 8629 | 12 | Residential | Behind the Meter | Yes | Sunrun Installation Services, Inc. | PSE&G |  | Accepted | 2024-04-11 | 2024-05-08 | 2025-11-08 | Solar Panels | Hanwha Q Cells | Q.PEAK DUO BLK ML-G10+/t 400 |  | 0.4 | 8 | 160 | 15 |  | Fixed | Roof
NJADRE1556265900 | Administratively Determined Incentive Program | TRENTON CITY | 8629 | 12 | Residential | Behind the Meter | Yes | Sunrun Installation Services, Inc. | PSE&G |  | Accepted | 2024-04-11 | 2024-05-08 | 2025-11-08 | Solar Panels | Hanwha Q Cells | Q.PEAK DUO BLK ML-G10+/t 400 |  | 0.4 | 8 | 340 | 20 |  | Fixed | Roof
NJADRE1556265900 | Administratively Determined Incentive Program | TRENTON CITY | 8629 | 12 | Residential | Behind the Meter | Yes | Sunrun Installation Services, Inc. | PSE&G |  | Accepted | 2024-04-11 | 2024-05-08 | 2025-11-08 | Solar Panels | Hanwha Q Cells | Q.PEAK DUO BLK ML-G10+/t 400 |  | 0.4 | 9 | 160 | 18 |  | Fixed | Roof
NJADRE1556265900 | Administratively Determined Incentive Program | TRENTON CITY | 8629 | 12 | Residential | Behind the Meter | Yes | Sunrun Installation Services, Inc. | PSE&G |  | Accepted | 2024-04-11 | 2024-05-08 | 2025-11-08 | Meters | Delta Electronics | E10-TL-US |  |  | 1 |  |  |  | Yes | Outdoor
NJADRE1556267038 | Administratively Determined Incentive Program | NEWARK | 7114 | 657.45 | Commercial | Behind the Meter | Yes | Standard Solar, Inc. | PSE&G |  | Accepted | 2024-04-16 | 2025-07-09 | 2026-07-09 | Solar Panels | Longi | LR4-72HBD 450M |  | 0.45 | 246 | 218 | 9 |  | Fixed | Roof | Admin Roof
NJADRE1556267038 | Administratively Determined Incentive Program | NEWARK | 7114 | 657.45 | Commercial | Behind the Meter | Yes | Standard Solar, Inc. | PSE&G |  | Accepted | 2024-04-16 | 2025-07-09 | 2026-07-09 | Inverters | SolarEdge | SE80KUS | 80000 |  | 1 |  |  | 0.985 |  | Outdoor | Admin Roof
NJADRE1556267038 | Administratively Determined Incentive Program | NEWARK | 7114 | 657.45 | Commercial | Behind the Meter | Yes | Standard Solar, Inc. | PSE&G |  | Accepted | 2024-04-16 | 2025-07-09 | 2026-07-09 | Inverters | Chint Power Systems | CSA60KTL-DO/US-480 | 300000 |  | 5 |  |  | 0.985 |  | Outdoor | Admin Carport
NJADRE1556267038 | Administratively Determined Incentive Program | NEWARK | 7114 | 657.45 | Commercial | Behind the Meter | Yes | Standard Solar, Inc. | PSE&G |  | Accepted | 2024-04-16 | 2025-07-09 | 2026-07-09 | Solar Panels | Longi | LR4-72HBD 450 |  | 0.45 | 330 | 204 | 4 |  | Fixed | Roof | Reefer Roof
NJADRE1556267038 | Administratively Determined Incentive Program | NEWARK | 7114 | 657.45 | Commercial | Behind the Meter | Yes | Standard Solar, Inc. | PSE&G |  | Accepted | 2024-04-16 | 2025-07-09 | 2026-07-09 | Inverters | SolarEdge | SE120kUS | 120000 |  | 1 |  |  | 0.985 |  | Outside | Reefer Roof
NJADRE1556267038 | Administratively Determined Incentive Program | NEWARK | 7114 | 657.45 | Commercial | Behind the Meter | Yes | Standard Solar, Inc. | PSE&G |  | Accepted | 2024-04-16 | 2025-07-09 | 2026-07-09 | Solar Panels | Longi | LR4-72 HBD 450 |  | 0.45 | 885 | 232 | 3 |  | Fixed | Parking Lot | Admin Carport
NJADRE1556267038 | Administratively Determined Incentive Program | NEWARK | 7114 | 657.45 | Commercial | Behind the Meter | Yes | Standard Solar, Inc. | PSE&G |  | Accepted | 2024-04-16 | 2025-07-09 | 2026-07-09 | Meters | Veris | E51C3 |  |  | 1 |  |  |  | Yes | Outdoor
NJADRE1556274412 | Administratively Determined Incentive Program | Pennsauken Township | 8109 | 10 | Residential | Behind the Meter | Yes | Sunrun Installation Services, Inc. | PSE&G |  | Accepted | 2024-04-12 | 2024-05-08 | 2025-11-08 | Inverters | SOLAREDGE TECHNOLOGIES | SE7600H-USSN | 7600 |  | 1 |  |  | 0.99 |  | Outdoor
NJADRE1556274412 | Administratively Determined Incentive Program | Pennsauken Township | 8109 | 10 | Residential | Behind the Meter | Yes | Sunrun Installation Services, Inc. | PSE&G |  | Accepted | 2024-04-12 | 2024-05-08 | 2025-11-08 | Solar Panels | HANWHA Q-CELLS | Q.PEAK DUO BLK ML-G10+/T 400 |  | 0.4 | 2 | 327 | 19 |  | Fixed | Roof
NJADRE1556274412 | Administratively Determined Incentive Program | Pennsauken Township | 8109 | 10 | Residential | Behind the Meter | Yes | Sunrun Installation Services, Inc. | PSE&G |  | Accepted | 2024-04-12 | 2024-05-08 | 2025-11-08 | Solar Panels | HANWHA Q-CELLS | Q.PEAK DUO BLK ML-G10+/T 400 |  | 0.4 | 9 | 327 | 22 |  | Fixed | Roof
NJADRE1556274412 | Administratively Determined Incentive Program | Pennsauken Township | 8109 | 10 | Residential | Behind the Meter | Yes | Sunrun Installation Services, Inc. | PSE&G |  | Accepted | 2024-04-12 | 2024-05-08 | 2025-11-08 | Solar Panels | HANWHA Q-CELLS | Q.PEAK DUO BLK ML-G10+/T 400 |  | 0.4 | 9 | 147 | 21 |  | Fixed | Roof
NJADRE1556274412 | Administratively Determined Incentive Program | Pennsauken Township | 8109 | 10 | Residential | Behind the Meter | Yes | Sunrun Installation Services, Inc. | PSE&G |  | Accepted | 2024-04-12 | 2024-05-08 | 2025-11-08 | Solar Panels | HANWHA Q-CELLS | Q.PEAK DUO BLK ML-G10+/T 400 |  | 0.4 | 2 | 147 | 18 |  | Fixed | Roof
NJADRE1556274412 | Administratively Determined Incentive Program | Pennsauken Township | 8109 | 10 | Residential | Behind the Meter | Yes | Sunrun Installation Services, Inc. | PSE&G |  | Accepted | 2024-04-12 | 2024-05-08 | 2025-11-08 | Solar Panels | HANWHA Q-CELLS | Q.PEAK DUO BLK ML-G10+/T 400 |  | 0.4 | 3 | 147 | 18 |  | Fixed | Roof
NJADRE1556288066 | Administratively Determined Incentive Program | ORANGE | 7050 | 3.69 | Residential | Behind the Meter | Yes | Pro Custom Solar dba Momentum Solar | PSE&G |  | Accepted | 2024-04-16 | 2024-05-13 | 2025-11-13 | Inverters | ENPHASE | IQ7PLUS-72-2-US | 290 |  | 9 |  |  | 0.97 |  | Outdoor
NJADRE1556288066 | Administratively Determined Incentive Program | ORANGE | 7050 | 3.69 | Residential | Behind the Meter | Yes | Pro Custom Solar dba Momentum Solar | PSE&G |  | Accepted | 2024-04-16 | 2024-05-13 | 2025-11-13 | Solar Panels | hanwha | q.peak duo blk ml-g10+410 |  | 0.41 | 9 | 208 | 4 |  | Fixed | Roof
NJADRE1556288104 | Administratively Determined Incentive Program | Salem | 8079 | 6.4 | Residential | Behind the Meter | Yes | PosiGen Developer, LLC | AC Electric |  | Accepted | 2024-04-15 | 2024-05-10 | 2025-11-10 | Solar Panels | Silfab | SIL-400 HC+ |  | 0.4 | 4 | 166 | 14 |  | Fixed | Roof
NJADRE1556288104 | Administratively Determined Incentive Program | Salem | 8079 | 6.4 | Residential | Behind the Meter | Yes | PosiGen Developer, LLC | AC Electric |  | Accepted | 2024-04-15 | 2024-05-10 | 2025-11-10 | Solar Panels | Silfab | SIL-400 HC+ |  | 0.4 | 12 | 166 | 32 |  | Fixed | Roof
NJADRE1556288104 | Administratively Determined Incentive Program | Salem | 8079 | 6.4 | Residential | Behind the Meter | Yes | PosiGen Developer, LLC | AC Electric |  | Accepted | 2024-04-15 | 2024-05-10 | 2025-11-10 | Inverters | SolarEdge | SE6000H-US | 6000 |  | 1 |  |  | 0.99 |  | Outdoor | within ten feet of meter
NJADRE1556301023 | Administratively Determined Incentive Program | Linden | 7036 | 4 | Residential | Behind the Meter | Yes | Sunrun Installation Services, Inc. | PSE&G |  | Accepted | 2024-04-16 | 2024-05-10 | 2025-11-10 | Solar Panels | Hanwha Q Cells | Q.PEAK DUO BLK ML-G10+/t 400 |  | 0.4 | 4 | 327 | 35 |  | Fixed | Roof
NJADRE1556301023 | Administratively Determined Incentive Program | Linden | 7036 | 4 | Residential | Behind the Meter | Yes | Sunrun Installation Services, Inc. | PSE&G |  | Accepted | 2024-04-16 | 2024-05-10 | 2025-11-10 | Solar Panels | Hanwha Q Cells | Q.PEAK DUO BLK ML-G10+/t 400 |  | 0.4 | 4 | 147 | 29 |  | Fixed | Roof
NJADRE1556301023 | Administratively Determined Incentive Program | Linden | 7036 | 4 | Residential | Behind the Meter | Yes | Sunrun Installation Services, Inc. | PSE&G |  | Accepted | 2024-04-16 | 2024-05-10 | 2025-11-10 | Inverters | SolarEdge Technologies | SE3800H-USMN | 3800 |  | 1 |  |  | 0.99 |  | Outdoor | Next to meter
NJADRE1556301023 | Administratively Determined Incentive Program | Linden | 7036 | 4 | Residential | Behind the Meter | Yes | Sunrun Installation Services, Inc. | PSE&G |  | Accepted | 2024-04-16 | 2024-05-10 | 2025-11-10 | Solar Panels | Hanwha Q Cells | Q.PEAK DUO BLK ML-G10+/t 400 |  | 0.4 | 2 | 147 | 12 |  | Fixed | Roof
NJADRE1556301185 | Administratively Determined Incentive Program | NUTLEY | 7110 | 6 | Residential | Behind the Meter | Yes | Sunrun Installation Services, Inc. | PSE&G |  | Accepted | 2024-04-16 | 2024-05-10 | 2025-11-10 | Solar Panels | Hanwha Q Cells | Q.PEAK DUO BLK ML-G10+/t 400 |  | 0.4 | 15 | 276 | 31 |  | Fixed | Roof
NJADRE1556301185 | Administratively Determined Incentive Program | NUTLEY | 7110 | 6 | Residential | Behind the Meter | Yes | Sunrun Installation Services, Inc. | PSE&G |  | Accepted | 2024-04-16 | 2024-05-10 | 2025-11-10 | Inverters | SolarEdge Technologies | SE7600H-USSN | 7600 |  | 1 |  |  | 0.99 |  | Outside | Next to meter
NJADRE1556304056 | Administratively Determined Incentive Program | PENNS GROVE | 8069 | 6.4 | Residential | Behind the Meter | Yes | PosiGen Developer, LLC | AC Electric |  | Accepted | 2024-04-16 | 2024-05-13 | 2025-11-13 | Inverters | SolarEdge | SE6000H-US | 6000 |  | 1 |  |  | 0.99 |  | Outdoor | within ten feet of meter
NJADRE1556304056 | Administratively Determined Incentive Program | PENNS GROVE | 8069 | 6.4 | Residential | Behind the Meter | Yes | PosiGen Developer, LLC | AC Electric |  | Accepted | 2024-04-16 | 2024-05-13 | 2025-11-13 | Solar Panels | Silfab | SIL-400 HC+ |  | 0.4 | 16 | 212 | 27 |  | Fixed | Roof
NJADRE1556307403 | Administratively Determined Incentive Program | Clifton | 7011 | 4.1 | Residential | Behind the Meter | Yes | PosiGen Developer, LLC | PSE&G |  | Accepted | 2024-04-17 | 2024-05-14 | 2025-11-14 | Solar Panels | Canadian Solar | CS3N-410MS |  | 0.41 | 3 | 331 | 28 |  | Fixed | Roof
NJADRE1556307403 | Administratively Determined Incentive Program | Clifton | 7011 | 4.1 | Residential | Behind the Meter | Yes | PosiGen Developer, LLC | PSE&G |  | Accepted | 2024-04-17 | 2024-05-14 | 2025-11-14 | Solar Panels | Canadian Solar | CS3N-410MS |  | 0.41 | 7 | 151 | 28 |  | Fixed | Roof
NJADRE1556307403 | Administratively Determined Incentive Program | Clifton | 7011 | 4.1 | Residential | Behind the Meter | Yes | PosiGen Developer, LLC | PSE&G |  | Accepted | 2024-04-17 | 2024-05-14 | 2025-11-14 | Inverters | SolarEdge | SE3800H-US | 3800 |  | 1 |  |  | 0.99 |  | Outdoor | within ten feet of meter
NJADRE1556310628 | Administratively Determined Incentive Program | Trenton | 8618 | 3.2 | Residential | Behind the Meter | Yes | Sunrun Installation Services, Inc. | PSE&G |  | Accepted | 2024-04-18 | 2024-05-14 | 2025-11-14 | Solar Panels | Hanwha Q Cells | Q.PEAK DUO BLK ML-G10+/t 400 |  | 0.4 | 4 | 209 | 31 |  | Fixed | Roof
NJADRE1556310628 | Administratively Determined Incentive Program | Trenton | 8618 | 3.2 | Residential | Behind the Meter | Yes | Sunrun Installation Services, Inc. | PSE&G |  | Accepted | 2024-04-18 | 2024-05-14 | 2025-11-14 | Inverters | SolarEdge Technologies | SE3800H-USMN | 3800 |  | 1 |  |  | 0.99 |  | Outdoor | Next to meter
NJADRE1556310628 | Administratively Determined Incentive Program | Trenton | 8618 | 3.2 | Residential | Behind the Meter | Yes | Sunrun Installation Services, Inc. | PSE&G |  | Accepted | 2024-04-18 | 2024-05-14 | 2025-11-14 | Solar Panels | Hanwha Q Cells | Q.PEAK DUO BLK ML-G10+/t 400 |  | 0.4 | 4 | 29 | 36 |  | Fixed | Roof
NJADRE1556323029 | Administratively Determined Incentive Program | Union | 7087 | 1.22 | Commercial | Behind the Meter | No | Sunwise Energy, LLC | PSE&G |  | Accepted | 2024-04-22 | 2024-05-16 | 2025-11-16 | Solar Panels | REC ALPHA | REC405AA |  | 0.405 | 3 | 90 | 6 |  | Fixed | Roof
NJADRE1556323029 | Administratively Determined Incentive Program | Union | 7087 | 1.22 | Commercial | Behind the Meter | No | Sunwise Energy, LLC | PSE&G |  | Accepted | 2024-04-22 | 2024-05-16 | 2025-11-16 | Inverters | ENPHASE ENERGY | IQ8A-72-2-US | 366 |  | 3 |  |  | 0.976 |  | Outside
NJADRE1556323029 | Administratively Determined Incentive Program | Union | 7087 | 1.22 | Commercial | Behind the Meter | No | Sunwise Energy, LLC | PSE&G |  | Accepted | 2024-04-22 | 2024-05-16 | 2025-11-16 | Meters | ENPHASE ENERGY | X2-IQ-AM1-240-4/ IQ Combinber |  |  | 1 |  |  |  | Yes | Outdoor
NJADRE1556382260 | Administratively Determined Incentive Program | Union City | 7087 | 2.43 | Residential | Behind the Meter | No | Sunwise Energy, LLC | PSE&G |  | Accepted | 2024-04-25 | 2024-05-20 | 2025-11-20 | Solar Panels | REC ALPHA | REC405AA |  | 0.405 | 6 | 90 | 6 |  | Fixed | Roof
NJADRE1556382260 | Administratively Determined Incentive Program | Union City | 7087 | 2.43 | Residential | Behind the Meter | No | Sunwise Energy, LLC | PSE&G |  | Accepted | 2024-04-25 | 2024-05-20 | 2025-11-20 | Inverters | ENPHASE ENERGY | IQ8A-72-2-US | 349 |  | 6 |  |  | 0.976 |  | Outside
NJADRE1556382957 | Administratively Determined Incentive Program | NORTHFIELD | 8225 | 10.38 | Residential | Behind the Meter | Yes | Ecological Systems, LLC | AC Electric |  | Accepted | 2024-04-25 | 2024-05-24 | 2025-11-24 | Meters | SOLAREDGE | SE7600H | 0 |  | 1 |  |  |  | Yes | Outdoor
NJADRE1556382957 | Administratively Determined Incentive Program | NORTHFIELD | 8225 | 10.38 | Residential | Behind the Meter | Yes | Ecological Systems, LLC | AC Electric |  | Accepted | 2024-04-25 | 2024-05-24 | 2025-11-24 | Inverters | Enphase | IQ8M | 325 |  | 25 |  |  | 0.975 |  | Outside
NJADRE1556382957 | Administratively Determined Incentive Program | NORTHFIELD | 8225 | 10.38 | Residential | Behind the Meter | Yes | Ecological Systems, LLC | AC Electric |  | Accepted | 2024-04-25 | 2024-05-24 | 2025-11-24 | Solar Panels | Bluesun | BMS415 |  | 0.415 | 25 | 180 | 25 |  | Fixed | Roof
NJADRE1556386625 | Administratively Determined Incentive Program | VINELAND | 8360 | 9.2 | Residential | Behind the Meter | Yes | Sunrun Installation Services, Inc. | Vineland Muni Electric |  | Accepted | 2024-04-26 | 2024-06-03 | 2025-12-03 | Solar Panels | Hanwha Q Cells | Q.PEAK DUO BLK ML-G10+/t 400 |  | 0.4 | 6 | 110 | 23 |  | Fixed | Roof
NJADRE1556386625 | Administratively Determined Incentive Program | VINELAND | 8360 | 9.2 | Residential | Behind the Meter | Yes | Sunrun Installation Services, Inc. | Vineland Muni Electric |  | Accepted | 2024-04-26 | 2024-06-03 | 2025-12-03 | Solar Panels | Hanwha Q Cells | Q.PEAK DUO BLK ML-G10+/t 400 |  | 0.4 | 17 | 290 | 22 |  | Fixed | Roof
NJADRE1556386625 | Administratively Determined Incentive Program | VINELAND | 8360 | 9.2 | Residential | Behind the Meter | Yes | Sunrun Installation Services, Inc. | Vineland Muni Electric |  | Accepted | 2024-04-26 | 2024-06-03 | 2025-12-03 | Inverters | Delta Electronics | E8-TL-US | 8000 |  | 1 |  |  | 0.98 |  | Outdoor | Next to meter
NJADRE1556386758 | Administratively Determined Incentive Program | CLEMENTON | 8021 | 6.4 | Residential | Behind the Meter | Yes | Sunrun Installation Services, Inc. | AC Electric |  | Accepted | 2024-04-26 | 2024-06-06 | 2025-12-06 | Inverters | SOLAREDGE TECHNOLOGIES | SE6000H-USSN | 6000 |  | 1 |  |  | 0.99 |  | Outdoor
NJADRE1556386758 | Administratively Determined Incentive Program | CLEMENTON | 8021 | 6.4 | Residential | Behind the Meter | Yes | Sunrun Installation Services, Inc. | AC Electric |  | Accepted | 2024-04-26 | 2024-06-06 | 2025-12-06 | Solar Panels | HANWHA Q-CELLS | Q.PEAK DUO BLK ML-G10+/T 400 |  | 0.4 | 16 | 214 | 22 |  | Fixed | Roof
NJADRE1556386758 | Administratively Determined Incentive Program | CLEMENTON | 8021 | 6.4 | Residential | Behind the Meter | Yes | Sunrun Installation Services, Inc. | AC Electric |  | Accepted | 2024-04-26 | 2024-06-06 | 2025-12-06 | Meters | SOLAREDGE TECHNOLOGIES | SE6000H-USSN |  |  | 1 |  |  |  | Yes | Outdoor
NJADRE1556387025 | Administratively Determined Incentive Program | GLOUCESTER CITY | 8030 | 18.17 | Residential | Behind the Meter | No | Bright Ops, Inc. | PSE&G |  | Accepted | 2024-04-26 | 2024-06-03 | 2025-12-03 | Solar Panels | Canadian Solar | CS6R-395MS |  | 0.395 | 10 | 186 | 30 |  | Fixed | Roof
NJADRE1556387025 | Administratively Determined Incentive Program | GLOUCESTER CITY | 8030 | 18.17 | Residential | Behind the Meter | No | Bright Ops, Inc. | PSE&G |  | Accepted | 2024-04-26 | 2024-06-03 | 2025-12-03 | Solar Panels | Canadian Solar | CS6R-395MS |  | 0.395 | 3 | 277 | 14 |  | Fixed | Roof
NJADRE1556387025 | Administratively Determined Incentive Program | GLOUCESTER CITY | 8030 | 18.17 | Residential | Behind the Meter | No | Bright Ops, Inc. | PSE&G |  | Accepted | 2024-04-26 | 2024-06-03 | 2025-12-03 | Solar Panels | Canadian Solar | CS6R-395MS |  | 0.395 | 6 | 186 | 9 |  | Fixed | Roof
NJADRE1556387025 | Administratively Determined Incentive Program | GLOUCESTER CITY | 8030 | 18.17 | Residential | Behind the Meter | No | Bright Ops, Inc. | PSE&G |  | Accepted | 2024-04-26 | 2024-06-03 | 2025-12-03 | Solar Panels | Canadian Solar | CS6R-395MS |  | 0.395 | 12 | 5 | 30 |  | Fixed | Roof
NJADRE1556387025 | Administratively Determined Incentive Program | GLOUCESTER CITY | 8030 | 18.17 | Residential | Behind the Meter | No | Bright Ops, Inc. | PSE&G |  | Accepted | 2024-04-26 | 2024-06-03 | 2025-12-03 | Inverters | SolarEdge | SE10000H-USRGM | 10000 |  | 1 |  |  | 0.98 |  | Outdoor | OUTSIDE
NJADRE1556387025 | Administratively Determined Incentive Program | GLOUCESTER CITY | 8030 | 18.17 | Residential | Behind the Meter | No | Bright Ops, Inc. | PSE&G |  | Accepted | 2024-04-26 | 2024-06-03 | 2025-12-03 | Inverters | SolarEdge | SE3800H-USRGM | 3800 |  | 1 |  |  | 0.98 |  | Outdoor | Outside
NJADRE1556387025 | Administratively Determined Incentive Program | GLOUCESTER CITY | 8030 | 18.17 | Residential | Behind the Meter | No | Bright Ops, Inc. | PSE&G |  | Accepted | 2024-04-26 | 2024-06-03 | 2025-12-03 | Solar Panels | Canadian Solar | CS6R-395MS |  | 0.395 | 3 | 96 | 18 |  | Fixed | Roof
NJADRE1556387025 | Administratively Determined Incentive Program | GLOUCESTER CITY | 8030 | 18.17 | Residential | Behind the Meter | No | Bright Ops, Inc. | PSE&G |  | Accepted | 2024-04-26 | 2024-06-03 | 2025-12-03 | Solar Panels | Canadian Solar | CS6R-395MS |  | 0.395 | 12 | 186 | 18 |  | Fixed | Roof
NJADRE1556396574 | Administratively Determined Incentive Program | SOMERSET | 8873 | 7.2 | Residential | Behind the Meter | Yes | Sunrun Installation Services, Inc. | PSE&G |  | Accepted | 2024-04-30 | 2024-06-05 | 2025-12-05 | Solar Panels | Hanwha Q Cells | Q.PEAK DUO BLK ML-G10+/t 400 |  | 0.4 | 12 | 38 | 17 |  | Fixed | Roof
NJADRE1556396574 | Administratively Determined Incentive Program | SOMERSET | 8873 | 7.2 | Residential | Behind the Meter | Yes | Sunrun Installation Services, Inc. | PSE&G |  | Accepted | 2024-04-30 | 2024-06-05 | 2025-12-05 | Inverters | SolarEdge Technologies | SE5700H-USMN | 5700 |  | 1 |  |  | 0.99 |  | Outdoor
NJADRE1556396574 | Administratively Determined Incentive Program | SOMERSET | 8873 | 7.2 | Residential | Behind the Meter | Yes | Sunrun Installation Services, Inc. | PSE&G |  | Accepted | 2024-04-30 | 2024-06-05 | 2025-12-05 | Solar Panels | Hanwha Q Cells | Q.PEAK DUO BLK ML-G10+/t 400 |  | 0.4 | 6 | 38 | 17 |  | Fixed | Roof
NJADRE1556402256 | Administratively Determined Incentive Program | Franklin | 8873 | 5.6 | Residential | Behind the Meter | Yes | Sunrun Installation Services, Inc. | PSE&G |  | Accepted | 2024-05-01 | 2024-06-06 | 2025-12-06 | Inverters | SOLAREDGE TECHNOLOGIES | SE3800H-USMN | 3800 |  | 1 |  |  | 0.99 |  | Outdoor
NJADRE1556402256 | Administratively Determined Incentive Program | Franklin | 8873 | 5.6 | Residential | Behind the Meter | Yes | Sunrun Installation Services, Inc. | PSE&G |  | Accepted | 2024-05-01 | 2024-06-06 | 2025-12-06 | Solar Panels | Hanwha Q-Cells | Q.PEAK DUO BLKML-G10+/T 400 |  | 0.4 | 14 | 166 | 19 |  | Fixed | Roof
NJADRE1556402256 | Administratively Determined Incentive Program | Franklin | 8873 | 5.6 | Residential | Behind the Meter | Yes | Sunrun Installation Services, Inc. | PSE&G |  | Accepted | 2024-05-01 | 2024-06-06 | 2025-12-06 | Electric Storage Battery | TESLA | POWERWALL |  |  | 1 |  |  |  | Lithium Ion |  | OUTSIDE
NJADRE1556415682 | Administratively Determined Incentive Program | Newark | 7108 | 8.51 | Residential | Behind the Meter | Yes | Brilliant Installations, Inc. | PSE&G |  | Accepted | 2024-05-03 | 2024-06-10 | 2025-12-10 | Solar Panels | HANWHA | Q.PEAK DUO BLK ML-G10+ 405 |  | 0.405 | 11 | 17 | 36 |  | Fixed | Roof
NJADRE1556415682 | Administratively Determined Incentive Program | Newark | 7108 | 8.51 | Residential | Behind the Meter | Yes | Brilliant Installations, Inc. | PSE&G |  | Accepted | 2024-05-03 | 2024-06-10 | 2025-12-10 | Inverters | Enphase | IQ8PLUS-72-2-US | 290 |  | 21 |  |  | 0.97 |  | Outdoor
NJADRE1556415682 | Administratively Determined Incentive Program | Newark | 7108 | 8.51 | Residential | Behind the Meter | Yes | Brilliant Installations, Inc. | PSE&G |  | Accepted | 2024-05-03 | 2024-06-10 | 2025-12-10 | Solar Panels | HANWHA | Q.PEAK DUO BLK ML-G10+ 405 |  | 0.405 | 10 | 197 | 36 |  | Fixed | Roof
NJADRE1556415682 | Administratively Determined Incentive Program | Newark | 7108 | 8.51 | Residential | Behind the Meter | Yes | Brilliant Installations, Inc. | PSE&G |  | Accepted | 2024-05-03 | 2024-06-10 | 2025-12-10 | Meters | Enphase | X2-IQ-AM1-240-4 |  |  | 1 |  |  |  | Yes | Outdoor
NJADRE1556425325 | Administratively Determined Incentive Program | Avalon | 8202 | 9.24 | Residential | Behind the Meter | No | Sea Bright Solar, LLC | AC Electric |  | Accepted | 2024-05-06 | 2024-06-10 | 2025-12-10 | Inverters | Enphase | IQ7HS-66-M-ACM-US | 384 |  | 21 |  |  | 0.97 |  | Outdoor
NJADRE1556425325 | Administratively Determined Incentive Program | Avalon | 8202 | 9.24 | Residential | Behind the Meter | No | Sea Bright Solar, LLC | AC Electric |  | Accepted | 2024-05-06 | 2024-06-10 | 2025-12-10 | Solar Panels | SunPower | SPR-M440-WHT-AC |  | 0.44 | 14 | 123 | 23 |  | Fixed | Roof
NJADRE1556425325 | Administratively Determined Incentive Program | Avalon | 8202 | 9.24 | Residential | Behind the Meter | No | Sea Bright Solar, LLC | AC Electric |  | Accepted | 2024-05-06 | 2024-06-10 | 2025-12-10 | Solar Panels | SunPower | SPR-M440-WHT-AC |  | 0.44 | 7 | 213 | 23 |  | Fixed | Roof
NJADRE1556425325 | Administratively Determined Incentive Program | Avalon | 8202 | 9.24 | Residential | Behind the Meter | No | Sea Bright Solar, LLC | AC Electric |  | Accepted | 2024-05-06 | 2024-06-10 | 2025-12-10 | Meters | Enphase | IQ Combiner 5C |  |  | 1 |  |  |  | Yes | Outdoor
NJADRE1556428798 | Administratively Determined Incentive Program | Paterson | 7524 | 4.8 | Residential | Behind the Meter | Yes | Sunrun Installation Services, Inc. | PSE&G |  | Accepted | 2024-05-07 | 2024-06-11 | 2025-12-11 | Inverters | Delta Electronics | E4-TL-US | 4000 |  | 1 |  |  | 0.98 |  | Outdoor | Next to meter
NJADRE1556428798 | Administratively Determined Incentive Program | Paterson | 7524 | 4.8 | Residential | Behind the Meter | Yes | Sunrun Installation Services, Inc. | PSE&G |  | Accepted | 2024-05-07 | 2024-06-11 | 2025-12-11 | Solar Panels | Hanwha Q Cells | Q.PEAK DUO BLK ML-G10+/t 400 |  | 0.4 | 12 | 193 | 29 |  | Fixed | Roof
NJADRE1556428798 | Administratively Determined Incentive Program | Paterson | 7524 | 4.8 | Residential | Behind the Meter | Yes | Sunrun Installation Services, Inc. | PSE&G |  | Accepted | 2024-05-07 | 2024-06-11 | 2025-12-11 | Meters | DELTA ELECTRONICS | E4-TL-US |  |  | 1 |  |  |  | Yes | Outdoor
NJADRE1556460088 | Administratively Determined Incentive Program | NEWARK CITY | 7112 | 5.67 | Residential | Behind the Meter | Yes | Brilliant Installations, Inc. | PSE&G |  | Accepted | 2024-05-09 | 2024-06-17 | 2025-12-17 | Solar Panels | HANWHA | Q.PEAK DUO BLK ML-G10+ 405 |  | 0.405 | 14 | 305 | 9 |  | Fixed | Roof
NJADRE1556460088 | Administratively Determined Incentive Program | NEWARK CITY | 7112 | 5.67 | Residential | Behind the Meter | Yes | Brilliant Installations, Inc. | PSE&G |  | Accepted | 2024-05-09 | 2024-06-17 | 2025-12-17 | Inverters | Enphase | IQ8PLUS-72-2-US | 290 |  | 14 |  |  | 0.97 |  | Outdoor
NJADRE1556460270 | Administratively Determined Incentive Program | Paterson | 7501 | 4.8 | Residential | Behind the Meter | Yes | PosiGen Developer, LLC | PSE&G |  | Accepted | 2024-05-09 | 2024-06-13 | 2025-12-13 | Inverters | SolarEdge | SE3800H-US | 3800 |  | 1 |  |  | 0.99 |  | Outdoor | within ten feet of meter
NJADRE1556460270 | Administratively Determined Incentive Program | Paterson | 7501 | 4.8 | Residential | Behind the Meter | Yes | PosiGen Developer, LLC | PSE&G |  | Accepted | 2024-05-09 | 2024-06-13 | 2025-12-13 | Solar Panels | Silfab | SIL-400 HC+ |  | 0.4 | 2 | 104 | 34 |  | Fixed | Roof
NJADRE1556460270 | Administratively Determined Incentive Program | Paterson | 7501 | 4.8 | Residential | Behind the Meter | Yes | PosiGen Developer, LLC | PSE&G |  | Accepted | 2024-05-09 | 2024-06-13 | 2025-12-13 | Solar Panels | Silfab | SIL-400 HC+ |  | 0.4 | 10 | 284 | 34 |  | Fixed | Roof
NJADRE1556463403 | Administratively Determined Incentive Program | East Orange | 7017 | 7.2 | Residential | Behind the Meter | Yes | Sunrun Installation Services, Inc. | PSE&G |  | Accepted | 2024-05-10 | 2024-06-14 | 2025-12-14 | Inverters | SolarEdge Technologies | SE5700H-USMN | 5760 |  | 1 |  |  | 0.99 |  | Outdoor | Next to meter
NJADRE1556463403 | Administratively Determined Incentive Program | East Orange | 7017 | 7.2 | Residential | Behind the Meter | Yes | Sunrun Installation Services, Inc. | PSE&G |  | Accepted | 2024-05-10 | 2024-06-14 | 2025-12-14 | Solar Panels | Hanwha Q Cells | Q.PEAK DUO BLK ML-G10+/t 400 |  | 0.4 | 18 | 113 | 40 |  | Fixed | Roof
NJADRE1556478377 | Administratively Determined Incentive Program | NEWARK | 7105 | 3.83 | Residential | Behind the Meter | Yes | Brilliant Installations, Inc. | PSE&G |  | Accepted | 2024-05-15 | 2024-06-19 | 2025-12-19 | Inverters | ENPHASE | IQ8PLUS-72-2-US | 290 |  | 9 |  |  | 0.97 |  | Outdoor
NJADRE1556478377 | Administratively Determined Incentive Program | NEWARK | 7105 | 3.83 | Residential | Behind the Meter | Yes | Brilliant Installations, Inc. | PSE&G |  | Accepted | 2024-05-15 | 2024-06-19 | 2025-12-19 | Solar Panels | Jinko Solar | JKM425N-54HL-4-B |  | 0.425 | 9 | 196 | 25 |  | Fixed | Roof
NJADRE1556492897 | Administratively Determined Incentive Program | BURLINGTON CITY | 8016 | 12.4 | Residential | Behind the Meter | Yes | Sunrun Installation Services, Inc. | PSE&G |  | Accepted | 2024-05-16 | 2024-06-20 | 2025-12-20 | Solar Panels | Hanwha Q Cells | Q.PEAK DUO BLK ML-G10+/t 400 |  | 0.4 | 4 | 86 | 23 |  | Fixed | Roof
NJADRE1556492897 | Administratively Determined Incentive Program | BURLINGTON CITY | 8016 | 12.4 | Residential | Behind the Meter | Yes | Sunrun Installation Services, Inc. | PSE&G |  | Accepted | 2024-05-16 | 2024-06-20 | 2025-12-20 | Solar Panels | Hanwha Q Cells | Q.PEAK DUO BLK ML-G10+/t 400 |  | 0.4 | 15 | 266 | 23 |  | Fixed | Roof
NJADRE1556492897 | Administratively Determined Incentive Program | BURLINGTON CITY | 8016 | 12.4 | Residential | Behind the Meter | Yes | Sunrun Installation Services, Inc. | PSE&G |  | Accepted | 2024-05-16 | 2024-06-20 | 2025-12-20 | Inverters | SolarEdge Technologies | SE10000H-USMN | 10000 |  | 1 |  |  | 0.99 |  | Outdoor | Next to meter
NJADRE1556492897 | Administratively Determined Incentive Program | BURLINGTON CITY | 8016 | 12.4 | Residential | Behind the Meter | Yes | Sunrun Installation Services, Inc. | PSE&G |  | Accepted | 2024-05-16 | 2024-06-20 | 2025-12-20 | Solar Panels | Hanwha Q Cells | Q.PEAK DUO BLK ML-G10+/t 400 |  | 0.4 | 2 | 176 | 23 |  | Fixed | Roof
NJADRE1556492897 | Administratively Determined Incentive Program | BURLINGTON CITY | 8016 | 12.4 | Residential | Behind the Meter | Yes | Sunrun Installation Services, Inc. | PSE&G |  | Accepted | 2024-05-16 | 2024-06-20 | 2025-12-20 | Solar Panels | Hanwha Q Cells | Q.PEAK DUO BLK ML-G10+/t 400 |  | 0.4 | 4 | 265 | 23 |  | Fixed | Roof
NJADRE1556492897 | Administratively Determined Incentive Program | BURLINGTON CITY | 8016 | 12.4 | Residential | Behind the Meter | Yes | Sunrun Installation Services, Inc. | PSE&G |  | Accepted | 2024-05-16 | 2024-06-20 | 2025-12-20 | Solar Panels | Hanwha Q Cells | Q.PEAK DUO BLK ML-G10+/t 400 |  | 0.4 | 6 | 86 | 23 |  | Fixed | Roof
NJADRE1556497462 | Administratively Determined Incentive Program | NEWARK | 7112 | 8.2 | Residential | Behind the Meter | Yes | PosiGen Developer, LLC | PSE&G |  | Accepted | 2024-05-17 | 2024-06-24 | 2025-12-24 | Inverters | SOLAREDGE | SE6000H-US | 6000 |  | 1 |  |  | 0.99 |  | Outside | Within ten feet of meter
NJADRE1556497462 | Administratively Determined Incentive Program | NEWARK | 7112 | 8.2 | Residential | Behind the Meter | Yes | PosiGen Developer, LLC | PSE&G |  | Accepted | 2024-05-17 | 2024-06-24 | 2025-12-24 | Solar Panels | MSOLAR | TXI10-410108BB |  | 0.41 | 12 | 221 | 30 |  | Fixed | Roof
NJADRE1556497462 | Administratively Determined Incentive Program | NEWARK | 7112 | 8.2 | Residential | Behind the Meter | Yes | PosiGen Developer, LLC | PSE&G |  | Accepted | 2024-05-17 | 2024-06-24 | 2025-12-24 | Solar Panels | MSOLAR | TXI10-410108BB |  | 0.41 | 8 | 41 | 30 |  | Fixed | Roof
NJADRE1556504999 | Administratively Determined Incentive Program | Franklinville | 8322 | 13.6 | Residential | Behind the Meter | Yes | Sunrun Installation Services, Inc. | AC Electric |  | Accepted | 2024-05-20 | 2024-06-24 | 2025-12-24 | Solar Panels | HANWHA Q-CELLS | Q.PEAK DUO BLK ML-G10+/t 400 |  | 0.4 | 6 | 351 | 37 |  | Fixed | Roof
NJADRE1556504999 | Administratively Determined Incentive Program | Franklinville | 8322 | 13.6 | Residential | Behind the Meter | Yes | Sunrun Installation Services, Inc. | AC Electric |  | Accepted | 2024-05-20 | 2024-06-24 | 2025-12-24 | Solar Panels | HANWHA Q-CELLS | Q.PEAK DUO BLK ML-G10+/t 400 |  | 0.4 | 6 | 171 | 34 |  | Fixed | Roof
NJADRE1556504999 | Administratively Determined Incentive Program | Franklinville | 8322 | 13.6 | Residential | Behind the Meter | Yes | Sunrun Installation Services, Inc. | AC Electric |  | Accepted | 2024-05-20 | 2024-06-24 | 2025-12-24 | Solar Panels | HANWHA Q-CELLS | Q.PEAK DUO BLK ML-G10+/t 400 |  | 0.4 | 12 | 349 | 21 |  | Fixed | Roof
NJADRE1556504999 | Administratively Determined Incentive Program | Franklinville | 8322 | 13.6 | Residential | Behind the Meter | Yes | Sunrun Installation Services, Inc. | AC Electric |  | Accepted | 2024-05-20 | 2024-06-24 | 2025-12-24 | Inverters | SOLAREDGE TECHNOLOGIES | SE10000H-USMN | 10000 |  | 1 |  |  | 0.99 |  | Outdoor
NJADRE1556504999 | Administratively Determined Incentive Program | Franklinville | 8322 | 13.6 | Residential | Behind the Meter | Yes | Sunrun Installation Services, Inc. | AC Electric |  | Accepted | 2024-05-20 | 2024-06-24 | 2025-12-24 | Solar Panels | HANWHA Q-CELLS | Q.PEAK DUO BLK ML-G10+/t 400 |  | 0.4 | 10 | 169 | 20 |  | Fixed | Roof
NJADRE1556505815 | Administratively Determined Incentive Program | ABSECON | 8201 | 563.76 | Commercial | Behind the Meter | Yes | Distributed Solar Operations, LLC | AC Electric |  | Accepted | 2024-05-20 | 2024-06-25 | 2025-12-25 | Solar Panels | JA Solar | JAM72D30-540/MB 540w |  | 0.54 | 1044 | 168 | 10 |  | Fixed | Roof
NJADRE1556505815 | Administratively Determined Incentive Program | ABSECON | 8201 | 563.76 | Commercial | Behind the Meter | Yes | Distributed Solar Operations, LLC | AC Electric |  | Accepted | 2024-05-20 | 2024-06-25 | 2025-12-25 | Inverters | SMA America | STP62-US-41 | 62500 |  | 7 |  |  | 0.98 |  | Outdoor
NJADRE1556569018 | Administratively Determined Incentive Program | SOUTH PLAINFIELD | 7080 | 249.2 | Commercial | Behind the Meter | Yes | API Capital, LLC | PSE&G |  | Accepted | 2024-06-10 | 2024-07-16 | 2026-01-16 | Solar Panels | LONGI | LR4-72HBD-445M |  | 0.445 | 560 | 175 | 5 |  | Fixed | Roof
NJADRE1556569018 | Administratively Determined Incentive Program | SOUTH PLAINFIELD | 7080 | 249.2 | Commercial | Behind the Meter | Yes | API Capital, LLC | PSE&G |  | Accepted | 2024-06-10 | 2024-07-16 | 2026-01-16 | Inverters | SOLAREDGE | SE100KUS | 100000 |  | 2 |  |  | 0.985 |  | Outdoor
NJADRE1556587406 | Administratively Determined Incentive Program | IRVINGTON | 7111 | 13.6 | Residential | Behind the Meter | Yes | PosiGen Developer, LLC | PSE&G |  | Accepted | 2024-05-31 | 2024-07-05 | 2026-01-05 | Solar Panels | Silfab | SIL-400 HC+ |  | 0.4 | 34 | 218 | 0 |  | Fixed | Roof
NJADRE1556587406 | Administratively Determined Incentive Program | IRVINGTON | 7111 | 13.6 | Residential | Behind the Meter | Yes | PosiGen Developer, LLC | PSE&G |  | Accepted | 2024-05-31 | 2024-07-05 | 2026-01-05 | Inverters | SolarEdge | SE10000H-US | 10000 |  | 1 |  |  | 0.99 |  | Outdoor | within ten feet of meter
NJADRE1556587963 | Administratively Determined Incentive Program | Freehold | 7728 | 900.72 | Commercial | Behind the Meter | Yes | SSI DevCo, LLC | JCP&L |  | Accepted | 2024-05-31 | 2024-07-02 | 2026-01-02 | Inverters | Chint Power Systems | CPS SCA60KTL-DO/US-480 | 60000 |  | 13 |  |  | 0.988 |  | Outdoor
NJADRE1556587963 | Administratively Determined Incentive Program | Freehold | 7728 | 900.72 | Commercial | Behind the Meter | Yes | SSI DevCo, LLC | JCP&L |  | Accepted | 2024-05-31 | 2024-07-02 | 2026-01-02 | Solar Panels | Canadian Solar | CS7N-695TB-AG |  | 0.695 | 1296 | 180 | 20 |  | Fixed | Ground
NJADRE1556594136 | Administratively Determined Incentive Program | TRENTON CITY | 8618 | 8.8 | Residential | Behind the Meter | Yes | Sunrun Installation Services, Inc. | PSE&G |  | Accepted | 2024-06-03 | 2024-07-02 | 2026-01-02 | Solar Panels | Hanwha Q Cells | Q.PEAK DUO BLK ML-G10+/t 400 |  | 0.4 | 3 | 128 | 23 |  | Fixed | Roof
NJADRE1556594136 | Administratively Determined Incentive Program | TRENTON CITY | 8618 | 8.8 | Residential | Behind the Meter | Yes | Sunrun Installation Services, Inc. | PSE&G |  | Accepted | 2024-06-03 | 2024-07-02 | 2026-01-02 | Inverters | SolarEdge Technologies | SE7600H-USMN | 7600 |  | 1 |  |  | 0.99 |  | Outdoor
NJADRE1556594136 | Administratively Determined Incentive Program | TRENTON CITY | 8618 | 8.8 | Residential | Behind the Meter | Yes | Sunrun Installation Services, Inc. | PSE&G |  | Accepted | 2024-06-03 | 2024-07-02 | 2026-01-02 | Solar Panels | Hanwha Q Cells | Q.PEAK DUO BLK ML-G10+/t 400 |  | 0.4 | 9 | 218 | 23 |  | Fixed | Roof
NJADRE1556594136 | Administratively Determined Incentive Program | TRENTON CITY | 8618 | 8.8 | Residential | Behind the Meter | Yes | Sunrun Installation Services, Inc. | PSE&G |  | Accepted | 2024-06-03 | 2024-07-02 | 2026-01-02 | Solar Panels | Hanwha Q Cells | Q.PEAK DUO BLK ML-G10+/t 400 |  | 0.4 | 8 | 38 | 23 |  | Fixed | Roof
NJADRE1556594136 | Administratively Determined Incentive Program | TRENTON CITY | 8618 | 8.8 | Residential | Behind the Meter | Yes | Sunrun Installation Services, Inc. | PSE&G |  | Accepted | 2024-06-03 | 2024-07-02 | 2026-01-02 | Solar Panels | Hanwha Q Cells | Q.PEAK DUO BLK ML-G10+/t 400 |  | 0.4 | 2 | 308 | 23 |  | Fixed | Roof
NJADRE1556594139 | Administratively Determined Incentive Program | MORRIS PLAINS | 7950 | 4.8 | Residential | Behind the Meter | Yes | Sunrun Installation Services, Inc. | JCP&L |  | Accepted | 2024-06-03 | 2024-07-02 | 2026-01-02 | Inverters | SolarEdge Technologies | SE3800H-USMN | 3800 |  | 1 |  |  | 0.99 |  | Outdoor | Nex to meter
NJADRE1556594139 | Administratively Determined Incentive Program | MORRIS PLAINS | 7950 | 4.8 | Residential | Behind the Meter | Yes | Sunrun Installation Services, Inc. | JCP&L |  | Accepted | 2024-06-03 | 2024-07-02 | 2026-01-02 | Solar Panels | Hanwha Q-Cells | Q.PEAK DUO BLK ML-G10+/t 400 |  | 0.4 | 12 | 209 | 28 |  | Fixed | Roof
NJADRE1556594291 | Administratively Determined Incentive Program | WILLINGBORO | 8046 | 6.4 | Residential | Behind the Meter | Yes | Sunrun Installation Services, Inc. | PSE&G |  | Accepted | 2024-06-03 | 2024-07-02 | 2026-01-02 | Solar Panels | Hanwha Q Cells | Q.PEAK DUO BLK ML-G10+/t 400 |  | 0.4 | 8 | 135 | 28 |  | Fixed | Roof
NJADRE1556594291 | Administratively Determined Incentive Program | WILLINGBORO | 8046 | 6.4 | Residential | Behind the Meter | Yes | Sunrun Installation Services, Inc. | PSE&G |  | Accepted | 2024-06-03 | 2024-07-02 | 2026-01-02 | Inverters | SolarEdge Technologies | SE5700H-USMN | 5700 |  | 1 |  |  | 0.99 |  | Outside | Next to meter
NJADRE1556594291 | Administratively Determined Incentive Program | WILLINGBORO | 8046 | 6.4 | Residential | Behind the Meter | Yes | Sunrun Installation Services, Inc. | PSE&G |  | Accepted | 2024-06-03 | 2024-07-02 | 2026-01-02 | Solar Panels | Hanwha Q Cells | Q.PEAK DUO BLK ML-G10+/t 400 |  | 0.4 | 8 | 315 | 26 |  | Fixed | Roof
NJADRE1556594305 | Administratively Determined Incentive Program | HAMILTON TWP MER | 8610 | 4 | Residential | Behind the Meter | Yes | Sunrun Installation Services, Inc. | PSE&G |  | Accepted | 2024-06-03 | 2024-07-02 | 2026-01-02 | Solar Panels | Hanwha Q-Cells | Q.PEAK DUO BLK ML-G10+/T 400 |  | 0.4 | 10 | 209 | 36 |  | Fixed | Roof
NJADRE1556594305 | Administratively Determined Incentive Program | HAMILTON TWP MER | 8610 | 4 | Residential | Behind the Meter | Yes | Sunrun Installation Services, Inc. | PSE&G |  | Accepted | 2024-06-03 | 2024-07-02 | 2026-01-02 | Inverters | SolarEdge Technologies | SE3800H-USMN | 3800 |  | 1 |  |  | 0.99 |  | Outdoor | Nex to meter
NJADRE1556596011 | Administratively Determined Incentive Program | PLAINFIELD CITY | 7063 | 6.4 | Residential | Behind the Meter | Yes | Sunrun Installation Services, Inc. | PSE&G |  | Accepted | 2024-06-03 | 2024-07-02 | 2026-01-02 | Inverters | SolarEdge Technologies | SE6000H-USSN | 6000 |  | 1 |  |  | 0.99 |  | Outdoor | Nex to meter
NJADRE1556596011 | Administratively Determined Incentive Program | PLAINFIELD CITY | 7063 | 6.4 | Residential | Behind the Meter | Yes | Sunrun Installation Services, Inc. | PSE&G |  | Accepted | 2024-06-03 | 2024-07-02 | 2026-01-02 | Solar Panels | Hanwha Q-Cells | Q.PEAK DUO BLK ML-G10+/T 400 |  | 0.4 | 16 | 229 | 43 |  | Fixed | Roof
NJADRE1556596049 | Administratively Determined Incentive Program | NEWARK | 7112 | 4.92 | Residential | Behind the Meter | No | Solar Mite Solutions, LLC | PSE&G |  | Accepted | 2024-06-03 | 2024-07-03 | 2026-01-03 | Solar Panels | Hyundai | HIS-S410YH |  | 0.41 | 4 | 215 | 25 |  | Fixed | Roof | Array 1
NJADRE1556596049 | Administratively Determined Incentive Program | NEWARK | 7112 | 4.92 | Residential | Behind the Meter | No | Solar Mite Solutions, LLC | PSE&G |  | Accepted | 2024-06-03 | 2024-07-03 | 2026-01-03 | Solar Panels | Hyundai | HIS-S410YH |  | 0.41 | 8 | 35 | 10 |  | Fixed | Roof | Roof 2
NJADRE1556596049 | Administratively Determined Incentive Program | NEWARK | 7112 | 4.92 | Residential | Behind the Meter | No | Solar Mite Solutions, LLC | PSE&G |  | Accepted | 2024-06-03 | 2024-07-03 | 2026-01-03 | Inverters | Enphase | IQ8PLUS-72-2 | 290 |  | 12 |  |  | 0.98 |  | Outdoor
NJADRE1556604848 | Administratively Determined Incentive Program | Sicklerville | 8081 | 4.1 | Residential | Behind the Meter | Yes | Sun Up Zero Down, LLC | AC Electric |  | Accepted | 2024-06-04 | 2024-07-03 | 2026-01-03 | Inverters | Enphase | IQ8PLUS-72-2-US | 290 |  | 10 |  |  | 0.976 |  | Outdoor
NJADRE1556604848 | Administratively Determined Incentive Program | Sicklerville | 8081 | 4.1 | Residential | Behind the Meter | Yes | Sun Up Zero Down, LLC | AC Electric |  | Accepted | 2024-06-04 | 2024-07-03 | 2026-01-03 | Solar Panels | Trina | TSM-410-NE09RC.05 Vertex S+ |  | 0.41 | 10 | 164 | 27 |  | Fixed | Roof
NJADRE1556604848 | Administratively Determined Incentive Program | Sicklerville | 8081 | 4.1 | Residential | Behind the Meter | Yes | Sun Up Zero Down, LLC | AC Electric |  | Accepted | 2024-06-04 | 2024-07-03 | 2026-01-03 | Meters | Enphase | TBD |  |  | 1 |  |  |  | Yes
NJADRE1556617868 | Administratively Determined Incentive Program | Jersey City | 7305 | 8.165 | Residential | Behind the Meter | Yes | Skyline Solar, LLC | JCP&L |  | Accepted | 2024-06-05 | 2024-07-05 | 2026-01-05 | Solar Panels | Longi Solar | LR4-60HPB-355M |  | 0.355 | 8 | 233 | 46 |  | Fixed | Roof
NJADRE1556617868 | Administratively Determined Incentive Program | Jersey City | 7305 | 8.165 | Residential | Behind the Meter | Yes | Skyline Solar, LLC | JCP&L |  | Accepted | 2024-06-05 | 2024-07-05 | 2026-01-05 | Inverters | Enphase | IQ8PLUS-72-2-US | 290 |  | 23 |  |  | 0.976 |  | Outside
NJADRE1556617868 | Administratively Determined Incentive Program | Jersey City | 7305 | 8.165 | Residential | Behind the Meter | Yes | Skyline Solar, LLC | JCP&L |  | Accepted | 2024-06-05 | 2024-07-05 | 2026-01-05 | Solar Panels | Longi Solar | LR4-60HPB-355M |  | 0.355 | 15 | 53 | 46 |  | Fixed | Roof
NJADRE1556623897 | Administratively Determined Incentive Program | Maplewood | 7040 | 169.65 | Commercial | Behind the Meter | No | Powerlutions, LLC | PSE&G |  | Accepted | 2024-06-07 | 2024-07-09 | 2026-01-09 | Solar Panels | BIPRO | TD6I72M-450 |  | 0.45 | 11 | 214 | 27 |  | Fixed | Roof
NJADRE1556623897 | Administratively Determined Incentive Program | Maplewood | 7040 | 169.65 | Commercial | Behind the Meter | No | Powerlutions, LLC | PSE&G |  | Accepted | 2024-06-07 | 2024-07-09 | 2026-01-09 | Solar Panels | BIPRO | TD6I72M-450 |  | 0.45 | 32 | 214 | 27 |  | Fixed | Roof
NJADRE1556623897 | Administratively Determined Incentive Program | Maplewood | 7040 | 169.65 | Commercial | Behind the Meter | No | Powerlutions, LLC | PSE&G |  | Accepted | 2024-06-07 | 2024-07-09 | 2026-01-09 | Solar Panels | BIPRO | TD6I72M-450 |  | 0.45 | 10 | 80 | 27 |  | Fixed | Pole
NJADRE1556623897 | Administratively Determined Incentive Program | Maplewood | 7040 | 169.65 | Commercial | Behind the Meter | No | Powerlutions, LLC | PSE&G |  | Accepted | 2024-06-07 | 2024-07-09 | 2026-01-09 | Solar Panels | BIPRO | TD6I72M-450 |  | 0.45 | 57 | 80 | 27 |  | Fixed | Roof
NJADRE1556623897 | Administratively Determined Incentive Program | Maplewood | 7040 | 169.65 | Commercial | Behind the Meter | No | Powerlutions, LLC | PSE&G |  | Accepted | 2024-06-07 | 2024-07-09 | 2026-01-09 | Solar Panels | BIPRO | TD6I72M-450 |  | 0.45 | 27 | 170 | 27 |  | Fixed | Roof
NJADRE1556623897 | Administratively Determined Incentive Program | Maplewood | 7040 | 169.65 | Commercial | Behind the Meter | No | Powerlutions, LLC | PSE&G |  | Accepted | 2024-06-07 | 2024-07-09 | 2026-01-09 | Solar Panels | BIPRO | TD6I72M-450 |  | 0.45 | 22 | 304 | 27 |  | Fixed | Roof
NJADRE1556623897 | Administratively Determined Incentive Program | Maplewood | 7040 | 169.65 | Commercial | Behind the Meter | No | Powerlutions, LLC | PSE&G |  | Accepted | 2024-06-07 | 2024-07-09 | 2026-01-09 | Solar Panels | BIPRO | TD6I72M-450 |  | 0.45 | 4 | 214 | 27 |  | Fixed | Roof
NJADRE1556623897 | Administratively Determined Incentive Program | Maplewood | 7040 | 169.65 | Commercial | Behind the Meter | No | Powerlutions, LLC | PSE&G |  | Accepted | 2024-06-07 | 2024-07-09 | 2026-01-09 | Solar Panels | BIPRO | TD6I72M-450 |  | 0.45 | 97 | 170 | 27 |  | Fixed | Roof
NJADRE1556623897 | Administratively Determined Incentive Program | Maplewood | 7040 | 169.65 | Commercial | Behind the Meter | No | Powerlutions, LLC | PSE&G |  | Accepted | 2024-06-07 | 2024-07-09 | 2026-01-09 | Solar Panels | BIPRO | TD6I72M-450 |  | 0.45 | 8 | 260 | 27 |  | Fixed | Roof
NJADRE1556623897 | Administratively Determined Incentive Program | Maplewood | 7040 | 169.65 | Commercial | Behind the Meter | No | Powerlutions, LLC | PSE&G |  | Accepted | 2024-06-07 | 2024-07-09 | 2026-01-09 | Inverters | Enphase | IQ7PLUS-72-2-US | 290 |  | 377 |  |  | 0.98 |  | Outdoor
NJADRE1556623897 | Administratively Determined Incentive Program | Maplewood | 7040 | 169.65 | Commercial | Behind the Meter | No | Powerlutions, LLC | PSE&G |  | Accepted | 2024-06-07 | 2024-07-09 | 2026-01-09 | Solar Panels | BIPRO | TD6I72M-450 |  | 0.45 | 6 | 170 | 27 |  | Fixed | Roof
NJADRE1556623897 | Administratively Determined Incentive Program | Maplewood | 7040 | 169.65 | Commercial | Behind the Meter | No | Powerlutions, LLC | PSE&G |  | Accepted | 2024-06-07 | 2024-07-09 | 2026-01-09 | Solar Panels | BIPRO | TD6I72M-450 |  | 0.45 | 16 | 260 | 27 |  | Fixed | Roof
NJADRE1556623897 | Administratively Determined Incentive Program | Maplewood | 7040 | 169.65 | Commercial | Behind the Meter | No | Powerlutions, LLC | PSE&G |  | Accepted | 2024-06-07 | 2024-07-09 | 2026-01-09 | Solar Panels | BIPRO | TD6I72M-450 |  | 0.45 | 29 | 214 | 27 |  | Fixed | Roof
NJADRE1556623897 | Administratively Determined Incentive Program | Maplewood | 7040 | 169.65 | Commercial | Behind the Meter | No | Powerlutions, LLC | PSE&G |  | Accepted | 2024-06-07 | 2024-07-09 | 2026-01-09 | Solar Panels | BIPRO | TD6I72M-450 |  | 0.45 | 23 | 260 | 27 |  | Fixed | Roof
NJADRE1556623897 | Administratively Determined Incentive Program | Maplewood | 7040 | 169.65 | Commercial | Behind the Meter | No | Powerlutions, LLC | PSE&G |  | Accepted | 2024-06-07 | 2024-07-09 | 2026-01-09 | Solar Panels | BIPRO | TD6I72M-450 |  | 0.45 | 20 | 260 | 27 |  | Fixed | Roof
NJADRE1556623897 | Administratively Determined Incentive Program | Maplewood | 7040 | 169.65 | Commercial | Behind the Meter | No | Powerlutions, LLC | PSE&G |  | Accepted | 2024-06-07 | 2024-07-09 | 2026-01-09 | Solar Panels | BIPRO | TD6I72M-450 |  | 0.45 | 15 | 260 | 27 |  | Fixed | Roof
NJADRE1556623925 | Administratively Determined Incentive Program | Orange | 7050 | 10.53 | Residential | Behind the Meter | Yes | Brilliant Installations, Inc. | PSE&G |  | Accepted | 2024-06-06 | 2024-07-11 | 2026-01-11 | Inverters | ENPHASE | IQ8PLUS-72-2-US | 290 |  | 26 |  |  | 0.97 |  | Outdoor
NJADRE1556623925 | Administratively Determined Incentive Program | Orange | 7050 | 10.53 | Residential | Behind the Meter | Yes | Brilliant Installations, Inc. | PSE&G |  | Accepted | 2024-06-06 | 2024-07-11 | 2026-01-11 | Solar Panels | HANWHA | Q.PEAK DUO BLK ML-G10+ 405 |  | 0.405 | 15 | 128 | 45 |  | Fixed | Roof
NJADRE1556623925 | Administratively Determined Incentive Program | Orange | 7050 | 10.53 | Residential | Behind the Meter | Yes | Brilliant Installations, Inc. | PSE&G |  | Accepted | 2024-06-06 | 2024-07-11 | 2026-01-11 | Solar Panels | HANWHA | Q.PEAK DUO BLK ML-G10+ 405 |  | 0.405 | 11 | 308 | 45 |  | Fixed | Roof
NJADRE1556624622 | Administratively Determined Incentive Program | Newark | 7106 | 4.51 | Residential | Behind the Meter | No | Pro Custom Solar dba Momentum Solar | PSE&G |  | Accepted | 2024-06-06 | 2024-07-09 | 2026-01-09 | Inverters | ENPHASE | IQ8PLUS-72-2-US | 290 |  | 11 |  |  | 0.97 |  | Outside
NJADRE1556624622 | Administratively Determined Incentive Program | Newark | 7106 | 4.51 | Residential | Behind the Meter | No | Pro Custom Solar dba Momentum Solar | PSE&G |  | Accepted | 2024-06-06 | 2024-07-09 | 2026-01-09 | Solar Panels | hanwha | q.peak duo blk ml-g10+410 |  | 0.41 | 2 | 190 | 49 |  | Fixed | Roof
NJADRE1556624622 | Administratively Determined Incentive Program | Newark | 7106 | 4.51 | Residential | Behind the Meter | No | Pro Custom Solar dba Momentum Solar | PSE&G |  | Accepted | 2024-06-06 | 2024-07-09 | 2026-01-09 | Solar Panels | hanwha | q.peak duo blk ml-g10+410 |  | 0.41 | 9 | 11 | 4 |  | Fixed | Roof
NJADRE1556630287 | Administratively Determined Incentive Program | Maplewood | 7040 | 169.65 | Commercial | Behind the Meter | No | Powerlutions, LLC | PSE&G |  | Accepted | 2024-06-07 | 2024-07-09 | 2026-01-09 | Solar Panels | BIPRO | TD6I72M-450 |  | 0.45 | 17 | 260 | 27 |  | Fixed | Roof
NJADRE1556630287 | Administratively Determined Incentive Program | Maplewood | 7040 | 169.65 | Commercial | Behind the Meter | No | Powerlutions, LLC | PSE&G |  | Accepted | 2024-06-07 | 2024-07-09 | 2026-01-09 | Solar Panels | BIPRO | TD6I72M-450 |  | 0.45 | 10 | 260 | 27 |  | Fixed | Roof
NJADRE1556630287 | Administratively Determined Incentive Program | Maplewood | 7040 | 169.65 | Commercial | Behind the Meter | No | Powerlutions, LLC | PSE&G |  | Accepted | 2024-06-07 | 2024-07-09 | 2026-01-09 | Solar Panels | BIPRO | TD6I72M-450 |  | 0.45 | 32 | 170 | 27 |  | Fixed | Roof
NJADRE1556630287 | Administratively Determined Incentive Program | Maplewood | 7040 | 169.65 | Commercial | Behind the Meter | No | Powerlutions, LLC | PSE&G |  | Accepted | 2024-06-07 | 2024-07-09 | 2026-01-09 | Solar Panels | BIPRO | TD6I72M-450 |  | 0.45 | 20 | 260 | 27 |  | Fixed | Roof
NJADRE1556630287 | Administratively Determined Incentive Program | Maplewood | 7040 | 169.65 | Commercial | Behind the Meter | No | Powerlutions, LLC | PSE&G |  | Accepted | 2024-06-07 | 2024-07-09 | 2026-01-09 | Solar Panels | BIPRO | TD6I72M-450 |  | 0.45 | 21 | 214 | 27 |  | Fixed | Roof
NJADRE1556630287 | Administratively Determined Incentive Program | Maplewood | 7040 | 169.65 | Commercial | Behind the Meter | No | Powerlutions, LLC | PSE&G |  | Accepted | 2024-06-07 | 2024-07-09 | 2026-01-09 | Solar Panels | BIPRO | TD6I72M-450 |  | 0.45 | 5 | 214 | 27 |  | Fixed | Roof
NJADRE1556630287 | Administratively Determined Incentive Program | Maplewood | 7040 | 169.65 | Commercial | Behind the Meter | No | Powerlutions, LLC | PSE&G |  | Accepted | 2024-06-07 | 2024-07-09 | 2026-01-09 | Solar Panels | BIPRO | TD6I72M-450 |  | 0.45 | 60 | 80 | 27 |  | Fixed | Roof
NJADRE1556630287 | Administratively Determined Incentive Program | Maplewood | 7040 | 169.65 | Commercial | Behind the Meter | No | Powerlutions, LLC | PSE&G |  | Accepted | 2024-06-07 | 2024-07-09 | 2026-01-09 | Solar Panels | BIPRO | TD6I72M-450 |  | 0.45 | 21 | 214 | 27 |  | Fixed | Roof
NJADRE1556630287 | Administratively Determined Incentive Program | Maplewood | 7040 | 169.65 | Commercial | Behind the Meter | No | Powerlutions, LLC | PSE&G |  | Accepted | 2024-06-07 | 2024-07-09 | 2026-01-09 | Solar Panels | BIPRO | TD6I72M-450 |  | 0.45 | 27 | 260 | 27 |  | Fixed | Roof
NJADRE1556630287 | Administratively Determined Incentive Program | Maplewood | 7040 | 169.65 | Commercial | Behind the Meter | No | Powerlutions, LLC | PSE&G |  | Accepted | 2024-06-07 | 2024-07-09 | 2026-01-09 | Solar Panels | BIPRO | TD6I72M-450 |  | 0.45 | 4 | 214 | 27 |  | Fixed | Roof
NJADRE1556630287 | Administratively Determined Incentive Program | Maplewood | 7040 | 169.65 | Commercial | Behind the Meter | No | Powerlutions, LLC | PSE&G |  | Accepted | 2024-06-07 | 2024-07-09 | 2026-01-09 | Solar Panels | BIPRO | TD6I72M-450 |  | 0.45 | 17 | 214 | 27 |  | Fixed | Roof
NJADRE1556630287 | Administratively Determined Incentive Program | Maplewood | 7040 | 169.65 | Commercial | Behind the Meter | No | Powerlutions, LLC | PSE&G |  | Accepted | 2024-06-07 | 2024-07-09 | 2026-01-09 | Solar Panels | BIPRO | TD6I72M-450 |  | 0.45 | 143 | 170 | 7 |  | Fixed | Roof
NJADRE1556630287 | Administratively Determined Incentive Program | Maplewood | 7040 | 169.65 | Commercial | Behind the Meter | No | Powerlutions, LLC | PSE&G |  | Accepted | 2024-06-07 | 2024-07-09 | 2026-01-09 | Inverters | Enphase | IQ7PLUS-72-2-US | 290 |  | 377 |  |  | 0.98 |  | Outdoor
NJADRE1556630364 | Administratively Determined Incentive Program | Maplewood | 7040 | 166.5 | Commercial | Behind the Meter | No | Powerlutions, LLC | PSE&G |  | Accepted | 2024-06-07 | 2024-07-17 | 2026-01-17 | Solar Panels | BIPRO | TD6I72M-450 |  | 0.45 | 370 | 170 | 7 |  | Fixed | Roof
NJADRE1556630364 | Administratively Determined Incentive Program | Maplewood | 7040 | 166.5 | Commercial | Behind the Meter | No | Powerlutions, LLC | PSE&G |  | Accepted | 2024-06-07 | 2024-07-17 | 2026-01-17 | Inverters | Enphase | IQ7PLUS-72-2-US | 290 |  | 370 |  |  | 0.98 |  | Outdoor
NJADRE1556651389 | Administratively Determined Incentive Program | NEWARK | 7105 | 4.68 | Residential | Behind the Meter | Yes | Brilliant Installations, Inc. | PSE&G |  | Accepted | 2024-06-11 | 2024-07-11 | 2026-01-11 | Solar Panels | JINKO SOLAR | JKM425N-54HL4-B 425W |  | 0.425 | 11 | 196 | 25 |  | Fixed | Roof
NJADRE1556651389 | Administratively Determined Incentive Program | NEWARK | 7105 | 4.68 | Residential | Behind the Meter | Yes | Brilliant Installations, Inc. | PSE&G |  | Accepted | 2024-06-11 | 2024-07-11 | 2026-01-11 | Inverters | Enphase | IQ8PLUS-72-2-US | 290 |  | 11 |  |  | 0.97 |  | Outdoor
NJADRE1556657658 | Administratively Determined Incentive Program | North Plainfield | 7060 | 4.62 | Residential | Behind the Meter | No | Phenix Pro Solar | PSE&G |  | Accepted | 2024-06-11 | 2024-07-11 | 2026-01-11 | Meters | Enphase | ENV-IQ-AM1-240 |  |  | 1 |  |  |  | Yes | Outdoor
NJADRE1556657658 | Administratively Determined Incentive Program | North Plainfield | 7060 | 4.62 | Residential | Behind the Meter | No | Phenix Pro Solar | PSE&G |  | Accepted | 2024-06-11 | 2024-07-11 | 2026-01-11 | Solar Panels | REC Group | REC Alpha Pure BLK 420AA |  | 0.42 | 7 | 225 | 18 |  | Fixed | Roof
NJADRE1556657658 | Administratively Determined Incentive Program | North Plainfield | 7060 | 4.62 | Residential | Behind the Meter | No | Phenix Pro Solar | PSE&G |  | Accepted | 2024-06-11 | 2024-07-11 | 2026-01-11 | Solar Panels | REC Group | REC Alpha Pure BLK 420AA |  | 0.42 | 4 | 45 | 31 |  | Fixed | Roof
NJADRE1556657658 | Administratively Determined Incentive Program | North Plainfield | 7060 | 4.62 | Residential | Behind the Meter | No | Phenix Pro Solar | PSE&G |  | Accepted | 2024-06-11 | 2024-07-11 | 2026-01-11 | Inverters | eNPHASE | ENP IQ8M-72-M-US | 325 |  | 11 |  |  | 0.978 |  | Outdoor | Roof
NJADRE1556665136 | Administratively Determined Incentive Program | Kearny | 7032 | 4.8 | Residential | Behind the Meter | Yes | Sunrun Installation Services, Inc. | PSE&G |  | Accepted | 2024-06-12 | 2024-07-11 | 2026-01-11 | Solar Panels | HANWHA Q-CELLS | Q.PEAK DUO BLK ML-G10+/T 400 |  | 0.4 | 7 | 296 | 36 |  | Fixed | Roof
NJADRE1556665136 | Administratively Determined Incentive Program | Kearny | 7032 | 4.8 | Residential | Behind the Meter | Yes | Sunrun Installation Services, Inc. | PSE&G |  | Accepted | 2024-06-12 | 2024-07-11 | 2026-01-11 | Solar Panels | HANWHA Q-CELLS | Q.PEAK DUO BLK ML-G10+/T 400 |  | 0.4 | 5 | 116 | 31 |  | Fixed | Roof
NJADRE1556665136 | Administratively Determined Incentive Program | Kearny | 7032 | 4.8 | Residential | Behind the Meter | Yes | Sunrun Installation Services, Inc. | PSE&G |  | Accepted | 2024-06-12 | 2024-07-11 | 2026-01-11 | Inverters | GROWATT NEW ENERGY TECHNOLOGY CO LTD | MIN 3800TL-XH-US | 3800 |  | 1 |  |  | 0.98 |  | Outside
NJADRE1556665492 | Administratively Determined Incentive Program | Newark | 7107 | 4.92 | Residential | Behind the Meter | Yes | SunnyMac, LLC | PSE&G |  | Accepted | 2024-06-12 | 2024-07-12 | 2026-01-12 | Inverters | SOLAREDGE | SE3800H-US HOME HUB | 3800 |  | 1 |  |  | 0.99 |  | Outdoor | next to meter
NJADRE1556665492 | Administratively Determined Incentive Program | Newark | 7107 | 4.92 | Residential | Behind the Meter | Yes | SunnyMac, LLC | PSE&G |  | Accepted | 2024-06-12 | 2024-07-12 | 2026-01-12 | Solar Panels | HANWHA | Q.PEAK DUO BLK ML-G10+ 410W |  | 0.41 | 12 | 117 | 8 |  | Fixed | Roof
NJADRE1556665509 | Administratively Determined Incentive Program | Newark | 7107 | 4.92 | Residential | Behind the Meter | Yes | SunnyMac, LLC | PSE&G |  | Accepted | 2024-06-12 | 2024-07-12 | 2026-01-12 | Solar Panels | HANWHA | Q.PEAK DUO BLK ML-G10+ 410W |  | 0.41 | 12 | 117 | 8 |  | Fixed | Roof
NJADRE1556665509 | Administratively Determined Incentive Program | Newark | 7107 | 4.92 | Residential | Behind the Meter | Yes | SunnyMac, LLC | PSE&G |  | Accepted | 2024-06-12 | 2024-07-12 | 2026-01-12 | Inverters | SOLAREDGE | SE3800H-US HOME HUB | 3800 |  | 1 |  |  | 0.99 |  | Outdoor | next to meter
NJADRE1556685243 | Administratively Determined Incentive Program | EAST ORANGE CITY | 7018 | 8 | Residential | Behind the Meter | Yes | PosiGen Developer, LLC | PSE&G |  | Accepted | 2024-06-13 | 2024-07-16 | 2026-01-16 | Inverters | SolarEdge | SE6000H-US | 6000 |  | 1 |  |  | 0.99 |  | Outdoor | within ten feet of meter
NJADRE1556685243 | Administratively Determined Incentive Program | EAST ORANGE CITY | 7018 | 8 | Residential | Behind the Meter | Yes | PosiGen Developer, LLC | PSE&G |  | Accepted | 2024-06-13 | 2024-07-16 | 2026-01-16 | Solar Panels | Silfab | SIL-400 HC+ |  | 0.4 | 20 | 209 | 23 |  | Fixed | Roof
NJADRE1556686593 | Administratively Determined Incentive Program | Camden | 8105 | 4.8 | Residential | Behind the Meter | Yes | PosiGen Developer, LLC | PSE&G |  | Accepted | 2024-06-13 | 2024-07-16 | 2026-01-16 | Solar Panels | SilFab Solar | SIL-400-HC+ |  | 0.4 | 3 | 324 | 14 |  | Fixed | Roof
NJADRE1556686593 | Administratively Determined Incentive Program | Camden | 8105 | 4.8 | Residential | Behind the Meter | Yes | PosiGen Developer, LLC | PSE&G |  | Accepted | 2024-06-13 | 2024-07-16 | 2026-01-16 | Solar Panels | SilFab Solar | SIL-400-HC+ |  | 0.4 | 5 | 144 | 5 |  | Fixed | Roof
NJADRE1556686593 | Administratively Determined Incentive Program | Camden | 8105 | 4.8 | Residential | Behind the Meter | Yes | PosiGen Developer, LLC | PSE&G |  | Accepted | 2024-06-13 | 2024-07-16 | 2026-01-16 | Inverters | SolarEdge | SE3800H-US | 3800 |  | 1 |  |  | 0.99 |  | Outside | within ten feet of meter
NJADRE1556686593 | Administratively Determined Incentive Program | Camden | 8105 | 4.8 | Residential | Behind the Meter | Yes | PosiGen Developer, LLC | PSE&G |  | Accepted | 2024-06-13 | 2024-07-16 | 2026-01-16 | Solar Panels | SilFab Solar | SIL-400-HC+ |  | 0.4 | 4 | 144 | 14 |  | Fixed | Roof
NJADRE1556687305 | Administratively Determined Incentive Program | Newton | 7860 | 4.8 | Residential | Behind the Meter | Yes | PosiGen Developer, LLC | JCP&L |  | Accepted | 2024-06-13 | 2024-07-16 | 2026-01-16 | Inverters | SolarEdge | SE3800H-US | 3800 |  | 1 |  |  | 0.99 |  | Outdoor | house - within ten feet of meter
NJADRE1556687305 | Administratively Determined Incentive Program | Newton | 7860 | 4.8 | Residential | Behind the Meter | Yes | PosiGen Developer, LLC | JCP&L |  | Accepted | 2024-06-13 | 2024-07-16 | 2026-01-16 | Solar Panels | Silfab | SIL-400 HC+ |  | 0.4 | 12 | 222 | 45 |  | Fixed | Roof | house
NJADRE1556714903 | Administratively Determined Incentive Program | PISCATAWAY | 8854 | 676.5 | Municipality | Behind the Meter | No | Schneider Electric | PSE&G |  | Accepted | 2024-06-21 | 2024-07-26 | 2026-01-26 | Inverters | Solis | S5-GC100K;S5-GC50K; S5-GC40K | 100 |  | 6 |  |  | 0.985 |  | Outside
NJADRE1556714903 | Administratively Determined Incentive Program | PISCATAWAY | 8854 | 676.5 | Municipality | Behind the Meter | No | Schneider Electric | PSE&G |  | Accepted | 2024-06-21 | 2024-07-26 | 2026-01-26 | Solar Panels | TOPCO SOLAR | TPM7-SHDB144 |  | 0.55 | 1230 | 162 | 5 |  | Fixed | Roof
NJADRE1556714903 | Administratively Determined Incentive Program | PISCATAWAY | 8854 | 676.5 | Municipality | Behind the Meter | No | Schneider Electric | PSE&G |  | Accepted | 2024-06-21 | 2024-07-26 | 2026-01-26 | Meters | Accu Energy 1300 Series | PowerLCS 400 |  |  | 1 |  |  |  | Yes | Outdoor
NJADRE1556715388 | Administratively Determined Incentive Program | Piscataway | 8854 | 512.82 | Municipality | Behind the Meter | No | Schneider Electric | PSE&G |  | Accepted | 2025-02-06 | 2025-02-25 | 2026-02-25 | Inverters | SOLIS | S5-GC100K; S5-GC75K | 375 |  | 4 |  |  | 0.985 |  | Outside
NJADRE1556715388 | Administratively Determined Incentive Program | Piscataway | 8854 | 512.82 | Municipality | Behind the Meter | No | Schneider Electric | PSE&G |  | Accepted | 2025-02-06 | 2025-02-25 | 2026-02-25 | Solar Panels | TOPCO SOLAR | TPM7-SHDB144 |  | 0.555 | 924 | 252 | 15 |  | Fixed | Roof
NJADRE1556715388 | Administratively Determined Incentive Program | Piscataway | 8854 | 512.82 | Municipality | Behind the Meter | No | Schneider Electric | PSE&G |  | Accepted | 2025-02-06 | 2025-02-25 | 2026-02-25 | Meters | Accu Energy 1300 Series | PowerLCS 400 | NA |  | 1 |  |  |  | Yes | Outdoor
NJADRE1556715401 | Administratively Determined Incentive Program | Piscataway | 8854 | 650.65 | Municipality | Behind the Meter | No | Schneider Electric | PSE&G |  | Accepted | 2024-07-26 | 2024-12-18 | 2025-12-18 | Solar Panels | ZNSHINE SOLAR | ZXM7-SHDB144 |  | 0.55 | 1183 | 236 | 6 |  | Fixed | Parking Lot | Carport
NJADRE1556715401 | Administratively Determined Incentive Program | Piscataway | 8854 | 650.65 | Municipality | Behind the Meter | No | Schneider Electric | PSE&G |  | Accepted | 2024-07-26 | 2024-12-18 | 2025-12-18 | Meters | Accu Energy 1300 Series | PowerLCS 400 | NA |  | 1 |  |  |  | Yes | Outdoor
NJADRE1556715401 | Administratively Determined Incentive Program | Piscataway | 8854 | 650.65 | Municipality | Behind the Meter | No | Schneider Electric | PSE&G |  | Accepted | 2024-07-26 | 2024-12-18 | 2025-12-18 | Inverters | SOLIS | S5-GC100K | 100 |  | 5 |  |  | 0.985 |  | Outside
NJADRE1556715439 | Administratively Determined Incentive Program | PISCATAWAY | 8854 | 110 | Municipality | Behind the Meter | No | Schneider Electric | PSE&G |  | Accepted | 2024-07-10 | 2024-08-01 | 2026-02-01 | Inverters | SOLIS | S6-GC40K-US | 40000 |  | 2 |  |  | 0.985 |  | Outside
NJADRE1556715439 | Administratively Determined Incentive Program | PISCATAWAY | 8854 | 110 | Municipality | Behind the Meter | No | Schneider Electric | PSE&G |  | Accepted | 2024-07-10 | 2024-08-01 | 2026-02-01 | Meters | Accu Energy | PLCS-400 |  |  | 1 |  |  |  | Yes | Outdoor
NJADRE1556715439 | Administratively Determined Incentive Program | PISCATAWAY | 8854 | 110 | Municipality | Behind the Meter | No | Schneider Electric | PSE&G |  | Accepted | 2024-07-10 | 2024-08-01 | 2026-02-01 | Solar Panels | ZNSHINE SOLAR | ZXM7-SHDB144 |  | 0.55 | 200 | 162 | 5 |  | Fixed | Roof | Carport
NJADRE1556724688 | Administratively Determined Incentive Program | PLAINFIELD | 7060 | 5.6 | Residential | Behind the Meter | Yes | Sunrun Installation Services, Inc. | PSE&G |  | Accepted | 2024-06-19 | 2024-07-17 | 2026-01-17 | Electric Storage Battery | Tesla | Powerwall 2 AC |  |  | 1 |  |  |  | Lithium Ion |  | Inside
NJADRE1556724688 | Administratively Determined Incentive Program | PLAINFIELD | 7060 | 5.6 | Residential | Behind the Meter | Yes | Sunrun Installation Services, Inc. | PSE&G |  | Accepted | 2024-06-19 | 2024-07-17 | 2026-01-17 | Solar Panels | Hanwha Q Cells | Q.PEAK DUO BLK ML-G10+/T 400 |  | 0.4 | 2 | 81 | 6 |  | Fixed | Roof
NJADRE1556724688 | Administratively Determined Incentive Program | PLAINFIELD | 7060 | 5.6 | Residential | Behind the Meter | Yes | Sunrun Installation Services, Inc. | PSE&G |  | Accepted | 2024-06-19 | 2024-07-17 | 2026-01-17 | Inverters | SolarEdge Technologies | SE3800H-USMN | 3800 |  | 1 |  |  | 0.99 |  | Outdoor
NJADRE1556724688 | Administratively Determined Incentive Program | PLAINFIELD | 7060 | 5.6 | Residential | Behind the Meter | Yes | Sunrun Installation Services, Inc. | PSE&G |  | Accepted | 2024-06-19 | 2024-07-17 | 2026-01-17 | Solar Panels | Hanwha Q Cells | Q.PEAK DUO BLK ML-G10+/T 400 |  | 0.4 | 2 | 351 | 39 |  | Fixed | Roof
NJADRE1556724688 | Administratively Determined Incentive Program | PLAINFIELD | 7060 | 5.6 | Residential | Behind the Meter | Yes | Sunrun Installation Services, Inc. | PSE&G |  | Accepted | 2024-06-19 | 2024-07-17 | 2026-01-17 | Solar Panels | Hanwha Q Cells | Q.PEAK DUO BLK ML-G10+/T 400 |  | 0.4 | 10 | 171 | 39 |  | Fixed | Roof
NJADRE1556725514 | Administratively Determined Incentive Program | PATERSON | 7513 | 5.33 | Residential | Behind the Meter | Yes | Pro Custom Solar dba Momentum Solar | PSE&G |  | Accepted | 2024-06-19 | 2024-07-18 | 2026-01-18 | Solar Panels | Hanwha | q.peak duo blk-g10+410 |  | 0.41 | 9 | 189 | 34 |  | Fixed | Roof
NJADRE1556725514 | Administratively Determined Incentive Program | PATERSON | 7513 | 5.33 | Residential | Behind the Meter | Yes | Pro Custom Solar dba Momentum Solar | PSE&G |  | Accepted | 2024-06-19 | 2024-07-18 | 2026-01-18 | Inverters | Enphase | IQ8MC-72-M-US | 320 |  | 13 |  |  | 0.97 |  | Outdoor
NJADRE1556725514 | Administratively Determined Incentive Program | PATERSON | 7513 | 5.33 | Residential | Behind the Meter | Yes | Pro Custom Solar dba Momentum Solar | PSE&G |  | Accepted | 2024-06-19 | 2024-07-18 | 2026-01-18 | Solar Panels | Hanwha | q.peak duo blk-g10+410 |  | 0.41 | 4 | 9 | 34 |  | Fixed | Roof
NJADRE1556728355 | Administratively Determined Incentive Program | Hawthorne | 7506 | 5.265 | Residential | Behind the Meter | Yes | Brilliant Installations, Inc. | PSE&G |  | Accepted | 2024-06-22 | 2024-07-22 | 2026-01-22 | Solar Panels | HANWHA | Q.PEAK DUO BLK ML-G10+ 410 |  | 0.405 | 3 | 194 | 10 |  | Fixed | Roof
NJADRE1556728355 | Administratively Determined Incentive Program | Hawthorne | 7506 | 5.265 | Residential | Behind the Meter | Yes | Brilliant Installations, Inc. | PSE&G |  | Accepted | 2024-06-22 | 2024-07-22 | 2026-01-22 | Solar Panels | HANWHA | Q.PEAK DUO BLK ML-G10+ 410 |  | 0.405 | 5 | 107 | 27 |  | Fixed | Roof
NJADRE1556728355 | Administratively Determined Incentive Program | Hawthorne | 7506 | 5.265 | Residential | Behind the Meter | Yes | Brilliant Installations, Inc. | PSE&G |  | Accepted | 2024-06-22 | 2024-07-22 | 2026-01-22 | Solar Panels | HANWHA | Q.PEAK DUO BLK ML-G10+ 410 |  | 0.405 | 5 | 287 | 27 |  | Fixed | Roof
NJADRE1556728355 | Administratively Determined Incentive Program | Hawthorne | 7506 | 5.265 | Residential | Behind the Meter | Yes | Brilliant Installations, Inc. | PSE&G |  | Accepted | 2024-06-22 | 2024-07-22 | 2026-01-22 | Inverters | Enphase | IQ8PLUS-72-2-US | 290 |  | 13 |  |  | 0.97 |  | Outdoor
NJADRE1556728521 | Administratively Determined Incentive Program | JERSEY CITY | 7305 | 4 | Residential | Behind the Meter | Yes | Sunrun Installation Services, Inc. | PSE&G |  | Accepted | 2024-06-20 | 2024-07-19 | 2026-01-19 | Inverters | SolarEdge Technologies | SE3800H-USMN | 3800 |  | 1 |  |  | 0.99 |  | Outdoor | Next to meter
NJADRE1556728521 | Administratively Determined Incentive Program | JERSEY CITY | 7305 | 4 | Residential | Behind the Meter | Yes | Sunrun Installation Services, Inc. | PSE&G |  | Accepted | 2024-06-20 | 2024-07-19 | 2026-01-19 | Solar Panels | Hanwha Q-Cells | Q.PEAK DUO BLK ML-G10+/T 400 |  | 0.4 | 10 | 131 | 38 |  | Fixed | Roof
NJADRE1556751598 | Administratively Determined Incentive Program | PATERSON | 7503 | 924.75 | Non Profit | Behind the Meter | Yes | Novitium Energy, LLC | PSE&G |  | Accepted | 2024-06-21 | 2024-07-31 | 2026-01-31 | Inverters | SolarEdge | SE120KUS | 120000 |  | 1 |  |  | 0.987 |  | Outside
NJADRE1556751598 | Administratively Determined Incentive Program | PATERSON | 7503 | 924.75 | Non Profit | Behind the Meter | Yes | Novitium Energy, LLC | PSE&G |  | Accepted | 2024-06-21 | 2024-07-31 | 2026-01-31 | Solar Panels | Zn Shine Solar | ZXM6-NHLDD144 450 |  | 0.45 | 665 | 145 | 4 |  | Fixed | Roof
NJADRE1556751598 | Administratively Determined Incentive Program | PATERSON | 7503 | 924.75 | Non Profit | Behind the Meter | Yes | Novitium Energy, LLC | PSE&G |  | Accepted | 2024-06-21 | 2024-07-31 | 2026-01-31 | Solar Panels | Zn Shine Solar | ZXM6-NHLDD144 450 |  | 0.45 | 1390 | 190 | 4 |  | Fixed | Parking Lot
NJADRE1556751598 | Administratively Determined Incentive Program | PATERSON | 7503 | 924.75 | Non Profit | Behind the Meter | Yes | Novitium Energy, LLC | PSE&G |  | Accepted | 2024-06-21 | 2024-07-31 | 2026-01-31 | Inverters | SolarEdge | SE30KUS | 30000 |  | 2 |  |  | 0.987 |  | Outside
NJADRE1556751598 | Administratively Determined Incentive Program | PATERSON | 7503 | 924.75 | Non Profit | Behind the Meter | Yes | Novitium Energy, LLC | PSE&G |  | Accepted | 2024-06-21 | 2024-07-31 | 2026-01-31 | Inverters | SolarEdge | SE80KUS | 80000 |  | 1 |  |  | 0.987 |  | Outside
NJADRE1556751598 | Administratively Determined Incentive Program | PATERSON | 7503 | 924.75 | Non Profit | Behind the Meter | Yes | Novitium Energy, LLC | PSE&G |  | Accepted | 2024-06-21 | 2024-07-31 | 2026-01-31 | Inverters | Chint CPS | CPS SCH50KTL-DO/US-480 | 50000 |  | 9 |  |  | 0.98 |  | Outside
NJADRE1556755908 | Administratively Determined Incentive Program | Roselle | 7203 | 9.36 | Residential | Behind the Meter | Yes | EMT Renewables, LLC | PSE&G |  | Accepted | 2024-06-21 | 2024-08-01 | 2026-02-01 | Solar Panels | REC ALPHA | REC360 TP4 BLACK |  | 0.36 | 15 | 170 | 21 |  | Fixed | Roof
NJADRE1556755908 | Administratively Determined Incentive Program | Roselle | 7203 | 9.36 | Residential | Behind the Meter | Yes | EMT Renewables, LLC | PSE&G |  | Accepted | 2024-06-21 | 2024-08-01 | 2026-02-01 | Inverters | ENPHASE | IQ8+ | 290 |  | 26 |  |  | 0.98 |  | Other | UNDER EACH PANEL
NJADRE1556755908 | Administratively Determined Incentive Program | Roselle | 7203 | 9.36 | Residential | Behind the Meter | Yes | EMT Renewables, LLC | PSE&G |  | Accepted | 2024-06-21 | 2024-08-01 | 2026-02-01 | Solar Panels | REC ALPHA | REC360 TP4 BLACK |  | 0.36 | 11 | 350 | 21 |  | Fixed | Roof
NJADRE1556756778 | Administratively Determined Incentive Program | PATERSON | 7503 | 153 | Non Profit | Behind the Meter | Yes | Novitium Energy, LLC | PSE&G |  | Accepted | 2024-06-21 | 2024-07-30 | 2026-01-30 | Solar Panels | Zn Shine Solar | ZN SHINE ZXM6-NHLDD144 450 |  | 0.45 | 340 | 145 | 4 |  | Fixed | Roof
NJADRE1556756778 | Administratively Determined Incentive Program | PATERSON | 7503 | 153 | Non Profit | Behind the Meter | Yes | Novitium Energy, LLC | PSE&G |  | Accepted | 2024-06-21 | 2024-07-30 | 2026-01-30 | Inverters | SolarEdge | SE120KUS | 120000 |  | 1 |  |  | 0 |  | Outside
NJADRE1556756837 | Administratively Determined Incentive Program | PATERSON | 7503 | 1271.25 | Non Profit | Behind the Meter | Yes | Novitium Energy, LLC | PSE&G |  | Accepted | 2024-06-21 | 2024-07-30 | 2026-01-30 | Inverters | CPS Chint | CPS SCA50KTL-DO/US-480 | 50000 |  | 5 |  |  | 0.98 |  | Outside
NJADRE1556756837 | Administratively Determined Incentive Program | PATERSON | 7503 | 1271.25 | Non Profit | Behind the Meter | Yes | Novitium Energy, LLC | PSE&G |  | Accepted | 2024-06-21 | 2024-07-30 | 2026-01-30 | Inverters | Chint | CPS SCA60KTL-DO/US-480 | 60000 |  | 2 |  |  | 0.98 |  | Outside
NJADRE1556756837 | Administratively Determined Incentive Program | PATERSON | 7503 | 1271.25 | Non Profit | Behind the Meter | Yes | Novitium Energy, LLC | PSE&G |  | Accepted | 2024-06-21 | 2024-07-30 | 2026-01-30 | Inverters | SolarEdge | SE100KUS | 100000 |  | 4 |  |  | 0.98 |  | Outside
NJADRE1556756837 | Administratively Determined Incentive Program | PATERSON | 7503 | 1271.25 | Non Profit | Behind the Meter | Yes | Novitium Energy, LLC | PSE&G |  | Accepted | 2024-06-21 | 2024-07-30 | 2026-01-30 | Solar Panels | Zn Shine Solar | ZN SHINE ZXM6-NHLDD144 450 |  | 0.45 | 306 | 269 | 4 |  | Fixed | Parking Lot
NJADRE1556756837 | Administratively Determined Incentive Program | PATERSON | 7503 | 1271.25 | Non Profit | Behind the Meter | Yes | Novitium Energy, LLC | PSE&G |  | Accepted | 2024-06-21 | 2024-07-30 | 2026-01-30 | Solar Panels | Zn Shine Solar | ZN SHINE ZXM6-NHLDD144 45 |  | 0.45 | 2519 | 145 | 5 |  | Fixed | Parking Lot
NJADRE1556756837 | Administratively Determined Incentive Program | PATERSON | 7503 | 1271.25 | Non Profit | Behind the Meter | Yes | Novitium Energy, LLC | PSE&G |  | Accepted | 2024-06-21 | 2024-07-30 | 2026-01-30 | Inverters | Chint CPS | CPS SCH100KTL-DO/US-480 | 100000 |  | 2 |  |  | 0.98 |  | Outside
NJADRE1556758155 | Administratively Determined Incentive Program | Paterson | 7503 | 562.5 | Non Profit | Behind the Meter | Yes | Novitium Energy, LLC | PSE&G |  | Accepted | 2024-06-21 | 2024-07-30 | 2026-01-30 | Solar Panels | Zn Shine Solar | ZXM6-NHLDD144 450 |  | 0.45 | 1250 | 145 | 5 |  | Fixed | Roof
NJADRE1556758155 | Administratively Determined Incentive Program | Paterson | 7503 | 562.5 | Non Profit | Behind the Meter | Yes | Novitium Energy, LLC | PSE&G |  | Accepted | 2024-06-21 | 2024-07-30 | 2026-01-30 | Inverters | SolarEdge | SE80KUS | 80000 |  | 1 |  |  | 0 |  | Outside
NJADRE1556758155 | Administratively Determined Incentive Program | Paterson | 7503 | 562.5 | Non Profit | Behind the Meter | Yes | Novitium Energy, LLC | PSE&G |  | Accepted | 2024-06-21 | 2024-07-30 | 2026-01-30 | Inverters | Chint CPS | CPS SCH50KTL-DO/US-480 | 50000 |  | 1 |  |  | 0.98 |  | Outside
NJADRE1556758155 | Administratively Determined Incentive Program | Paterson | 7503 | 562.5 | Non Profit | Behind the Meter | Yes | Novitium Energy, LLC | PSE&G |  | Accepted | 2024-06-21 | 2024-07-30 | 2026-01-30 | Inverters | Chint CPS | CPS SCH100KTL-DO/US-480 | 100000 |  | 2 |  |  | 0 |  | Outside
NJADRE1556758155 | Administratively Determined Incentive Program | Paterson | 7503 | 562.5 | Non Profit | Behind the Meter | Yes | Novitium Energy, LLC | PSE&G |  | Accepted | 2024-06-21 | 2024-07-30 | 2026-01-30 | Inverters | Solar Edge | SE100KUS | 100000 |  | 1 |  |  | 0 |  | Outside
NJADRE1556758995 | Administratively Determined Incentive Program | PATERSON | 7503 | 372.15 | Non Profit | Behind the Meter | Yes | Novitium Energy, LLC | PSE&G |  | Accepted | 2024-06-21 | 2024-07-31 | 2026-01-30 | Inverters | SolarEdge | SE80KUS | 80000 |  | 1 |  |  | 0.98 |  | Outside
NJADRE1556758995 | Administratively Determined Incentive Program | PATERSON | 7503 | 372.15 | Non Profit | Behind the Meter | Yes | Novitium Energy, LLC | PSE&G |  | Accepted | 2024-06-21 | 2024-07-31 | 2026-01-30 | Solar Panels | Zn Shine Solar | ZXM6-NHLDD144 450 |  | 0.45 | 827 | 145 | 5 |  | Fixed | Roof
NJADRE1556758995 | Administratively Determined Incentive Program | PATERSON | 7503 | 372.15 | Non Profit | Behind the Meter | Yes | Novitium Energy, LLC | PSE&G |  | Accepted | 2024-06-21 | 2024-07-31 | 2026-01-30 | Inverters | SolarEdge | SE100KUS | 100000 |  | 2 |  |  | 0.97 |  | Outside
NJADRE1556764542 | Administratively Determined Incentive Program | WAYNE | 7470 | 1720.95 | Non Profit | Behind the Meter | Yes | Novitium Energy, LLC | PSE&G |  | Accepted | 2024-06-24 | 2024-08-06 | 2026-02-06 | Inverters | Chint CPS | SCA25KTL-DO/US480 | 25000 |  | 1 |  |  | 0.97 |  | Outside
NJADRE1556764542 | Administratively Determined Incentive Program | WAYNE | 7470 | 1720.95 | Non Profit | Behind the Meter | Yes | Novitium Energy, LLC | PSE&G |  | Accepted | 2024-06-24 | 2024-08-06 | 2026-02-06 | Inverters | Chint CPS | SCA36KTL-DO/US480 | 36000 |  | 5 |  |  | 0.97 |  | Outside
NJADRE1556764542 | Administratively Determined Incentive Program | WAYNE | 7470 | 1720.95 | Non Profit | Behind the Meter | Yes | Novitium Energy, LLC | PSE&G |  | Accepted | 2024-06-24 | 2024-08-06 | 2026-02-06 | Inverters | Chint CPS | CPS-SCA50KTL-DO/US-480 | 50000 |  | 9 |  |  | 0.98 |  | Outside
NJADRE1556764542 | Administratively Determined Incentive Program | WAYNE | 7470 | 1720.95 | Non Profit | Behind the Meter | Yes | Novitium Energy, LLC | PSE&G |  | Accepted | 2024-06-24 | 2024-08-06 | 2026-02-06 | Solar Panels | HT-SAAE | HT-SAAE HT72-18X 550 |  | 0.55 | 3129 | 252 | 5 |  | Fixed | Parking Lot
NJADRE1556764542 | Administratively Determined Incentive Program | WAYNE | 7470 | 1720.95 | Non Profit | Behind the Meter | Yes | Novitium Energy, LLC | PSE&G |  | Accepted | 2024-06-24 | 2024-08-06 | 2026-02-06 | Inverters | Chint CPS | SCA60KTL-DO/US480 | 60000 |  | 11 |  |  | 0.98 |  | Outside
NJADRE1556764555 | Administratively Determined Incentive Program | MANVILLE | 8835 | 6.4 | Residential | Behind the Meter | Yes | PosiGen Developer, LLC | PSE&G |  | Accepted | 2024-06-24 | 2024-07-22 | 2026-01-22 | Solar Panels | Silfab | SIL-400 HC+ |  | 0.4 | 4 | 159 | 34 |  | Fixed | Roof
NJADRE1556764555 | Administratively Determined Incentive Program | MANVILLE | 8835 | 6.4 | Residential | Behind the Meter | Yes | PosiGen Developer, LLC | PSE&G |  | Accepted | 2024-06-24 | 2024-07-22 | 2026-01-22 | Inverters | SOLAREDGE | SE6000H-US | 6000 |  | 1 |  |  | 0.99 |  | Outdoor | within ten feet of meter
NJADRE1556764555 | Administratively Determined Incentive Program | MANVILLE | 8835 | 6.4 | Residential | Behind the Meter | Yes | PosiGen Developer, LLC | PSE&G |  | Accepted | 2024-06-24 | 2024-07-22 | 2026-01-22 | Solar Panels | Silfab | SIL-400 HC+ |  | 0.4 | 12 | 159 | 40 |  | Fixed | Roof
NJADRE1556764721 | Administratively Determined Incentive Program | Wayne | 7470 | 1663.2 | Non Profit | Behind the Meter | Yes | Novitium Energy, LLC | PSE&G |  | Accepted | 2024-06-24 | 2024-08-06 | 2026-02-06 | Inverters | Chint CPS | CPS SCH100KTL-DO/US-480 | 100000 |  | 12 |  |  | 0 |  | Outside
NJADRE1556764721 | Administratively Determined Incentive Program | Wayne | 7470 | 1663.2 | Non Profit | Behind the Meter | Yes | Novitium Energy, LLC | PSE&G |  | Accepted | 2024-06-24 | 2024-08-06 | 2026-02-06 | Solar Panels | HT-SAAE | HT-SAAE HT72-18X 550 |  | 0.55 | 3024 | 252 | 3 |  | Fixed | Parking Lot
NJADRE1556780561 | Administratively Determined Incentive Program | LINDEN CITY | 7036 | 6 | Residential | Behind the Meter | Yes | Sunrun Installation Services, Inc. | PSE&G |  | Accepted | 2024-06-26 | 2024-07-23 | 2026-01-23 | Solar Panels | Hanwha Q-Cells | Q.PEAK DUO BLK ML-G10+/T 400 |  | 0.4 | 15 | 128 | 21 |  | Fixed | Roof
NJADRE1556780561 | Administratively Determined Incentive Program | LINDEN CITY | 7036 | 6 | Residential | Behind the Meter | Yes | Sunrun Installation Services, Inc. | PSE&G |  | Accepted | 2024-06-26 | 2024-07-23 | 2026-01-23 | Inverters | Growatt New Energy Technology Co Ltd | MIN 6000TL-XH-US | 6000 |  | 1 |  |  | 0.99 |  | Outdoor | Next to meter
NJADRE1556780587 | Administratively Determined Incentive Program | RIVERSIDE TWP | 8075 | 5.2 | Residential | Behind the Meter | Yes | Sunrun Installation Services, Inc. | PSE&G |  | Accepted | 2024-06-26 | 2024-07-23 | 2026-01-23 | Solar Panels | Hanwha Q Cells | Q.PEAK DUO BLK ML-G10+/t 400 |  | 0.4 | 7 | 222 | 34 |  | Fixed | Roof
NJADRE1556780587 | Administratively Determined Incentive Program | RIVERSIDE TWP | 8075 | 5.2 | Residential | Behind the Meter | Yes | Sunrun Installation Services, Inc. | PSE&G |  | Accepted | 2024-06-26 | 2024-07-23 | 2026-01-23 | Inverters | SolarEdge Technologies | SE3800H-USMN | 3800 |  | 1 |  |  | 0.99 |  | Outside | Next to meter
NJADRE1556780587 | Administratively Determined Incentive Program | RIVERSIDE TWP | 8075 | 5.2 | Residential | Behind the Meter | Yes | Sunrun Installation Services, Inc. | PSE&G |  | Accepted | 2024-06-26 | 2024-07-23 | 2026-01-23 | Solar Panels | Hanwha Q Cells | Q.PEAK DUO BLK ML-G10+/t 400 |  | 0.4 | 6 | 132 | 24 |  | Fixed | Roof
NJADRE1556781058 | Administratively Determined Incentive Program | PORT NORRIS | 8349 | 9.2 | Residential | Behind the Meter | Yes | Sunrun Installation Services, Inc. | AC Electric |  | Accepted | 2024-06-26 | 2024-07-24 | 2026-01-24 | Inverters | GROWATT NEW ENERGY TECHNOLOGY CO LTD | MIN 7600TL-XH-US | 7600 |  | 1 |  |  | 0.98 |  | Outside | Next to meter
NJADRE1556781058 | Administratively Determined Incentive Program | PORT NORRIS | 8349 | 9.2 | Residential | Behind the Meter | Yes | Sunrun Installation Services, Inc. | AC Electric |  | Accepted | 2024-06-26 | 2024-07-24 | 2026-01-24 | Solar Panels | Hanwha Q Cells | Q.PEAK DUO BLK ML-G10+/t 400 |  | 0.4 | 12 | 258 | 16 |  | Fixed | Roof
NJADRE1556781058 | Administratively Determined Incentive Program | PORT NORRIS | 8349 | 9.2 | Residential | Behind the Meter | Yes | Sunrun Installation Services, Inc. | AC Electric |  | Accepted | 2024-06-26 | 2024-07-24 | 2026-01-24 | Solar Panels | Hanwha Q Cells | Q.PEAK DUO BLK ML-G10+/t 400 |  | 0.4 | 11 | 78 | 17 |  | Fixed | Roof
NJADRE1556781058 | Administratively Determined Incentive Program | PORT NORRIS | 8349 | 9.2 | Residential | Behind the Meter | Yes | Sunrun Installation Services, Inc. | AC Electric |  | Accepted | 2024-06-26 | 2024-07-24 | 2026-01-24 | Meters | GROWATT NEW ENERGY TECHNOLOGY CO LTD | MIN 7600TL-XH-US |  |  | 1 |  |  |  | Yes | Outdoor
NJADRE1556841295 | Administratively Determined Incentive Program | Carteret | 7008 | 6.4 | Residential | Behind the Meter | Yes | PosiGen Developer, LLC | PSE&G |  | Accepted | 2024-06-27 | 2024-07-24 | 2026-01-24 | Solar Panels | Silfab | SIL-400 HC+ |  | 0.4 | 5 | 26 | 11 |  | Fixed | Roof
NJADRE1556841295 | Administratively Determined Incentive Program | Carteret | 7008 | 6.4 | Residential | Behind the Meter | Yes | PosiGen Developer, LLC | PSE&G |  | Accepted | 2024-06-27 | 2024-07-24 | 2026-01-24 | Inverters | SolarEdge | SE6000H-US | 6000 |  | 1 |  |  | 0.99 |  | Outdoor | within ten feet of meter
NJADRE1556841295 | Administratively Determined Incentive Program | Carteret | 7008 | 6.4 | Residential | Behind the Meter | Yes | PosiGen Developer, LLC | PSE&G |  | Accepted | 2024-06-27 | 2024-07-24 | 2026-01-24 | Solar Panels | Silfab | SIL-400 HC+ |  | 0.4 | 7 | 206 | 14 |  | Fixed | Roof
NJADRE1556841295 | Administratively Determined Incentive Program | Carteret | 7008 | 6.4 | Residential | Behind the Meter | Yes | PosiGen Developer, LLC | PSE&G |  | Accepted | 2024-06-27 | 2024-07-24 | 2026-01-24 | Solar Panels | Silfab | SIL-400 HC+ |  | 0.4 | 4 | 206 | 45 |  | Fixed | Roof
NJADRE1556842975 | Administratively Determined Incentive Program | SOUTH PLAINFIELD | 7080 | 12 | Residential | Behind the Meter | Yes | Sunrun Installation Services, Inc. | PSE&G |  | Accepted | 2024-06-27 | 2024-07-24 | 2026-01-24 | Solar Panels | HANWHA Q-CELLS | Q.PEAK DUO BLK ML-G10+/t 400 |  | 0.4 | 9 | 344 | 21 |  | Fixed | Roof
NJADRE1556842975 | Administratively Determined Incentive Program | SOUTH PLAINFIELD | 7080 | 12 | Residential | Behind the Meter | Yes | Sunrun Installation Services, Inc. | PSE&G |  | Accepted | 2024-06-27 | 2024-07-24 | 2026-01-24 | Inverters | SOLAREDGE TECHNOLOGIES | SE3800H-USMN | 3800 |  | 1 |  |  | 0.99 |  | Outdoor
NJADRE1556842975 | Administratively Determined Incentive Program | SOUTH PLAINFIELD | 7080 | 12 | Residential | Behind the Meter | Yes | Sunrun Installation Services, Inc. | PSE&G |  | Accepted | 2024-06-27 | 2024-07-24 | 2026-01-24 | Electric Storage Battery | TESLA | POWERWALL 2 |  |  | 1 |  |  |  | Lithium Ion |  | OUTSIDE
NJADRE1556842975 | Administratively Determined Incentive Program | SOUTH PLAINFIELD | 7080 | 12 | Residential | Behind the Meter | Yes | Sunrun Installation Services, Inc. | PSE&G |  | Accepted | 2024-06-27 | 2024-07-24 | 2026-01-24 | Solar Panels | HANWHA Q-CELLS | Q.PEAK DUO BLK ML-G10+/t 400 |  | 0.4 | 3 | 74 | 21 |  | Fixed | Roof
NJADRE1556842975 | Administratively Determined Incentive Program | SOUTH PLAINFIELD | 7080 | 12 | Residential | Behind the Meter | Yes | Sunrun Installation Services, Inc. | PSE&G |  | Accepted | 2024-06-27 | 2024-07-24 | 2026-01-24 | Inverters | SOLAREDGE TECHNOLOGIES | SE5700H-USMN | 5700 |  | 1 |  |  | 0.99 |  | Outdoor
NJADRE1556842975 | Administratively Determined Incentive Program | SOUTH PLAINFIELD | 7080 | 12 | Residential | Behind the Meter | Yes | Sunrun Installation Services, Inc. | PSE&G |  | Accepted | 2024-06-27 | 2024-07-24 | 2026-01-24 | Solar Panels | HANWHA Q-CELLS | Q.PEAK DUO BLK ML-G10+/t 400 |  | 0.4 | 9 | 164 | 21 |  | Fixed | Roof
NJADRE1556842975 | Administratively Determined Incentive Program | SOUTH PLAINFIELD | 7080 | 12 | Residential | Behind the Meter | Yes | Sunrun Installation Services, Inc. | PSE&G |  | Accepted | 2024-06-27 | 2024-07-24 | 2026-01-24 | Solar Panels | HANWHA Q-CELLS | Q.PEAK DUO BLK ML-G10+/t 400 |  | 0.4 | 9 | 254 | 21 |  | Fixed | Roof
NJADRE1556877075 | Administratively Determined Incentive Program | Willingboro | 8046 | 8.8 | Residential | Behind the Meter | Yes | Sunrun Installation Services, Inc. | PSE&G |  | Accepted | 2024-07-01 | 2024-07-25 | 2026-01-25 | Inverters | Growatt New Energy Technology Co Ltd | MIN 6000TL-XH-US | 6000 |  | 1 |  |  | 0.99 |  | Outdoor | Next to meter
NJADRE1556877075 | Administratively Determined Incentive Program | Willingboro | 8046 | 8.8 | Residential | Behind the Meter | Yes | Sunrun Installation Services, Inc. | PSE&G |  | Accepted | 2024-07-01 | 2024-07-25 | 2026-01-25 | Solar Panels | Hanwha Q-Cells | Q.PEAK DUO BLK ML-G10+/T 400 |  | 0.4 | 8 | 252 | 19 |  | Fixed | Roof
NJADRE1556877075 | Administratively Determined Incentive Program | Willingboro | 8046 | 8.8 | Residential | Behind the Meter | Yes | Sunrun Installation Services, Inc. | PSE&G |  | Accepted | 2024-07-01 | 2024-07-25 | 2026-01-25 | Solar Panels | Hanwha Q-Cells | Q.PEAK DUO BLK ML-G10+/T 400 |  | 0.4 | 14 | 71 | 19 |  | Fixed | Roof
NJADRE1556880328 | Administratively Determined Incentive Program | Newark | 7107 | 8.075 | Residential | Behind the Meter | Yes | Power Energy Solutions, LLC | PSE&G |  | Accepted | 2024-07-01 | 2024-07-25 | 2026-01-25 | Solar Panels | Trina Solar | TSM-425NE09RC.05 |  | 0.425 | 9 | 202 | 12 |  | Fixed | Roof
NJADRE1556880328 | Administratively Determined Incentive Program | Newark | 7107 | 8.075 | Residential | Behind the Meter | Yes | Power Energy Solutions, LLC | PSE&G |  | Accepted | 2024-07-01 | 2024-07-25 | 2026-01-25 | Solar Panels | Trina Solar | TSM-425NE09RC.05 |  | 0.425 | 5 | 202 | 36 |  | Fixed | Roof
NJADRE1556880328 | Administratively Determined Incentive Program | Newark | 7107 | 8.075 | Residential | Behind the Meter | Yes | Power Energy Solutions, LLC | PSE&G |  | Accepted | 2024-07-01 | 2024-07-25 | 2026-01-25 | Inverters | SolarEdge | SE6000H-US | 6 |  | 1 |  |  | 0.97 |  | Outdoor
NJADRE1556880328 | Administratively Determined Incentive Program | Newark | 7107 | 8.075 | Residential | Behind the Meter | Yes | Power Energy Solutions, LLC | PSE&G |  | Accepted | 2024-07-01 | 2024-07-25 | 2026-01-25 | Solar Panels | Trina Solar | TSM-425NE09RC.05 |  | 0.425 | 5 | 22 | 12 |  | Fixed | Roof
NJADRE1556880668 | Administratively Determined Incentive Program | Newark | 7112 | 4.51 | Residential | Behind the Meter | Yes | Pro Custom Solar dba Momentum Solar | PSE&G |  | Accepted | 2024-07-01 | 2024-07-25 | 2026-01-25 | Inverters | Enphase | IQ8MC-72-M-US | 320 |  | 11 |  |  | 0.97 |  | Outdoor
NJADRE1556880668 | Administratively Determined Incentive Program | Newark | 7112 | 4.51 | Residential | Behind the Meter | Yes | Pro Custom Solar dba Momentum Solar | PSE&G |  | Accepted | 2024-07-01 | 2024-07-25 | 2026-01-25 | Solar Panels | Hanwha | q.peak duo blk-g10+410 |  | 0.41 | 6 | 212 | 4 |  | Fixed | Roof
NJADRE1556880668 | Administratively Determined Incentive Program | Newark | 7112 | 4.51 | Residential | Behind the Meter | Yes | Pro Custom Solar dba Momentum Solar | PSE&G |  | Accepted | 2024-07-01 | 2024-07-25 | 2026-01-25 | Solar Panels | Hanwha | q.peak duo blk-g10+410 |  | 0.41 | 5 | 32 | 4 |  | Fixed | Roof
NJADRE1556913834 | Administratively Determined Incentive Program | Hamilton Twp Mer | 8619 | 8.52 | Residential | Behind the Meter | Yes | Sunrun Installation Services, Inc. | PSE&G |  | Accepted | 2024-07-03 | 2024-07-26 | 2026-01-26 | Solar Panels | LONGi Green Energy Technology Co Ltd | LR4-60HPB-355M |  | 0.355 | 12 | 105 | 30 |  | Fixed | Roof
NJADRE1556913834 | Administratively Determined Incentive Program | Hamilton Twp Mer | 8619 | 8.52 | Residential | Behind the Meter | Yes | Sunrun Installation Services, Inc. | PSE&G |  | Accepted | 2024-07-03 | 2024-07-26 | 2026-01-26 | Solar Panels | LONGi Green Energy Technology Co Ltd | LR4-60HPB-355M |  | 0.355 | 12 | 285 | 30 |  | Fixed | Roof
NJADRE1556913834 | Administratively Determined Incentive Program | Hamilton Twp Mer | 8619 | 8.52 | Residential | Behind the Meter | Yes | Sunrun Installation Services, Inc. | PSE&G |  | Accepted | 2024-07-03 | 2024-07-26 | 2026-01-26 | Inverters | Delta Electronics | E10-TL-US | 10000 |  | 1 |  |  | 0.98 |  | Outdoor
NJADRE1556916459 | Administratively Determined Incentive Program | RAHWAY CITY | 7065 | 6.4 | Residential | Behind the Meter | Yes | Sunrun Installation Services, Inc. | PSE&G |  | Accepted | 2024-07-03 | 2024-07-30 | 2026-01-30 | Solar Panels | HANWHA Q-CELLS | Q.PEAK DUO BLK ML-G10+/t 400 |  | 0.4 | 13 | 359 | 21 |  | Fixed | Roof
NJADRE1556916459 | Administratively Determined Incentive Program | RAHWAY CITY | 7065 | 6.4 | Residential | Behind the Meter | Yes | Sunrun Installation Services, Inc. | PSE&G |  | Accepted | 2024-07-03 | 2024-07-30 | 2026-01-30 | Solar Panels | HANWHA Q-CELLS | Q.PEAK DUO BLK ML-G10+/t 400 |  | 0.4 | 3 | 90 | 20 |  | Fixed | Roof
NJADRE1556916459 | Administratively Determined Incentive Program | RAHWAY CITY | 7065 | 6.4 | Residential | Behind the Meter | Yes | Sunrun Installation Services, Inc. | PSE&G |  | Accepted | 2024-07-03 | 2024-07-30 | 2026-01-30 | Inverters | SOLAREDGE TECHNOLOGIES | SE5700H-USMN | 5760 |  | 1 |  |  | 0.99 |  | Outdoor
NJADRE1556916459 | Administratively Determined Incentive Program | RAHWAY CITY | 7065 | 6.4 | Residential | Behind the Meter | Yes | Sunrun Installation Services, Inc. | PSE&G |  | Accepted | 2024-07-03 | 2024-07-30 | 2026-01-30 | Meters | SolarEdge Technologies | SE5700H-USMN |  |  | 1 |  |  |  | Yes | Outdoor
NJADRE1556921778 | Administratively Determined Incentive Program | Burlington Twp | 8016 | 7.2 | Residential | Behind the Meter | Yes | Sunrun Installation Services, Inc. | PSE&G |  | Accepted | 2024-07-03 | 2024-08-05 | 2026-02-05 | Inverters | SOLAREDGE TECHNOLOGIES | SE5700H-USMN | 5760 |  | 1 |  |  | 0.99 |  | Outside
NJADRE1556921778 | Administratively Determined Incentive Program | Burlington Twp | 8016 | 7.2 | Residential | Behind the Meter | Yes | Sunrun Installation Services, Inc. | PSE&G |  | Accepted | 2024-07-03 | 2024-08-05 | 2026-02-05 | Solar Panels | HANWHA Q-CELLS | Q.PEAK DUO BLK ML-G10+/T 400 |  | 0.4 | 18 | 258 | 27 |  | Fixed | Roof
NJADRE1556921778 | Administratively Determined Incentive Program | Burlington Twp | 8016 | 7.2 | Residential | Behind the Meter | Yes | Sunrun Installation Services, Inc. | PSE&G |  | Accepted | 2024-07-03 | 2024-08-05 | 2026-02-05 | Meters | SolarEdge Technologies | SE5700H-USMN |  |  | 1 |  |  |  | Yes | Outdoor
NJADRE1556921778 | Administratively Determined Incentive Program | Burlington Twp | 8016 | 7.2 | Residential | Behind the Meter | Yes | Sunrun Installation Services, Inc. | PSE&G |  | Accepted | 2024-07-03 | 2024-08-05 | 2026-02-05 | Electric Storage Battery | TESLA | Powerwall 2 AC |  |  | 1 |  |  |  | Lithium Ion |  | OUTSIDE
NJADRE1556940121 | Administratively Determined Incentive Program | PHILLIPSBURG | 8865 | 7.2 | Residential | Behind the Meter | Yes | Sunrun Installation Services, Inc. | JCP&L |  | Accepted | 2024-07-09 | 2024-07-30 | 2026-01-30 | Solar Panels | Hanwha Q Cells | Q.PEAK DUO BLK ML-G10+/t 400 |  | 0.4 | 3 | 80 | 37 |  | Fixed | Roof
NJADRE1556940121 | Administratively Determined Incentive Program | PHILLIPSBURG | 8865 | 7.2 | Residential | Behind the Meter | Yes | Sunrun Installation Services, Inc. | JCP&L |  | Accepted | 2024-07-09 | 2024-07-30 | 2026-01-30 | Solar Panels | Hanwha Q Cells | Q.PEAK DUO BLK ML-G10+/t 400 |  | 0.4 | 8 | 170 | 37 |  | Fixed | Roof
NJADRE1556940121 | Administratively Determined Incentive Program | PHILLIPSBURG | 8865 | 7.2 | Residential | Behind the Meter | Yes | Sunrun Installation Services, Inc. | JCP&L |  | Accepted | 2024-07-09 | 2024-07-30 | 2026-01-30 | Solar Panels | Hanwha Q Cells | Q.PEAK DUO BLK ML-G10+/t 400 |  | 0.4 | 3 | 260 | 37 |  | Fixed | Roof
NJADRE1556940121 | Administratively Determined Incentive Program | PHILLIPSBURG | 8865 | 7.2 | Residential | Behind the Meter | Yes | Sunrun Installation Services, Inc. | JCP&L |  | Accepted | 2024-07-09 | 2024-07-30 | 2026-01-30 | Solar Panels | Hanwha Q Cells | Q.PEAK DUO BLK ML-G10+/t 400 |  | 0.4 | 4 | 350 | 37 |  | Fixed | Roof
NJADRE1556940121 | Administratively Determined Incentive Program | PHILLIPSBURG | 8865 | 7.2 | Residential | Behind the Meter | Yes | Sunrun Installation Services, Inc. | JCP&L |  | Accepted | 2024-07-09 | 2024-07-30 | 2026-01-30 | Inverters | SolarEdge Technologies | SE5700H-USMN | 5700 |  | 1 |  |  | 0.99 |  | Outside
NJADRE1556948302 | Administratively Determined Incentive Program | JERSEY CITY | 7307 | 4.8 | Residential | Behind the Meter | Yes | PosiGen Developer, LLC | PSE&G |  | Accepted | 2024-07-09 | 2024-07-30 | 2026-01-30 | Inverters | SOLAREDGE | SE3800H-US | 3800 |  | 1 |  |  | 0.99 |  | Outside | WITHIN TEN FEET OF METER
NJADRE1556948302 | Administratively Determined Incentive Program | JERSEY CITY | 7307 | 4.8 | Residential | Behind the Meter | Yes | PosiGen Developer, LLC | PSE&G |  | Accepted | 2024-07-09 | 2024-07-30 | 2026-01-30 | Solar Panels | SOLAREDGE | SIL400HC+ |  | 0.4 | 12 | 207 | 27 |  | Fixed | Roof
NJADRE1556952033 | Administratively Determined Incentive Program | Piscataway Twp | 8854 | 6.8 | Residential | Behind the Meter | Yes | Sunrun Installation Services, Inc. | PSE&G |  | Accepted | 2024-07-10 | 2024-07-31 | 2026-01-31 | Inverters | SOLAREDGE TECHNOLOGIES | SE5700H-USMN | 5760 |  | 1 |  |  | 0.99 |  | Outdoor
NJADRE1556952033 | Administratively Determined Incentive Program | Piscataway Twp | 8854 | 6.8 | Residential | Behind the Meter | Yes | Sunrun Installation Services, Inc. | PSE&G |  | Accepted | 2024-07-10 | 2024-07-31 | 2026-01-31 | Solar Panels | HANWHA Q-CELLS | Q.PEAK DUO BLK ML-G10+/t 400 |  | 0.4 | 17 | 152 | 21 |  | Fixed | Roof
NJADRE1556952033 | Administratively Determined Incentive Program | Piscataway Twp | 8854 | 6.8 | Residential | Behind the Meter | Yes | Sunrun Installation Services, Inc. | PSE&G |  | Accepted | 2024-07-10 | 2024-07-31 | 2026-01-31 | Electric Storage Battery | TESLA | POWERWALL 2 |  |  | 1 |  |  |  | Lithium Ion |  | OUTSIDE
NJADRE1556956412 | Administratively Determined Incentive Program | PLEASANTVILLE | 8232 | 3.2 | Residential | Behind the Meter | Yes | Sunrun Installation Services, Inc. | AC Electric |  | Accepted | 2024-07-10 | 2024-07-31 | 2026-01-31 | Inverters | SolarEdge Technologies | SE3800H-USMN | 3800 |  | 1 |  |  | 0.99 |  | Outdoor | Next to meter
NJADRE1556956412 | Administratively Determined Incentive Program | PLEASANTVILLE | 8232 | 3.2 | Residential | Behind the Meter | Yes | Sunrun Installation Services, Inc. | AC Electric |  | Accepted | 2024-07-10 | 2024-07-31 | 2026-01-31 | Solar Panels | Hanwha Q-Cells | Q.PEAK DUO BLK ML-G10+/T 400 |  | 0.4 | 8 | 206 | 30 |  | Fixed | Roof
NJADRE1556956412 | Administratively Determined Incentive Program | PLEASANTVILLE | 8232 | 3.2 | Residential | Behind the Meter | Yes | Sunrun Installation Services, Inc. | AC Electric |  | Accepted | 2024-07-10 | 2024-07-31 | 2026-01-31 | Meters | SOLAREDGE TECHNOLOGIES | SE3800H-USMN |  |  | 1 |  |  |  | Yes | Outdoor
NJADRE1556962041 | Administratively Determined Incentive Program | Elizabeth | 7208 | 3.2 | Residential | Behind the Meter | Yes | Sunrun Installation Services, Inc. | PSE&G |  | Accepted | 2024-07-10 | 2024-07-31 | 2026-01-31 | Solar Panels | Hanwha Q-Cells | Q.PEAK DUO BLK ML-G10+/T 400 |  | 0.4 | 8 | 247 | 44 |  | Fixed | Roof
NJADRE1556962041 | Administratively Determined Incentive Program | Elizabeth | 7208 | 3.2 | Residential | Behind the Meter | Yes | Sunrun Installation Services, Inc. | PSE&G |  | Accepted | 2024-07-10 | 2024-07-31 | 2026-01-31 | Inverters | Growatt New Energy Technology Co Ltd | MIN 3800TL-XH-US | 3800 |  | 1 |  |  | 0.99 |  | Outdoor | Next to meter
NJADRE1556966734 | Administratively Determined Incentive Program | Toms River | 8753 | 7.38 | Residential | Behind the Meter | No | Titan Solar Power NJ, Inc. | JCP&L |  | Registration On Hold-PTO Prior to Acceptance | 2024-07-11 |  |  | Solar Panels | Silfab Solar | SIL410HL |  | 0.41 | 4 | 273 | 23 |  | Fixed | Roof
NJADRE1556966734 | Administratively Determined Incentive Program | Toms River | 8753 | 7.38 | Residential | Behind the Meter | No | Titan Solar Power NJ, Inc. | JCP&L |  | Registration On Hold-PTO Prior to Acceptance | 2024-07-11 |  |  | Meters | Solaredge | SE5000H | 240 |  | 1 |  |  |  | Yes | Outdoor
NJADRE1556966734 | Administratively Determined Incentive Program | Toms River | 8753 | 7.38 | Residential | Behind the Meter | No | Titan Solar Power NJ, Inc. | JCP&L |  | Registration On Hold-PTO Prior to Acceptance | 2024-07-11 |  |  | Solar Panels | Silfab Solar | SIL410HL |  | 0.41 | 14 | 3 | 12 |  | Fixed | Roof
NJADRE1556966734 | Administratively Determined Incentive Program | Toms River | 8753 | 7.38 | Residential | Behind the Meter | No | Titan Solar Power NJ, Inc. | JCP&L |  | Registration On Hold-PTO Prior to Acceptance | 2024-07-11 |  |  | Inverters | Solaredge | SE5000H | 290 |  | 1 |  |  | 0.976 |  | Outside
NJADRE1556966769 | Administratively Determined Incentive Program | BROWNS MILLS | 8015 | 4.4 | Residential | Behind the Meter | Yes | Sunrun Installation Services, Inc. | JCP&L |  | Accepted | 2024-07-11 | 2024-08-01 | 2026-02-01 | Inverters | SolarEdge Technologies | SE3800H-USMN | 3800 |  | 1 |  |  | 0.99 |  | Outside
NJADRE1556966769 | Administratively Determined Incentive Program | BROWNS MILLS | 8015 | 4.4 | Residential | Behind the Meter | Yes | Sunrun Installation Services, Inc. | JCP&L |  | Accepted | 2024-07-11 | 2024-08-01 | 2026-02-01 | Solar Panels | Hanwha Q Cells | Q.PEAK DUO BLK ML-G10+/t 400 |  | 0.4 | 5 | 64 | 42 |  | Fixed | Roof
NJADRE1556966769 | Administratively Determined Incentive Program | BROWNS MILLS | 8015 | 4.4 | Residential | Behind the Meter | Yes | Sunrun Installation Services, Inc. | JCP&L |  | Accepted | 2024-07-11 | 2024-08-01 | 2026-02-01 | Solar Panels | Hanwha Q Cells | Q.PEAK DUO BLK ML-G10+/t 400 |  | 0.4 | 6 | 244 | 42 |  | Fixed | Roof
NJADRE1556966769 | Administratively Determined Incentive Program | BROWNS MILLS | 8015 | 4.4 | Residential | Behind the Meter | Yes | Sunrun Installation Services, Inc. | JCP&L |  | Accepted | 2024-07-11 | 2024-08-01 | 2026-02-01 | Meters | SOLAREDGE TECHNOLOGIES | SE3800H-USMN |  |  | 1 |  |  |  | Yes | Outdoor
NJADRE1556966924 | Administratively Determined Incentive Program | North Plainfield | 7060 | 4.8 | Residential | Behind the Meter | Yes | PosiGen Developer, LLC | PSE&G |  | Accepted | 2024-07-11 | 2024-08-01 | 2026-02-01 | Inverters | SOLAREDGE | SE3800H-US | 3800 |  | 1 |  |  | 0.99 |  | Outside | WITHIN TEN FEET OF METER
NJADRE1556966924 | Administratively Determined Incentive Program | North Plainfield | 7060 | 4.8 | Residential | Behind the Meter | Yes | PosiGen Developer, LLC | PSE&G |  | Accepted | 2024-07-11 | 2024-08-01 | 2026-02-01 | Solar Panels | SILFAB | SIL400HC+ |  | 0.4 | 6 | 305 | 34 |  | Fixed | Roof
NJADRE1556966924 | Administratively Determined Incentive Program | North Plainfield | 7060 | 4.8 | Residential | Behind the Meter | Yes | PosiGen Developer, LLC | PSE&G |  | Accepted | 2024-07-11 | 2024-08-01 | 2026-02-01 | Solar Panels | SILFAB | SIL400HC+ |  | 0.4 | 6 | 125 | 34 |  | Fixed | Roof
NJADRE1556967827 | Administratively Determined Incentive Program | UNION | 7083 | 4.8 | Residential | Behind the Meter | Yes | Sunrun Installation Services, Inc. | PSE&G |  | Accepted | 2024-07-11 | 2024-08-01 | 2026-02-01 | Inverters | SolarEdge Technologies | SE3800H-USMN | 3800 |  | 1 |  |  | 0.99 |  | Outdoor | Next to meter
NJADRE1556967827 | Administratively Determined Incentive Program | UNION | 7083 | 4.8 | Residential | Behind the Meter | Yes | Sunrun Installation Services, Inc. | PSE&G |  | Accepted | 2024-07-11 | 2024-08-01 | 2026-02-01 | Solar Panels | Hanwha Q-Cells | Q.PEAK DUO BLK ML-G10+/T 400 |  | 0.4 | 12 | 128 | 21 |  | Fixed | Roof
NJADRE1556974628 | Administratively Determined Incentive Program | NEWARK | 7107 | 8 | Residential | Behind the Meter | Yes | PosiGen Developer, LLC | PSE&G |  | Accepted | 2024-07-12 | 2024-08-02 | 2026-02-02 | Solar Panels | Silfab | SIL-400 HC+ |  | 0.4 | 3 | 112 | 45 |  | Fixed | Roof
NJADRE1556974628 | Administratively Determined Incentive Program | NEWARK | 7107 | 8 | Residential | Behind the Meter | Yes | PosiGen Developer, LLC | PSE&G |  | Accepted | 2024-07-12 | 2024-08-02 | 2026-02-02 | Solar Panels | Silfab | SIL-400 HC+ |  | 0.4 | 5 | 112 | 27 |  | Fixed | Roof
NJADRE1556974628 | Administratively Determined Incentive Program | NEWARK | 7107 | 8 | Residential | Behind the Meter | Yes | PosiGen Developer, LLC | PSE&G |  | Accepted | 2024-07-12 | 2024-08-02 | 2026-02-02 | Solar Panels | Silfab | SIL-400 HC+ |  | 0.4 | 12 | 112 | 6 |  | Fixed | Roof
NJADRE1556974628 | Administratively Determined Incentive Program | NEWARK | 7107 | 8 | Residential | Behind the Meter | Yes | PosiGen Developer, LLC | PSE&G |  | Accepted | 2024-07-12 | 2024-08-02 | 2026-02-02 | Inverters | SolarEdge | SE6000H-US | 6000 |  | 1 |  |  | 0.99 |  | Outdoor | within ten feet of meter
NJADRE1556981617 | Administratively Determined Incentive Program | ORANGE | 7050 | 3.6 | Residential | Behind the Meter | Yes | Sunrun Installation Services, Inc. | PSE&G |  | Accepted | 2024-07-15 | 2024-08-02 | 2026-02-02 | Solar Panels | Hanwha Q Cells | Q.PEAK DUO BLK ML-G10+/t 400 |  | 0.4 | 9 | 298 | 38 |  | Fixed | Roof
NJADRE1556981617 | Administratively Determined Incentive Program | ORANGE | 7050 | 3.6 | Residential | Behind the Meter | Yes | Sunrun Installation Services, Inc. | PSE&G |  | Accepted | 2024-07-15 | 2024-08-02 | 2026-02-02 | Inverters | GROWATT NEW ENERGY TECHNOLOGY CO LTD | MIN 3800TL-XH-US | 3800 |  | 1 |  |  | 0.98 |  | Outside
NJADRE1556986196 | Administratively Determined Incentive Program | NEWTON | 7860 | 6.4 | Residential | Behind the Meter | Yes | PosiGen Developer, LLC | JCP&L |  | Accepted | 2024-07-16 | 2024-08-06 | 2026-02-06 | Solar Panels | Silfab | SIL-400 HC+ |  | 0.4 | 7 | 222 | 26 |  | Fixed | Roof | garage
NJADRE1556986196 | Administratively Determined Incentive Program | NEWTON | 7860 | 6.4 | Residential | Behind the Meter | Yes | PosiGen Developer, LLC | JCP&L |  | Accepted | 2024-07-16 | 2024-08-06 | 2026-02-06 | Inverters | SolarEdge | SE6000H-US | 6000 |  | 1 |  |  | 0.99 |  | Outdoor | garage - within ten feet of meter
NJADRE1556986196 | Administratively Determined Incentive Program | NEWTON | 7860 | 6.4 | Residential | Behind the Meter | Yes | PosiGen Developer, LLC | JCP&L |  | Accepted | 2024-07-16 | 2024-08-06 | 2026-02-06 | Solar Panels | Silfab | SIL-400 HC+ |  | 0.4 | 9 | 132 | 27 |  | Fixed | Roof | garage
NJADRE1556986251 | Administratively Determined Incentive Program | Newark | 7106 | 4.8 | Residential | Behind the Meter | Yes | PosiGen Developer, LLC | PSE&G |  | Accepted | 2024-07-16 | 2024-08-09 | 2026-02-09 | Inverters | SOLAREDGE | SE3800H-US | 3800 |  | 1 |  |  | 0.99 |  | Outside | WITHIN TEN FEET OF METER
NJADRE1556986251 | Administratively Determined Incentive Program | Newark | 7106 | 4.8 | Residential | Behind the Meter | Yes | PosiGen Developer, LLC | PSE&G |  | Accepted | 2024-07-16 | 2024-08-09 | 2026-02-09 | Solar Panels | SILFAB | SIL400HC+ |  | 0.4 | 5 | 112 | 43 |  | Fixed | Roof
NJADRE1556986251 | Administratively Determined Incentive Program | Newark | 7106 | 4.8 | Residential | Behind the Meter | Yes | PosiGen Developer, LLC | PSE&G |  | Accepted | 2024-07-16 | 2024-08-09 | 2026-02-09 | Solar Panels | SILFAB | SIL400HC+ |  | 0.4 | 7 | 202 | 27 |  | Fixed | Roof
NJADRE1556986319 | Administratively Determined Incentive Program | CARTERET BORO | 7008 | 8 | Residential | Behind the Meter | Yes | Sunrun Installation Services, Inc. | PSE&G |  | Accepted | 2024-07-16 | 2024-08-05 | 2026-02-05 | Solar Panels | Hanwha Q-Cells | Q.PEAK DUO BLK ML-G10+/T 400 |  | 0.4 | 20 | 218 | 31 |  | Fixed | Roof
NJADRE1556986319 | Administratively Determined Incentive Program | CARTERET BORO | 7008 | 8 | Residential | Behind the Meter | Yes | Sunrun Installation Services, Inc. | PSE&G |  | Accepted | 2024-07-16 | 2024-08-05 | 2026-02-05 | Inverters | Growatt New Energy Technology Co Ltd | MIN 6000TL-XH-US | 6000 |  | 1 |  |  | 0.99 |  | Outdoor | Next to meter
NJADRE1556986449 | Administratively Determined Incentive Program | NEWARK | 7112 | 5.2 | Residential | Behind the Meter | Yes | PosiGen Developer, LLC | PSE&G |  | Accepted | 2024-07-16 | 2024-08-05 | 2026-02-05 | Inverters | SOLAREDGE | SE3800H-US | 3800 |  | 1 |  |  | 0.99 |  | Outside | WITHIN TEN FEET OF METER
NJADRE1556986449 | Administratively Determined Incentive Program | NEWARK | 7112 | 5.2 | Residential | Behind the Meter | Yes | PosiGen Developer, LLC | PSE&G |  | Accepted | 2024-07-16 | 2024-08-05 | 2026-02-05 | Solar Panels | SILFAB | SIL400HC+ |  | 0.4 | 4 | 36 | 0 |  | Fixed | Roof
NJADRE1556986449 | Administratively Determined Incentive Program | NEWARK | 7112 | 5.2 | Residential | Behind the Meter | Yes | PosiGen Developer, LLC | PSE&G |  | Accepted | 2024-07-16 | 2024-08-05 | 2026-02-05 | Solar Panels | SILFAB | SIL400HC+ |  | 0.4 | 4 | 216 | 40 |  | Fixed | Roof
NJADRE1556986449 | Administratively Determined Incentive Program | NEWARK | 7112 | 5.2 | Residential | Behind the Meter | Yes | PosiGen Developer, LLC | PSE&G |  | Accepted | 2024-07-16 | 2024-08-05 | 2026-02-05 | Solar Panels | SILFAB | SIL400HC+ |  | 0.4 | 5 | 36 | 40 |  | Fixed | Roof
NJADRE1556991798 | Administratively Determined Incentive Program | Cliffwood Beach | 7735 | 4.8 | Residential | Behind the Meter | Yes | Sunrun Installation Services, Inc. | JCP&L |  | Accepted | 2024-07-17 | 2024-08-06 | 2026-02-06 | Inverters | GROWATT NEW ENERGY TECHNOLOGY CO LTD | MIN 3800TL-XH-US | 3800 |  | 1 |  |  | 0.98 |  | Outside
NJADRE1556991798 | Administratively Determined Incentive Program | Cliffwood Beach | 7735 | 4.8 | Residential | Behind the Meter | Yes | Sunrun Installation Services, Inc. | JCP&L |  | Accepted | 2024-07-17 | 2024-08-06 | 2026-02-06 | Solar Panels | HANWHA Q-CELLS | Q.PEAK DUO BLK ML-G10+/T 400 |  | 0.4 | 12 | 97 | 19 |  | Fixed | Roof
NJADRE1557043448 | Administratively Determined Incentive Program | RIDGEFIELD | 7657 | 9.02 | Residential | Behind the Meter | Yes | Pro Custom Solar dba Momentum Solar | PSE&G |  | Accepted | 2024-07-18 | 2024-08-07 | 2026-02-07 | Inverters | ENPHASE | iq8mc-72-m-us | 320 |  | 22 |  |  | 0.97 |  | Outside
NJADRE1557043448 | Administratively Determined Incentive Program | RIDGEFIELD | 7657 | 9.02 | Residential | Behind the Meter | Yes | Pro Custom Solar dba Momentum Solar | PSE&G |  | Accepted | 2024-07-18 | 2024-08-07 | 2026-02-07 | Solar Panels | hanwha | q.peak duo blk ml-g10+410 |  | 0.41 | 5 | 307 | 20 |  | Fixed | Roof
NJADRE1557043448 | Administratively Determined Incentive Program | RIDGEFIELD | 7657 | 9.02 | Residential | Behind the Meter | Yes | Pro Custom Solar dba Momentum Solar | PSE&G |  | Accepted | 2024-07-18 | 2024-08-07 | 2026-02-07 | Solar Panels | hanwha | q.peak duo blk ml-g10+410 |  | 0.41 | 9 | 217 | 21 |  | Fixed | Roof
NJADRE1557043448 | Administratively Determined Incentive Program | RIDGEFIELD | 7657 | 9.02 | Residential | Behind the Meter | Yes | Pro Custom Solar dba Momentum Solar | PSE&G |  | Accepted | 2024-07-18 | 2024-08-07 | 2026-02-07 | Solar Panels | hanwha | q.peak duo blk ml-g10+410 |  | 0.41 | 8 | 37 | 19 |  | Fixed | Roof
NJADRE1557046317 | Administratively Determined Incentive Program | PERTH AMBOY CITY | 8861 | 4.4 | Residential | Behind the Meter | Yes | Sunrun Installation Services, Inc. | PSE&G |  | Accepted | 2024-07-19 | 2024-08-07 | 2026-02-07 | Solar Panels | Hanwha Q-Cells | Q.PEAK DUO BLK ML-G10+/T 400 |  | 0.4 | 11 | 107 | 21 |  | Fixed | Roof
NJADRE1557046317 | Administratively Determined Incentive Program | PERTH AMBOY CITY | 8861 | 4.4 | Residential | Behind the Meter | Yes | Sunrun Installation Services, Inc. | PSE&G |  | Accepted | 2024-07-19 | 2024-08-07 | 2026-02-07 | Inverters | SolarEdge Technologies | SE3800H-USMN | 3800 |  | 1 |  |  | 0.99 |  | Outdoor | Next to meter
NJADRE1557082129 | Administratively Determined Incentive Program | MILLVILLE | 8332 | 12.45 | Residential | Behind the Meter | Yes | SunnyMac, LLC | AC Electric |  | Accepted | 2024-07-22 | 2024-08-08 | 2026-02-08 | Inverters | Solar Edge | SE5700H-US | 5760 |  | 1 |  |  | 0.99 |  | Outdoor | next to meter
NJADRE1557082129 | Administratively Determined Incentive Program | MILLVILLE | 8332 | 12.45 | Residential | Behind the Meter | Yes | SunnyMac, LLC | AC Electric |  | Accepted | 2024-07-22 | 2024-08-08 | 2026-02-08 | Solar Panels | HANWHA | Q.PEAK DUO BLK ML-G10+ 415W |  | 0.415 | 4 | 185 | 33 |  | Fixed | Roof
NJADRE1557082129 | Administratively Determined Incentive Program | MILLVILLE | 8332 | 12.45 | Residential | Behind the Meter | Yes | SunnyMac, LLC | AC Electric |  | Accepted | 2024-07-22 | 2024-08-08 | 2026-02-08 | Inverters | Solar Edge | SE3800H -US | 3800 |  | 1 |  |  | 0.99 |  | Outdoor | next to meter
NJADRE1557082129 | Administratively Determined Incentive Program | MILLVILLE | 8332 | 12.45 | Residential | Behind the Meter | Yes | SunnyMac, LLC | AC Electric |  | Accepted | 2024-07-22 | 2024-08-08 | 2026-02-08 | Solar Panels | HANWHA | Q.PEAK DUO BLK ML-G10+ 415W |  | 0.415 | 2 | 95 | 19 |  | Fixed | Roof
NJADRE1557082129 | Administratively Determined Incentive Program | MILLVILLE | 8332 | 12.45 | Residential | Behind the Meter | Yes | SunnyMac, LLC | AC Electric |  | Accepted | 2024-07-22 | 2024-08-08 | 2026-02-08 | Solar Panels | HANWHA | Q.PEAK DUO BLK ML-G10+ 415W |  | 0.415 | 10 | 94 | 18 |  | Fixed | Roof
NJADRE1557082129 | Administratively Determined Incentive Program | MILLVILLE | 8332 | 12.45 | Residential | Behind the Meter | Yes | SunnyMac, LLC | AC Electric |  | Accepted | 2024-07-22 | 2024-08-08 | 2026-02-08 | Solar Panels | HANWHA | Q.PEAK DUO BLK ML-G10+ 415W |  | 0.415 | 14 | 5 | 33 |  | Fixed | Roof
NJADRE1557082129 | Administratively Determined Incentive Program | MILLVILLE | 8332 | 12.45 | Residential | Behind the Meter | Yes | SunnyMac, LLC | AC Electric |  | Accepted | 2024-07-22 | 2024-08-08 | 2026-02-08 | Meters | SOLAREDGE | SE-RGMTR-1D-240C-B |  |  | 1 |  |  |  | Yes | Outdoor
NJADRE1557082129 | Administratively Determined Incentive Program | MILLVILLE | 8332 | 12.45 | Residential | Behind the Meter | Yes | SunnyMac, LLC | AC Electric |  | Accepted | 2024-07-22 | 2024-08-08 | 2026-02-08 | Meters | SOLAREDGE | SE-RGMTR-1D-240C-B |  |  | 1 |  |  |  | Yes | Outdoor
NJADRE1557142610 | Administratively Determined Incentive Program | Little Falls | 7424 | 14.35 | Commercial | Behind the Meter | No | Pro Custom Solar dba Momentum Solar | PSE&G |  | Accepted | 2024-07-24 | 2024-08-12 | 2026-02-12 | Inverters | Enphase | IQ8MC-72-M-US | 320 |  | 35 |  |  | 0.97 |  | Outdoor
NJADRE1557142610 | Administratively Determined Incentive Program | Little Falls | 7424 | 14.35 | Commercial | Behind the Meter | No | Pro Custom Solar dba Momentum Solar | PSE&G |  | Accepted | 2024-07-24 | 2024-08-12 | 2026-02-12 | Solar Panels | Hanwha | q.peak duo blk-g10+410 |  | 0.41 | 35 | 184 | 1 |  | Fixed | Roof
NJADRE1557212131 | Administratively Determined Incentive Program | Newark | 7112 | 4.8 | Residential | Behind the Meter | Yes | PosiGen Developer, LLC | PSE&G |  | Accepted | 2024-07-25 | 2024-08-08 | 2026-02-08 | Solar Panels | SilFab Solar | SIL-400-HC+ |  | 0.4 | 3 | 27 | 25 |  | Fixed | Roof
NJADRE1557212131 | Administratively Determined Incentive Program | Newark | 7112 | 4.8 | Residential | Behind the Meter | Yes | PosiGen Developer, LLC | PSE&G |  | Accepted | 2024-07-25 | 2024-08-08 | 2026-02-08 | Inverters | SolarEdge | SE5700H-US | 5700 |  | 1 |  |  | 0.99 |  | Outside | within ten feet of meter
NJADRE1557212131 | Administratively Determined Incentive Program | Newark | 7112 | 4.8 | Residential | Behind the Meter | Yes | PosiGen Developer, LLC | PSE&G |  | Accepted | 2024-07-25 | 2024-08-08 | 2026-02-08 | Solar Panels | SilFab Solar | SIL-400-HC+ |  | 0.4 | 9 | 117 | 25 |  | Fixed | Roof
NJADRE1557280038 | Administratively Determined Incentive Program | Newark | 7112 | 4.8 | Residential | Behind the Meter | Yes | PosiGen Developer, LLC | PSE&G |  | Accepted | 2024-07-26 | 2024-08-12 | 2026-02-12 | Inverters | SolarEdge | SE5700H-US | 5700 |  | 1 |  |  | 0.99 |  | Outdoor | within ten feet of meter
NJADRE1557280038 | Administratively Determined Incentive Program | Newark | 7112 | 4.8 | Residential | Behind the Meter | Yes | PosiGen Developer, LLC | PSE&G |  | Accepted | 2024-07-26 | 2024-08-12 | 2026-02-12 | Solar Panels | Silfab | SIL-400 HC+ |  | 0.4 | 12 | 36 | 18 |  | Fixed | Roof
NJADRE1557280112 | Administratively Determined Incentive Program | NEWARK | 7112 | 4.8 | Residential | Behind the Meter | Yes | PosiGen Developer, LLC | PSE&G |  | Accepted | 2024-07-26 | 2024-08-13 | 2026-02-13 | Inverters | SolarEdge | SE5700H-US | 5760 |  | 1 |  |  | 0.99 |  | Outdoor | within ten feet of meter
NJADRE1557280112 | Administratively Determined Incentive Program | NEWARK | 7112 | 4.8 | Residential | Behind the Meter | Yes | PosiGen Developer, LLC | PSE&G |  | Accepted | 2024-07-26 | 2024-08-13 | 2026-02-13 | Solar Panels | Silfab | SIL-400 HC+ |  | 0.4 | 12 | 36 | 18 |  | Fixed | Roof
NJADRE1557294170 | Administratively Determined Incentive Program | LAKEWOOD | 8701 | 10.8 | Residential | Behind the Meter | Yes | Powerlutions, LLC | JCP&L |  | Accepted | 2024-07-30 | 2024-08-14 | 2026-02-14 | Inverters | Enphase | IQ7PLUS-72-M-US | 290 |  | 27 |  |  | 0.98 |  | Outdoor
NJADRE1557294170 | Administratively Determined Incentive Program | LAKEWOOD | 8701 | 10.8 | Residential | Behind the Meter | Yes | Powerlutions, LLC | JCP&L |  | Accepted | 2024-07-30 | 2024-08-14 | 2026-02-14 | Solar Panels | HANWHA Q-CELLS | Q.PEAK DUO BLK ML-G10+ |  | 0.4 | 27 | 135 | 28 |  | Fixed | Roof
NJADRE1557298431 | Administratively Determined Incentive Program | LAKEWOOD | 8701 | 13.53 | Residential | Behind the Meter | Yes | Powerlutions, LLC | JCP&L |  | Accepted | 2024-07-30 | 2024-08-14 | 2026-02-14 | Solar Panels | SEG | SEG-410-BMD-HV |  | 0.41 | 8 | 175 | 26 |  | Fixed | Roof
NJADRE1557298431 | Administratively Determined Incentive Program | LAKEWOOD | 8701 | 13.53 | Residential | Behind the Meter | Yes | Powerlutions, LLC | JCP&L |  | Accepted | 2024-07-30 | 2024-08-14 | 2026-02-14 | Solar Panels | SEG | SEG-410-BMD-HV |  | 0.41 | 25 | 85 | 39 |  | Fixed | Roof
NJADRE1557298431 | Administratively Determined Incentive Program | LAKEWOOD | 8701 | 13.53 | Residential | Behind the Meter | Yes | Powerlutions, LLC | JCP&L |  | Accepted | 2024-07-30 | 2024-08-14 | 2026-02-14 | Inverters | Enphase | IQ7PLUS-72-2-US | 290 |  | 33 |  |  | 0.98 |  | Outdoor
NJADRE1557304537 | Administratively Determined Incentive Program | NEWARK | 7107 | 15.725 | Residential | Behind the Meter | Yes | Power Energy Solutions, LLC | PSE&G |  | Accepted | 2024-07-31 | 2024-08-15 | 2026-02-15 | Solar Panels | Trina Solar | TSM-425NE09RC.05 |  | 0.425 | 14 | 20 | 15 |  | Fixed | Roof
NJADRE1557304537 | Administratively Determined Incentive Program | NEWARK | 7107 | 15.725 | Residential | Behind the Meter | Yes | Power Energy Solutions, LLC | PSE&G |  | Accepted | 2024-07-31 | 2024-08-15 | 2026-02-15 | Solar Panels | Trina Solar | TSM-425NE09RC.05 |  | 0.425 | 12 | 200 | 15 |  | Fixed | Roof
NJADRE1557304537 | Administratively Determined Incentive Program | NEWARK | 7107 | 15.725 | Residential | Behind the Meter | Yes | Power Energy Solutions, LLC | PSE&G |  | Accepted | 2024-07-31 | 2024-08-15 | 2026-02-15 | Solar Panels | Trina Solar | TSM-425NE09RC.05 |  | 0.425 | 9 | 201 | 30 |  | Fixed | Roof
NJADRE1557304537 | Administratively Determined Incentive Program | NEWARK | 7107 | 15.725 | Residential | Behind the Meter | Yes | Power Energy Solutions, LLC | PSE&G |  | Accepted | 2024-07-31 | 2024-08-15 | 2026-02-15 | Inverters | SolarEdge | SE6000H-US | 6000 |  | 1 |  |  | 0.97 |  | Outdoor
NJADRE1557304537 | Administratively Determined Incentive Program | NEWARK | 7107 | 15.725 | Residential | Behind the Meter | Yes | Power Energy Solutions, LLC | PSE&G |  | Accepted | 2024-07-31 | 2024-08-15 | 2026-02-15 | Solar Panels | Trina Solar | TSM-425NE09RC.05 |  | 0.425 | 1 | 109 | 12 |  | Fixed | Roof
NJADRE1557304537 | Administratively Determined Incentive Program | NEWARK | 7107 | 15.725 | Residential | Behind the Meter | Yes | Power Energy Solutions, LLC | PSE&G |  | Accepted | 2024-07-31 | 2024-08-15 | 2026-02-15 | Solar Panels | Trina Solar | TSM-425NE09RC.05 |  | 0.425 | 1 | 111 | 40 |  | Fixed | Roof
NJADRE1557304537 | Administratively Determined Incentive Program | NEWARK | 7107 | 15.725 | Residential | Behind the Meter | Yes | Power Energy Solutions, LLC | PSE&G |  | Accepted | 2024-07-31 | 2024-08-15 | 2026-02-15 | Inverters | SolarEdge | SE10000H-US | 10000 |  | 1 |  |  | 0.97 |  | Outdoor
NJADRE1557304734 | Administratively Determined Incentive Program | Kearny | 7032 | 4.8 | Residential | Behind the Meter | Yes | PosiGen Developer, LLC | PSE&G |  | Accepted | 2024-07-31 | 2024-08-15 | 2026-02-15 | Solar Panels | SILFAB | SIL400HC+ |  | 0.4 | 12 | 217 | 12 |  | Fixed | Roof
NJADRE1557304734 | Administratively Determined Incentive Program | Kearny | 7032 | 4.8 | Residential | Behind the Meter | Yes | PosiGen Developer, LLC | PSE&G |  | Accepted | 2024-07-31 | 2024-08-15 | 2026-02-15 | Inverters | SOLAREDGE | SE5700H-US | 5700 |  | 1 |  |  | 0.99 |  | Outside | WITHIN TEN FEET OF METER
NJADRE1557346594 | Administratively Determined Incentive Program | NEWARK | 7102 | 4.1 | Residential | Behind the Meter | Yes | Pro Custom Solar dba Momentum Solar | PSE&G |  | Final As-Built Received | 2024-08-06 | 2024-08-26 | 2025-08-26 | Inverters | ENPHASE | IQ8PLUS-72-2-US | 320 |  | 10 |  |  | 0.97 |  | Outside
NJADRE1557346594 | Administratively Determined Incentive Program | NEWARK | 7102 | 4.1 | Residential | Behind the Meter | Yes | Pro Custom Solar dba Momentum Solar | PSE&G |  | Final As-Built Received | 2024-08-06 | 2024-08-26 | 2025-08-26 | Solar Panels | hanwha | q.peak duo blk ml-g10+410 |  | 0.41 | 10 | 14 | 5 |  | Fixed | Roof
NJADRE1557346594 | Administratively Determined Incentive Program | NEWARK | 7102 | 4.1 | Residential | Behind the Meter | Yes | Pro Custom Solar dba Momentum Solar | PSE&G |  | Final As-Built Received | 2024-08-06 | 2024-08-26 | 2025-08-26 | Meters | ENPHASE | Envoy S Cellular |  |  | 1 |  |  |  | Yes | Outdoor
NJADRE1557360903 | Administratively Determined Incentive Program | Newark | 7108 | 4.8 | Commercial | Behind the Meter | Yes | PosiGen Developer, LLC | PSE&G |  | Accepted | 2024-08-06 | 2024-08-20 | 2026-02-20 | Inverters | SolarEdge | SE3800H-US | 3800 |  | 1 |  |  | 0.99 |  | Outside | within ten feet of meter
NJADRE1557360903 | Administratively Determined Incentive Program | Newark | 7108 | 4.8 | Commercial | Behind the Meter | Yes | PosiGen Developer, LLC | PSE&G |  | Accepted | 2024-08-06 | 2024-08-20 | 2026-02-20 | Solar Panels | SilFab Solar | SIL-400-HC+ |  | 0.4 | 3 | 17 | 34 |  | Fixed | Roof
NJADRE1557360903 | Administratively Determined Incentive Program | Newark | 7108 | 4.8 | Commercial | Behind the Meter | Yes | PosiGen Developer, LLC | PSE&G |  | Accepted | 2024-08-06 | 2024-08-20 | 2026-02-20 | Solar Panels | SilFab Solar | SIL-400-HC+ |  | 0.4 | 6 | 196 | 12 |  | Fixed | Ground
NJADRE1557360903 | Administratively Determined Incentive Program | Newark | 7108 | 4.8 | Commercial | Behind the Meter | Yes | PosiGen Developer, LLC | PSE&G |  | Accepted | 2024-08-06 | 2024-08-20 | 2026-02-20 | Solar Panels | SilFab Solar | SIL-400-HC+ |  | 0.4 | 3 | 196 | 34 |  | Fixed | Roof
NJADRE1557363293 | Administratively Determined Incentive Program | NEWARK | 7103 | 5.74 | Residential | Behind the Meter | Yes | Pro Custom Solar dba Momentum Solar | PSE&G |  | Accepted | 2024-08-06 | 2024-08-20 | 2026-02-20 | Solar Panels | Hanwha | Q.PEAK DUO BLK ML-G10+410 |  | 0.41 | 8 | 196 | 34 |  | Fixed | Roof
NJADRE1557363293 | Administratively Determined Incentive Program | NEWARK | 7103 | 5.74 | Residential | Behind the Meter | Yes | Pro Custom Solar dba Momentum Solar | PSE&G |  | Accepted | 2024-08-06 | 2024-08-20 | 2026-02-20 | Solar Panels | Hanwha | Q.PEAK DUO BLK ML-G10+410 |  | 0.41 | 2 | 286 | 34 |  | Fixed | Roof
NJADRE1557363293 | Administratively Determined Incentive Program | NEWARK | 7103 | 5.74 | Residential | Behind the Meter | Yes | Pro Custom Solar dba Momentum Solar | PSE&G |  | Accepted | 2024-08-06 | 2024-08-20 | 2026-02-20 | Solar Panels | Hanwha | Q.PEAK DUO BLK ML-G10+410 |  | 0.41 | 4 | 16 | 34 |  | Fixed | Roof
NJADRE1557363293 | Administratively Determined Incentive Program | NEWARK | 7103 | 5.74 | Residential | Behind the Meter | Yes | Pro Custom Solar dba Momentum Solar | PSE&G |  | Accepted | 2024-08-06 | 2024-08-20 | 2026-02-20 | Inverters | Enphase | IQ8MC-72-M-US | 320 |  | 14 |  |  | 0.97 |  | Outdoor
NJADRE1557377545 | Administratively Determined Incentive Program | North Plainfield | 7060 | 4.8 | Residential | Behind the Meter | Yes | PosiGen Developer, LLC | PSE&G |  | Accepted | 2024-08-07 | 2024-08-22 | 2026-02-22 | Solar Panels | SILFAB | SIL400HC+ |  | 0.4 | 6 | 35 | 34 |  | Fixed | Roof
NJADRE1557377545 | Administratively Determined Incentive Program | North Plainfield | 7060 | 4.8 | Residential | Behind the Meter | Yes | PosiGen Developer, LLC | PSE&G |  | Accepted | 2024-08-07 | 2024-08-22 | 2026-02-22 | Solar Panels | SILFAB | SIL400HC+ |  | 0.4 | 6 | 125 | 34 |  | Fixed | Roof
NJADRE1557377545 | Administratively Determined Incentive Program | North Plainfield | 7060 | 4.8 | Residential | Behind the Meter | Yes | PosiGen Developer, LLC | PSE&G |  | Accepted | 2024-08-07 | 2024-08-22 | 2026-02-22 | Inverters | SOLAREDGE | SE3800H-US | 3800 |  | 1 |  |  | 0.99 |  | Outside | WITHIN TEN FEET OF METER
NJADRE1557389476 | Administratively Determined Incentive Program | SUMMIT | 7901 | 10.25 | Residential | Behind the Meter | No | Phenix Pro Solar | JCP&L |  | Accepted | 2024-08-08 | 2024-08-22 | 2026-02-22 | Solar Panels | REC Group | REC Alpha Pure BLK 410 AA |  | 0.41 | 17 | 135 | 25 |  | Fixed | Roof
NJADRE1557389476 | Administratively Determined Incentive Program | SUMMIT | 7901 | 10.25 | Residential | Behind the Meter | No | Phenix Pro Solar | JCP&L |  | Accepted | 2024-08-08 | 2024-08-22 | 2026-02-22 | Inverters | Enphase | ENPHASE IQ8H-240-72-2-US | 380 |  | 25 |  |  | 0.975 |  | Outdoor | Rooftop
NJADRE1557389476 | Administratively Determined Incentive Program | SUMMIT | 7901 | 10.25 | Residential | Behind the Meter | No | Phenix Pro Solar | JCP&L |  | Accepted | 2024-08-08 | 2024-08-22 | 2026-02-22 | Meters | Enphase | ENV-IQ-AM1-240 |  |  | 1 |  |  |  | Yes | Outdoor
NJADRE1557389476 | Administratively Determined Incentive Program | SUMMIT | 7901 | 10.25 | Residential | Behind the Meter | No | Phenix Pro Solar | JCP&L |  | Accepted | 2024-08-08 | 2024-08-22 | 2026-02-22 | Solar Panels | REC Group | REC Alpha Pure BLK 410 AA |  | 0.41 | 8 | 315 | 25 |  | Fixed | Roof
NJADRE1557397068 | Administratively Determined Incentive Program | Glen Gardner | 8826 | 6.97 | Residential | Behind the Meter | Yes | Sunrun Installation Services, Inc. | JCP&L |  | Accepted | 2024-08-09 | 2024-08-22 | 2026-02-22 | Solar Panels | Hanwha Q-Cells | Q.PEAK DUO BLK ML-G10+ 410 |  | 0.41 | 6 | 76 | 4 |  | Fixed | Roof
NJADRE1557397068 | Administratively Determined Incentive Program | Glen Gardner | 8826 | 6.97 | Residential | Behind the Meter | Yes | Sunrun Installation Services, Inc. | JCP&L |  | Accepted | 2024-08-09 | 2024-08-22 | 2026-02-22 | Solar Panels | Hanwha Q-Cells | Q.PEAK DUO BLK ML-G10+ 410 |  | 0.41 | 8 | 256 | 35 |  | Fixed | Roof
NJADRE1557397068 | Administratively Determined Incentive Program | Glen Gardner | 8826 | 6.97 | Residential | Behind the Meter | Yes | Sunrun Installation Services, Inc. | JCP&L |  | Accepted | 2024-08-09 | 2024-08-22 | 2026-02-22 | Electric Storage Battery | TESLA | POWERWALL 2 |  |  | 1 |  |  |  | Lithium Ion |  | Outside
NJADRE1557397068 | Administratively Determined Incentive Program | Glen Gardner | 8826 | 6.97 | Residential | Behind the Meter | Yes | Sunrun Installation Services, Inc. | JCP&L |  | Accepted | 2024-08-09 | 2024-08-22 | 2026-02-22 | Inverters | SolarEdge Technologies | SE5700H-USMN | 5760 |  | 1 |  |  | 0.99 |  | Outdoor | Next to meter
NJADRE1557397068 | Administratively Determined Incentive Program | Glen Gardner | 8826 | 6.97 | Residential | Behind the Meter | Yes | Sunrun Installation Services, Inc. | JCP&L |  | Accepted | 2024-08-09 | 2024-08-22 | 2026-02-22 | Solar Panels | Hanwha Q-Cells | Q.PEAK DUO BLK ML-G10+ 410 |  | 0.41 | 3 | 77 | 35 |  | Fixed | Roof
NJADRE1557397506 | Administratively Determined Incentive Program | Stewartsville | 8886 | 407.64 | Commercial | Behind the Meter | No | Moore Energy, LLC | JCP&L |  | Accepted | 2024-08-12 | 2024-08-26 | 2026-02-26 | Inverters | SOLAREDGE | SE100KUS | 100000 |  | 2 |  |  | 0.985 |  | Outdoor
NJADRE1557397506 | Administratively Determined Incentive Program | Stewartsville | 8886 | 407.64 | Commercial | Behind the Meter | No | Moore Energy, LLC | JCP&L |  | Accepted | 2024-08-12 | 2024-08-26 | 2026-02-26 | Meters | CONTINENTAL CONTROLS | WATTNODE WND-WR-MB |  |  | 1 |  |  |  | Yes | Outdoor
NJADRE1557397506 | Administratively Determined Incentive Program | Stewartsville | 8886 | 407.64 | Commercial | Behind the Meter | No | Moore Energy, LLC | JCP&L |  | Accepted | 2024-08-12 | 2024-08-26 | 2026-02-26 | Solar Panels | HANWHA | QCELL Q.PEAK DUO L-G8.2 430 |  | 0.43 | 948 | 180 | 20 |  | Fixed | Ground
NJADRE1557397506 | Administratively Determined Incentive Program | Stewartsville | 8886 | 407.64 | Commercial | Behind the Meter | No | Moore Energy, LLC | JCP&L |  | Accepted | 2024-08-12 | 2024-08-26 | 2026-02-26 | Inverters | SOLAREDGE | SE80KUS | 80000 |  | 1 |  |  | 0.985 |  | Outside
NJADRE1557397721 | Administratively Determined Incentive Program | Carteret Boro | 7008 | 4.8 | Residential | Behind the Meter | Yes | PosiGen Developer, LLC | PSE&G |  | Accepted | 2024-08-09 | 2024-08-22 | 2026-02-22 | Solar Panels | SILFAB | SIL400HC+ |  | 0.4 | 5 | 169 | 14 |  | Fixed | Roof
NJADRE1557397721 | Administratively Determined Incentive Program | Carteret Boro | 7008 | 4.8 | Residential | Behind the Meter | Yes | PosiGen Developer, LLC | PSE&G |  | Accepted | 2024-08-09 | 2024-08-22 | 2026-02-22 | Inverters | SOLAREDGE | SE3800H-US | 3800 |  | 1 |  |  | 0.99 |  | Outside | WITHIN TEN FEET OF METER
NJADRE1557397721 | Administratively Determined Incentive Program | Carteret Boro | 7008 | 4.8 | Residential | Behind the Meter | Yes | PosiGen Developer, LLC | PSE&G |  | Accepted | 2024-08-09 | 2024-08-22 | 2026-02-22 | Solar Panels | SILFAB | SIL400HC+ |  | 0.4 | 7 | 167 | 9 |  | Fixed | Roof
NJADRE1557410614 | Administratively Determined Incentive Program | Paterson | 7501 | 3.6 | Residential | Behind the Meter | Yes | Sunrun Installation Services, Inc. | PSE&G |  | Accepted | 2024-08-12 | 2024-09-19 | 2026-03-19 | Solar Panels | Hanwha Q-Cells | Q.PEAK DUO BLK ML-G10+/T 400 |  | 0.4 | 4 | 245 | 36 |  | Fixed | Roof
NJADRE1557410614 | Administratively Determined Incentive Program | Paterson | 7501 | 3.6 | Residential | Behind the Meter | Yes | Sunrun Installation Services, Inc. | PSE&G |  | Accepted | 2024-08-12 | 2024-09-19 | 2026-03-19 | Solar Panels | Hanwha Q-Cells | Q.PEAK DUO BLK ML-G10+/T 400 |  | 0.4 | 5 | 65 | 6 |  | Fixed | Roof
NJADRE1557410614 | Administratively Determined Incentive Program | Paterson | 7501 | 3.6 | Residential | Behind the Meter | Yes | Sunrun Installation Services, Inc. | PSE&G |  | Accepted | 2024-08-12 | 2024-09-19 | 2026-03-19 | Inverters | SolarEdge Technologies | SE3800H-USMN | 3800 |  | 1 |  |  | 0.99 |  | Outdoor | Next to meter
NJADRE1557410614 | Administratively Determined Incentive Program | Paterson | 7501 | 3.6 | Residential | Behind the Meter | Yes | Sunrun Installation Services, Inc. | PSE&G |  | Accepted | 2024-08-12 | 2024-09-19 | 2026-03-19 | Meters | SOLAREDGE TECHNOLOGIES | SE3800H-USMN |  |  | 1 |  |  |  | Yes | Outdoor
NJADRE1557411650 | Administratively Determined Incentive Program | Paterson | 7501 | 4.92 | Residential | Behind the Meter | Yes | Pro Custom Solar dba Momentum Solar | PSE&G |  | Accepted | 2024-08-13 | 2024-08-23 | 2026-02-23 | Solar Panels | Hanwha | Q.PEAK DUO BLK ML-G10+410 |  | 0.41 | 6 | 292 | 34 |  | Fixed | Roof
NJADRE1557411650 | Administratively Determined Incentive Program | Paterson | 7501 | 4.92 | Residential | Behind the Meter | Yes | Pro Custom Solar dba Momentum Solar | PSE&G |  | Accepted | 2024-08-13 | 2024-08-23 | 2026-02-23 | Inverters | Enphase | IQ8MC-72-M-US | 320 |  | 12 |  |  | 0.97 |  | Outdoor
NJADRE1557411650 | Administratively Determined Incentive Program | Paterson | 7501 | 4.92 | Residential | Behind the Meter | Yes | Pro Custom Solar dba Momentum Solar | PSE&G |  | Accepted | 2024-08-13 | 2024-08-23 | 2026-02-23 | Solar Panels | Hanwha | Q.PEAK DUO BLK ML-G10+410 |  | 0.41 | 6 | 112 | 33 |  | Fixed | Roof
NJADRE1557420829 | Administratively Determined Incentive Program | FLEMINGTON | 8822 | 5.1 | Residential | Behind the Meter | No | GenRenew, LLC | JCP&L |  | Accepted | 2024-08-20 | 2024-08-30 | 2026-03-02 | Electric Storage Battery | Tesla | Powerwall 3.0 |  |  | 2 |  |  |  | Lithium Ion |  | Outside
NJADRE1557420829 | Administratively Determined Incentive Program | FLEMINGTON | 8822 | 5.1 | Residential | Behind the Meter | No | GenRenew, LLC | JCP&L |  | Accepted | 2024-08-20 | 2024-08-30 | 2026-03-02 | Solar Panels | Hanwha Qcell | Q.PEAK DOU BLK-G6+ |  | 0.34 | 4 | 267 | 25 |  | Fixed | Roof
NJADRE1557420829 | Administratively Determined Incentive Program | FLEMINGTON | 8822 | 5.1 | Residential | Behind the Meter | No | GenRenew, LLC | JCP&L |  | Accepted | 2024-08-20 | 2024-08-30 | 2026-03-02 | Solar Panels | Hanwha Qcell | Q.PEAK DOU BLK-G6+ |  | 0.34 | 5 | 77 | 26 |  | Fixed | Roof
NJADRE1557420829 | Administratively Determined Incentive Program | FLEMINGTON | 8822 | 5.1 | Residential | Behind the Meter | No | GenRenew, LLC | JCP&L |  | Accepted | 2024-08-20 | 2024-08-30 | 2026-03-02 | Inverters | Tesla | Powerwall 3.0 | 11500 |  | 1 |  |  | 0 |  | Outdoor
NJADRE1557420829 | Administratively Determined Incentive Program | FLEMINGTON | 8822 | 5.1 | Residential | Behind the Meter | No | GenRenew, LLC | JCP&L |  | Accepted | 2024-08-20 | 2024-08-30 | 2026-03-02 | Meters | Tesla | Powerwall 3.0 |  |  | 1 |  |  |  | Yes | Outdoor
NJADRE1557420829 | Administratively Determined Incentive Program | FLEMINGTON | 8822 | 5.1 | Residential | Behind the Meter | No | GenRenew, LLC | JCP&L |  | Accepted | 2024-08-20 | 2024-08-30 | 2026-03-02 | Solar Panels | Hanwha Qcell | Q.PEAK DOU BLK-G6+ |  | 0.34 | 6 | 77 | 26 |  | Fixed | Roof
NJADRE1557433470 | Administratively Determined Incentive Program | Somerville | 8876 | 13.6 | Residential | Behind the Meter | Yes | PosiGen Developer, LLC | JCP&L |  | Accepted | 2024-08-15 | 2024-08-27 | 2026-02-27 | Inverters | SOLAREDGE | SE5700H-US | 11400 |  | 2 |  |  | 0.99 |  | Outside | Within ten feet of meter
NJADRE1557433470 | Administratively Determined Incentive Program | Somerville | 8876 | 13.6 | Residential | Behind the Meter | Yes | PosiGen Developer, LLC | JCP&L |  | Accepted | 2024-08-15 | 2024-08-27 | 2026-02-27 | Solar Panels | SILFAB | SIL-400 HC+ |  | 0.4 | 22 | 173 | 27 |  | Fixed | Roof
NJADRE1557433470 | Administratively Determined Incentive Program | Somerville | 8876 | 13.6 | Residential | Behind the Meter | Yes | PosiGen Developer, LLC | JCP&L |  | Accepted | 2024-08-15 | 2024-08-27 | 2026-02-27 | Solar Panels | SILFAB | SIL-400 HC+ |  | 0.4 | 4 | 353 | 27 |  | Fixed | Roof
NJADRE1557433470 | Administratively Determined Incentive Program | Somerville | 8876 | 13.6 | Residential | Behind the Meter | Yes | PosiGen Developer, LLC | JCP&L |  | Accepted | 2024-08-15 | 2024-08-27 | 2026-02-27 | Solar Panels | SILFAB | SIL-400 HC+ |  | 0.4 | 8 | 173 | 27 |  | Fixed | Roof
NJADRE1557443649 | Administratively Determined Incentive Program | Weehawken | 7086 | 8.2 | Residential | Behind the Meter | No | Pro Custom Solar dba Momentum Solar | PSE&G |  | Accepted | 2024-08-15 | 2024-08-28 | 2026-02-28 | Solar Panels | Hanwha | Q.PEAK DUO BLK ML-G10+410 |  | 0.41 | 12 | 281 | 4 |  | Fixed | Roof
NJADRE1557443649 | Administratively Determined Incentive Program | Weehawken | 7086 | 8.2 | Residential | Behind the Meter | No | Pro Custom Solar dba Momentum Solar | PSE&G |  | Accepted | 2024-08-15 | 2024-08-28 | 2026-02-28 | Inverters | Enphase | IQ8MC-72-M-US | 320 |  | 20 |  |  | 0.97 |  | Outdoor
NJADRE1557443649 | Administratively Determined Incentive Program | Weehawken | 7086 | 8.2 | Residential | Behind the Meter | No | Pro Custom Solar dba Momentum Solar | PSE&G |  | Accepted | 2024-08-15 | 2024-08-28 | 2026-02-28 | Solar Panels | Hanwha | Q.PEAK DUO BLK ML-G10+410 |  | 0.41 | 8 | 101 | 4 |  | Fixed | Roof
NJADRE1557443678 | Administratively Determined Incentive Program | Weehawken | 7086 | 4.92 | Residential | Behind the Meter | Yes | Pro Custom Solar dba Momentum Solar | PSE&G |  | Accepted | 2024-08-15 | 2024-08-28 | 2026-02-28 | Solar Panels | Hanwha | Q.PEAK DUO BLK ML-G10+410 |  | 0.41 | 12 | 281 | 4 |  | Fixed | Roof
NJADRE1557443678 | Administratively Determined Incentive Program | Weehawken | 7086 | 4.92 | Residential | Behind the Meter | Yes | Pro Custom Solar dba Momentum Solar | PSE&G |  | Accepted | 2024-08-15 | 2024-08-28 | 2026-02-28 | Inverters | Enphase | IQ8MC-72-M-US | 320 |  | 12 |  |  | 0.97 |  | Outdoor
NJADRE1557456420 | Administratively Determined Incentive Program | BRIDGETON | 8302 | 8.2 | Residential | Behind the Meter | Yes | Define Solar, LLC | AC Electric |  | Accepted | 2024-09-19 | 2024-10-04 | 2025-10-04 | Solar Panels | Znshine | ZXM7-SH108 410W |  | 0.41 | 20 | 136 | 25 |  | Fixed | Roof
NJADRE1557456420 | Administratively Determined Incentive Program | BRIDGETON | 8302 | 8.2 | Residential | Behind the Meter | Yes | Define Solar, LLC | AC Electric |  | Accepted | 2024-09-19 | 2024-10-04 | 2025-10-04 | Inverters | Enphase | IQ8PLUS-72-2-US | 290 |  | 20 |  |  | 0.976 |  | Outside | Under each pv panel
NJADRE1557456420 | Administratively Determined Incentive Program | BRIDGETON | 8302 | 8.2 | Residential | Behind the Meter | Yes | Define Solar, LLC | AC Electric |  | Accepted | 2024-09-19 | 2024-10-04 | 2025-10-04 | Meters | Enphase | X2-IQ-AM1-240-4 |  |  | 1 |  |  |  | Yes | Outdoor
NJADRE1557483254 | Administratively Determined Incentive Program | GIBBSBORO | 8026 | 962.24 | Commercial | Behind the Meter | No | Paradise Solar and Electrical, LLC | AC Electric |  | Accepted | 2024-08-20 | 2024-08-30 | 2026-03-02 | Inverters | SMA | CORE 62.5 | 62500 |  | 12 |  |  | 0.975 |  | Outside
NJADRE1557483254 | Administratively Determined Incentive Program | GIBBSBORO | 8026 | 962.24 | Commercial | Behind the Meter | No | Paradise Solar and Electrical, LLC | AC Electric |  | Accepted | 2024-08-20 | 2024-08-30 | 2026-03-02 | Solar Panels | Hanwha QCell | Q.Peak DUO XL-G10.3/BFG |  | 0.485 | 1984 | 176 | 30 |  | Fixed | Ground
NJADRE1557492599 | Administratively Determined Incentive Program | Newark | 7103 | 2 | Residential | Behind the Meter | Yes | Pro Custom Solar dba Momentum Solar | PSE&G |  | Accepted | 2024-08-20 | 2024-09-03 | 2026-03-03 | Solar Panels | hanwha | q.peak duo blk ml-g10+400 |  | 0.4 | 5 | 290 | 4 |  | Fixed | Roof
NJADRE1557492599 | Administratively Determined Incentive Program | Newark | 7103 | 2 | Residential | Behind the Meter | Yes | Pro Custom Solar dba Momentum Solar | PSE&G |  | Accepted | 2024-08-20 | 2024-09-03 | 2026-03-03 | Inverters | ENPHASE | iq8mc-72-m-us | 320 |  | 5 |  |  | 0.97 |  | Outside
NJADRE1557493713 | Administratively Determined Incentive Program | Newark | 7103 | 4.4 | Residential | Behind the Meter | Yes | Pro Custom Solar dba Momentum Solar | PSE&G |  | Accepted | 2024-08-20 | 2024-09-03 | 2026-03-03 | Inverters | Enphase | IQ8MC-72-M-US | 320 |  | 11 |  |  | 0.97 |  | Outdoor
NJADRE1557493713 | Administratively Determined Incentive Program | Newark | 7103 | 4.4 | Residential | Behind the Meter | Yes | Pro Custom Solar dba Momentum Solar | PSE&G |  | Accepted | 2024-08-20 | 2024-09-03 | 2026-03-03 | Solar Panels | Hanwha | Q.PEAK DUO BLK ML-G10+410 |  | 0.4 | 11 | 290 | 4 |  | Fixed | Roof
NJADRE1557496361 | Administratively Determined Incentive Program | Woodbridge Township | 7067 | 19.27 | Residential | Behind the Meter | Yes | Sunrun Installation Services, Inc. | PSE&G |  | Accepted | 2024-08-21 | 2024-09-03 | 2026-03-03 | Solar Panels | Hanwha Q Cells | Q.PEAK DUO BLK ML-G10+ 410 |  | 0.41 | 9 | 358 | 24 |  | Fixed | Roof
NJADRE1557496361 | Administratively Determined Incentive Program | Woodbridge Township | 7067 | 19.27 | Residential | Behind the Meter | Yes | Sunrun Installation Services, Inc. | PSE&G |  | Accepted | 2024-08-21 | 2024-09-03 | 2026-03-03 | Solar Panels | Hanwha Q Cells | Q.PEAK DUO BLK ML-G10+ 410 |  | 0.41 | 12 | 177 | 21 |  | Fixed | Roof
NJADRE1557496361 | Administratively Determined Incentive Program | Woodbridge Township | 7067 | 19.27 | Residential | Behind the Meter | Yes | Sunrun Installation Services, Inc. | PSE&G |  | Accepted | 2024-08-21 | 2024-09-03 | 2026-03-03 | Electric Storage Battery | Tesla | Powerwall 2 AC |  |  | 1 |  |  |  | Lithium Ion |  | Next To Meter
NJADRE1557496361 | Administratively Determined Incentive Program | Woodbridge Township | 7067 | 19.27 | Residential | Behind the Meter | Yes | Sunrun Installation Services, Inc. | PSE&G |  | Accepted | 2024-08-21 | 2024-09-03 | 2026-03-03 | Solar Panels | Hanwha Q Cells | Q.PEAK DUO BLK ML-G10+ 410 |  | 0.41 | 12 | 177 | 21 |  | Fixed | Roof
NJADRE1557496361 | Administratively Determined Incentive Program | Woodbridge Township | 7067 | 19.27 | Residential | Behind the Meter | Yes | Sunrun Installation Services, Inc. | PSE&G |  | Accepted | 2024-08-21 | 2024-09-03 | 2026-03-03 | Solar Panels | Hanwha Q Cells | Q.PEAK DUO BLK ML-G10+ 410 |  | 0.41 | 14 | 358 | 20 |  | Fixed | Roof
NJADRE1557496361 | Administratively Determined Incentive Program | Woodbridge Township | 7067 | 19.27 | Residential | Behind the Meter | Yes | Sunrun Installation Services, Inc. | PSE&G |  | Accepted | 2024-08-21 | 2024-09-03 | 2026-03-03 | Inverters | SolarEdge Technologies | SE5700H-USMN | 5700 |  | 1 |  |  | 0.99 |  | Outdoor
NJADRE1557499046 | Administratively Determined Incentive Program | Princeton | 8540 | 11.07 | Residential | Behind the Meter | Yes | Define Solar, LLC | PSE&G |  | Accepted | 2024-10-23 | 2024-11-12 | 2025-11-12 | Inverters | Enphase | IQ8PLUS-72-2-US | 290 |  | 27 |  |  | 0.976 |  | Outside | Under each pv panel
NJADRE1557499046 | Administratively Determined Incentive Program | Princeton | 8540 | 11.07 | Residential | Behind the Meter | Yes | Define Solar, LLC | PSE&G |  | Accepted | 2024-10-23 | 2024-11-12 | 2025-11-12 | Solar Panels | Znshine | ZXM7-SH108 410W |  | 0.41 | 27 | 216 | 18 |  | Fixed | Roof
NJADRE1557499052 | Administratively Determined Incentive Program | PRINCETON | 8540 | 13.94 | Residential | Behind the Meter | Yes | Define Solar, LLC | PSE&G |  | Accepted | 2024-11-18 | 2024-12-16 | 2025-12-16 | Inverters | Enphase | IQ8PLUS-72-2-US | 290 |  | 34 |  |  | 0.976 |  | Outside | Under each pv panel
NJADRE1557499052 | Administratively Determined Incentive Program | PRINCETON | 8540 | 13.94 | Residential | Behind the Meter | Yes | Define Solar, LLC | PSE&G |  | Accepted | 2024-11-18 | 2024-12-16 | 2025-12-16 | Solar Panels | Znshine | ZXM7-SH108 410W |  | 0.41 | 34 | 216 | 18 |  | Fixed | Roof
NJADRE1557499054 | Administratively Determined Incentive Program | Princeton | 8540 | 3.28 | Residential | Behind the Meter | Yes | Define Solar, LLC | PSE&G |  | Accepted | 2024-09-25 | 2024-10-08 | 2025-10-08 | Inverters | Enphase | IQ8PLUS-72-2-US | 290 |  | 8 |  |  | 0.976 |  | Outside | Under each pv panel
NJADRE1557499054 | Administratively Determined Incentive Program | Princeton | 8540 | 3.28 | Residential | Behind the Meter | Yes | Define Solar, LLC | PSE&G |  | Accepted | 2024-09-25 | 2024-10-08 | 2025-10-08 | Solar Panels | Znshine | ZXM7-SH108 410W |  | 0.41 | 8 | 217 | 19 |  | Fixed | Roof
NJADRE1557499156 | Administratively Determined Incentive Program | Keansburg | 7734 | 8.61 | Residential | Behind the Meter | Yes | Sunrun Installation Services, Inc. | JCP&L |  | Accepted | 2024-08-21 | 2024-09-06 | 2026-03-06 | Solar Panels | Hanwha Q-Cells | Q.PEAK DUO BLK ML-G10+ 410 |  | 0.41 | 7 | 77 | 17 |  | Fixed | Roof
NJADRE1557499156 | Administratively Determined Incentive Program | Keansburg | 7734 | 8.61 | Residential | Behind the Meter | Yes | Sunrun Installation Services, Inc. | JCP&L |  | Accepted | 2024-08-21 | 2024-09-06 | 2026-03-06 | Inverters | Tesla | POWERWALL 3 1707000-XX-Y | 11500 |  | 1 |  |  | 0.97 |  | Outdoor | Next to meter
NJADRE1557499156 | Administratively Determined Incentive Program | Keansburg | 7734 | 8.61 | Residential | Behind the Meter | Yes | Sunrun Installation Services, Inc. | JCP&L |  | Accepted | 2024-08-21 | 2024-09-06 | 2026-03-06 | Electric Storage Battery | TESLA | POWERWALL 3 1707000-XX-Y |  |  | 1 |  |  |  | Lithium Ion |  | Outside
NJADRE1557499156 | Administratively Determined Incentive Program | Keansburg | 7734 | 8.61 | Residential | Behind the Meter | Yes | Sunrun Installation Services, Inc. | JCP&L |  | Accepted | 2024-08-21 | 2024-09-06 | 2026-03-06 | Solar Panels | Hanwha Q-Cells | Q.PEAK DUO BLK ML-G10+ 410 |  | 0.41 | 14 | 257 | 17 |  | Fixed | Roof
NJADRE1557499156 | Administratively Determined Incentive Program | Keansburg | 7734 | 8.61 | Residential | Behind the Meter | Yes | Sunrun Installation Services, Inc. | JCP&L |  | Accepted | 2024-08-21 | 2024-09-06 | 2026-03-06 | Meters | Tesla | POWERWALL 3 1707000-XX-Y |  |  | 1 |  |  |  | Yes | Outdoor
NJADRE1557508301 | Administratively Determined Incentive Program | Winslow | 8081 | 8.2 | Residential | Behind the Meter | No | EMT Renewables, LLC | AC Electric |  | Accepted | 2024-08-22 | 2024-09-05 | 2026-03-05 | Solar Panels | Q.CELLS | Q.PEAK DUO |  | 0.41 | 18 | 162 | 33 |  | Fixed | Roof
NJADRE1557508301 | Administratively Determined Incentive Program | Winslow | 8081 | 8.2 | Residential | Behind the Meter | No | EMT Renewables, LLC | AC Electric |  | Accepted | 2024-08-22 | 2024-09-05 | 2026-03-05 | Solar Panels | Q.CELLS | Q.PEAK DUO |  | 0.41 | 2 | 162 | 25 |  | Fixed | Roof
NJADRE1557508301 | Administratively Determined Incentive Program | Winslow | 8081 | 8.2 | Residential | Behind the Meter | No | EMT Renewables, LLC | AC Electric |  | Accepted | 2024-08-22 | 2024-09-05 | 2026-03-05 | Inverters | ENPHASE | IQ8+ | 290 |  | 20 |  |  | 0.98 |  | Other | UNDER EACH PANEL
NJADRE1557513583 | Administratively Determined Incentive Program | Old Tappan | 7675 | 4.8 | Residential | Behind the Meter | Yes | Pro Custom Solar dba Momentum Solar | PSE&G |  | Accepted | 2024-08-23 | 2024-09-05 | 2026-03-05 | Solar Panels | hanwha | q.peak duo blk ml-g10+400 |  | 0.4 | 2 | 268 | 23 |  | Fixed | Roof
NJADRE1557513583 | Administratively Determined Incentive Program | Old Tappan | 7675 | 4.8 | Residential | Behind the Meter | Yes | Pro Custom Solar dba Momentum Solar | PSE&G |  | Accepted | 2024-08-23 | 2024-09-05 | 2026-03-05 | Solar Panels | hanwha | q.peak duo blk ml-g10+400 |  | 0.4 | 10 | 178 | 22 |  | Fixed | Roof
NJADRE1557513583 | Administratively Determined Incentive Program | Old Tappan | 7675 | 4.8 | Residential | Behind the Meter | Yes | Pro Custom Solar dba Momentum Solar | PSE&G |  | Accepted | 2024-08-23 | 2024-09-05 | 2026-03-05 | Inverters | ENPHASE | iq8mc-72-m-us | 320 |  | 12 |  |  | 0.97 |  | Outside
NJADRE1557513648 | Administratively Determined Incentive Program | BLACKWOOD | 8012 | 12.325 | Residential | Behind the Meter | Yes | Sun Up Zero Down, LLC | AC Electric |  | Accepted | 2024-08-23 | 2024-09-05 | 2026-03-05 | Inverters | Enphase | IQ8PLUS-72-2-US | 290 |  | 29 |  |  | 0.976 |  | Outdoor
NJADRE1557513648 | Administratively Determined Incentive Program | BLACKWOOD | 8012 | 12.325 | Residential | Behind the Meter | Yes | Sun Up Zero Down, LLC | AC Electric |  | Accepted | 2024-08-23 | 2024-09-05 | 2026-03-05 | Solar Panels | Trina | TSM-425-NE09RC.05 |  | 0.425 | 29 | 132 | 20 |  | Fixed | Roof
NJADRE1557513648 | Administratively Determined Incentive Program | BLACKWOOD | 8012 | 12.325 | Residential | Behind the Meter | Yes | Sun Up Zero Down, LLC | AC Electric |  | Accepted | 2024-08-23 | 2024-09-05 | 2026-03-05 | Meters | Enphase | TBD |  |  | 1 |  |  |  | Yes | Outdoor
NJADRE1557513706 | Administratively Determined Incentive Program | TEANECK TWP | 7666 | 6.97 | Residential | Behind the Meter | Yes | Sunrun Installation Services, Inc. | PSE&G |  | Accepted | 2024-08-23 | 2024-09-05 | 2026-03-05 | Solar Panels | Hanwha Q Cells | Q.PEAK DUO BLK ML-G10+ 410 |  | 0.41 | 9 | 295 | 26 |  | Fixed | Roof
NJADRE1557513706 | Administratively Determined Incentive Program | TEANECK TWP | 7666 | 6.97 | Residential | Behind the Meter | Yes | Sunrun Installation Services, Inc. | PSE&G |  | Accepted | 2024-08-23 | 2024-09-05 | 2026-03-05 | Solar Panels | Hanwha Q Cells | Q.PEAK DUO BLK ML-G10+ 410 |  | 0.41 | 8 | 115 | 26 |  | Fixed | Roof
NJADRE1557513706 | Administratively Determined Incentive Program | TEANECK TWP | 7666 | 6.97 | Residential | Behind the Meter | Yes | Sunrun Installation Services, Inc. | PSE&G |  | Accepted | 2024-08-23 | 2024-09-05 | 2026-03-05 | Inverters | SolarEdge Technologies | SE5700H-USMN | 5760 |  | 1 |  |  | 0.99 |  | Outdoor
NJADRE1557537888 | Administratively Determined Incentive Program | EGG HARBOR TOWNSHIP | 8234 | 207.64 | Commercial | Behind the Meter | No | Moore Energy, LLC | AC Electric |  | Accepted | 2024-08-28 | 2024-09-10 | 2026-03-10 | Meters | CONTINENTAL CONTROLS | WATTNODE WND-WR-MB |  |  | 1 |  |  |  | Yes | Outdoor
NJADRE1557537888 | Administratively Determined Incentive Program | EGG HARBOR TOWNSHIP | 8234 | 207.64 | Commercial | Behind the Meter | No | Moore Energy, LLC | AC Electric |  | Accepted | 2024-08-28 | 2024-09-10 | 2026-03-10 | Inverters | SOLAREDGE | SE80KUS | 80000 |  | 2 |  |  | 0.985 |  | Outside
NJADRE1557537888 | Administratively Determined Incentive Program | EGG HARBOR TOWNSHIP | 8234 | 207.64 | Commercial | Behind the Meter | No | Moore Energy, LLC | AC Electric |  | Accepted | 2024-08-28 | 2024-09-10 | 2026-03-10 | Solar Panels | HANSOL | HA580AD-NNEA0 |  | 0.58 | 358 | 247 | 9 |  | Fixed | Roof
NJADRE1557551492 | Administratively Determined Incentive Program | Paterson | 7504 | 10 | Residential | Behind the Meter | Yes | Pro Custom Solar dba Momentum Solar | PSE&G |  | Accepted | 2024-08-27 | 2024-09-06 | 2026-03-06 | Inverters | Enphase | IQ8MC-72-M-US | 320 |  | 25 |  |  | 0.97 |  | Outdoor
NJADRE1557551492 | Administratively Determined Incentive Program | Paterson | 7504 | 10 | Residential | Behind the Meter | Yes | Pro Custom Solar dba Momentum Solar | PSE&G |  | Accepted | 2024-08-27 | 2024-09-06 | 2026-03-06 | Solar Panels | Hanwha | Q.PEAK DUO BLK ML-G10+410 |  | 0.4 | 12 | 99 | 26 |  | Fixed | Roof
NJADRE1557551492 | Administratively Determined Incentive Program | Paterson | 7504 | 10 | Residential | Behind the Meter | Yes | Pro Custom Solar dba Momentum Solar | PSE&G |  | Accepted | 2024-08-27 | 2024-09-06 | 2026-03-06 | Solar Panels | Hanwha | Q.PEAK DUO BLK ML-G10+410 |  | 0.4 | 13 | 279 | 26 |  | Fixed | Roof
NJADRE1557588770 | Administratively Determined Incentive Program | Bayonne | 7002 | 10.375 | Residential | Behind the Meter | Yes | SunnyMac, LLC | PSE&G |  | Accepted | 2024-08-28 | 2024-09-09 | 2026-03-09 | Solar Panels | HANWHA | Q.PEAK DUO BLK ML-G10+ 415W |  | 0.415 | 14 | 11 | 40 |  | Fixed | Roof
NJADRE1557588770 | Administratively Determined Incentive Program | Bayonne | 7002 | 10.375 | Residential | Behind the Meter | Yes | SunnyMac, LLC | PSE&G |  | Accepted | 2024-08-28 | 2024-09-09 | 2026-03-09 | Solar Panels | HANWHA | Q.PEAK DUO BLK ML-G10+ 415W |  | 0.415 | 5 | 191 | 22 |  | Fixed | Roof
NJADRE1557588770 | Administratively Determined Incentive Program | Bayonne | 7002 | 10.375 | Residential | Behind the Meter | Yes | SunnyMac, LLC | PSE&G |  | Accepted | 2024-08-28 | 2024-09-09 | 2026-03-09 | Inverters | SOLAREDGE HOME HUB | SE7600H-US | 7600 |  | 1 |  |  | 0.99 |  | Outdoor | next to meter
NJADRE1557588770 | Administratively Determined Incentive Program | Bayonne | 7002 | 10.375 | Residential | Behind the Meter | Yes | SunnyMac, LLC | PSE&G |  | Accepted | 2024-08-28 | 2024-09-09 | 2026-03-09 | Solar Panels | HANWHA | Q.PEAK DUO BLK ML-G10+ 415W |  | 0.415 | 6 | 191 | 40 |  | Fixed | Roof
NJADRE1557592163 | Administratively Determined Incentive Program | Paterson | 7514 | 9.43 | Residential | Behind the Meter | Yes | Pro Custom Solar dba Momentum Solar | PSE&G |  | Accepted | 2024-08-29 | 2024-09-10 | 2026-03-10 | Inverters | Enphase | IQ8MC-72-M-US | 320 |  | 23 |  |  | 0.97 |  | Outdoor
NJADRE1557592163 | Administratively Determined Incentive Program | Paterson | 7514 | 9.43 | Residential | Behind the Meter | Yes | Pro Custom Solar dba Momentum Solar | PSE&G |  | Accepted | 2024-08-29 | 2024-09-10 | 2026-03-10 | Solar Panels | Hanwha | Q.PEAK DUO BLK ML-G10+410 |  | 0.41 | 3 | 99 | 16 |  | Fixed | Roof
NJADRE1557592163 | Administratively Determined Incentive Program | Paterson | 7514 | 9.43 | Residential | Behind the Meter | Yes | Pro Custom Solar dba Momentum Solar | PSE&G |  | Accepted | 2024-08-29 | 2024-09-10 | 2026-03-10 | Solar Panels | Hanwha | Q.PEAK DUO BLK ML-G10+410 |  | 0.41 | 2 | 99 | 38 |  | Fixed | Roof
NJADRE1557592163 | Administratively Determined Incentive Program | Paterson | 7514 | 9.43 | Residential | Behind the Meter | Yes | Pro Custom Solar dba Momentum Solar | PSE&G |  | Accepted | 2024-08-29 | 2024-09-10 | 2026-03-10 | Solar Panels | Hanwha | Q.PEAK DUO BLK ML-G10+410 |  | 0.41 | 18 | 279 | 38 |  | Fixed | Roof
NJADRE1557592677 | Administratively Determined Incentive Program | BRIDGETON | 8302 | 18.72 | Residential | Behind the Meter | Yes | RCL Enterprises, Inc. | AC Electric |  | Accepted | 2024-08-29 | 2024-09-10 | 2025-09-10 | Solar Panels | Trina | TSMDE06X.05 |  | 0.36 | 52 | 185 | 25 |  | Fixed | Ground
NJADRE1557592677 | Administratively Determined Incentive Program | BRIDGETON | 8302 | 18.72 | Residential | Behind the Meter | Yes | RCL Enterprises, Inc. | AC Electric |  | Accepted | 2024-08-29 | 2024-09-10 | 2025-09-10 | Inverters | Enphase | IQ8+ | 290 |  | 52 |  |  | 0.97 |  | Outside
NJADRE1557602880 | Administratively Determined Incentive Program | HAMMONTON | 8037 | 12.71 | Residential | Behind the Meter | No | Straddick Electric and Systems | AC Electric |  | Accepted | 2024-09-23 | 2024-10-08 | 2025-10-08 | Inverters | Enphase | IQ8H-240-72-2-US | 380 |  | 31 |  |  | 0.976 |  | Outside
NJADRE1557602880 | Administratively Determined Incentive Program | HAMMONTON | 8037 | 12.71 | Residential | Behind the Meter | No | Straddick Electric and Systems | AC Electric |  | Accepted | 2024-09-23 | 2024-10-08 | 2025-10-08 | Solar Panels | REC | REC410AA PURE |  | 0.41 | 31 | 219 | 15 |  | Fixed | Roof
NJADRE1557602880 | Administratively Determined Incentive Program | HAMMONTON | 8037 | 12.71 | Residential | Behind the Meter | No | Straddick Electric and Systems | AC Electric |  | Accepted | 2024-09-23 | 2024-10-08 | 2025-10-08 | Meters | Enphase | X-IQ-AM1-240-4 |  |  | 1 |  |  |  | Yes | Indoor
NJADRE1557603003 | Administratively Determined Incentive Program | Teaneck | 7666 | 4.1 | Residential | Behind the Meter | Yes | Pro Custom Solar dba Momentum Solar | PSE&G |  | Accepted | 2024-08-30 | 2024-09-11 | 2026-03-11 | Solar Panels | Hanwha | Q.PEAK DUO BLK ML-G10+410 |  | 0.41 | 10 | 102 | 39 |  | Fixed | Roof
NJADRE1557603003 | Administratively Determined Incentive Program | Teaneck | 7666 | 4.1 | Residential | Behind the Meter | Yes | Pro Custom Solar dba Momentum Solar | PSE&G |  | Accepted | 2024-08-30 | 2024-09-11 | 2026-03-11 | Inverters | Enphase | IQ8MC-72-M-US | 320 |  | 10 |  |  | 0.97 |  | Outdoor
NJADRE1557611304 | Administratively Determined Incentive Program | Howell Twp | 7731 | 6.97 | Residential | Behind the Meter | Yes | Sunrun Installation Services, Inc. | JCP&L |  | Accepted | 2024-09-02 | 2024-09-12 | 2026-03-12 | Inverters | SolarEdge Technologies | SE5700H-USMN | 5700 |  | 1 |  |  | 0.99 |  | Outdoor
NJADRE1557611304 | Administratively Determined Incentive Program | Howell Twp | 7731 | 6.97 | Residential | Behind the Meter | Yes | Sunrun Installation Services, Inc. | JCP&L |  | Accepted | 2024-09-02 | 2024-09-12 | 2026-03-12 | Solar Panels | Hanwha Q Cells | Q.PEAK DUO BLK ML-G10+ 410 |  | 0.41 | 3 | 83 | 25 |  | Fixed | Roof
NJADRE1557611304 | Administratively Determined Incentive Program | Howell Twp | 7731 | 6.97 | Residential | Behind the Meter | Yes | Sunrun Installation Services, Inc. | JCP&L |  | Accepted | 2024-09-02 | 2024-09-12 | 2026-03-12 | Solar Panels | Hanwha Q Cells | Q.PEAK DUO BLK ML-G10+ 410 |  | 0.41 | 8 | 83 | 25 |  | Fixed | Roof
NJADRE1557611304 | Administratively Determined Incentive Program | Howell Twp | 7731 | 6.97 | Residential | Behind the Meter | Yes | Sunrun Installation Services, Inc. | JCP&L |  | Accepted | 2024-09-02 | 2024-09-12 | 2026-03-12 | Solar Panels | Hanwha Q Cells | Q.PEAK DUO BLK ML-G10+ 410 |  | 0.41 | 6 | 84 | 24 |  | Fixed | Roof
NJADRE1557611304 | Administratively Determined Incentive Program | Howell Twp | 7731 | 6.97 | Residential | Behind the Meter | Yes | Sunrun Installation Services, Inc. | JCP&L |  | Accepted | 2024-09-02 | 2024-09-12 | 2026-03-12 | Electric Storage Battery | Tesla | Powerwall 2 AC |  |  | 2 |  |  |  | Lithium Ion |  | Next To Meter
NJADRE1557626091 | Administratively Determined Incentive Program | MULLICA HILL | 8062 | 1.6 | Residential | Behind the Meter | No | SOLAR HOME ENERGY SOLUTIONS | AC Electric |  | Accepted | 2024-09-05 | 2024-09-26 | 2026-03-26 | Solar Panels | PHONO SOLAR | PS400M6-18VH |  | 0.4 | 4 | 101 | 25 |  | Fixed | Roof
NJADRE1557626091 | Administratively Determined Incentive Program | MULLICA HILL | 8062 | 1.6 | Residential | Behind the Meter | No | SOLAR HOME ENERGY SOLUTIONS | AC Electric |  | Accepted | 2024-09-05 | 2024-09-26 | 2026-03-26 | Inverters | HOYMILES | HMS-800-2T-NA | 800 |  | 1 |  |  | 0.99 |  | Outside
NJADRE1557626091 | Administratively Determined Incentive Program | MULLICA HILL | 8062 | 1.6 | Residential | Behind the Meter | No | SOLAR HOME ENERGY SOLUTIONS | AC Electric |  | Accepted | 2024-09-05 | 2024-09-26 | 2026-03-26 | Inverters | HOYMILES | HMS-800 2T-NA | 800 |  | 1 |  |  | 0.99 |  | Outside
NJADRE1557626091 | Administratively Determined Incentive Program | MULLICA HILL | 8062 | 1.6 | Residential | Behind the Meter | No | SOLAR HOME ENERGY SOLUTIONS | AC Electric |  | Accepted | 2024-09-05 | 2024-09-26 | 2026-03-26 | Meters | VISION METERING | VISION ST METER | STARTING WATTAGE 5 WATTS |  | 1 |  |  |  | Yes | Indoor
NJADRE1557629002 | Administratively Determined Incentive Program | Piscataway | 8854 | 5.33 | Residential | Behind the Meter | Yes | Sunrun Installation Services, Inc. | PSE&G |  | Accepted | 2024-09-04 | 2024-09-30 | 2025-09-30 | Solar Panels | Hanwha Q Cells | Q.PEAK DUO BLK ML-G10+ 410 |  | 0.41 | 13 | 337 | 18 |  | Fixed | Roof
NJADRE1557629002 | Administratively Determined Incentive Program | Piscataway | 8854 | 5.33 | Residential | Behind the Meter | Yes | Sunrun Installation Services, Inc. | PSE&G |  | Accepted | 2024-09-04 | 2024-09-30 | 2025-09-30 | Inverters | Tesla | Powerwall 3 | 11500 |  | 1 |  |  | 0.95 |  | Outside
NJADRE1557629002 | Administratively Determined Incentive Program | Piscataway | 8854 | 5.33 | Residential | Behind the Meter | Yes | Sunrun Installation Services, Inc. | PSE&G |  | Accepted | 2024-09-04 | 2024-09-30 | 2025-09-30 | Electric Storage Battery | Tesla | Powerwall 3 |  |  | 1 |  |  |  | Lithium Ion |  | Inside
NJADRE1557632319 | Administratively Determined Incentive Program | CINNAMINSON | 8077 | 29.1 | Residential | Behind the Meter | No | Sunwise Energy, LLC | PSE&G |  | Accepted | 2024-09-19 | 2024-10-04 | 2025-10-04 | Inverters | Solar Edge | SE11400H-US | 11400 |  | 1 |  |  | 0.992 |  | Outside
NJADRE1557632319 | Administratively Determined Incentive Program | CINNAMINSON | 8077 | 29.1 | Residential | Behind the Meter | No | Sunwise Energy, LLC | PSE&G |  | Accepted | 2024-09-19 | 2024-10-04 | 2025-10-04 | Inverters | Solar Edge | SE10000H-US | 10000 |  | 2 |  |  | 0.992 |  | Outside
NJADRE1557632319 | Administratively Determined Incentive Program | CINNAMINSON | 8077 | 29.1 | Residential | Behind the Meter | No | Sunwise Energy, LLC | PSE&G |  | Accepted | 2024-09-19 | 2024-10-04 | 2025-10-04 | Solar Panels | HANWHA Q CELLS | Q PEAK DUO XL-G10.c |  | 0.485 | 32 | 180 | 25 |  | Fixed | Ground
NJADRE1557632319 | Administratively Determined Incentive Program | CINNAMINSON | 8077 | 29.1 | Residential | Behind the Meter | No | Sunwise Energy, LLC | PSE&G |  | Accepted | 2024-09-19 | 2024-10-04 | 2025-10-04 | Solar Panels | HANWHA Q CELLS | Q.PEAK DUO XL-G10.C |  | 0.485 | 28 | 180 | 25 |  | Fixed | Ground
NJADRE1557639499 | Administratively Determined Incentive Program | BLAIRSTOWN | 7825 | 16.38 | Residential | Behind the Meter | No | Onsite Energy, Inc. | JCP&L |  | Accepted | 2024-09-06 | 2024-10-15 | 2026-04-15 | Meters | ENPHASE ENERGY | IQ COMBINER 4C X-IQ-AM1-240-4C |  |  | 1 |  |  |  | Yes | Outdoor
NJADRE1557639499 | Administratively Determined Incentive Program | BLAIRSTOWN | 7825 | 16.38 | Residential | Behind the Meter | No | Onsite Energy, Inc. | JCP&L |  | Accepted | 2024-09-06 | 2024-10-15 | 2026-04-15 | Solar Panels | SILFAB | SIL-420 QD |  | 0.42 | 19 | 230 | 30 |  | Fixed | Roof
NJADRE1557639499 | Administratively Determined Incentive Program | BLAIRSTOWN | 7825 | 16.38 | Residential | Behind the Meter | No | Onsite Energy, Inc. | JCP&L |  | Accepted | 2024-09-06 | 2024-10-15 | 2026-04-15 | Inverters | ENPHASE ENERGY | IQ8M-72-2-US (240V) | 325 |  | 39 |  |  | 0.978 |  | Outdoor | ROOF TOP
NJADRE1557639499 | Administratively Determined Incentive Program | BLAIRSTOWN | 7825 | 16.38 | Residential | Behind the Meter | No | Onsite Energy, Inc. | JCP&L |  | Accepted | 2024-09-06 | 2024-10-15 | 2026-04-15 | Solar Panels | SILFAB | SIL-420 QD |  | 0.42 | 20 | 140 | 28 |  | Fixed | Roof
NJADRE1557639567 | Administratively Determined Incentive Program | Camden City | 8104 | 8 | Residential | Behind the Meter | Yes | PosiGen Developer, LLC | PSE&G |  | Accepted | 2024-09-06 | 2024-09-18 | 2026-03-18 | Inverters | SolarEdge | SE6000H-US | 6000 |  | 1 |  |  | 0.99 |  | Outside | within ten feet of meter
NJADRE1557639567 | Administratively Determined Incentive Program | Camden City | 8104 | 8 | Residential | Behind the Meter | Yes | PosiGen Developer, LLC | PSE&G |  | Accepted | 2024-09-06 | 2024-09-18 | 2026-03-18 | Solar Panels | SilFab Solar | SIL-400-HC+ |  | 0.4 | 20 | 249 | 1 |  | Fixed | Roof
NJADRE1557640104 | Administratively Determined Incentive Program | NEWARK | 7107 | 7.79 | Residential | Behind the Meter | Yes | Pro Custom Solar dba Momentum Solar | PSE&G |  | Accepted | 2024-09-06 | 2024-09-18 | 2026-03-18 | Inverters | Enphase | IQ8MC-72-M-US | 320 |  | 19 |  |  | 0.97 |  | Outdoor
NJADRE1557640104 | Administratively Determined Incentive Program | NEWARK | 7107 | 7.79 | Residential | Behind the Meter | Yes | Pro Custom Solar dba Momentum Solar | PSE&G |  | Accepted | 2024-09-06 | 2024-09-18 | 2026-03-18 | Solar Panels | Hanwha | Q.PEAK DUO BLK ML-G10+410 |  | 0.41 | 19 | 292 | 4 |  | Fixed | Roof
NJADRE1557651828 | Administratively Determined Incentive Program | GREEN BROOK | 8812 | 9.76 | Residential | Behind the Meter | No | Morgan & Associates Consulting, LLC | PSE&G |  | Registration On Hold-PTO Prior to Acceptance | 2024-09-06 |  |  | Inverters | ENPHASE | IQ8PLUS-72-2-US | 9 |  | 32 |  |  | 0.977 |  | Other | under each solar Panel
NJADRE1557651828 | Administratively Determined Incentive Program | GREEN BROOK | 8812 | 9.76 | Residential | Behind the Meter | No | Morgan & Associates Consulting, LLC | PSE&G |  | Registration On Hold-PTO Prior to Acceptance | 2024-09-06 |  |  | Solar Panels | Hanwha | Q Cells Q.PEAK DUO |  | 0.305 | 32 | 2 | 18 |  | Fixed | Roof
NJADRE1557651828 | Administratively Determined Incentive Program | GREEN BROOK | 8812 | 9.76 | Residential | Behind the Meter | No | Morgan & Associates Consulting, LLC | PSE&G |  | Registration On Hold-PTO Prior to Acceptance | 2024-09-06 |  |  | Meters | Landys GRY+ | S5-MCM0 | 3 |  | 1 |  |  |  | No | Outdoor
NJADRE1557660326 | Administratively Determined Incentive Program | Galloway | 8205 | 7.29 | Residential | Behind the Meter | No | Sundial Solar Innovations, LLC | AC Electric |  | Accepted | 2024-09-10 | 2024-10-02 | 2026-04-02 | Solar Panels | QCELL | Q.PEAK Duo BLK ML-G10.a+ |  | 0.405 | 18 | 101 | 30 |  | Fixed | Roof
NJADRE1557660326 | Administratively Determined Incentive Program | Galloway | 8205 | 7.29 | Residential | Behind the Meter | No | Sundial Solar Innovations, LLC | AC Electric |  | Accepted | 2024-09-10 | 2024-10-02 | 2026-04-02 | Inverters | Enphase Energy | IQ8+ | 290 |  | 18 |  |  | 0.975 |  | Other | Roof
NJADRE1557660489 | Administratively Determined Incentive Program | Scotch Plains | 7076 | 5.74 | Residential | Behind the Meter | No | Tesla Energy Operations, Inc. | PSE&G |  | Accepted | 2024-09-10 | 2024-12-12 | 2025-12-12 | Solar Panels | Hanwha | Q Cells Q.PEAK DUO BLK ML-G10.a+/TS 410 |  | 0.41 | 14 | 129 | 18 |  | Fixed | Roof
NJADRE1557660489 | Administratively Determined Incentive Program | Scotch Plains | 7076 | 5.74 | Residential | Behind the Meter | No | Tesla Energy Operations, Inc. | PSE&G |  | Accepted | 2024-09-10 | 2024-12-12 | 2025-12-12 | Inverters | Tesla | Tesla 5.7KW 1538000-XX-Y | 5700 |  | 1 |  |  | 0.98 |  | Outdoor
NJADRE1557665089 | Administratively Determined Incentive Program | BRANCHBURG | 8876 | 1926.1 | Commercial | Behind the Meter | No | Amergy Solar, Inc. | JCP&L |  | Accepted | 2024-09-26 | 2024-10-28 | 2026-04-28 | Solar Panels | PHONO SOLAR | PHONO PS550M8H-24/TH 550W |  | 0.55 | 3502 | 207 | 10 |  | Fixed | Roof
NJADRE1557665089 | Administratively Determined Incentive Program | BRANCHBURG | 8876 | 1926.1 | Commercial | Behind the Meter | No | Amergy Solar, Inc. | JCP&L |  | Accepted | 2024-09-26 | 2024-10-28 | 2026-04-28 | Inverters | SMA | SUNNY TRIPOWER CORE1 62-US | 625000 |  | 25 |  |  | 0.99 |  | Outside
NJADRE1557666960 | Administratively Determined Incentive Program | Hamilton Township | 8610 | 5.2 | Residential | Behind the Meter | Yes | Sunrun Installation Services, Inc. | PSE&G |  | Accepted | 2024-09-11 | 2024-09-30 | 2025-09-30 | Solar Panels | Hanwha Q Cells | Q.PEAK DUO BLK ML-G10+/T 400 |  | 0.4 | 3 | 192 | 22 |  | Fixed | Roof
NJADRE1557666960 | Administratively Determined Incentive Program | Hamilton Township | 8610 | 5.2 | Residential | Behind the Meter | Yes | Sunrun Installation Services, Inc. | PSE&G |  | Accepted | 2024-09-11 | 2024-09-30 | 2025-09-30 | Inverters | SolarEdge Technologies | SE3800H-USMN | 3800 |  | 1 |  |  | 0.99 |  | Outdoor
NJADRE1557666960 | Administratively Determined Incentive Program | Hamilton Township | 8610 | 5.2 | Residential | Behind the Meter | Yes | Sunrun Installation Services, Inc. | PSE&G |  | Accepted | 2024-09-11 | 2024-09-30 | 2025-09-30 | Solar Panels | Hanwha Q Cells | Q.PEAK DUO BLK ML-G10+/T 400 |  | 0.4 | 10 | 13 | 23 |  | Fixed | Roof
NJADRE1557667169 | Administratively Determined Incentive Program | Tewskbury Twp | 8858 | 7.2 | Residential | Behind the Meter | No | Ryan Inc | JCP&L |  | Accepted | 2024-09-20 | 2024-10-15 | 2025-10-15 | Inverters | Enphase | IQ8PLUS-72-2-US | 1 |  | 18 |  |  | 0.977 |  | Outdoor
NJADRE1557667169 | Administratively Determined Incentive Program | Tewskbury Twp | 8858 | 7.2 | Residential | Behind the Meter | No | Ryan Inc | JCP&L |  | Accepted | 2024-09-20 | 2024-10-15 | 2025-10-15 | Meters | Enphase | X2-I2-AM1-240-4 IQ COMBINER 4 | 6 |  | 1 |  |  |  | Yes | Outdoor
NJADRE1557667169 | Administratively Determined Incentive Program | Tewskbury Twp | 8858 | 7.2 | Residential | Behind the Meter | No | Ryan Inc | JCP&L |  | Accepted | 2024-09-20 | 2024-10-15 | 2025-10-15 | Solar Panels | Hanwha Qcell | Q.PEAK DUO BLK ML-G10+/t 400 |  | 0.4 | 18 | 162.4 | 30 |  | Fixed | Roof
NJADRE1557667738 | Administratively Determined Incentive Program | Paterson | 7503 | 10.4 | Residential | Behind the Meter | Yes | Fusion Solar Energy, LLC | PSE&G |  | Accepted | 2024-09-12 | 2024-10-02 | 2025-10-02 | Solar Panels | LONGI | LR5-54HABB-400M |  | 0.4 | 3 | 324.47 | 31 |  | Fixed | Roof
NJADRE1557667738 | Administratively Determined Incentive Program | Paterson | 7503 | 10.4 | Residential | Behind the Meter | Yes | Fusion Solar Energy, LLC | PSE&G |  | Accepted | 2024-09-12 | 2024-10-02 | 2025-10-02 | Solar Panels | LONGI | LR5-54HABB-400M |  | 0.4 | 6 | 55.19 | 14 |  | Fixed | Roof
NJADRE1557667738 | Administratively Determined Incentive Program | Paterson | 7503 | 10.4 | Residential | Behind the Meter | Yes | Fusion Solar Energy, LLC | PSE&G |  | Accepted | 2024-09-12 | 2024-10-02 | 2025-10-02 | Solar Panels | LONGI | LR5-54HABB-400M |  | 0.4 | 11 | 234.86 | 8 |  | Fixed | Roof
NJADRE1557667738 | Administratively Determined Incentive Program | Paterson | 7503 | 10.4 | Residential | Behind the Meter | Yes | Fusion Solar Energy, LLC | PSE&G |  | Accepted | 2024-09-12 | 2024-10-02 | 2025-10-02 | Solar Panels | LONGI | LR5-54HABB-400M |  | 0.4 | 1 | 54.86 | 32 |  | Fixed | Roof
NJADRE1557667738 | Administratively Determined Incentive Program | Paterson | 7503 | 10.4 | Residential | Behind the Meter | Yes | Fusion Solar Energy, LLC | PSE&G |  | Accepted | 2024-09-12 | 2024-10-02 | 2025-10-02 | Solar Panels | LONGI | LR5-54HABB-400M |  | 0.4 | 2 | 234.86 | 28 |  | Fixed | Roof
NJADRE1557667738 | Administratively Determined Incentive Program | Paterson | 7503 | 10.4 | Residential | Behind the Meter | Yes | Fusion Solar Energy, LLC | PSE&G |  | Accepted | 2024-09-12 | 2024-10-02 | 2025-10-02 | Solar Panels | LONGI | LR5-54HABB-400M |  | 0.4 | 3 | 144.47 | 30 |  | Fixed | Roof
NJADRE1557667738 | Administratively Determined Incentive Program | Paterson | 7503 | 10.4 | Residential | Behind the Meter | Yes | Fusion Solar Energy, LLC | PSE&G |  | Accepted | 2024-09-12 | 2024-10-02 | 2025-10-02 | Inverters | ENPHASE | IQ8HC-72-M-DOM-US | 380 |  | 26 |  |  | 0.97 |  | Outdoor | Rooftop
NJADRE1557677877 | Administratively Determined Incentive Program | IRVINGTON | 7111 | 3.69 | Residential | Behind the Meter | Yes | Trinity Solar, LLC | PSE&G |  | Accepted | 2024-09-12 | 2024-10-03 | 2025-10-03 | Inverters | Solar Edge | SE3800H-US | 3300 |  | 1 |  |  | 0.97 |  | Outdoor
NJADRE1557677877 | Administratively Determined Incentive Program | IRVINGTON | 7111 | 3.69 | Residential | Behind the Meter | Yes | Trinity Solar, LLC | PSE&G |  | Accepted | 2024-09-12 | 2024-10-03 | 2025-10-03 | Electric Storage Battery | Franklin | aPower |  |  | 2 |  |  |  | Lithium Ion |  | inside
NJADRE1557677877 | Administratively Determined Incentive Program | IRVINGTON | 7111 | 3.69 | Residential | Behind the Meter | Yes | Trinity Solar, LLC | PSE&G |  | Accepted | 2024-09-12 | 2024-10-03 | 2025-10-03 | Solar Panels | HANWHA | (Q.PEAK DUO BLK ML-G10+ 410) |  | 0.41 | 2 | 116 | 45 |  | Fixed | Roof
NJADRE1557677877 | Administratively Determined Incentive Program | IRVINGTON | 7111 | 3.69 | Residential | Behind the Meter | Yes | Trinity Solar, LLC | PSE&G |  | Accepted | 2024-09-12 | 2024-10-03 | 2025-10-03 | Solar Panels | HANWHA | (Q.PEAK DUO BLK ML-G10+ 410) |  | 0.41 | 7 | 206 | 45 |  | Fixed | Roof
NJADRE1557686506 | Administratively Determined Incentive Program | LITTLE FERRY | 7643 | 6.56 | Residential | Behind the Meter | Yes | Sunrun Installation Services, Inc. | PSE&G |  | Accepted | 2024-09-13 | 2024-10-03 | 2025-10-03 | Solar Panels | Hanwha Q Cells | Q.PEAK DUO BLK ML-G10+ 410 |  | 0.41 | 2 | 249 | 23 |  | Fixed | Roof
NJADRE1557686506 | Administratively Determined Incentive Program | LITTLE FERRY | 7643 | 6.56 | Residential | Behind the Meter | Yes | Sunrun Installation Services, Inc. | PSE&G |  | Accepted | 2024-09-13 | 2024-10-03 | 2025-10-03 | Inverters | SolarEdge Technologies | SE5700H-USMN | 5700 |  | 1 |  |  | 0.99 |  | Outdoor
NJADRE1557686506 | Administratively Determined Incentive Program | LITTLE FERRY | 7643 | 6.56 | Residential | Behind the Meter | Yes | Sunrun Installation Services, Inc. | PSE&G |  | Accepted | 2024-09-13 | 2024-10-03 | 2025-10-03 | Solar Panels | Hanwha Q Cells | Q.PEAK DUO BLK ML-G10+ 410 |  | 0.41 | 4 | 69 | 23 |  | Fixed | Roof
NJADRE1557686506 | Administratively Determined Incentive Program | LITTLE FERRY | 7643 | 6.56 | Residential | Behind the Meter | Yes | Sunrun Installation Services, Inc. | PSE&G |  | Accepted | 2024-09-13 | 2024-10-03 | 2025-10-03 | Solar Panels | Hanwha Q Cells | Q.PEAK DUO BLK ML-G10+ 410 |  | 0.41 | 10 | 249 | 6 |  | Fixed | Roof
NJADRE1557686506 | Administratively Determined Incentive Program | LITTLE FERRY | 7643 | 6.56 | Residential | Behind the Meter | Yes | Sunrun Installation Services, Inc. | PSE&G |  | Accepted | 2024-09-13 | 2024-10-03 | 2025-10-03 | Meters | SOLAREDGE TECHNOLOGIES | SE5700H-USMN |  |  | 1 |  |  |  | Yes | Outdoor
NJADRE1557688126 | Administratively Determined Incentive Program | Morristown | 7960 | 831.6 | Municipality | Behind the Meter | Yes | HESP Construction, LLC | JCP&L |  | Accepted | 2024-09-13 | 2024-09-30 | 2025-09-30 | Solar Panels | HT-SAAE | HT72-18X-550 |  | 0.55 | 1512 | 136 | 5 |  | Fixed | Roof
NJADRE1557688126 | Administratively Determined Incentive Program | Morristown | 7960 | 831.6 | Municipality | Behind the Meter | Yes | HESP Construction, LLC | JCP&L |  | Accepted | 2024-09-13 | 2024-09-30 | 2025-09-30 | Inverters | Chint | SCA50KTL-DO/US-480 | 700000 |  | 14 |  |  | 0.988 |  | Outdoor
NJADRE1557712794 | Administratively Determined Incentive Program | PATERSON | 7502 | 7.79 | Residential | Behind the Meter | Yes | Pro Custom Solar dba Momentum Solar | PSE&G |  | Accepted | 2024-09-17 | 2024-10-01 | 2026-04-01 | Solar Panels | Hanwha | Q.PEAK DUO BLK ML-G10+410 |  | 0.41 | 3 | 319 | 31 |  | Fixed | Roof
NJADRE1557712794 | Administratively Determined Incentive Program | PATERSON | 7502 | 7.79 | Residential | Behind the Meter | Yes | Pro Custom Solar dba Momentum Solar | PSE&G |  | Accepted | 2024-09-17 | 2024-10-01 | 2026-04-01 | Inverters | Enphase | IQ8MC-72-M-US | 320 |  | 19 |  |  | 0.97 |  | Outdoor
NJADRE1557712794 | Administratively Determined Incentive Program | PATERSON | 7502 | 7.79 | Residential | Behind the Meter | Yes | Pro Custom Solar dba Momentum Solar | PSE&G |  | Accepted | 2024-09-17 | 2024-10-01 | 2026-04-01 | Solar Panels | Hanwha | Q.PEAK DUO BLK ML-G10+410 |  | 0.41 | 16 | 139 | 31 |  | Fixed | Roof
NJADRE1557718743 | Administratively Determined Incentive Program | Voorhees | 8043 | 14.76 | Residential | Behind the Meter | Yes | Sunrun Installation Services, Inc. | AC Electric |  | Accepted | 2024-09-16 | 2024-09-26 | 2026-03-26 | Inverters | SolarEdge Technologies | SE10000H-USSN | 10000 |  | 1 |  |  | 0.99 |  | Outdoor
NJADRE1557718743 | Administratively Determined Incentive Program | Voorhees | 8043 | 14.76 | Residential | Behind the Meter | Yes | Sunrun Installation Services, Inc. | AC Electric |  | Accepted | 2024-09-16 | 2024-09-26 | 2026-03-26 | Solar Panels | Hanwha Q Cells | Q.PEAK DUO BLK ML-G10+ 410 |  | 0.41 | 21 | 3 | 27 |  | Fixed | Roof
NJADRE1557718743 | Administratively Determined Incentive Program | Voorhees | 8043 | 14.76 | Residential | Behind the Meter | Yes | Sunrun Installation Services, Inc. | AC Electric |  | Accepted | 2024-09-16 | 2024-09-26 | 2026-03-26 | Solar Panels | Hanwha Q Cells | Q.PEAK DUO BLK ML-G10+ 410 |  | 0.41 | 15 | 183 | 27 |  | Fixed | Roof
NJADRE1557718928 | Administratively Determined Incentive Program | CHESTERFIELD TWP | 8515 | 22.4 | Residential | Behind the Meter | Yes | Sunrun Installation Services, Inc. | PSE&G |  | Accepted | 2024-09-16 | 2024-09-30 | 2025-09-30 | Solar Panels | Hanwha Q-Cells | Q.PEAK DUO BLK ML-G10+/T 400 |  | 0.4 | 28 | 195 | 10 |  | Fixed | Ground
NJADRE1557718928 | Administratively Determined Incentive Program | CHESTERFIELD TWP | 8515 | 22.4 | Residential | Behind the Meter | Yes | Sunrun Installation Services, Inc. | PSE&G |  | Accepted | 2024-09-16 | 2024-09-30 | 2025-09-30 | Solar Panels | Hanwha Q-Cells | Q.PEAK DUO BLK ML-G10+/T 400 |  | 0.4 | 28 | 195 | 10 |  | Fixed | Ground
NJADRE1557718928 | Administratively Determined Incentive Program | CHESTERFIELD TWP | 8515 | 22.4 | Residential | Behind the Meter | Yes | Sunrun Installation Services, Inc. | PSE&G |  | Accepted | 2024-09-16 | 2024-09-30 | 2025-09-30 | Inverters | Growatt New Energy Technology Co Ltd | MIN 7600TL-XH-US | 7600 |  | 2 |  |  | 0.99 |  | Outdoor | Next to meter
NJADRE1557719043 | Administratively Determined Incentive Program | MAYS LANDING | 8330 | 19.125 | Residential | Behind the Meter | No | Sun Up Zero Down, LLC | AC Electric |  | Accepted | 2024-09-16 | 2024-09-27 | 2026-03-27 | Inverters | IQ8PLUS-72-2-US | Enphase | 290 |  | 45 |  |  | 0.976 |  | Outdoor
NJADRE1557719043 | Administratively Determined Incentive Program | MAYS LANDING | 8330 | 19.125 | Residential | Behind the Meter | No | Sun Up Zero Down, LLC | AC Electric |  | Accepted | 2024-09-16 | 2024-09-27 | 2026-03-27 | Meters | TBD | Enphase |  |  | 1 |  |  |  | Yes | Outdoor
NJADRE1557719043 | Administratively Determined Incentive Program | MAYS LANDING | 8330 | 19.125 | Residential | Behind the Meter | No | Sun Up Zero Down, LLC | AC Electric |  | Accepted | 2024-09-16 | 2024-09-27 | 2026-03-27 | Solar Panels | Trina | TSM-425-NE09RC.05 Vertex S+ |  | 0.425 | 45 | 180 | 25 |  | Fixed | Ground
NJADRE1557719982 | Administratively Determined Incentive Program | PATERSON | 7522 | 7.2 | Residential | Behind the Meter | Yes | Pro Custom Solar dba Momentum Solar | PSE&G |  | Accepted | 2024-09-16 | 2024-09-30 | 2025-09-30 | Solar Panels | Hanwha | q.peak duo blk ml-g10+400 |  | 0.4 | 5 | 138 | 4 |  | Fixed | Roof
NJADRE1557719982 | Administratively Determined Incentive Program | PATERSON | 7522 | 7.2 | Residential | Behind the Meter | Yes | Pro Custom Solar dba Momentum Solar | PSE&G |  | Accepted | 2024-09-16 | 2024-09-30 | 2025-09-30 | Solar Panels | Hanwha | q.peak duo blk ml-g10+400 |  | 0.4 | 5 | 228 | 30 |  | Fixed | Roof
NJADRE1557719982 | Administratively Determined Incentive Program | PATERSON | 7522 | 7.2 | Residential | Behind the Meter | Yes | Pro Custom Solar dba Momentum Solar | PSE&G |  | Accepted | 2024-09-16 | 2024-09-30 | 2025-09-30 | Inverters | Enphase | IQ8MC-72-M-US | 320 |  | 18 |  |  | 0.97 |  | Outdoor
NJADRE1557719982 | Administratively Determined Incentive Program | PATERSON | 7522 | 7.2 | Residential | Behind the Meter | Yes | Pro Custom Solar dba Momentum Solar | PSE&G |  | Accepted | 2024-09-16 | 2024-09-30 | 2025-09-30 | Solar Panels | Hanwha | q.peak duo blk ml-g10+400 |  | 0.4 | 3 | 138 | 12 |  | Fixed | Roof
NJADRE1557719982 | Administratively Determined Incentive Program | PATERSON | 7522 | 7.2 | Residential | Behind the Meter | Yes | Pro Custom Solar dba Momentum Solar | PSE&G |  | Accepted | 2024-09-16 | 2024-09-30 | 2025-09-30 | Solar Panels | Hanwha | q.peak duo blk ml-g10+400 |  | 0.4 | 5 | 48 | 30 |  | Fixed | Roof
NJADRE1557720280 | Administratively Determined Incentive Program | Newark | 7112 | 7.225 | Residential | Behind the Meter | Yes | Power Energy Solutions, LLC | PSE&G |  | Accepted | 2024-09-16 | 2024-09-27 | 2026-03-27 | Inverters | SolarEdge | SE6000H-US | 6 |  | 1 |  |  | 0.97 |  | Outdoor
NJADRE1557720280 | Administratively Determined Incentive Program | Newark | 7112 | 7.225 | Residential | Behind the Meter | Yes | Power Energy Solutions, LLC | PSE&G |  | Accepted | 2024-09-16 | 2024-09-27 | 2026-03-27 | Solar Panels | Trina Solar | TSM-425NE09RC.05 |  | 0.425 | 5 | 35 | 27 |  | Fixed | Roof
NJADRE1557720280 | Administratively Determined Incentive Program | Newark | 7112 | 7.225 | Residential | Behind the Meter | Yes | Power Energy Solutions, LLC | PSE&G |  | Accepted | 2024-09-16 | 2024-09-27 | 2026-03-27 | Solar Panels | Trina Solar | TSM-425NE09RC.05 |  | 0.425 | 12 | 215 | 27 |  | Fixed | Roof
NJADRE1557737416 | Administratively Determined Incentive Program | MANAHAWKIN | 8050 | 3.28 | Residential | Behind the Meter | Yes | Sunrun Installation Services, Inc. | AC Electric |  | Accepted | 2024-09-17 | 2024-09-30 | 2025-09-30 | Solar Panels | Hanwha Q Cells | Q.PEAK DUO BLK ML-G10+ 410 |  | 0.41 | 3 | 137 | 33 |  | Fixed | Roof
NJADRE1557737416 | Administratively Determined Incentive Program | MANAHAWKIN | 8050 | 3.28 | Residential | Behind the Meter | Yes | Sunrun Installation Services, Inc. | AC Electric |  | Accepted | 2024-09-17 | 2024-09-30 | 2025-09-30 | Inverters | SolarEdge Technologies | SE3800H-USMN | 3800 |  | 1 |  |  | 0.99 |  | Outside
NJADRE1557737416 | Administratively Determined Incentive Program | MANAHAWKIN | 8050 | 3.28 | Residential | Behind the Meter | Yes | Sunrun Installation Services, Inc. | AC Electric |  | Accepted | 2024-09-17 | 2024-09-30 | 2025-09-30 | Solar Panels | Hanwha Q Cells | Q.PEAK DUO BLK ML-G10+ 410 |  | 0.41 | 5 | 318 | 33 |  | Fixed | Roof
NJADRE1557737422 | Administratively Determined Incentive Program | TOMS RIVER | 8753 | 3.28 | Residential | Behind the Meter | Yes | Sunrun Installation Services, Inc. | JCP&L |  | Accepted | 2024-09-17 | 2024-09-30 | 2025-09-30 | Inverters | SolarEdge Technologies | SE3800H-USMN | 3800 |  | 1 |  |  | 0.99 |  | Outside
NJADRE1557737422 | Administratively Determined Incentive Program | TOMS RIVER | 8753 | 3.28 | Residential | Behind the Meter | Yes | Sunrun Installation Services, Inc. | JCP&L |  | Accepted | 2024-09-17 | 2024-09-30 | 2025-09-30 | Solar Panels | Hanwha Q Cells | Q.PEAK DUO BLK ML-G10+ 410 |  | 0.41 | 8 | 108 | 23 |  | Fixed | Roof
NJADRE1557737427 | Administratively Determined Incentive Program | RIVERSIDE | 8075 | 10.25 | Residential | Behind the Meter | Yes | Sunrun Installation Services, Inc. | PSE&G |  | Accepted | 2024-09-17 | 2024-09-30 | 2025-09-30 | Solar Panels | Hanwha Q Cells | Q.PEAK DUO BLK ML-G10+ 410 |  | 0.41 | 12 | 56 | 29 |  | Fixed | Roof
NJADRE1557737427 | Administratively Determined Incentive Program | RIVERSIDE | 8075 | 10.25 | Residential | Behind the Meter | Yes | Sunrun Installation Services, Inc. | PSE&G |  | Accepted | 2024-09-17 | 2024-09-30 | 2025-09-30 | Solar Panels | Hanwha Q Cells | Q.PEAK DUO BLK ML-G10+ 410 |  | 0.41 | 13 | 237 | 29 |  | Fixed | Roof
NJADRE1557737427 | Administratively Determined Incentive Program | RIVERSIDE | 8075 | 10.25 | Residential | Behind the Meter | Yes | Sunrun Installation Services, Inc. | PSE&G |  | Accepted | 2024-09-17 | 2024-09-30 | 2025-09-30 | Inverters | SolarEdge Technologies | SE7600H-USMN | 7600 |  | 1 |  |  | 0.99 |  | Outside
NJADRE1557737428 | Administratively Determined Incentive Program | CLIFTON | 7011 | 3.28 | Residential | Behind the Meter | Yes | Sunrun Installation Services, Inc. | PSE&G |  | Accepted | 2024-09-17 | 2024-09-30 | 2025-09-30 | Electric Storage Battery | Tesla | Powerwall 3 |  |  | 1 |  |  |  | Lithium Ion |  | Inside
NJADRE1557737428 | Administratively Determined Incentive Program | CLIFTON | 7011 | 3.28 | Residential | Behind the Meter | Yes | Sunrun Installation Services, Inc. | PSE&G |  | Accepted | 2024-09-17 | 2024-09-30 | 2025-09-30 | Inverters | Tesla | Powerwall 3 | 11500 |  | 1 |  |  | 0.95 |  | Outside
NJADRE1557737428 | Administratively Determined Incentive Program | CLIFTON | 7011 | 3.28 | Residential | Behind the Meter | Yes | Sunrun Installation Services, Inc. | PSE&G |  | Accepted | 2024-09-17 | 2024-09-30 | 2025-09-30 | Solar Panels | Hanwha Q Cells | Q.PEAK DUO BLK ML-G10+ 410 |  | 0.41 | 8 | 167 | 16 |  | Fixed | Roof
NJADRE1557737471 | Administratively Determined Incentive Program | Cherry Hill | 8003 | 17.6 | Residential | Behind the Meter | Yes | Big Wave Roofing and Solar, LLC | PSE&G |  | Accepted | 2024-09-17 | 2024-09-30 | 2025-09-30 | Solar Panels | SEG Solar | SEG-400-BMD-HV |  | 0.4 | 8 | 233 | 21 |  | Fixed | Roof
NJADRE1557737471 | Administratively Determined Incentive Program | Cherry Hill | 8003 | 17.6 | Residential | Behind the Meter | Yes | Big Wave Roofing and Solar, LLC | PSE&G |  | Accepted | 2024-09-17 | 2024-09-30 | 2025-09-30 | Solar Panels | SEG Solar | SEG-400-BMD-HV |  | 0.4 | 2 | 143 | 21 |  | Fixed | Roof
NJADRE1557737471 | Administratively Determined Incentive Program | Cherry Hill | 8003 | 17.6 | Residential | Behind the Meter | Yes | Big Wave Roofing and Solar, LLC | PSE&G |  | Accepted | 2024-09-17 | 2024-09-30 | 2025-09-30 | Solar Panels | SEG Solar | SEG-400-BMD-HV |  | 0.4 | 4 | 323 | 21 |  | Fixed | Roof
NJADRE1557737471 | Administratively Determined Incentive Program | Cherry Hill | 8003 | 17.6 | Residential | Behind the Meter | Yes | Big Wave Roofing and Solar, LLC | PSE&G |  | Accepted | 2024-09-17 | 2024-09-30 | 2025-09-30 | Solar Panels | SEG Solar | SEG-400-BMD-HV |  | 0.4 | 13 | 53 | 21 |  | Fixed | Roof
NJADRE1557737471 | Administratively Determined Incentive Program | Cherry Hill | 8003 | 17.6 | Residential | Behind the Meter | Yes | Big Wave Roofing and Solar, LLC | PSE&G |  | Accepted | 2024-09-17 | 2024-09-30 | 2025-09-30 | Solar Panels | SEG Solar | SEG-400-BMD-HV |  | 0.4 | 3 | 53 | 21 |  | Fixed | Roof
NJADRE1557737471 | Administratively Determined Incentive Program | Cherry Hill | 8003 | 17.6 | Residential | Behind the Meter | Yes | Big Wave Roofing and Solar, LLC | PSE&G |  | Accepted | 2024-09-17 | 2024-09-30 | 2025-09-30 | Solar Panels | SEG Solar | SEG-400-BMD-HV |  | 0.4 | 13 | 233 | 21 |  | Fixed | Roof
NJADRE1557737471 | Administratively Determined Incentive Program | Cherry Hill | 8003 | 17.6 | Residential | Behind the Meter | Yes | Big Wave Roofing and Solar, LLC | PSE&G |  | Accepted | 2024-09-17 | 2024-09-30 | 2025-09-30 | Solar Panels | SEG Solar | SEG-400-BMD-HV |  | 0.4 | 1 | 323 | 21 |  | Fixed | Roof
NJADRE1557737471 | Administratively Determined Incentive Program | Cherry Hill | 8003 | 17.6 | Residential | Behind the Meter | Yes | Big Wave Roofing and Solar, LLC | PSE&G |  | Accepted | 2024-09-17 | 2024-09-30 | 2025-09-30 | Inverters | Enphase Energy Inc | IQ8HC-72-M-DOM-US | 380 |  | 44 |  |  | 0.98 |  | Outside
NJADRE1557737483 | Administratively Determined Incentive Program | PERTH AMBOY | 8861 | 3.28 | Residential | Behind the Meter | Yes | Trinity Solar, LLC | PSE&G |  | Accepted | 2024-09-17 | 2024-09-30 | 2025-09-30 | Inverters | Tesla | TESLA 3.8kW (PV ONLY) | 3800 |  | 1 |  |  | 0.97 |  | Outdoor
NJADRE1557737483 | Administratively Determined Incentive Program | PERTH AMBOY | 8861 | 3.28 | Residential | Behind the Meter | Yes | Trinity Solar, LLC | PSE&G |  | Accepted | 2024-09-17 | 2024-09-30 | 2025-09-30 | Solar Panels | Hanwha | HANWHA 410 (Q.PEAK DUO BLK ML-G10+ 410) |  | 0.41 | 3 | 111 | 15 |  | Fixed | Roof
NJADRE1557737483 | Administratively Determined Incentive Program | PERTH AMBOY | 8861 | 3.28 | Residential | Behind the Meter | Yes | Trinity Solar, LLC | PSE&G |  | Accepted | 2024-09-17 | 2024-09-30 | 2025-09-30 | Solar Panels | Hanwha | HANWHA 410 (Q.PEAK DUO BLK ML-G10+ 410) |  | 0.41 | 5 | 111 | 15 |  | Fixed | Roof
NJADRE1557737519 | Administratively Determined Incentive Program | West Windsor | 8550 | 16.81 | Residential | Behind the Meter | Yes | Trinity Solar, LLC | PSE&G |  | Accepted | 2024-09-17 | 2024-10-02 | 2025-10-02 | Inverters | Tesla (PV Only) | Tesla 5.7KW 1538000-XX-Y | 5700 |  | 1 |  |  | 0.97 |  | Outside
NJADRE1557737519 | Administratively Determined Incentive Program | West Windsor | 8550 | 16.81 | Residential | Behind the Meter | Yes | Trinity Solar, LLC | PSE&G |  | Accepted | 2024-09-17 | 2024-10-02 | 2025-10-02 | Solar Panels | HANWHA | HANWHA 410 (Q.PEAK DUO BLK ML-G10+ 410) |  | 0.41 | 9 | 139 | 35 |  | Fixed | Roof
NJADRE1557737519 | Administratively Determined Incentive Program | West Windsor | 8550 | 16.81 | Residential | Behind the Meter | Yes | Trinity Solar, LLC | PSE&G |  | Accepted | 2024-09-17 | 2024-10-02 | 2025-10-02 | Solar Panels | HANWHA | HANWHA 410 (Q.PEAK DUO BLK ML-G10+ 410) |  | 0.41 | 9 | 319 | 35 |  | Fixed | Roof
NJADRE1557737519 | Administratively Determined Incentive Program | West Windsor | 8550 | 16.81 | Residential | Behind the Meter | Yes | Trinity Solar, LLC | PSE&G |  | Accepted | 2024-09-17 | 2024-10-02 | 2025-10-02 | Solar Panels | HANWHA | HANWHA 410 (Q.PEAK DUO BLK ML-G10+ 410) |  | 0.41 | 2 | 49 | 35 |  | Fixed | Roof
NJADRE1557737519 | Administratively Determined Incentive Program | West Windsor | 8550 | 16.81 | Residential | Behind the Meter | Yes | Trinity Solar, LLC | PSE&G |  | Accepted | 2024-09-17 | 2024-10-02 | 2025-10-02 | Inverters | Tesla (PV Only) | Tesla 7.6KW 1538000-XX-Y | 7600 |  | 1 |  |  | 0.97 |  | Outside
NJADRE1557737519 | Administratively Determined Incentive Program | West Windsor | 8550 | 16.81 | Residential | Behind the Meter | Yes | Trinity Solar, LLC | PSE&G |  | Accepted | 2024-09-17 | 2024-10-02 | 2025-10-02 | Solar Panels | HANWHA | HANWHA 410 (Q.PEAK DUO BLK ML-G10+ 410) |  | 0.41 | 4 | 229 | 35 |  | Fixed | Roof
NJADRE1557737519 | Administratively Determined Incentive Program | West Windsor | 8550 | 16.81 | Residential | Behind the Meter | Yes | Trinity Solar, LLC | PSE&G |  | Accepted | 2024-09-17 | 2024-10-02 | 2025-10-02 | Solar Panels | HANWHA | HANWHA 410 (Q.PEAK DUO BLK ML-G10+ 410) |  | 0.41 | 17 | 139 | 35 |  | Fixed | Roof
NJADRE1557737596 | Administratively Determined Incentive Program | WILLINGBORO | 8046 | 9.35 | Residential | Behind the Meter | Yes | Velocity Energy & Home Solutions, Inc. | PSE&G |  | Accepted | 2024-09-17 | 2024-10-07 | 2025-10-07 | Solar Panels | trina | 425w |  | 0.425 | 2 | 137 | 29 |  | Fixed | Roof
NJADRE1557737596 | Administratively Determined Incentive Program | WILLINGBORO | 8046 | 9.35 | Residential | Behind the Meter | Yes | Velocity Energy & Home Solutions, Inc. | PSE&G |  | Accepted | 2024-09-17 | 2024-10-07 | 2025-10-07 | Solar Panels | trina | 425 |  | 0.425 | 20 | 227 | 28 |  | Fixed | Roof
NJADRE1557737596 | Administratively Determined Incentive Program | WILLINGBORO | 8046 | 9.35 | Residential | Behind the Meter | Yes | Velocity Energy & Home Solutions, Inc. | PSE&G |  | Accepted | 2024-09-17 | 2024-10-07 | 2025-10-07 | Inverters | enphase | iq8plus | 290 |  | 22 |  |  | 0.99 |  | Outside | behind panels
NJADRE1557737618 | Administratively Determined Incentive Program | MULLICA HILL | 8062 | 14 | Residential | Behind the Meter | Yes | RCL Enterprises, Inc. | AC Electric |  | Accepted | 2024-09-17 | 2024-09-30 | 2025-09-30 | Solar Panels | JA SOLAR | JAM54S31 |  | 0.4 | 35 | 180 | 25 |  | Fixed | Ground
NJADRE1557737618 | Administratively Determined Incentive Program | MULLICA HILL | 8062 | 14 | Residential | Behind the Meter | Yes | RCL Enterprises, Inc. | AC Electric |  | Accepted | 2024-09-17 | 2024-09-30 | 2025-09-30 | Inverters | Enphase | IQ8+ | 290 |  | 35 |  |  | 0.97 |  | Outside
NJADRE1557737628 | Administratively Determined Incentive Program | Newark | 7104 | 4.25 | Residential | Behind the Meter | Yes | Velocity Energy & Home Solutions, Inc. | PSE&G |  | Accepted | 2024-09-18 | 2024-10-01 | 2025-10-01 | Solar Panels | trina | 425w |  | 0.425 | 10 | 20 | 25 |  | Fixed | Roof
NJADRE1557737628 | Administratively Determined Incentive Program | Newark | 7104 | 4.25 | Residential | Behind the Meter | Yes | Velocity Energy & Home Solutions, Inc. | PSE&G |  | Accepted | 2024-09-18 | 2024-10-01 | 2025-10-01 | Inverters | enphase | iq8plus | 290 |  | 10 |  |  | 0.99 |  | Outside | behind panels
NJADRE1557737734 | Administratively Determined Incentive Program | BRIDGETON | 8302 | 6.56 | Residential | Behind the Meter | Yes | Trinity Solar, LLC | AC Electric |  | Accepted | 2024-09-17 | 2024-10-01 | 2025-10-01 | Inverters | Tesla | TESLA 5.0kW (PV ONLY) | 5000 |  | 1 |  |  | 0.97 |  | Outdoor
NJADRE1557737734 | Administratively Determined Incentive Program | BRIDGETON | 8302 | 6.56 | Residential | Behind the Meter | Yes | Trinity Solar, LLC | AC Electric |  | Accepted | 2024-09-17 | 2024-10-01 | 2025-10-01 | Solar Panels | Hanwha | HANWHA 410 (Q.PEAK DUO BLK ML-G10+ 410) |  | 0.41 | 12 | 267 | 10 |  | Fixed | Roof
NJADRE1557737734 | Administratively Determined Incentive Program | BRIDGETON | 8302 | 6.56 | Residential | Behind the Meter | Yes | Trinity Solar, LLC | AC Electric |  | Accepted | 2024-09-17 | 2024-10-01 | 2025-10-01 | Solar Panels | Hanwha | HANWHA 410 (Q.PEAK DUO BLK ML-G10+ 410) |  | 0.41 | 4 | 87 | 30 |  | Fixed | Roof
NJADRE1557738531 | Administratively Determined Incentive Program | Whiting | 8759 | 15.6 | Residential | Behind the Meter | Yes | Solar Energy World | JCP&L |  | Accepted | 2024-09-17 | 2024-09-30 | 2025-09-30 | Solar Panels | LONGi | LR5-54HABB-400M |  | 0.4 | 16 | 240 | 19 |  | Fixed | Roof
NJADRE1557738531 | Administratively Determined Incentive Program | Whiting | 8759 | 15.6 | Residential | Behind the Meter | Yes | Solar Energy World | JCP&L |  | Accepted | 2024-09-17 | 2024-09-30 | 2025-09-30 | Inverters | Enphase | IQ8+-72-M-US | 290 |  | 39 |  |  | 0.97 |  | Outside
NJADRE1557738531 | Administratively Determined Incentive Program | Whiting | 8759 | 15.6 | Residential | Behind the Meter | Yes | Solar Energy World | JCP&L |  | Accepted | 2024-09-17 | 2024-09-30 | 2025-09-30 | Solar Panels | LONGi | LR5-54HABB-400M |  | 0.4 | 6 | 150 | 21 |  | Fixed | Roof
NJADRE1557738531 | Administratively Determined Incentive Program | Whiting | 8759 | 15.6 | Residential | Behind the Meter | Yes | Solar Energy World | JCP&L |  | Accepted | 2024-09-17 | 2024-09-30 | 2025-09-30 | Solar Panels | LONGi | LR5-54HABB-400M |  | 0.4 | 17 | 60 | 18 |  | Fixed | Roof
NJADRE1557740392 | Administratively Determined Incentive Program | Deptford | 8080 | 10.25 | Residential | Behind the Meter | No | Tesla Energy Operations, Inc. | AC Electric |  | Accepted | 2024-09-17 | 2024-09-30 | 2025-09-30 | Inverters | Tesla | 1707000-11-L | 11500 |  | 1 |  |  | 0.98 |  | Outdoor
NJADRE1557740392 | Administratively Determined Incentive Program | Deptford | 8080 | 10.25 | Residential | Behind the Meter | No | Tesla Energy Operations, Inc. | AC Electric |  | Accepted | 2024-09-17 | 2024-09-30 | 2025-09-30 | Solar Panels | Hanwha | Q.PEAK DUO BLK ML-G10+/TS 405 |  | 0.41 | 4 | 62 | 34 |  | Fixed | Roof
NJADRE1557740392 | Administratively Determined Incentive Program | Deptford | 8080 | 10.25 | Residential | Behind the Meter | No | Tesla Energy Operations, Inc. | AC Electric |  | Accepted | 2024-09-17 | 2024-09-30 | 2025-09-30 | Solar Panels | Hanwha | Q.PEAK DUO BLK ML-G10+/TS 405 |  | 0.41 | 10 | 62 | 34 |  | Fixed | Roof
NJADRE1557740392 | Administratively Determined Incentive Program | Deptford | 8080 | 10.25 | Residential | Behind the Meter | No | Tesla Energy Operations, Inc. | AC Electric |  | Accepted | 2024-09-17 | 2024-09-30 | 2025-09-30 | Electric Storage Battery | Tesla | Powerwall3 |  |  | 1 |  |  |  | Lithium Ion |  | OUTSIDE?
NJADRE1557740392 | Administratively Determined Incentive Program | Deptford | 8080 | 10.25 | Residential | Behind the Meter | No | Tesla Energy Operations, Inc. | AC Electric |  | Accepted | 2024-09-17 | 2024-09-30 | 2025-09-30 | Solar Panels | Hanwha | Q.PEAK DUO BLK ML-G10+/TS 405 |  | 0.41 | 6 | 332 | 34 |  | Fixed | Roof
NJADRE1557740392 | Administratively Determined Incentive Program | Deptford | 8080 | 10.25 | Residential | Behind the Meter | No | Tesla Energy Operations, Inc. | AC Electric |  | Accepted | 2024-09-17 | 2024-09-30 | 2025-09-30 | Solar Panels | Hanwha | Q.PEAK DUO BLK ML-G10+/TS 405 |  | 0.41 | 3 | 242 | 34 |  | Fixed | Roof
NJADRE1557740392 | Administratively Determined Incentive Program | Deptford | 8080 | 10.25 | Residential | Behind the Meter | No | Tesla Energy Operations, Inc. | AC Electric |  | Accepted | 2024-09-17 | 2024-09-30 | 2025-09-30 | Solar Panels | Hanwha | Q.PEAK DUO BLK ML-G10+/TS 405 |  | 0.41 | 2 | 242 | 18 |  | Fixed | Roof
NJADRE1557740392 | Administratively Determined Incentive Program | Deptford | 8080 | 10.25 | Residential | Behind the Meter | No | Tesla Energy Operations, Inc. | AC Electric |  | Accepted | 2024-09-17 | 2024-09-30 | 2025-09-30 | Meters | Tesla | 1707000-11-L |  |  | 1 |  |  |  | Yes | Outdoor
NJADRE1557748205 | Administratively Determined Incentive Program | PINE HILL | 8021 | 21.68 | Residential | Behind the Meter | Yes | Power Energy Solutions, LLC | AC Electric |  | Accepted | 2024-09-17 | 2024-10-01 | 2025-10-01 | Inverters | SolarEdge | SE7600H-US | 8 |  | 2 |  |  | 0.97 |  | Outdoor
NJADRE1557748205 | Administratively Determined Incentive Program | PINE HILL | 8021 | 21.68 | Residential | Behind the Meter | Yes | Power Energy Solutions, LLC | AC Electric |  | Accepted | 2024-09-17 | 2024-10-01 | 2025-10-01 | Solar Panels | Trina Solar | TSM-425NE09RC.05 |  | 0.425 | 51 | 186 | 2 |  | Fixed | Roof
NJADRE1557750955 | Administratively Determined Incentive Program | EASTAMPTON | 8060 | 10.66 | Residential | Behind the Meter | Yes | Sunrun Installation Services, Inc. | PSE&G |  | Accepted | 2024-09-18 | 2024-10-01 | 2025-10-01 | Electric Storage Battery | Tesla | Powerwall 3 |  |  | 1 |  |  |  | Lithium Ion |  | Inside
NJADRE1557750955 | Administratively Determined Incentive Program | EASTAMPTON | 8060 | 10.66 | Residential | Behind the Meter | Yes | Sunrun Installation Services, Inc. | PSE&G |  | Accepted | 2024-09-18 | 2024-10-01 | 2025-10-01 | Inverters | Tesla | Powerwall 3 | 11500 |  | 1 |  |  | 0.95 |  | Outside
NJADRE1557750955 | Administratively Determined Incentive Program | EASTAMPTON | 8060 | 10.66 | Residential | Behind the Meter | Yes | Sunrun Installation Services, Inc. | PSE&G |  | Accepted | 2024-09-18 | 2024-10-01 | 2025-10-01 | Solar Panels | Hanwha Q Cells | Q.PEAK DUO BLK ML-G10+ 410 |  | 0.41 | 11 | 338 | 27 |  | Fixed | Roof
NJADRE1557750955 | Administratively Determined Incentive Program | EASTAMPTON | 8060 | 10.66 | Residential | Behind the Meter | Yes | Sunrun Installation Services, Inc. | PSE&G |  | Accepted | 2024-09-18 | 2024-10-01 | 2025-10-01 | Solar Panels | Hanwha Q Cells | Q.PEAK DUO BLK ML-G10+ 410 |  | 0.41 | 15 | 158 | 27 |  | Fixed | Roof
NJADRE1557751068 | Administratively Determined Incentive Program | Newark | 7104 | 4.68 | Residential | Behind the Meter | Yes | Velocity Energy & Home Solutions, Inc. | PSE&G |  | Accepted | 2024-09-18 | 2024-10-03 | 2025-10-03 | Inverters | ENPHASE | IQ8PLUS | 290 |  | 11 |  |  | 0.99 |  | Outside | BEHIND PANELS
NJADRE1557751068 | Administratively Determined Incentive Program | Newark | 7104 | 4.68 | Residential | Behind the Meter | Yes | Velocity Energy & Home Solutions, Inc. | PSE&G |  | Accepted | 2024-09-18 | 2024-10-03 | 2025-10-03 | Solar Panels | TRINA | 425W |  | 0.425 | 11 | 200 | 25 |  | Fixed | Roof
NJADRE1557751089 | Administratively Determined Incentive Program | Franklinville | 8322 | 12.3 | Residential | Behind the Meter | Yes | Pro Custom Solar dba Momentum Solar | AC Electric |  | Accepted | 2024-09-18 | 2024-10-01 | 2025-10-01 | Solar Panels | hanwha | q.peak duo blk ml-g10+410 |  | 0.41 | 18 | 271 | 37 |  | Fixed | Roof
NJADRE1557751089 | Administratively Determined Incentive Program | Franklinville | 8322 | 12.3 | Residential | Behind the Meter | Yes | Pro Custom Solar dba Momentum Solar | AC Electric |  | Accepted | 2024-09-18 | 2024-10-01 | 2025-10-01 | Solar Panels | hanwha | q.peak duo blk ml-g10+410 |  | 0.41 | 12 | 91 | 36 |  | Fixed | Roof
NJADRE1557751089 | Administratively Determined Incentive Program | Franklinville | 8322 | 12.3 | Residential | Behind the Meter | Yes | Pro Custom Solar dba Momentum Solar | AC Electric |  | Accepted | 2024-09-18 | 2024-10-01 | 2025-10-01 | Inverters | ENPHASE | iq8mc-72-m-us | 320 |  | 30 |  |  | 0.97 |  | Outside
NJADRE1557751099 | Administratively Determined Incentive Program | Gloucester Township | 8012 | 5.4 | Residential | Behind the Meter | Yes | SunnyMac, LLC | AC Electric |  | Accepted | 2024-09-18 | 2024-10-02 | 2025-10-02 | Solar Panels | HANWHA | Q.PEAK DUO BLK ML-G10+ 415W |  | 0.415 | 13 | 240 | 33 |  | Fixed | Roof
NJADRE1557751099 | Administratively Determined Incentive Program | Gloucester Township | 8012 | 5.4 | Residential | Behind the Meter | Yes | SunnyMac, LLC | AC Electric |  | Accepted | 2024-09-18 | 2024-10-02 | 2025-10-02 | Inverters | SOLAREDGE HOME HUB | SE5700H-US | 5760 |  | 1 |  |  | 0.99 |  | Outdoor | next to meter
NJADRE1557751244 | Administratively Determined Incentive Program | East Orange | 7018 | 4.25 | Residential | Behind the Meter | Yes | Power Energy Solutions, LLC | PSE&G |  | Accepted | 2024-09-18 | 2024-10-01 | 2025-10-01 | Solar Panels | Trina Solar | TSM-425NE09RC.05 |  | 0.425 | 7 | 110 | 8 |  | Fixed | Roof
NJADRE1557751244 | Administratively Determined Incentive Program | East Orange | 7018 | 4.25 | Residential | Behind the Meter | Yes | Power Energy Solutions, LLC | PSE&G |  | Accepted | 2024-09-18 | 2024-10-01 | 2025-10-01 | Solar Panels | Trina Solar | TSM-425NE09RC.05 |  | 0.425 | 3 | 200 | 29 |  | Fixed | Roof
NJADRE1557751244 | Administratively Determined Incentive Program | East Orange | 7018 | 4.25 | Residential | Behind the Meter | Yes | Power Energy Solutions, LLC | PSE&G |  | Accepted | 2024-09-18 | 2024-10-01 | 2025-10-01 | Inverters | SolarEdge | SE3800H-US | 4 |  | 1 |  |  | 0.97 |  | Outdoor
NJADRE1557751248 | Administratively Determined Incentive Program | JERSEY CITY | 7304 | 6.56 | Residential | Behind the Meter | Yes | Pro Custom Solar dba Momentum Solar | PSE&G |  | Accepted | 2024-09-18 | 2024-10-02 | 2025-10-02 | Inverters | ENPHASE | iq8mc-72-m-us | 320 |  | 16 |  |  | 0.97 |  | Outside
NJADRE1557751248 | Administratively Determined Incentive Program | JERSEY CITY | 7304 | 6.56 | Residential | Behind the Meter | Yes | Pro Custom Solar dba Momentum Solar | PSE&G |  | Accepted | 2024-09-18 | 2024-10-02 | 2025-10-02 | Solar Panels | hanwha | q.peak duo blk ml-g10+410 |  | 0.41 | 9 | 216 | 27 |  | Fixed | Roof
NJADRE1557751248 | Administratively Determined Incentive Program | JERSEY CITY | 7304 | 6.56 | Residential | Behind the Meter | Yes | Pro Custom Solar dba Momentum Solar | PSE&G |  | Accepted | 2024-09-18 | 2024-10-02 | 2025-10-02 | Solar Panels | hanwha | q.peak duo blk ml-g10+410 |  | 0.41 | 7 | 36 | 27 |  | Fixed | Roof
NJADRE1557751278 | Administratively Determined Incentive Program | CARTERET | 7008 | 8.8 | Residential | Behind the Meter | Yes | Freedom Forever New Jersey, LLC | PSE&G |  | Accepted | 2024-09-18 | 2024-10-02 | 2025-10-02 | Solar Panels | Silfab | SIL-400 HC+ |  | 0.4 | 3 | 140 | 25 |  | Fixed | Roof
NJADRE1557751278 | Administratively Determined Incentive Program | CARTERET | 7008 | 8.8 | Residential | Behind the Meter | Yes | Freedom Forever New Jersey, LLC | PSE&G |  | Accepted | 2024-09-18 | 2024-10-02 | 2025-10-02 | Solar Panels | Silfab | SIL-400 HC+ |  | 0.4 | 19 | 230 | 25 |  | Fixed | Roof
NJADRE1557751278 | Administratively Determined Incentive Program | CARTERET | 7008 | 8.8 | Residential | Behind the Meter | Yes | Freedom Forever New Jersey, LLC | PSE&G |  | Accepted | 2024-09-18 | 2024-10-02 | 2025-10-02 | Inverters | Solar Edge | SE7600H-USRGM [SI1 | 7600 |  | 1 |  |  | 0.99 |  | Outside
NJADRE1557751302 | Administratively Determined Incentive Program | EAST ORANGE CITY | 7017 | 5.74 | Residential | Behind the Meter | Yes | Sunrun Installation Services, Inc. | PSE&G |  | Accepted | 2024-09-18 | 2024-10-02 | 2025-10-02 | Solar Panels | Hanwha Q-Cells | Q.PEAK DUO BLK ML-G10+ 410 |  | 0.41 | 9 | 201 | 32 |  | Fixed | Roof
NJADRE1557751302 | Administratively Determined Incentive Program | EAST ORANGE CITY | 7017 | 5.74 | Residential | Behind the Meter | Yes | Sunrun Installation Services, Inc. | PSE&G |  | Accepted | 2024-09-18 | 2024-10-02 | 2025-10-02 | Solar Panels | Hanwha Q-Cells | Q.PEAK DUO BLK ML-G10+ 410 |  | 0.41 | 5 | 21 | 32 |  | Fixed | Roof
NJADRE1557751302 | Administratively Determined Incentive Program | EAST ORANGE CITY | 7017 | 5.74 | Residential | Behind the Meter | Yes | Sunrun Installation Services, Inc. | PSE&G |  | Accepted | 2024-09-18 | 2024-10-02 | 2025-10-02 | Inverters | SolarEdge Technologies | SE7600H-USMN | 7600 |  | 1 |  |  | 0.99 |  | Outdoor | Next to meter
NJADRE1557752859 | Administratively Determined Incentive Program | MAHWAH | 7430 | 11.48 | Residential | Behind the Meter | Yes | Pro Custom Solar dba Momentum Solar | Orange Rockland Electric |  | Accepted | 2024-09-18 | 2024-10-02 | 2025-10-02 | Inverters | Enphase | IQ8MC-72-M-US | 320 |  | 28 |  |  | 0.97 |  | Outdoor
NJADRE1557752859 | Administratively Determined Incentive Program | MAHWAH | 7430 | 11.48 | Residential | Behind the Meter | Yes | Pro Custom Solar dba Momentum Solar | Orange Rockland Electric |  | Accepted | 2024-09-18 | 2024-10-02 | 2025-10-02 | Solar Panels | Hanwha | Q.PEAK DUO BLK ML-G10+410 |  | 0.41 | 5 | 74 | 15 |  | Fixed | Roof
NJADRE1557752859 | Administratively Determined Incentive Program | MAHWAH | 7430 | 11.48 | Residential | Behind the Meter | Yes | Pro Custom Solar dba Momentum Solar | Orange Rockland Electric |  | Accepted | 2024-09-18 | 2024-10-02 | 2025-10-02 | Solar Panels | Hanwha | Q.PEAK DUO BLK ML-G10+410 |  | 0.41 | 15 | 254 | 39 |  | Fixed | Roof
NJADRE1557752859 | Administratively Determined Incentive Program | MAHWAH | 7430 | 11.48 | Residential | Behind the Meter | Yes | Pro Custom Solar dba Momentum Solar | Orange Rockland Electric |  | Accepted | 2024-09-18 | 2024-10-02 | 2025-10-02 | Solar Panels | Hanwha | Q.PEAK DUO BLK ML-G10+410 |  | 0.41 | 8 | 254 | 39 |  | Fixed | Roof
NJADRE1557754504 | Administratively Determined Incentive Program | Woodbine | 8270 | 9.84 | Residential | Behind the Meter | Yes | EMT Renewables, LLC | AC Electric |  | Accepted | 2024-09-18 | 2024-10-04 | 2025-10-04 | Solar Panels | TRINA | TSM-NE09RC.05 |  | 0.41 | 24 | 126 | 45 |  | Fixed | Roof
NJADRE1557754504 | Administratively Determined Incentive Program | Woodbine | 8270 | 9.84 | Residential | Behind the Meter | Yes | EMT Renewables, LLC | AC Electric |  | Accepted | 2024-09-18 | 2024-10-04 | 2025-10-04 | Inverters | ENPHASE | IQ8+ | 290 |  | 24 |  |  | 0.98 |  | Other | UNDER EACH PANEL
NJADRE1557755456 | Administratively Determined Incentive Program | BROWNS MILLS | 8015 | 12.9 | Residential | Behind the Meter | Yes | Freedom Forever New Jersey, LLC | JCP&L |  | Accepted | 2024-09-18 | 2024-10-02 | 2025-10-02 | Inverters | Solar Edge | SE10000H-USRGM [SI1 | 10000 |  | 1 |  |  | 0.99 |  | Outside
NJADRE1557755456 | Administratively Determined Incentive Program | BROWNS MILLS | 8015 | 12.9 | Residential | Behind the Meter | Yes | Freedom Forever New Jersey, LLC | JCP&L |  | Accepted | 2024-09-18 | 2024-10-02 | 2025-10-02 | Solar Panels | Silfab | SIL-430QD |  | 0.43 | 18 | 106 | 19 |  | Fixed | Roof
NJADRE1557755456 | Administratively Determined Incentive Program | BROWNS MILLS | 8015 | 12.9 | Residential | Behind the Meter | Yes | Freedom Forever New Jersey, LLC | JCP&L |  | Accepted | 2024-09-18 | 2024-10-02 | 2025-10-02 | Solar Panels | Silfab | SIL-430QD |  | 0.43 | 12 | 286 | 19 |  | Fixed | Roof
NJADRE1557759347 | Administratively Determined Incentive Program | Paterson | 7503 | 5.74 | Residential | Behind the Meter | Yes | Freedom Forever New Jersey, LLC | PSE&G |  | Accepted | 2024-09-18 | 2024-10-02 | 2025-10-02 | Inverters | Solar Edge | SE5000H-USRGM [SI1 | 5000 |  | 1 |  |  | 0.99 |  | Outside
NJADRE1557759347 | Administratively Determined Incentive Program | Paterson | 7503 | 5.74 | Residential | Behind the Meter | Yes | Freedom Forever New Jersey, LLC | PSE&G |  | Accepted | 2024-09-18 | 2024-10-02 | 2025-10-02 | Solar Panels | Hanwha | Q.PEAK DUO BLK ML-G10+ 410 |  | 0.41 | 5 | 78 | 32 |  | Fixed | Roof
NJADRE1557759347 | Administratively Determined Incentive Program | Paterson | 7503 | 5.74 | Residential | Behind the Meter | Yes | Freedom Forever New Jersey, LLC | PSE&G |  | Accepted | 2024-09-18 | 2024-10-02 | 2025-10-02 | Solar Panels | Hanwha | Q.PEAK DUO BLK ML-G10+ 410 |  | 0.41 | 9 | 258 | 32 |  | Fixed | Roof
NJADRE1557759486 | Administratively Determined Incentive Program | LINDENWOLD | 8021 | 6.56 | Residential | Behind the Meter | Yes | Pro Custom Solar dba Momentum Solar | AC Electric |  | Accepted | 2024-09-18 | 2024-10-02 | 2025-10-02 | Solar Panels | Hanwha | Q.PEAK DUO BLK ML-G10+410 |  | 0.41 | 10 | 176 | 6 |  | Fixed | Roof
NJADRE1557759486 | Administratively Determined Incentive Program | LINDENWOLD | 8021 | 6.56 | Residential | Behind the Meter | Yes | Pro Custom Solar dba Momentum Solar | AC Electric |  | Accepted | 2024-09-18 | 2024-10-02 | 2025-10-02 | Inverters | Enphase | IQ8MC-72-M-US | 320 |  | 16 |  |  | 0.97 |  | Outdoor
NJADRE1557759486 | Administratively Determined Incentive Program | LINDENWOLD | 8021 | 6.56 | Residential | Behind the Meter | Yes | Pro Custom Solar dba Momentum Solar | AC Electric |  | Accepted | 2024-09-18 | 2024-10-02 | 2025-10-02 | Solar Panels | Hanwha | Q.PEAK DUO BLK ML-G10+410 |  | 0.41 | 6 | 356 | 35 |  | Fixed | Roof
NJADRE1557759579 | Administratively Determined Incentive Program | Willingboro | 8046 | 9.78 | Residential | Behind the Meter | Yes | Power Energy Solutions, LLC | PSE&G |  | Accepted | 2024-09-18 | 2024-10-04 | 2025-10-04 | Solar Panels | Trina Solar | TSM-425NE09RC.05 |  | 0.425 | 8 | 66 | 18 |  | Fixed | Roof
NJADRE1557759579 | Administratively Determined Incentive Program | Willingboro | 8046 | 9.78 | Residential | Behind the Meter | Yes | Power Energy Solutions, LLC | PSE&G |  | Accepted | 2024-09-18 | 2024-10-04 | 2025-10-04 | Inverters | SolarEdge | SE7600H-US | 8 |  | 1 |  |  | 0.97 |  | Outdoor
NJADRE1557759579 | Administratively Determined Incentive Program | Willingboro | 8046 | 9.78 | Residential | Behind the Meter | Yes | Power Energy Solutions, LLC | PSE&G |  | Accepted | 2024-09-18 | 2024-10-04 | 2025-10-04 | Solar Panels | Trina Solar | TSM-425NE09RC.05 |  | 0.425 | 6 | 246 | 18 |  | Fixed | Roof
NJADRE1557759579 | Administratively Determined Incentive Program | Willingboro | 8046 | 9.78 | Residential | Behind the Meter | Yes | Power Energy Solutions, LLC | PSE&G |  | Accepted | 2024-09-18 | 2024-10-04 | 2025-10-04 | Solar Panels | Trina Solar | TSM-425NE09RC.05 |  | 0.425 | 9 | 157 | 19 |  | Fixed | Roof
NJADRE1557759594 | Administratively Determined Incentive Program | FRANKLIN TWP SOM | 8540 | 5.33 | Residential | Behind the Meter | Yes | SUNRUN INSTALLATION SERVICES, INC. | PSE&G |  | Accepted | 2024-09-18 | 2024-10-03 | 2025-10-03 | Solar Panels | HANWHA Q-CELLS | Q.PEAK DUO BLK ML-G10+ 410 |  | 0.41 | 13 | 235 | 31 |  | Fixed | Roof
NJADRE1557759594 | Administratively Determined Incentive Program | FRANKLIN TWP SOM | 8540 | 5.33 | Residential | Behind the Meter | Yes | SUNRUN INSTALLATION SERVICES, INC. | PSE&G |  | Accepted | 2024-09-18 | 2024-10-03 | 2025-10-03 | Inverters | SOLAREDGE TECHNOLOGIES | SE3800H-USMN | 3800 |  | 1 |  |  | 0.99 |  | Outside
NJADRE1557759610 | Administratively Determined Incentive Program | MOUNTAINSIDE | 7092 | 4.51 | Residential | Behind the Meter | Yes | Trinity Solar, LLC | PSE&G |  | Accepted | 2024-09-18 | 2024-10-03 | 2025-10-03 | Solar Panels | Hanwha | HANWHA 410 (Q.PEAK DUO BLK ML-G10+ 410) |  | 0.41 | 4 | 101 | 30 |  | Fixed | Roof
NJADRE1557759610 | Administratively Determined Incentive Program | MOUNTAINSIDE | 7092 | 4.51 | Residential | Behind the Meter | Yes | Trinity Solar, LLC | PSE&G |  | Accepted | 2024-09-18 | 2024-10-03 | 2025-10-03 | Solar Panels | Hanwha | HANWHA 410 (Q.PEAK DUO BLK ML-G10+ 410) |  | 0.41 | 3 | 101 | 25 |  | Fixed | Roof
NJADRE1557759610 | Administratively Determined Incentive Program | MOUNTAINSIDE | 7092 | 4.51 | Residential | Behind the Meter | Yes | Trinity Solar, LLC | PSE&G |  | Accepted | 2024-09-18 | 2024-10-03 | 2025-10-03 | Inverters | tesla | TESLA 3.8kW (PV ONLY) | 3800 |  | 1 |  |  | 0.97 |  | Outdoor
NJADRE1557759610 | Administratively Determined Incentive Program | MOUNTAINSIDE | 7092 | 4.51 | Residential | Behind the Meter | Yes | Trinity Solar, LLC | PSE&G |  | Accepted | 2024-09-18 | 2024-10-03 | 2025-10-03 | Solar Panels | Hanwha | HANWHA 410 (Q.PEAK DUO BLK ML-G10+ 410) |  | 0.41 | 4 | 281 | 30 |  | Fixed | Roof
NJADRE1557759630 | Administratively Determined Incentive Program | ROSELLE BORO | 7203 | 8.2 | Residential | Behind the Meter | Yes | SUNRUN INSTALLATION SERVICES, INC. | PSE&G |  | Accepted | 2024-09-18 | 2024-10-03 | 2025-10-03 | Inverters | GROWATT NEW ENERGY TECHNOLOGY CO LTD | MIN 6000TL-XH-US | 6000 |  | 1 |  |  | 0.98 |  | Outside
NJADRE1557759630 | Administratively Determined Incentive Program | ROSELLE BORO | 7203 | 8.2 | Residential | Behind the Meter | Yes | SUNRUN INSTALLATION SERVICES, INC. | PSE&G |  | Accepted | 2024-09-18 | 2024-10-03 | 2025-10-03 | Solar Panels | Hanwha Q-Cells | Q.PEAK DUO BLK ML-G10+ 410 |  | 0.41 | 20 | 245 | 34 |  | Fixed | Roof
NJADRE1557759780 | Administratively Determined Incentive Program | HILLSBOROUGH TWP | 8844 | 17.22 | Residential | Behind the Meter | Yes | Sunrun Installation Services, Inc. | PSE&G |  | Accepted | 2024-09-18 | 2024-10-03 | 2025-10-03 | Solar Panels | Hanwha Q-Cells | Q.PEAK DUO BLK ML-G10+ 410 |  | 0.41 | 14 | 98 | 23 |  | Fixed | Roof
NJADRE1557759780 | Administratively Determined Incentive Program | HILLSBOROUGH TWP | 8844 | 17.22 | Residential | Behind the Meter | Yes | Sunrun Installation Services, Inc. | PSE&G |  | Accepted | 2024-09-18 | 2024-10-03 | 2025-10-03 | Electric Storage Battery | TESLA | POWERWALL 3 1707000-XX-Y |  |  | 1 |  |  |  | Lithium Ion |  | Inside
NJADRE1557759780 | Administratively Determined Incentive Program | HILLSBOROUGH TWP | 8844 | 17.22 | Residential | Behind the Meter | Yes | Sunrun Installation Services, Inc. | PSE&G |  | Accepted | 2024-09-18 | 2024-10-03 | 2025-10-03 | Solar Panels | Hanwha Q-Cells | Q.PEAK DUO BLK ML-G10+ 410 |  | 0.41 | 16 | 278 | 23 |  | Fixed | Roof
NJADRE1557759780 | Administratively Determined Incentive Program | HILLSBOROUGH TWP | 8844 | 17.22 | Residential | Behind the Meter | Yes | Sunrun Installation Services, Inc. | PSE&G |  | Accepted | 2024-09-18 | 2024-10-03 | 2025-10-03 | Solar Panels | Hanwha Q-Cells | Q.PEAK DUO BLK ML-G10+ 410 |  | 0.41 | 8 | 278 | 23 |  | Fixed | Roof
NJADRE1557759780 | Administratively Determined Incentive Program | HILLSBOROUGH TWP | 8844 | 17.22 | Residential | Behind the Meter | Yes | Sunrun Installation Services, Inc. | PSE&G |  | Accepted | 2024-09-18 | 2024-10-03 | 2025-10-03 | Solar Panels | Hanwha Q-Cells | Q.PEAK DUO BLK ML-G10+ 410 |  | 0.41 | 4 | 98 | 24 |  | Fixed | Roof
NJADRE1557759780 | Administratively Determined Incentive Program | HILLSBOROUGH TWP | 8844 | 17.22 | Residential | Behind the Meter | Yes | Sunrun Installation Services, Inc. | PSE&G |  | Accepted | 2024-09-18 | 2024-10-03 | 2025-10-03 | Inverters | Tesla | Powerwall 3 1707000-xx-y | 11500 |  | 1 |  |  | 0.97 |  | Indoor | Next to meter
NJADRE1557759780 | Administratively Determined Incentive Program | HILLSBOROUGH TWP | 8844 | 17.22 | Residential | Behind the Meter | Yes | Sunrun Installation Services, Inc. | PSE&G |  | Accepted | 2024-09-18 | 2024-10-03 | 2025-10-03 | Meters | Tesla | POWERWALL 3 1707000-XX-Y |  |  | 1 |  |  |  | Yes | Indoor
NJADRE1557760123 | Administratively Determined Incentive Program | PHILLIPSBURG | 8865 | 11.48 | Residential | Behind the Meter | Yes | Sunrun Installation Services, Inc. | JCP&L |  | Accepted | 2024-09-18 | 2024-10-03 | 2025-10-03 | Electric Storage Battery | TESLA | POWERWALL 3 |  |  | 1 |  |  |  | Lithium Ion |  | Outside
NJADRE1557760123 | Administratively Determined Incentive Program | PHILLIPSBURG | 8865 | 11.48 | Residential | Behind the Meter | Yes | Sunrun Installation Services, Inc. | JCP&L |  | Accepted | 2024-09-18 | 2024-10-03 | 2025-10-03 | Inverters | TESLA | Powerwall 3 1707000-xx-y | 11500 |  | 1 |  |  | 0.97 |  | Outdoor | Next to meter
NJADRE1557760123 | Administratively Determined Incentive Program | PHILLIPSBURG | 8865 | 11.48 | Residential | Behind the Meter | Yes | Sunrun Installation Services, Inc. | JCP&L |  | Accepted | 2024-09-18 | 2024-10-03 | 2025-10-03 | Solar Panels | Hanwha Q-Cells | Q.PEAK DUO BLK ML-G10+ 410 |  | 0.41 | 14 | 154 | 29 |  | Fixed | Roof
NJADRE1557760123 | Administratively Determined Incentive Program | PHILLIPSBURG | 8865 | 11.48 | Residential | Behind the Meter | Yes | Sunrun Installation Services, Inc. | JCP&L |  | Accepted | 2024-09-18 | 2024-10-03 | 2025-10-03 | Solar Panels | Hanwha Q-Cells | Q.PEAK DUO BLK ML-G10+ 410 |  | 0.41 | 4 | 334 | 31 |  | Fixed | Roof
NJADRE1557760123 | Administratively Determined Incentive Program | PHILLIPSBURG | 8865 | 11.48 | Residential | Behind the Meter | Yes | Sunrun Installation Services, Inc. | JCP&L |  | Accepted | 2024-09-18 | 2024-10-03 | 2025-10-03 | Solar Panels | Hanwha Q-Cells | Q.PEAK DUO BLK ML-G10+ 410 |  | 0.41 | 10 | 334 | 30 |  | Fixed | Roof
NJADRE1557762678 | Administratively Determined Incentive Program | Union | 7083 | 12.3 | Residential | Behind the Meter | No | Sunrun Installation Services, Inc. | PSE&G |  | Accepted | 2024-09-19 | 2024-10-03 | 2025-10-03 | Inverters | SolarEdge Technologies | SE10000H-USMN | 10000 |  | 1 |  |  | 0.99 |  | Outside
NJADRE1557762678 | Administratively Determined Incentive Program | Union | 7083 | 12.3 | Residential | Behind the Meter | No | Sunrun Installation Services, Inc. | PSE&G |  | Accepted | 2024-09-19 | 2024-10-03 | 2025-10-03 | Solar Panels | Hanwha Q Cells | Q.PEAK DUO BLK ML-G10+ 410 |  | 0.41 | 15 | 265 | 18 |  | Fixed | Roof
NJADRE1557762678 | Administratively Determined Incentive Program | Union | 7083 | 12.3 | Residential | Behind the Meter | No | Sunrun Installation Services, Inc. | PSE&G |  | Accepted | 2024-09-19 | 2024-10-03 | 2025-10-03 | Solar Panels | Hanwha Q Cells | Q.PEAK DUO BLK ML-G10+ 410 |  | 0.41 | 15 | 85 | 18 |  | Fixed | Roof
NJADRE1557762703 | Administratively Determined Incentive Program | EDISON | 8817 | 5.33 | Residential | Behind the Meter | Yes | Sunrun Installation Services, Inc. | PSE&G |  | Accepted | 2024-09-19 | 2024-10-03 | 2025-10-03 | Inverters | SolarEdge Technologies | SE3800H-USMN | 3800 |  | 1 |  |  | 0.99 |  | Outside
NJADRE1557762703 | Administratively Determined Incentive Program | EDISON | 8817 | 5.33 | Residential | Behind the Meter | Yes | Sunrun Installation Services, Inc. | PSE&G |  | Accepted | 2024-09-19 | 2024-10-03 | 2025-10-03 | Solar Panels | Hanwha Q Cells | Q.PEAK DUO BLK ML-G10+ 410 |  | 0.41 | 3 | 182 | 23 |  | Fixed | Roof
NJADRE1557762703 | Administratively Determined Incentive Program | EDISON | 8817 | 5.33 | Residential | Behind the Meter | Yes | Sunrun Installation Services, Inc. | PSE&G |  | Accepted | 2024-09-19 | 2024-10-03 | 2025-10-03 | Solar Panels | Hanwha Q Cells | Q.PEAK DUO BLK ML-G10+ 410 |  | 0.41 | 10 | 1 | 23 |  | Fixed | Roof
NJADRE1557762797 | Administratively Determined Incentive Program | ATLANTIC CITY | 8401 | 4.1 | Residential | Behind the Meter | Yes | EMT Renewables, LLC | AC Electric |  | Accepted | 2024-09-19 | 2024-10-03 | 2025-10-03 | Inverters | ENPHASE | IQ8+ | 290 |  | 10 |  |  | 0.98 |  | Other | UNDER EACH PANEL
NJADRE1557762797 | Administratively Determined Incentive Program | ATLANTIC CITY | 8401 | 4.1 | Residential | Behind the Meter | Yes | EMT Renewables, LLC | AC Electric |  | Accepted | 2024-09-19 | 2024-10-03 | 2025-10-03 | Solar Panels | TRINA | TSM-NE09RC.05 |  | 0.41 | 1 | 123 | 23 |  | Fixed | Roof
NJADRE1557762797 | Administratively Determined Incentive Program | ATLANTIC CITY | 8401 | 4.1 | Residential | Behind the Meter | Yes | EMT Renewables, LLC | AC Electric |  | Accepted | 2024-09-19 | 2024-10-03 | 2025-10-03 | Solar Panels | TRINA | TSM-NE09RC.05 |  | 0.41 | 9 | 213 | 25 |  | Fixed | Roof
NJADRE1557762935 | Administratively Determined Incentive Program | SOUTH PLAINFIELD | 7080 | 8 | Residential | Behind the Meter | No | Big Wave Roofing and Solar, LLC | PSE&G |  | Accepted | 2024-09-19 | 2024-10-03 | 2025-10-03 | Solar Panels | SEG Solar | SEG-400-BMD-HV |  | 0.4 | 3 | 262 | 31 |  | Fixed | Roof
NJADRE1557762935 | Administratively Determined Incentive Program | SOUTH PLAINFIELD | 7080 | 8 | Residential | Behind the Meter | No | Big Wave Roofing and Solar, LLC | PSE&G |  | Accepted | 2024-09-19 | 2024-10-03 | 2025-10-03 | Inverters | Enphase | IQ7PLUS-72-2-US | 290 |  | 20 |  |  | 0.98 |  | Outside
NJADRE1557762935 | Administratively Determined Incentive Program | SOUTH PLAINFIELD | 7080 | 8 | Residential | Behind the Meter | No | Big Wave Roofing and Solar, LLC | PSE&G |  | Accepted | 2024-09-19 | 2024-10-03 | 2025-10-03 | Solar Panels | SEG Solar | SEG-400-BMD-HV |  | 0.4 | 4 | 82 | 31 |  | Fixed | Roof
NJADRE1557762935 | Administratively Determined Incentive Program | SOUTH PLAINFIELD | 7080 | 8 | Residential | Behind the Meter | No | Big Wave Roofing and Solar, LLC | PSE&G |  | Accepted | 2024-09-19 | 2024-10-03 | 2025-10-03 | Solar Panels | SEG Solar | SEG-400-BMD-HV |  | 0.4 | 9 | 82 | 15 |  | Fixed | Roof
NJADRE1557762935 | Administratively Determined Incentive Program | SOUTH PLAINFIELD | 7080 | 8 | Residential | Behind the Meter | No | Big Wave Roofing and Solar, LLC | PSE&G |  | Accepted | 2024-09-19 | 2024-10-03 | 2025-10-03 | Solar Panels | SEG Solar | SEG-400-BMD-HV |  | 0.4 | 4 | 172 | 23 |  | Fixed | Roof
NJADRE1557762987 | Administratively Determined Incentive Program | MILLVILLE | 8332 | 3.28 | Residential | Behind the Meter | Yes | Sunrun Installation Services, Inc. | AC Electric |  | Accepted | 2024-09-19 | 2024-10-03 | 2025-10-03 | Inverters | SolarEdge Technologies | SE3800H-USMN | 3800 |  | 1 |  |  | 0.99 |  | Outdoor | Next to meter
NJADRE1557762987 | Administratively Determined Incentive Program | MILLVILLE | 8332 | 3.28 | Residential | Behind the Meter | Yes | Sunrun Installation Services, Inc. | AC Electric |  | Accepted | 2024-09-19 | 2024-10-03 | 2025-10-03 | Solar Panels | Hanwha Q-Cells | Q.PEAK DUO BLK ML-G10+ 410 |  | 0.41 | 8 | 194 | 31 |  | Fixed | Roof
NJADRE1557763526 | Administratively Determined Incentive Program | Paterson | 7502 | 7.74 | Residential | Behind the Meter | Yes | Freedom Forever New Jersey, LLC | PSE&G |  | Accepted | 2024-09-19 | 2024-10-21 | 2025-10-21 | Inverters | Solar Edge | SE6000H-USRGM [SI1] | 6000 |  | 1 |  |  | 0.99 |  | Outside
NJADRE1557763526 | Administratively Determined Incentive Program | Paterson | 7502 | 7.74 | Residential | Behind the Meter | Yes | Freedom Forever New Jersey, LLC | PSE&G |  | Accepted | 2024-09-19 | 2024-10-21 | 2025-10-21 | Solar Panels | Silfab | SIL-430QD |  | 0.43 | 8 | 50 | 35 |  | Fixed | Roof
NJADRE1557763526 | Administratively Determined Incentive Program | Paterson | 7502 | 7.74 | Residential | Behind the Meter | Yes | Freedom Forever New Jersey, LLC | PSE&G |  | Accepted | 2024-09-19 | 2024-10-21 | 2025-10-21 | Solar Panels | Silfab | SIL-430QD |  | 0.43 | 4 | 230 | 7 |  | Fixed | Roof
NJADRE1557763526 | Administratively Determined Incentive Program | Paterson | 7502 | 7.74 | Residential | Behind the Meter | Yes | Freedom Forever New Jersey, LLC | PSE&G |  | Accepted | 2024-09-19 | 2024-10-21 | 2025-10-21 | Solar Panels | Silfab | SIL-430QD |  | 0.43 | 6 | 230 | 35 |  | Fixed | Roof
NJADRE1557763844 | Administratively Determined Incentive Program | East Orange | 7017 | 5.6 | Residential | Behind the Meter | Yes | Big Wave Roofing and Solar, LLC | PSE&G |  | Accepted | 2024-09-19 | 2024-10-11 | 2025-10-11 | Inverters | Enphase Energy Inc | IQ7PLUS-72-2-US | 290 |  | 14 |  |  | 0.98 |  | Outside
NJADRE1557763844 | Administratively Determined Incentive Program | East Orange | 7017 | 5.6 | Residential | Behind the Meter | Yes | Big Wave Roofing and Solar, LLC | PSE&G |  | Accepted | 2024-09-19 | 2024-10-11 | 2025-10-11 | Solar Panels | SEG Solar | SEG-400-BMD-HV |  | 0.4 | 4 | 113 | 26 |  | Fixed | Roof
NJADRE1557763844 | Administratively Determined Incentive Program | East Orange | 7017 | 5.6 | Residential | Behind the Meter | Yes | Big Wave Roofing and Solar, LLC | PSE&G |  | Accepted | 2024-09-19 | 2024-10-11 | 2025-10-11 | Solar Panels | SEG Solar | SEG-400-BMD-HV |  | 0.4 | 6 | 203 | 10 |  | Fixed | Roof
NJADRE1557763844 | Administratively Determined Incentive Program | East Orange | 7017 | 5.6 | Residential | Behind the Meter | Yes | Big Wave Roofing and Solar, LLC | PSE&G |  | Accepted | 2024-09-19 | 2024-10-11 | 2025-10-11 | Solar Panels | SEG Solar | SEG-400-BMD-HV |  | 0.4 | 4 | 293 | 26 |  | Fixed | Roof
NJADRE1557763864 | Administratively Determined Incentive Program | Ewing Twp | 8618 | 6.88 | Residential | Behind the Meter | Yes | Freedom Forever New Jersey, LLC | PSE&G |  | Accepted | 2024-09-19 | 2024-10-03 | 2025-10-03 | Inverters | Solar Edge | SE6000H-USRGM [SI1] | 6000 |  | 1 |  |  | 0.99 |  | Outside
NJADRE1557763864 | Administratively Determined Incentive Program | Ewing Twp | 8618 | 6.88 | Residential | Behind the Meter | Yes | Freedom Forever New Jersey, LLC | PSE&G |  | Accepted | 2024-09-19 | 2024-10-03 | 2025-10-03 | Solar Panels | Silfab | SIL-430QD |  | 0.43 | 10 | 312 | 40 |  | Fixed | Roof
NJADRE1557763864 | Administratively Determined Incentive Program | Ewing Twp | 8618 | 6.88 | Residential | Behind the Meter | Yes | Freedom Forever New Jersey, LLC | PSE&G |  | Accepted | 2024-09-19 | 2024-10-03 | 2025-10-03 | Solar Panels | Silfab | SIL-430QD |  | 0.43 | 6 | 132 | 40 |  | Fixed | Roof
NJADRE1557763870 | Administratively Determined Incentive Program | Elizabeth | 7202 | 6.8 | Residential | Behind the Meter | Yes | Big Wave Roofing and Solar, LLC | PSE&G |  | Accepted | 2024-09-19 | 2024-10-03 | 2025-10-03 | Solar Panels | SEG Solar | SEG-400-BMD-HV |  | 0.4 | 13 | 183 | 40 |  | Fixed | Roof
NJADRE1557763870 | Administratively Determined Incentive Program | Elizabeth | 7202 | 6.8 | Residential | Behind the Meter | Yes | Big Wave Roofing and Solar, LLC | PSE&G |  | Accepted | 2024-09-19 | 2024-10-03 | 2025-10-03 | Inverters | Enphase Energy Inc | IQ8HC-72-M-DOM-US | 380 |  | 17 |  |  | 0.98 |  | Outside
NJADRE1557763870 | Administratively Determined Incentive Program | Elizabeth | 7202 | 6.8 | Residential | Behind the Meter | Yes | Big Wave Roofing and Solar, LLC | PSE&G |  | Accepted | 2024-09-19 | 2024-10-03 | 2025-10-03 | Solar Panels | SEG Solar | SEG-400-BMD-HV |  | 0.4 | 4 | 3 | 40 |  | Fixed | Roof
NJADRE1557763911 | Administratively Determined Incentive Program | LITTLE FERRY | 7643 | 2.05 | Residential | Behind the Meter | Yes | Trinity Solar, LLC | PSE&G |  | Accepted | 2024-09-19 | 2024-10-03 | 2025-10-03 | Solar Panels | Enphase | IQ8PLUS-72-2-US |  | 0.41 | 2 | 218 | 22 |  | Fixed | Roof
NJADRE1557763911 | Administratively Determined Incentive Program | LITTLE FERRY | 7643 | 2.05 | Residential | Behind the Meter | Yes | Trinity Solar, LLC | PSE&G |  | Accepted | 2024-09-19 | 2024-10-03 | 2025-10-03 | Inverters | Enphase | IQ8PLUS-72-2-US | 290 |  | 1 |  |  | 0.986 |  | Outside
NJADRE1557763911 | Administratively Determined Incentive Program | LITTLE FERRY | 7643 | 2.05 | Residential | Behind the Meter | Yes | Trinity Solar, LLC | PSE&G |  | Accepted | 2024-09-19 | 2024-10-03 | 2025-10-03 | Solar Panels | Enphase | IQ8PLUS-72-2-US |  | 0.41 | 3 | 308 | 8 |  | Fixed | Roof
NJADRE1557763984 | Administratively Determined Incentive Program | RIDGEWOOD | 7450 | 10.625 | Residential | Behind the Meter | No | Solvana | PSE&G |  | Accepted | 2024-09-19 | 2024-10-04 | 2026-04-04 | Solar Panels | Trina Solar | TSM425 |  | 0.425 | 6 | 203 | 45 |  | Fixed | Roof
NJADRE1557763984 | Administratively Determined Incentive Program | RIDGEWOOD | 7450 | 10.625 | Residential | Behind the Meter | No | Solvana | PSE&G |  | Accepted | 2024-09-19 | 2024-10-04 | 2026-04-04 | Inverters | Solaredge | SE5700H-US | 5760 |  | 1 |  |  | 0.98 |  | Outside
NJADRE1557763984 | Administratively Determined Incentive Program | RIDGEWOOD | 7450 | 10.625 | Residential | Behind the Meter | No | Solvana | PSE&G |  | Accepted | 2024-09-19 | 2024-10-04 | 2026-04-04 | Solar Panels | Trina Solar | TSM425 |  | 0.425 | 6 | 203 | 45 |  | Fixed | Roof
NJADRE1557763984 | Administratively Determined Incentive Program | RIDGEWOOD | 7450 | 10.625 | Residential | Behind the Meter | No | Solvana | PSE&G |  | Accepted | 2024-09-19 | 2024-10-04 | 2026-04-04 | Solar Panels | Trina Solar | TSM425 |  | 0.425 | 13 | 203 | 45 |  | Fixed | Roof
NJADRE1557763984 | Administratively Determined Incentive Program | RIDGEWOOD | 7450 | 10.625 | Residential | Behind the Meter | No | Solvana | PSE&G |  | Accepted | 2024-09-19 | 2024-10-04 | 2026-04-04 | Meters | Solaredge | SE5700H-US |  |  | 1 |  |  |  | Yes | Outdoor
NJADRE1557764092 | Administratively Determined Incentive Program | NEWARK | 7107 | 5.74 | Residential | Behind the Meter | Yes | Trinity Solar, LLC | PSE&G |  | Accepted | 2024-09-19 | 2024-10-04 | 2025-10-04 | Inverters | TESLA | 1538000-XX-Y | 5000 |  | 1 |  |  | 0.986 |  | Outside
NJADRE1557764092 | Administratively Determined Incentive Program | NEWARK | 7107 | 5.74 | Residential | Behind the Meter | Yes | Trinity Solar, LLC | PSE&G |  | Accepted | 2024-09-19 | 2024-10-04 | 2025-10-04 | Solar Panels | HANWHA | Q.PEAK DUO BLK ML-G10+ 410 |  | 0.41 | 14 | 201 | 27 |  | Fixed | Roof
NJADRE1557764164 | Administratively Determined Incentive Program | CAMDEN | 8103 | 5.48 | Residential | Behind the Meter | Yes | EMT Renewables, LLC | PSE&G |  | Accepted | 2024-09-19 | 2024-10-04 | 2025-10-04 | Solar Panels | S-ENERGY | SL45-60MBI 365W |  | 0.365 | 15 | 266 | 5 |  | Fixed | Roof
NJADRE1557764164 | Administratively Determined Incentive Program | CAMDEN | 8103 | 5.48 | Residential | Behind the Meter | Yes | EMT Renewables, LLC | PSE&G |  | Accepted | 2024-09-19 | 2024-10-04 | 2025-10-04 | Inverters | ENPHASE | IQ8+ | 290 |  | 15 |  |  | 0.98 |  | Other | UNDER EACH PANEL
NJADRE1557764207 | Administratively Determined Incentive Program | Lawnside | 8045 | 14.03 | Residential | Behind the Meter | Yes | Lumio HX, INC | PSE&G |  | Accepted | 2024-09-25 | 2024-10-18 | 2025-10-18 | Solar Panels | Jinko | JKM425N-54HL4-B |  | 0.425 | 9 | 251 | 18 |  | Fixed | Roof
NJADRE1557764207 | Administratively Determined Incentive Program | Lawnside | 8045 | 14.03 | Residential | Behind the Meter | Yes | Lumio HX, INC | PSE&G |  | Accepted | 2024-09-25 | 2024-10-18 | 2025-10-18 | Solar Panels | Jinko | JKM425N-54HL4-B |  | 0.425 | 6 | 71 | 18 |  | Fixed | Roof
NJADRE1557764207 | Administratively Determined Incentive Program | Lawnside | 8045 | 14.03 | Residential | Behind the Meter | Yes | Lumio HX, INC | PSE&G |  | Accepted | 2024-09-25 | 2024-10-18 | 2025-10-18 | Solar Panels | Jinko | JKM425N-54HL4-B |  | 0.425 | 18 | 161 | 16 |  | Fixed | Roof
NJADRE1557764207 | Administratively Determined Incentive Program | Lawnside | 8045 | 14.03 | Residential | Behind the Meter | Yes | Lumio HX, INC | PSE&G |  | Accepted | 2024-09-25 | 2024-10-18 | 2025-10-18 | Inverters | Enphase | ENPHASE ENERGY IQ8PLUS-72-2-US | 290 |  | 33 |  |  | 0.977 |  | Outside
NJADRE1557764239 | Administratively Determined Incentive Program | MAYS LANDING | 8330 | 17.6 | Commercial | Behind the Meter | No | GenSun Roofing and Solar, LLC | AC Electric |  | Accepted | 2024-09-19 | 2024-10-08 | 2025-10-08 | Solar Panels | Silfab Solar | NU SERIES SIL-400 |  | 0.4 | 40 | 164 | 30 |  | Fixed | Roof
NJADRE1557764239 | Administratively Determined Incentive Program | MAYS LANDING | 8330 | 17.6 | Commercial | Behind the Meter | No | GenSun Roofing and Solar, LLC | AC Electric |  | Accepted | 2024-09-19 | 2024-10-08 | 2025-10-08 | Solar Panels | Silfab Solar | NU SERIES SIL-400 |  | 0.4 | 2 | 254 | 40 |  | Fixed | Roof
NJADRE1557764239 | Administratively Determined Incentive Program | MAYS LANDING | 8330 | 17.6 | Commercial | Behind the Meter | No | GenSun Roofing and Solar, LLC | AC Electric |  | Accepted | 2024-09-19 | 2024-10-08 | 2025-10-08 | Inverters | Solar Edge | SE10000H-US | 10000 |  | 1 |  |  | 0.99 |  | Outdoor
NJADRE1557764239 | Administratively Determined Incentive Program | MAYS LANDING | 8330 | 17.6 | Commercial | Behind the Meter | No | GenSun Roofing and Solar, LLC | AC Electric |  | Accepted | 2024-09-19 | 2024-10-08 | 2025-10-08 | Inverters | Solar Edge | SE10000H-US | 10000 |  | 1 |  |  | 0.99 |  | Outdoor
NJADRE1557764239 | Administratively Determined Incentive Program | MAYS LANDING | 8330 | 17.6 | Commercial | Behind the Meter | No | GenSun Roofing and Solar, LLC | AC Electric |  | Accepted | 2024-09-19 | 2024-10-08 | 2025-10-08 | Solar Panels | Silfab Solar | NU SERIES SIL-400 |  | 0.4 | 2 | 74 | 40 |  | Fixed | Roof
NJADRE1557764239 | Administratively Determined Incentive Program | MAYS LANDING | 8330 | 17.6 | Commercial | Behind the Meter | No | GenSun Roofing and Solar, LLC | AC Electric |  | Accepted | 2024-09-19 | 2024-10-08 | 2025-10-08 | Meters | Solar Edge | SE10000H-US |  |  | 1 |  |  |  | Yes | Outdoor
NJADRE1557764662 | Administratively Determined Incentive Program | FAIR LAWN BORO | 7410 | 8.2 | Residential | Behind the Meter | Yes | Sunrun Installation Services, Inc. | PSE&G |  | Accepted | 2024-09-19 | 2024-10-07 | 2025-10-07 | Solar Panels | Hanwha Q-Cells | Q.PEAK DUO BLK ML-G10+ 410 |  | 0.41 | 20 | 342 | 18 |  | Fixed | Roof
NJADRE1557764662 | Administratively Determined Incentive Program | FAIR LAWN BORO | 7410 | 8.2 | Residential | Behind the Meter | Yes | Sunrun Installation Services, Inc. | PSE&G |  | Accepted | 2024-09-19 | 2024-10-07 | 2025-10-07 | Inverters | SolarEdge Technologies | SE5700H-USMN | 5760 |  | 1 |  |  | 0.99 |  | Outdoor | Next to meter
NJADRE1557767464 | Administratively Determined Incentive Program | ENGLEWOOD | 7631 | 3.69 | Residential | Behind the Meter | Yes | Sunrun Installation Services, Inc. | PSE&G |  | Accepted | 2024-09-20 | 2024-10-04 | 2025-10-04 | Solar Panels | Hanwha Q-Cells | Q.PEAK DUO BLK ML-G10+ 410 |  | 0.41 | 2 | 190 | 37 |  | Fixed | Roof
NJADRE1557767464 | Administratively Determined Incentive Program | ENGLEWOOD | 7631 | 3.69 | Residential | Behind the Meter | Yes | Sunrun Installation Services, Inc. | PSE&G |  | Accepted | 2024-09-20 | 2024-10-04 | 2025-10-04 | Inverters | SolarEdge Technologies | SE3800H-USMN | 3800 |  | 1 |  |  | 0.99 |  | Outdoor | Next to meter
NJADRE1557767464 | Administratively Determined Incentive Program | ENGLEWOOD | 7631 | 3.69 | Residential | Behind the Meter | Yes | Sunrun Installation Services, Inc. | PSE&G |  | Accepted | 2024-09-20 | 2024-10-04 | 2025-10-04 | Solar Panels | Hanwha Q-Cells | Q.PEAK DUO BLK ML-G10+ 410 |  | 0.41 | 7 | 100 | 16 |  | Fixed | Roof
NJADRE1557767484 | Administratively Determined Incentive Program | ANDOVER | 7821 | 19.98 | Residential | Behind the Meter | Yes | Power Energy Solutions, LLC | JCP&L |  | Accepted | 2024-09-20 | 2024-10-04 | 2025-10-04 | Solar Panels | Trina Solar | TSM-425NE09RC.05 |  | 0.425 | 16 | 209 | 45 |  | Fixed | Roof
NJADRE1557767484 | Administratively Determined Incentive Program | ANDOVER | 7821 | 19.98 | Residential | Behind the Meter | Yes | Power Energy Solutions, LLC | JCP&L |  | Accepted | 2024-09-20 | 2024-10-04 | 2025-10-04 | Solar Panels | Trina Solar | TSM-425NE09RC.05 |  | 0.425 | 15 | 119 | 45 |  | Fixed | Roof
NJADRE1557767484 | Administratively Determined Incentive Program | ANDOVER | 7821 | 19.98 | Residential | Behind the Meter | Yes | Power Energy Solutions, LLC | JCP&L |  | Accepted | 2024-09-20 | 2024-10-04 | 2025-10-04 | Inverters | SolarEdge | SE7600H-US | 8 |  | 2 |  |  | 0.97 |  | Outdoor
NJADRE1557767484 | Administratively Determined Incentive Program | ANDOVER | 7821 | 19.98 | Residential | Behind the Meter | Yes | Power Energy Solutions, LLC | JCP&L |  | Accepted | 2024-09-20 | 2024-10-04 | 2025-10-04 | Solar Panels | Trina Solar | TSM-425NE09RC.05 |  | 0.425 | 16 | 209 | 38 |  | Fixed | Roof
NJADRE1557767508 | Administratively Determined Incentive Program | NEWARK | 7107 | 3.28 | Residential | Behind the Meter | Yes | Trinity Solar, LLC | PSE&G |  | Accepted | 2024-09-20 | 2024-10-04 | 2025-10-04 | Solar Panels | HANWHA | Q.PEAK DUO BLK ML-G10+ 410 |  | 0.41 | 8 | 201 | 27 |  | Fixed | Roof
NJADRE1557767508 | Administratively Determined Incentive Program | NEWARK | 7107 | 3.28 | Residential | Behind the Meter | Yes | Trinity Solar, LLC | PSE&G |  | Accepted | 2024-09-20 | 2024-10-04 | 2025-10-04 | Inverters | TESLA | 1538000-XX-Y | 3800 |  | 1 |  |  | 0.986 |  | Outside
NJADRE1557767516 | Administratively Determined Incentive Program | Saddle River | 7458 | 11.48 | Residential | Behind the Meter | Yes | Trinity Solar, LLC | Orange Rockland Electric |  | Accepted | 2024-09-20 | 2024-10-04 | 2025-10-04 | Inverters | Tesla | Tesla Powerwall 3 | 34500 |  | 3 |  |  | 0.97 |  | Outdoor
NJADRE1557767516 | Administratively Determined Incentive Program | Saddle River | 7458 | 11.48 | Residential | Behind the Meter | Yes | Trinity Solar, LLC | Orange Rockland Electric |  | Accepted | 2024-09-20 | 2024-10-04 | 2025-10-04 | Solar Panels | Hanwha | HANWHA 410 (Q.PEAK DUO BLK ML-G10+ 410) |  | 0.41 | 7 | 6 | 23 |  | Fixed | Roof
NJADRE1557767516 | Administratively Determined Incentive Program | Saddle River | 7458 | 11.48 | Residential | Behind the Meter | Yes | Trinity Solar, LLC | Orange Rockland Electric |  | Accepted | 2024-09-20 | 2024-10-04 | 2025-10-04 | Solar Panels | Hanwha | HANWHA 410 (Q.PEAK DUO BLK ML-G10+ 410) |  | 0.41 | 4 | 276 | 40 |  | Fixed | Roof
NJADRE1557767516 | Administratively Determined Incentive Program | Saddle River | 7458 | 11.48 | Residential | Behind the Meter | Yes | Trinity Solar, LLC | Orange Rockland Electric |  | Accepted | 2024-09-20 | 2024-10-04 | 2025-10-04 | Electric Storage Battery | Tesla | Tesla Powerwall 3 |  |  | 3 |  |  |  | Lithium Ion |  | Inside
NJADRE1557767516 | Administratively Determined Incentive Program | Saddle River | 7458 | 11.48 | Residential | Behind the Meter | Yes | Trinity Solar, LLC | Orange Rockland Electric |  | Accepted | 2024-09-20 | 2024-10-04 | 2025-10-04 | Solar Panels | Hanwha | HANWHA 410 (Q.PEAK DUO BLK ML-G10+ 410) |  | 0.41 | 4 | 6 | 30 |  | Fixed | Roof
NJADRE1557767516 | Administratively Determined Incentive Program | Saddle River | 7458 | 11.48 | Residential | Behind the Meter | Yes | Trinity Solar, LLC | Orange Rockland Electric |  | Accepted | 2024-09-20 | 2024-10-04 | 2025-10-04 | Solar Panels | Hanwha | HANWHA 410 (Q.PEAK DUO BLK ML-G10+ 410) |  | 0.41 | 7 | 96 | 30 |  | Fixed | Roof
NJADRE1557767516 | Administratively Determined Incentive Program | Saddle River | 7458 | 11.48 | Residential | Behind the Meter | Yes | Trinity Solar, LLC | Orange Rockland Electric |  | Accepted | 2024-09-20 | 2024-10-04 | 2025-10-04 | Solar Panels | Hanwha | HANWHA 410 (Q.PEAK DUO BLK ML-G10+ 410) |  | 0.41 | 6 | 6 | 30 |  | Fixed | Roof
NJADRE1557767613 | Administratively Determined Incentive Program | ELMER | 8318 | 41.89 | Farm | Behind the Meter | No | RCL Enterprises, Inc. | AC Electric |  | Accepted | 2024-09-20 | 2024-10-07 | 2025-10-07 | Solar Panels | Q.PEAK | Duo XL-G11 |  | 0.59 | 71 | 167 | 18 |  | Fixed | Roof
NJADRE1557767613 | Administratively Determined Incentive Program | ELMER | 8318 | 41.89 | Farm | Behind the Meter | No | RCL Enterprises, Inc. | AC Electric |  | Accepted | 2024-09-20 | 2024-10-07 | 2025-10-07 | Inverters | Enphase | IQ8A-72-2-US | 349 |  | 71 |  |  | 0.97 |  | Outside
NJADRE1557767634 | Administratively Determined Incentive Program | ELMER | 8318 | 77.88 | Farm | Behind the Meter | No | RCL Enterprises, Inc. | AC Electric |  | Accepted | 2024-09-20 | 2024-10-08 | 2025-10-08 | Inverters | Solar Edge | SE50K | 50000 |  | 1 |  |  | 0.98 |  | Outside
NJADRE1557767634 | Administratively Determined Incentive Program | ELMER | 8318 | 77.88 | Farm | Behind the Meter | No | RCL Enterprises, Inc. | AC Electric |  | Accepted | 2024-09-20 | 2024-10-08 | 2025-10-08 | Solar Panels | Q.PEAK | Duo XL-G11 |  | 0.59 | 132 | 166 | 5 |  | Fixed | Roof
NJADRE1557767661 | Administratively Determined Incentive Program | LEONIA | 7605 | 7.38 | Residential | Behind the Meter | Yes | Trinity Solar, LLC | PSE&G |  | Accepted | 2024-09-20 | 2024-10-04 | 2025-10-04 | Solar Panels | HANWHA | HANWHA 410 (Q.PEAK DUO BLK ML-G10+ 410) |  | 0.41 | 6 | 209 | 29 |  | Fixed | Roof
NJADRE1557767661 | Administratively Determined Incentive Program | LEONIA | 7605 | 7.38 | Residential | Behind the Meter | Yes | Trinity Solar, LLC | PSE&G |  | Accepted | 2024-09-20 | 2024-10-04 | 2025-10-04 | Inverters | Tesla (PV Only) | 1538000-45-X | 5700 |  | 1 |  |  | 0.97 |  | Outside
NJADRE1557767661 | Administratively Determined Incentive Program | LEONIA | 7605 | 7.38 | Residential | Behind the Meter | Yes | Trinity Solar, LLC | PSE&G |  | Accepted | 2024-09-20 | 2024-10-04 | 2025-10-04 | Solar Panels | HANWHA | HANWHA 410 (Q.PEAK DUO BLK ML-G10+ 410) |  | 0.41 | 6 | 29 | 25 |  | Fixed | Roof
NJADRE1557767661 | Administratively Determined Incentive Program | LEONIA | 7605 | 7.38 | Residential | Behind the Meter | Yes | Trinity Solar, LLC | PSE&G |  | Accepted | 2024-09-20 | 2024-10-04 | 2025-10-04 | Solar Panels | HANWHA | HANWHA 410 (Q.PEAK DUO BLK ML-G10+ 410) |  | 0.41 | 6 | 209 | 29 |  | Fixed | Roof
NJADRE1557767985 | Administratively Determined Incentive Program | Irvington | 7111 | 4.3 | Residential | Behind the Meter | Yes | Freedom Forever New Jersey, LLC | PSE&G |  | Accepted | 2024-09-20 | 2024-10-04 | 2025-10-04 | Solar Panels | Silfab | SIL-430 QD |  | 0.43 | 10 | 211 | 35 |  | Fixed | Roof
NJADRE1557767985 | Administratively Determined Incentive Program | Irvington | 7111 | 4.3 | Residential | Behind the Meter | Yes | Freedom Forever New Jersey, LLC | PSE&G |  | Accepted | 2024-09-20 | 2024-10-04 | 2025-10-04 | Inverters | Solar Edge | SE3800H-USRGM [SI1 | 3800 |  | 1 |  |  | 0.99 |  | Outside
NJADRE1557768089 | Administratively Determined Incentive Program | SOMERSET | 8873 | 6.15 | Residential | Behind the Meter | Yes | Trinity Solar, LLC | PSE&G |  | Accepted | 2024-09-20 | 2024-10-04 | 2025-10-04 | Inverters | Tesla | TESLA 5.0kW (PV ONLY) | 5000 |  | 1 |  |  | 0.97 |  | Outdoor
NJADRE1557768089 | Administratively Determined Incentive Program | SOMERSET | 8873 | 6.15 | Residential | Behind the Meter | Yes | Trinity Solar, LLC | PSE&G |  | Accepted | 2024-09-20 | 2024-10-04 | 2025-10-04 | Solar Panels | Hanwha | HANWHA 410 (Q.PEAK DUO BLK ML-G10+ 410) |  | 0.41 | 15 | 145 | 23 |  | Fixed | Roof
NJADRE1557768149 | Administratively Determined Incentive Program | TEANECK | 7666 | 6.97 | Residential | Behind the Meter | Yes | Pro Custom Solar dba Momentum Solar | PSE&G |  | Accepted | 2024-09-20 | 2024-10-07 | 2025-10-07 | Solar Panels | Hanwha | Q.PEAK DUO BLK ML-G10+410 |  | 0.41 | 2 | 191 | 25 |  | Fixed | Roof
NJADRE1557768149 | Administratively Determined Incentive Program | TEANECK | 7666 | 6.97 | Residential | Behind the Meter | Yes | Pro Custom Solar dba Momentum Solar | PSE&G |  | Accepted | 2024-09-20 | 2024-10-07 | 2025-10-07 | Solar Panels | Hanwha | Q.PEAK DUO BLK ML-G10+410 |  | 0.41 | 7 | 11 | 25 |  | Fixed | Roof
NJADRE1557768149 | Administratively Determined Incentive Program | TEANECK | 7666 | 6.97 | Residential | Behind the Meter | Yes | Pro Custom Solar dba Momentum Solar | PSE&G |  | Accepted | 2024-09-20 | 2024-10-07 | 2025-10-07 | Inverters | Enphase | IQ8MC-72-M-US | 320 |  | 17 |  |  | 0.97 |  | Outdoor
NJADRE1557768149 | Administratively Determined Incentive Program | TEANECK | 7666 | 6.97 | Residential | Behind the Meter | Yes | Pro Custom Solar dba Momentum Solar | PSE&G |  | Accepted | 2024-09-20 | 2024-10-07 | 2025-10-07 | Solar Panels | Hanwha | Q.PEAK DUO BLK ML-G10+410 |  | 0.41 | 8 | 191 | 25 |  | Fixed | Roof
NJADRE1557768157 | Administratively Determined Incentive Program | Linden | 7036 | 6.8 | Residential | Behind the Meter | Yes | Lumio HX, INC | PSE&G |  | Accepted | 2024-09-25 | 2024-10-21 | 2025-10-21 | Inverters | Enphase | ENPHASE ENERGY IQ8PLUS-72-2-US | 290 |  | 16 |  |  | 0.977 |  | Outside
NJADRE1557768157 | Administratively Determined Incentive Program | Linden | 7036 | 6.8 | Residential | Behind the Meter | Yes | Lumio HX, INC | PSE&G |  | Accepted | 2024-09-25 | 2024-10-21 | 2025-10-21 | Solar Panels | Jinko | JKM425N-54HL4-B |  | 0.425 | 16 | 219 | 31 |  | Fixed | Roof
NJADRE1557768172 | Administratively Determined Incentive Program | Salem | 8079 | 9.84 | Residential | Behind the Meter | Yes | EMT Renewables, LLC | AC Electric |  | Accepted | 2024-09-20 | 2024-10-04 | 2025-10-04 | Solar Panels | TRINA | TSM-NE09RC.05 |  | 0.41 | 2 | 44 | 29 |  | Fixed | Roof
NJADRE1557768172 | Administratively Determined Incentive Program | Salem | 8079 | 9.84 | Residential | Behind the Meter | Yes | EMT Renewables, LLC | AC Electric |  | Accepted | 2024-09-20 | 2024-10-04 | 2025-10-04 | Solar Panels | TRINA | TSM-NE09RC.05 |  | 0.41 | 2 | 314 | 36 |  | Fixed | Roof
NJADRE1557768172 | Administratively Determined Incentive Program | Salem | 8079 | 9.84 | Residential | Behind the Meter | Yes | EMT Renewables, LLC | AC Electric |  | Accepted | 2024-09-20 | 2024-10-04 | 2025-10-04 | Inverters | ENPHASE | IQ8+ | 290 |  | 24 |  |  | 0.98 |  | Other | UNDER EACH PANEL
NJADRE1557768172 | Administratively Determined Incentive Program | Salem | 8079 | 9.84 | Residential | Behind the Meter | Yes | EMT Renewables, LLC | AC Electric |  | Accepted | 2024-09-20 | 2024-10-04 | 2025-10-04 | Solar Panels | TRINA | TSM-NE09RC.05 |  | 0.41 | 12 | 134 | 7 |  | Fixed | Roof
NJADRE1557768172 | Administratively Determined Incentive Program | Salem | 8079 | 9.84 | Residential | Behind the Meter | Yes | EMT Renewables, LLC | AC Electric |  | Accepted | 2024-09-20 | 2024-10-04 | 2025-10-04 | Solar Panels | TRINA | TSM-NE09RC.05 |  | 0.41 | 8 | 224 | 16 |  | Fixed | Roof
NJADRE1557768186 | Administratively Determined Incentive Program | Salem | 8079 | 2.87 | Residential | Behind the Meter | Yes | EMT Renewables, LLC | AC Electric |  | Accepted | 2024-09-20 | 2024-10-04 | 2025-10-04 | Solar Panels | TRINA | TSM-NE09RC.05 |  | 0.41 | 7 | 244 | 35 |  | Fixed | Roof
NJADRE1557768186 | Administratively Determined Incentive Program | Salem | 8079 | 2.87 | Residential | Behind the Meter | Yes | EMT Renewables, LLC | AC Electric |  | Accepted | 2024-09-20 | 2024-10-04 | 2025-10-04 | Inverters | ENPHASE | IQ8+ | 290 |  | 7 |  |  | 0.98 |  | Other | UNDER EACH PANEL
NJADRE1557768214 | Administratively Determined Incentive Program | NEWFOUNDLAND | 7435 | 9.89 | Residential | Behind the Meter | Yes | Freedom Forever New Jersey, LLC | JCP&L |  | Accepted | 2024-09-20 | 2024-10-04 | 2025-10-04 | Solar Panels | Silfab | SIL-430 QD |  | 0.43 | 2 | 227 | 30 |  | Fixed | Roof
NJADRE1557768214 | Administratively Determined Incentive Program | NEWFOUNDLAND | 7435 | 9.89 | Residential | Behind the Meter | Yes | Freedom Forever New Jersey, LLC | JCP&L |  | Accepted | 2024-09-20 | 2024-10-04 | 2025-10-04 | Inverters | Solar Edge | SE10000H-USRGM [SI1] | 10000 |  | 1 |  |  | 0.99 |  | Outside
NJADRE1557768214 | Administratively Determined Incentive Program | NEWFOUNDLAND | 7435 | 9.89 | Residential | Behind the Meter | Yes | Freedom Forever New Jersey, LLC | JCP&L |  | Accepted | 2024-09-20 | 2024-10-04 | 2025-10-04 | Solar Panels | Silfab | SIL-430 QD |  | 0.43 | 8 | 227 | 30 |  | Fixed | Roof
NJADRE1557768214 | Administratively Determined Incentive Program | NEWFOUNDLAND | 7435 | 9.89 | Residential | Behind the Meter | Yes | Freedom Forever New Jersey, LLC | JCP&L |  | Accepted | 2024-09-20 | 2024-10-04 | 2025-10-04 | Solar Panels | Silfab | SIL-430 QD |  | 0.43 | 7 | 317 | 16 |  | Fixed | Roof
NJADRE1557768214 | Administratively Determined Incentive Program | NEWFOUNDLAND | 7435 | 9.89 | Residential | Behind the Meter | Yes | Freedom Forever New Jersey, LLC | JCP&L |  | Accepted | 2024-09-20 | 2024-10-04 | 2025-10-04 | Solar Panels | Silfab | SIL-430 QD |  | 0.43 | 6 | 137 | 16 |  | Fixed | Roof
NJADRE1557768221 | Administratively Determined Incentive Program | MILLVILLE | 8332 | 4.92 | Residential | Behind the Meter | Yes | EMT Renewables, LLC | AC Electric |  | Accepted | 2024-09-20 | 2024-10-07 | 2025-10-07 | Solar Panels | Q CELLS | Q PEAK DUO BLK |  | 0.41 | 12 | 270 | 34 |  | Fixed | Roof
NJADRE1557768221 | Administratively Determined Incentive Program | MILLVILLE | 8332 | 4.92 | Residential | Behind the Meter | Yes | EMT Renewables, LLC | AC Electric |  | Accepted | 2024-09-20 | 2024-10-07 | 2025-10-07 | Inverters | ENPHASE | IQ8+ | 290 |  | 12 |  |  | 0.98 |  | Other | UNDER EACH PANEL
NJADRE1557768242 | Administratively Determined Incentive Program | JERSEY CITY | 7305 | 7.79 | Residential | Behind the Meter | Yes | Pro Custom Solar dba Momentum Solar | PSE&G |  | Accepted | 2024-09-20 | 2024-10-04 | 2025-10-04 | Inverters | ENPHASE | iq8mc-72-m-us | 320 |  | 19 |  |  | 0.97 |  | Outside
NJADRE1557768242 | Administratively Determined Incentive Program | JERSEY CITY | 7305 | 7.79 | Residential | Behind the Meter | Yes | Pro Custom Solar dba Momentum Solar | PSE&G |  | Accepted | 2024-09-20 | 2024-10-04 | 2025-10-04 | Solar Panels | hanwha | q.peak duo blk ml-g10+410 |  | 0.41 | 19 | 293 | 5 |  | Fixed | Roof
NJADRE1557768319 | Administratively Determined Incentive Program | Belle Mead | 8502 | 1.64 | Residential | Behind the Meter | No | Pro Custom Solar dba Momentum Solar | PSE&G |  | Accepted | 2024-09-20 | 2024-10-07 | 2025-10-07 | Inverters | Enphase | IQ8MC-72-M-US | 320 |  | 4 |  |  | 0.97 |  | Outdoor
NJADRE1557768319 | Administratively Determined Incentive Program | Belle Mead | 8502 | 1.64 | Residential | Behind the Meter | No | Pro Custom Solar dba Momentum Solar | PSE&G |  | Accepted | 2024-09-20 | 2024-10-07 | 2025-10-07 | Solar Panels | Hanwha | Q.PEAK DUO BLK ML-G10+410 |  | 0.41 | 4 | 187 | 40 |  | Fixed | Roof
NJADRE1557768347 | Administratively Determined Incentive Program | NEWARK | 7114 | 7.79 | Residential | Behind the Meter | Yes | Pro Custom Solar dba Momentum Solar | PSE&G |  | Accepted | 2024-09-20 | 2024-10-04 | 2025-10-04 | Solar Panels | Hanwha | Q.PEAK DUO BLK ML-G10+410 |  | 0.41 | 9 | 295 | 23 |  | Fixed | Roof
NJADRE1557768347 | Administratively Determined Incentive Program | NEWARK | 7114 | 7.79 | Residential | Behind the Meter | Yes | Pro Custom Solar dba Momentum Solar | PSE&G |  | Accepted | 2024-09-20 | 2024-10-04 | 2025-10-04 | Solar Panels | Hanwha | Q.PEAK DUO BLK ML-G10+410 |  | 0.41 | 10 | 115 | 23 |  | Fixed | Roof
NJADRE1557768347 | Administratively Determined Incentive Program | NEWARK | 7114 | 7.79 | Residential | Behind the Meter | Yes | Pro Custom Solar dba Momentum Solar | PSE&G |  | Accepted | 2024-09-20 | 2024-10-04 | 2025-10-04 | Inverters | Enphase | IQ8MC-72-M-US | 320 |  | 19 |  |  | 0.97 |  | Outdoor
NJADRE1557768637 | Administratively Determined Incentive Program | PENNS GROVE | 8069 | 4.8 | Residential | Behind the Meter | Yes | PosiGen Developer, LLC | AC Electric |  | Accepted | 2024-09-20 | 2024-10-07 | 2025-10-07 | Inverters | SolarEdge | SE5700H-US | 5700 |  | 1 |  |  | 0.99 |  | Outdoor | within ten feet of meter
NJADRE1557768637 | Administratively Determined Incentive Program | PENNS GROVE | 8069 | 4.8 | Residential | Behind the Meter | Yes | PosiGen Developer, LLC | AC Electric |  | Accepted | 2024-09-20 | 2024-10-07 | 2025-10-07 | Solar Panels | Silfab | SIL-400 HC+ |  | 0.4 | 7 | 139 | 30 |  | Fixed | Roof
NJADRE1557768637 | Administratively Determined Incentive Program | PENNS GROVE | 8069 | 4.8 | Residential | Behind the Meter | Yes | PosiGen Developer, LLC | AC Electric |  | Accepted | 2024-09-20 | 2024-10-07 | 2025-10-07 | Solar Panels | Silfab | SIL-400 HC+ |  | 0.4 | 5 | 319 | 30 |  | Fixed | Roof
NJADRE1557771140 | Administratively Determined Incentive Program | Burlington | 8016 | 9.84 | Residential | Behind the Meter | Yes | Sunrun Installation Services, Inc. | PSE&G |  | Accepted | 2024-09-21 | 2024-10-04 | 2025-10-04 | Inverters | SolarEdge Technologies | SE7600H-USMN | 7600 |  | 1 |  |  | 0.99 |  | Outside
NJADRE1557771140 | Administratively Determined Incentive Program | Burlington | 8016 | 9.84 | Residential | Behind the Meter | Yes | Sunrun Installation Services, Inc. | PSE&G |  | Accepted | 2024-09-21 | 2024-10-04 | 2025-10-04 | Solar Panels | Hanwha Q Cells | Q.PEAK DUO BLK ML-G10+ 410 |  | 0.41 | 8 | 71 | 27 |  | Fixed | Roof
NJADRE1557771140 | Administratively Determined Incentive Program | Burlington | 8016 | 9.84 | Residential | Behind the Meter | Yes | Sunrun Installation Services, Inc. | PSE&G |  | Accepted | 2024-09-21 | 2024-10-04 | 2025-10-04 | Solar Panels | Hanwha Q Cells | Q.PEAK DUO BLK ML-G10+ 410 |  | 0.41 | 16 | 253 | 26 |  | Fixed | Roof
NJADRE1557779517 | Administratively Determined Incentive Program | Montville | 7045 | 13.94 | Residential | Behind the Meter | Yes | Sunrun Installation Services, Inc. | JCP&L |  | Accepted | 2024-09-23 | 2024-10-07 | 2025-10-07 | Solar Panels | Hanwha Q-Cells | Q.PEAK DUO BLK ML-G10+ 410 |  | 0.41 | 12 | 153 | 34 |  | Fixed | Roof
NJADRE1557779517 | Administratively Determined Incentive Program | Montville | 7045 | 13.94 | Residential | Behind the Meter | Yes | Sunrun Installation Services, Inc. | JCP&L |  | Accepted | 2024-09-23 | 2024-10-07 | 2025-10-07 | Inverters | Tesla | Powerwall 3 1707000-xx-y | 23000 |  | 2 |  |  | 0.97 |  | Outdoor | Next to meter
NJADRE1557779517 | Administratively Determined Incentive Program | Montville | 7045 | 13.94 | Residential | Behind the Meter | Yes | Sunrun Installation Services, Inc. | JCP&L |  | Accepted | 2024-09-23 | 2024-10-07 | 2025-10-07 | Solar Panels | Hanwha Q-Cells | Q.PEAK DUO BLK ML-G10+ 410 |  | 0.41 | 9 | 333 | 32 |  | Fixed | Roof
NJADRE1557779517 | Administratively Determined Incentive Program | Montville | 7045 | 13.94 | Residential | Behind the Meter | Yes | Sunrun Installation Services, Inc. | JCP&L |  | Accepted | 2024-09-23 | 2024-10-07 | 2025-10-07 | Solar Panels | Hanwha Q-Cells | Q.PEAK DUO BLK ML-G10+ 410 |  | 0.41 | 7 | 153 | 38 |  | Fixed | Roof
NJADRE1557779517 | Administratively Determined Incentive Program | Montville | 7045 | 13.94 | Residential | Behind the Meter | Yes | Sunrun Installation Services, Inc. | JCP&L |  | Accepted | 2024-09-23 | 2024-10-07 | 2025-10-07 | Solar Panels | Hanwha Q-Cells | Q.PEAK DUO BLK ML-G10+ 410 |  | 0.41 | 6 | 243 | 36 |  | Fixed | Roof
NJADRE1557779517 | Administratively Determined Incentive Program | Montville | 7045 | 13.94 | Residential | Behind the Meter | Yes | Sunrun Installation Services, Inc. | JCP&L |  | Accepted | 2024-09-23 | 2024-10-07 | 2025-10-07 | Electric Storage Battery | TESLA | POWERWALL 3 |  |  | 2 |  |  |  | Lithium Ion |  | Outside
NJADRE1557779554 | Administratively Determined Incentive Program | EDISON | 8817 | 6.89 | Residential | Behind the Meter | No | Tesla Energy Operations, Inc. | PSE&G |  | Accepted | 2024-09-23 | 2024-10-07 | 2025-10-07 | Solar Panels | Hanwha | Q.PEAK DUO BLK ML-G10+/TS 405 |  | 0.405 | 8 | 156 | 34 |  | Fixed | Roof
NJADRE1557779554 | Administratively Determined Incentive Program | EDISON | 8817 | 6.89 | Residential | Behind the Meter | No | Tesla Energy Operations, Inc. | PSE&G |  | Accepted | 2024-09-23 | 2024-10-07 | 2025-10-07 | Inverters | Tesla | Tesla 7.6 KW 1538000-XX-Y | 7600 |  | 1 |  |  | 0.98 |  | Outdoor
NJADRE1557779554 | Administratively Determined Incentive Program | EDISON | 8817 | 6.89 | Residential | Behind the Meter | No | Tesla Energy Operations, Inc. | PSE&G |  | Accepted | 2024-09-23 | 2024-10-07 | 2025-10-07 | Solar Panels | Hanwha | Q.PEAK DUO BLK ML-G10+/TS 405 |  | 0.405 | 6 | 334 | 33 |  | Fixed | Roof
NJADRE1557779554 | Administratively Determined Incentive Program | EDISON | 8817 | 6.89 | Residential | Behind the Meter | No | Tesla Energy Operations, Inc. | PSE&G |  | Accepted | 2024-09-23 | 2024-10-07 | 2025-10-07 | Solar Panels | Hanwha | Q.PEAK DUO BLK ML-G10+/TS 405 |  | 0.405 | 3 | 155 | 34 |  | Fixed | Roof
NJADRE1557779647 | Administratively Determined Incentive Program | Newark | 7104 | 5.1 | Residential | Behind the Meter | Yes | Velocity Energy & Home Solutions, Inc. | PSE&G |  | Accepted | 2024-09-23 | 2024-10-07 | 2025-10-07 | Solar Panels | trina | 425w |  | 0.425 | 5 | 20 | 25 |  | Fixed | Roof
NJADRE1557779647 | Administratively Determined Incentive Program | Newark | 7104 | 5.1 | Residential | Behind the Meter | Yes | Velocity Energy & Home Solutions, Inc. | PSE&G |  | Accepted | 2024-09-23 | 2024-10-07 | 2025-10-07 | Solar Panels | trina | 425 |  | 0.425 | 3 | 290 | 25 |  | Fixed | Roof
NJADRE1557779647 | Administratively Determined Incentive Program | Newark | 7104 | 5.1 | Residential | Behind the Meter | Yes | Velocity Energy & Home Solutions, Inc. | PSE&G |  | Accepted | 2024-09-23 | 2024-10-07 | 2025-10-07 | Inverters | enphase | iq8plus | 290 |  | 12 |  |  | 0.99 |  | Outdoor | behind panels
NJADRE1557779647 | Administratively Determined Incentive Program | Newark | 7104 | 5.1 | Residential | Behind the Meter | Yes | Velocity Energy & Home Solutions, Inc. | PSE&G |  | Accepted | 2024-09-23 | 2024-10-07 | 2025-10-07 | Solar Panels | trina | 425 |  | 0.425 | 4 | 200 | 25 |  | Fixed | Roof
NJADRE1557779764 | Administratively Determined Incentive Program | Hammonton | 8037 | 2.87 | Residential | Behind the Meter | Yes | Sunrun Installation Services, Inc. | AC Electric |  | Accepted | 2024-09-23 | 2024-10-07 | 2025-10-07 | Solar Panels | Hanwha Q-Cells | Q.PEAK DUO BLK ML-G10+ 410 |  | 0.41 | 7 | 223 | 30 |  | Fixed | Roof
NJADRE1557779764 | Administratively Determined Incentive Program | Hammonton | 8037 | 2.87 | Residential | Behind the Meter | Yes | Sunrun Installation Services, Inc. | AC Electric |  | Accepted | 2024-09-23 | 2024-10-07 | 2025-10-07 | Inverters | Growatt New Energy Technology Co Ltd | MIN 3800TL-XH-US | 3800 |  | 1 |  |  | 0.98 |  | Outdoor
NJADRE1557779810 | Administratively Determined Incentive Program | Newark | 7112 | 10.25 | Residential | Behind the Meter | Yes | Pro Custom Solar dba Momentum Solar | PSE&G |  | Accepted | 2024-09-23 | 2024-10-07 | 2025-10-07 | Inverters | Enphase | IQ8MC-72-M-US | 320 |  | 25 |  |  | 0.97 |  | Outdoor
NJADRE1557779810 | Administratively Determined Incentive Program | Newark | 7112 | 10.25 | Residential | Behind the Meter | Yes | Pro Custom Solar dba Momentum Solar | PSE&G |  | Accepted | 2024-09-23 | 2024-10-07 | 2025-10-07 | Solar Panels | Hanwha | Q.PEAK DUO BLK ML-G10+410 |  | 0.41 | 7 | 310 | 27 |  | Fixed | Roof
NJADRE1557779810 | Administratively Determined Incentive Program | Newark | 7112 | 10.25 | Residential | Behind the Meter | Yes | Pro Custom Solar dba Momentum Solar | PSE&G |  | Accepted | 2024-09-23 | 2024-10-07 | 2025-10-07 | Solar Panels | Hanwha | Q.PEAK DUO BLK ML-G10+410 |  | 0.41 | 2 | 130 | 27 |  | Fixed | Roof
NJADRE1557779810 | Administratively Determined Incentive Program | Newark | 7112 | 10.25 | Residential | Behind the Meter | Yes | Pro Custom Solar dba Momentum Solar | PSE&G |  | Accepted | 2024-09-23 | 2024-10-07 | 2025-10-07 | Solar Panels | Hanwha | Q.PEAK DUO BLK ML-G10+410 |  | 0.41 | 12 | 41 | 29 |  | Fixed | Roof
NJADRE1557779810 | Administratively Determined Incentive Program | Newark | 7112 | 10.25 | Residential | Behind the Meter | Yes | Pro Custom Solar dba Momentum Solar | PSE&G |  | Accepted | 2024-09-23 | 2024-10-07 | 2025-10-07 | Solar Panels | Hanwha | Q.PEAK DUO BLK ML-G10+410 |  | 0.41 | 4 | 221 | 29 |  | Fixed | Roof
NJADRE1557780846 | Administratively Determined Incentive Program | EDISON | 8820 | 11.89 | Residential | Behind the Meter | No | Tesla Energy Operations, Inc. | PSE&G |  | Accepted | 2024-09-23 | 2024-10-07 | 2025-10-07 | Electric Storage Battery | Tesla | Powerwall3 |  |  | 2 |  |  |  | Lithium Ion |  | OUTSIDE
NJADRE1557780846 | Administratively Determined Incentive Program | EDISON | 8820 | 11.89 | Residential | Behind the Meter | No | Tesla Energy Operations, Inc. | PSE&G |  | Accepted | 2024-09-23 | 2024-10-07 | 2025-10-07 | Solar Panels | Hanwha | Q.PEAK DUO BLK ML-G10.a+/TS 410 |  | 0.41 | 24 | 203 | 23 |  | Fixed | Roof
NJADRE1557780846 | Administratively Determined Incentive Program | EDISON | 8820 | 11.89 | Residential | Behind the Meter | No | Tesla Energy Operations, Inc. | PSE&G |  | Accepted | 2024-09-23 | 2024-10-07 | 2025-10-07 | Solar Panels | Hanwha | Q.PEAK DUO BLK ML-G10.a+/TS 410 |  | 0.41 | 5 | 23 | 25 |  | Fixed | Roof
NJADRE1557780846 | Administratively Determined Incentive Program | EDISON | 8820 | 11.89 | Residential | Behind the Meter | No | Tesla Energy Operations, Inc. | PSE&G |  | Accepted | 2024-09-23 | 2024-10-07 | 2025-10-07 | Inverters | Tesla | 1707000-XX-Y | 11500 |  | 1 |  |  | 0.98 |  | Outdoor
NJADRE1557780907 | Administratively Determined Incentive Program | Woodbury | 8096 | 7.31 | Residential | Behind the Meter | Yes | Freedom Forever New Jersey, LLC | PSE&G |  | Accepted | 2024-09-23 | 2024-10-07 | 2025-10-07 | Inverters | Solar Edge | SE6000H-USRGM [SI1] | 6000 |  | 1 |  |  | 0.99 |  | Outside
NJADRE1557780907 | Administratively Determined Incentive Program | Woodbury | 8096 | 7.31 | Residential | Behind the Meter | Yes | Freedom Forever New Jersey, LLC | PSE&G |  | Accepted | 2024-09-23 | 2024-10-07 | 2025-10-07 | Solar Panels | Silfab | SIL-430QD |  | 0.43 | 17 | 101 | 22 |  | Fixed | Roof
NJADRE1557780924 | Administratively Determined Incentive Program | MORRISTOWN | 7960 | 584.1 | Municipality | Behind the Meter | Yes | HESP Construction, LLC | JCP&L |  | Accepted | 2024-09-23 | 2024-10-07 | 2025-10-07 | Inverters | Chint | CPS SCA50KTL | 499000 |  | 10 |  |  | 0.988 |  | Outdoor
NJADRE1557780924 | Administratively Determined Incentive Program | MORRISTOWN | 7960 | 584.1 | Municipality | Behind the Meter | Yes | HESP Construction, LLC | JCP&L |  | Accepted | 2024-09-23 | 2024-10-07 | 2025-10-07 | Solar Panels | HT-SAAE | HT72-18X-550 |  | 0.55 | 1062 | 135 | 5 |  | Fixed | Roof
NJADRE1557780995 | Administratively Determined Incentive Program | WILLINGBORO | 8046 | 6 | Residential | Behind the Meter | Yes | Big Wave Roofing and Solar, LLC | PSE&G |  | Accepted | 2024-09-23 | 2024-10-15 | 2025-10-15 | Inverters | Enphase Energy Inc | IQ8HC-72-M-DOM-US | 380 |  | 15 |  |  | 0.98 |  | Outside
NJADRE1557780995 | Administratively Determined Incentive Program | WILLINGBORO | 8046 | 6 | Residential | Behind the Meter | Yes | Big Wave Roofing and Solar, LLC | PSE&G |  | Accepted | 2024-09-23 | 2024-10-15 | 2025-10-15 | Solar Panels | SEG Solar | SEG-400-BMD-HV |  | 0.4 | 9 | 106 | 21 |  | Fixed | Roof
NJADRE1557780995 | Administratively Determined Incentive Program | WILLINGBORO | 8046 | 6 | Residential | Behind the Meter | Yes | Big Wave Roofing and Solar, LLC | PSE&G |  | Accepted | 2024-09-23 | 2024-10-15 | 2025-10-15 | Solar Panels | SEG Solar | SEG-400-BMD-HV |  | 0.4 | 6 | 286 | 21 |  | Fixed | Roof
NJADRE1557781063 | Administratively Determined Incentive Program | VINELAND | 8361 | 5.74 | Residential | Behind the Meter | Yes | Sunrun Installation Services, Inc. | Vineland Muni Electric |  | Accepted | 2024-09-23 | 2024-10-07 | 2025-10-07 | Inverters | SolarEdge Technologies | SE7600H-USMN | 7600 |  | 1 |  |  | 0.99 |  | Outdoor | Next to meter
NJADRE1557781063 | Administratively Determined Incentive Program | VINELAND | 8361 | 5.74 | Residential | Behind the Meter | Yes | Sunrun Installation Services, Inc. | Vineland Muni Electric |  | Accepted | 2024-09-23 | 2024-10-07 | 2025-10-07 | Solar Panels | Hanwha Q-Cells | Q.PEAK DUO BLK ML-G10+ 410 |  | 0.41 | 14 | 273 | 26 |  | Fixed | Roof
NJADRE1557781323 | Administratively Determined Incentive Program | HAMMONTON | 8037 | 7.89 | Residential | Behind the Meter | Yes | SunnyMac, LLC | AC Electric |  | Accepted | 2024-09-23 | 2024-10-07 | 2025-10-07 | Inverters | SOLAREDGE HOME HUB | SE7600H-US | 7600 |  | 1 |  |  | 0.99 |  | Outdoor | next to meter
NJADRE1557781323 | Administratively Determined Incentive Program | HAMMONTON | 8037 | 7.89 | Residential | Behind the Meter | Yes | SunnyMac, LLC | AC Electric |  | Accepted | 2024-09-23 | 2024-10-07 | 2025-10-07 | Solar Panels | HANWHA | Q.PEAK DUO BLK ML-G10+ 415W |  | 0.415 | 19 | 227 | 20 |  | Fixed | Roof
NJADRE1557784184 | Administratively Determined Incentive Program | PATERSON | 7502 | 4.1 | Residential | Behind the Meter | Yes | Pro Custom Solar dba Momentum Solar | PSE&G |  | Accepted | 2024-09-23 | 2024-10-08 | 2025-10-08 | Inverters | Enphase | IQ8MC-72-M-US | 320 |  | 10 |  |  | 0.97 |  | Outdoor
NJADRE1557784184 | Administratively Determined Incentive Program | PATERSON | 7502 | 4.1 | Residential | Behind the Meter | Yes | Pro Custom Solar dba Momentum Solar | PSE&G |  | Accepted | 2024-09-23 | 2024-10-08 | 2025-10-08 | Solar Panels | Hanwha | Q.PEAK DUO BLK ML-G10+410 |  | 0.41 | 10 | 139 | 36 |  | Fixed | Roof
NJADRE1557800665 | Administratively Determined Incentive Program | ORANGE | 7050 | 4.92 | Residential | Behind the Meter | Yes | Pro Custom Solar dba Momentum Solar | PSE&G |  | Accepted | 2024-09-23 | 2024-10-07 | 2025-10-07 | Inverters | ENPHASE | iq8mc-72-m-us | 320 |  | 12 |  |  | 0.97 |  | Outside
NJADRE1557800665 | Administratively Determined Incentive Program | ORANGE | 7050 | 4.92 | Residential | Behind the Meter | Yes | Pro Custom Solar dba Momentum Solar | PSE&G |  | Accepted | 2024-09-23 | 2024-10-07 | 2025-10-07 | Solar Panels | hanwha | q.peak duo blk ml-g10+410 |  | 0.41 | 12 | 215 | 45 |  | Fixed | Roof
NJADRE1557807476 | Administratively Determined Incentive Program | ELMER | 8318 | 5.74 | Residential | Behind the Meter | Yes | EMT Renewables, LLC | AC Electric |  | Accepted | 2024-09-23 | 2024-10-07 | 2025-10-07 | Inverters | ENPHASE | IQ8+ | 290 |  | 14 |  |  | 0.98 |  | Other | UNDER EACH PANEL
NJADRE1557807476 | Administratively Determined Incentive Program | ELMER | 8318 | 5.74 | Residential | Behind the Meter | Yes | EMT Renewables, LLC | AC Electric |  | Accepted | 2024-09-23 | 2024-10-07 | 2025-10-07 | Solar Panels | TRINA | TSM-NE09RC.05 |  | 0.41 | 7 | 221 | 24 |  | Fixed | Roof
NJADRE1557807476 | Administratively Determined Incentive Program | ELMER | 8318 | 5.74 | Residential | Behind the Meter | Yes | EMT Renewables, LLC | AC Electric |  | Accepted | 2024-09-23 | 2024-10-07 | 2025-10-07 | Solar Panels | TRINA | TSM-NE09RC.05 |  | 0.41 | 7 | 41 | 24 |  | Fixed | Roof
NJADRE1557813414 | Administratively Determined Incentive Program | PENNSAUKEN | 8110 | 10.66 | Residential | Behind the Meter | Yes | Sunrun Installation Services, Inc. | PSE&G |  | Accepted | 2024-09-23 | 2024-10-07 | 2025-10-07 | Electric Storage Battery | TESLA | POWERWALL 3 |  |  | 1 |  |  |  | Lithium Ion |  | Outside
NJADRE1557813414 | Administratively Determined Incentive Program | PENNSAUKEN | 8110 | 10.66 | Residential | Behind the Meter | Yes | Sunrun Installation Services, Inc. | PSE&G |  | Accepted | 2024-09-23 | 2024-10-07 | 2025-10-07 | Solar Panels | Hanwha Q-Cells | Q.PEAK DUO BLK ML-G10+ 410 |  | 0.41 | 3 | 327 | 28 |  | Fixed | Roof
NJADRE1557813414 | Administratively Determined Incentive Program | PENNSAUKEN | 8110 | 10.66 | Residential | Behind the Meter | Yes | Sunrun Installation Services, Inc. | PSE&G |  | Accepted | 2024-09-23 | 2024-10-07 | 2025-10-07 | Inverters | Tesla | Powerwall 3 1707000-xx-y | 11500 |  | 1 |  |  | 0.97 |  | Outdoor | Next to meter
NJADRE1557813414 | Administratively Determined Incentive Program | PENNSAUKEN | 8110 | 10.66 | Residential | Behind the Meter | Yes | Sunrun Installation Services, Inc. | PSE&G |  | Accepted | 2024-09-23 | 2024-10-07 | 2025-10-07 | Solar Panels | Hanwha Q-Cells | Q.PEAK DUO BLK ML-G10+ 410 |  | 0.41 | 16 | 147 | 25 |  | Fixed | Roof
NJADRE1557813414 | Administratively Determined Incentive Program | PENNSAUKEN | 8110 | 10.66 | Residential | Behind the Meter | Yes | Sunrun Installation Services, Inc. | PSE&G |  | Accepted | 2024-09-23 | 2024-10-07 | 2025-10-07 | Solar Panels | Hanwha Q-Cells | Q.PEAK DUO BLK ML-G10+ 410 |  | 0.41 | 7 | 327 | 28 |  | Fixed | Roof
NJADRE1557815965 | Administratively Determined Incentive Program | MOUNT LAUREL | 8054 | 6.97 | Residential | Behind the Meter | Yes | Sunrun Installation Services, Inc. | PSE&G |  | Accepted | 2024-09-24 | 2024-10-07 | 2025-10-07 | Inverters | SolarEdge Technologies | SE5700H-USMN | 5760 |  | 1 |  |  | 0.99 |  | Outdoor
NJADRE1557815965 | Administratively Determined Incentive Program | MOUNT LAUREL | 8054 | 6.97 | Residential | Behind the Meter | Yes | Sunrun Installation Services, Inc. | PSE&G |  | Accepted | 2024-09-24 | 2024-10-07 | 2025-10-07 | Solar Panels | Hanwha Q Cells | Q.PEAK DUO BLK ML-G10+ 410 |  | 0.41 | 17 | 204 | 30 |  | Fixed | Roof
NJADRE1557815971 | Administratively Determined Incentive Program | CAMDEN | 8102 | 6 | Residential | Behind the Meter | Yes | Venture Home Solar, LLC | PSE&G |  | Accepted | 2024-09-24 | 2024-10-07 | 2025-10-07 | Solar Panels | Hanwha | Q.PEAK DUO BLK ML-G10+ 400 |  | 0.4 | 15 | 193 | 15 |  | Fixed | Roof
NJADRE1557815971 | Administratively Determined Incentive Program | CAMDEN | 8102 | 6 | Residential | Behind the Meter | Yes | Venture Home Solar, LLC | PSE&G |  | Accepted | 2024-09-24 | 2024-10-07 | 2025-10-07 | Inverters | Enphase | IQ8PLUS-72-2-US (240V) | 290 |  | 15 |  |  | 0.98 |  | Outdoor | Roof
NJADRE1557815989 | Administratively Determined Incentive Program | TRENTON | 8618 | 8.72 | Residential | Behind the Meter | Yes | SunnyMac, LLC | PSE&G |  | Accepted | 2024-09-24 | 2024-10-08 | 2025-10-08 | Solar Panels | HANWHA | Q.PEAK DUO BLK ML-G10+ 415W |  | 0.415 | 7 | 305 | 43 |  | Fixed | Roof
NJADRE1557815989 | Administratively Determined Incentive Program | TRENTON | 8618 | 8.72 | Residential | Behind the Meter | Yes | SunnyMac, LLC | PSE&G |  | Accepted | 2024-09-24 | 2024-10-08 | 2025-10-08 | Inverters | SOLAREDGE HOME HUB | SE5700H-US | 5760 |  | 1 |  |  | 0.99 |  | Outdoor | next to meter
NJADRE1557815989 | Administratively Determined Incentive Program | TRENTON | 8618 | 8.72 | Residential | Behind the Meter | Yes | SunnyMac, LLC | PSE&G |  | Accepted | 2024-09-24 | 2024-10-08 | 2025-10-08 | Solar Panels | HANWHA | Q.PEAK DUO BLK ML-G10+ 415W |  | 0.415 | 2 | 215 | 50 |  | Fixed | Roof
NJADRE1557815989 | Administratively Determined Incentive Program | TRENTON | 8618 | 8.72 | Residential | Behind the Meter | Yes | SunnyMac, LLC | PSE&G |  | Accepted | 2024-09-24 | 2024-10-08 | 2025-10-08 | Solar Panels | HANWHA | Q.PEAK DUO BLK ML-G10+ 415W |  | 0.415 | 2 | 215 | 45 |  | Fixed | Roof
NJADRE1557815989 | Administratively Determined Incentive Program | TRENTON | 8618 | 8.72 | Residential | Behind the Meter | Yes | SunnyMac, LLC | PSE&G |  | Accepted | 2024-09-24 | 2024-10-08 | 2025-10-08 | Solar Panels | HANWHA | Q.PEAK DUO BLK ML-G10+ 415W |  | 0.415 | 10 | 125 | 43 |  | Fixed | Roof
NJADRE1557816004 | Administratively Determined Incentive Program | MANVILLE | 8835 | 4.98 | Residential | Behind the Meter | Yes | SunnyMac, LLC | PSE&G |  | Accepted | 2024-09-24 | 2024-10-07 | 2025-10-07 | Solar Panels | HANWHA | Q.PEAK DUO BLK ML-G10+ 415W |  | 0.415 | 6 | 310 | 21 |  | Fixed | Roof
NJADRE1557816004 | Administratively Determined Incentive Program | MANVILLE | 8835 | 4.98 | Residential | Behind the Meter | Yes | SunnyMac, LLC | PSE&G |  | Accepted | 2024-09-24 | 2024-10-07 | 2025-10-07 | Inverters | SOLAREDGE HOME HUB | SE3800H-US | 3800 |  | 1 |  |  | 0.99 |  | Outdoor | next to meter
NJADRE1557816004 | Administratively Determined Incentive Program | MANVILLE | 8835 | 4.98 | Residential | Behind the Meter | Yes | SunnyMac, LLC | PSE&G |  | Accepted | 2024-09-24 | 2024-10-07 | 2025-10-07 | Solar Panels | HANWHA | Q.PEAK DUO BLK ML-G10+ 415W |  | 0.415 | 6 | 130 | 21 |  | Fixed | Roof
NJADRE1557816114 | Administratively Determined Incentive Program | GARFIELD | 7026 | 2.8 | Residential | Behind the Meter | Yes | Suntuity | PSE&G |  | Accepted | 2024-09-24 | 2024-10-08 | 2025-10-08 | Solar Panels | Canadian Solar | CS3N-400MS |  | 0.4 | 1 | 4104 | 19 |  | Fixed | Roof
NJADRE1557816114 | Administratively Determined Incentive Program | GARFIELD | 7026 | 2.8 | Residential | Behind the Meter | Yes | Suntuity | PSE&G |  | Accepted | 2024-09-24 | 2024-10-08 | 2025-10-08 | Inverters | Enphase | IQ8PLUS-72-2-US | 290 |  | 7 |  |  | 0.976 |  | Outside
NJADRE1557816114 | Administratively Determined Incentive Program | GARFIELD | 7026 | 2.8 | Residential | Behind the Meter | Yes | Suntuity | PSE&G |  | Accepted | 2024-09-24 | 2024-10-08 | 2025-10-08 | Solar Panels | Canadian Solar | CS3N-400MS |  | 0.4 | 2 | 283 | 37 |  | Fixed | Roof
NJADRE1557816114 | Administratively Determined Incentive Program | GARFIELD | 7026 | 2.8 | Residential | Behind the Meter | Yes | Suntuity | PSE&G |  | Accepted | 2024-09-24 | 2024-10-08 | 2025-10-08 | Solar Panels | Canadian Solar | CS3N-400MS |  | 0.4 | 4 | 104 | 35 |  | Fixed | Roof
NJADRE1557816148 | Administratively Determined Incentive Program | EDISON | 8820 | 8.61 | Residential | Behind the Meter | Yes | Sunrun Installation Services, Inc. | PSE&G |  | Accepted | 2024-09-24 | 2024-10-07 | 2025-10-07 | Solar Panels | HANWHA Q-CELLS | Q.PEAK DUO BLK ML-G10+ 410 |  | 0.41 | 21 | 260 | 31 |  | Fixed | Roof
NJADRE1557816148 | Administratively Determined Incentive Program | EDISON | 8820 | 8.61 | Residential | Behind the Meter | Yes | Sunrun Installation Services, Inc. | PSE&G |  | Accepted | 2024-09-24 | 2024-10-07 | 2025-10-07 | Inverters | SOLAREDGE TECHNOLOGIES | SE5700H-USMN | 5760 |  | 1 |  |  | 0.99 |  | Outdoor
NJADRE1557816221 | Administratively Determined Incentive Program | Blackwood | 8012 | 9.84 | Residential | Behind the Meter | Yes | Define Solar, LLC | AC Electric |  | Accepted | 2024-11-22 | 2024-12-11 | 2025-12-11 | Inverters | Enphase | IQ8PLUS-72-2-US | 290 |  | 6 |  |  | 0.976 |  | Outside | Under each pv panel
NJADRE1557816221 | Administratively Determined Incentive Program | Blackwood | 8012 | 9.84 | Residential | Behind the Meter | Yes | Define Solar, LLC | AC Electric |  | Accepted | 2024-11-22 | 2024-12-11 | 2025-12-11 | Solar Panels | Znshine | ZXM7-SH108 410W |  | 0.41 | 6 | 155 | 23 |  | Fixed | Roof
NJADRE1557816221 | Administratively Determined Incentive Program | Blackwood | 8012 | 9.84 | Residential | Behind the Meter | Yes | Define Solar, LLC | AC Electric |  | Accepted | 2024-11-22 | 2024-12-11 | 2025-12-11 | Solar Panels | Znshine | ZXM7-SH108 410W |  | 0.41 | 11 | 155 | 23 |  | Fixed | Roof
NJADRE1557816221 | Administratively Determined Incentive Program | Blackwood | 8012 | 9.84 | Residential | Behind the Meter | Yes | Define Solar, LLC | AC Electric |  | Accepted | 2024-11-22 | 2024-12-11 | 2025-12-11 | Inverters | Enphase | IQ8PLUS-72-2-US | 290 |  | 11 |  |  | 0.976 |  | Outside | Under each pv panel
NJADRE1557816221 | Administratively Determined Incentive Program | Blackwood | 8012 | 9.84 | Residential | Behind the Meter | Yes | Define Solar, LLC | AC Electric |  | Accepted | 2024-11-22 | 2024-12-11 | 2025-12-11 | Inverters | Enphase | IQ8PLUS-72-2-US | 290 |  | 3 |  |  | 0.976 |  | Outside | Under each pv panel
NJADRE1557816221 | Administratively Determined Incentive Program | Blackwood | 8012 | 9.84 | Residential | Behind the Meter | Yes | Define Solar, LLC | AC Electric |  | Accepted | 2024-11-22 | 2024-12-11 | 2025-12-11 | Solar Panels | Znshine | ZXM7-SH108 410W |  | 0.41 | 3 | 335 | 23 |  | Fixed | Roof
NJADRE1557816221 | Administratively Determined Incentive Program | Blackwood | 8012 | 9.84 | Residential | Behind the Meter | Yes | Define Solar, LLC | AC Electric |  | Accepted | 2024-11-22 | 2024-12-11 | 2025-12-11 | Inverters | Enphase | IQ8PLUS-72-2-US | 290 |  | 4 |  |  | 0.976 |  | Outside | Under each pv panel
NJADRE1557816221 | Administratively Determined Incentive Program | Blackwood | 8012 | 9.84 | Residential | Behind the Meter | Yes | Define Solar, LLC | AC Electric |  | Accepted | 2024-11-22 | 2024-12-11 | 2025-12-11 | Solar Panels | Znshine | ZXM7-SH108 410W |  | 0.41 | 4 | 154 | 20 |  | Fixed | Roof
NJADRE1557816285 | Administratively Determined Incentive Program | Hightstown | 8520 | 12.3 | Residential | Behind the Meter | Yes | Trinity Solar, LLC | JCP&L |  | Accepted | 2024-09-24 | 2024-10-07 | 2025-10-07 | Solar Panels | Neurio | W2HEM |  | 0.41 | 15 | 7 | 23 |  | Fixed | Roof
NJADRE1557816285 | Administratively Determined Incentive Program | Hightstown | 8520 | 12.3 | Residential | Behind the Meter | Yes | Trinity Solar, LLC | JCP&L |  | Accepted | 2024-09-24 | 2024-10-07 | 2025-10-07 | Solar Panels | Neurio | W2HEM |  | 0.41 | 15 | 187 | 23 |  | Fixed | Roof
NJADRE1557816285 | Administratively Determined Incentive Program | Hightstown | 8520 | 12.3 | Residential | Behind the Meter | Yes | Trinity Solar, LLC | JCP&L |  | Accepted | 2024-09-24 | 2024-10-07 | 2025-10-07 | Inverters | Tesla | 1538000-XX-Y | 10000 |  | 2 |  |  | 0.986 |  | Outside
NJADRE1557816494 | Administratively Determined Incentive Program | Rosenhayn | 8352 | 7.79 | Residential | Behind the Meter | Yes | Sunrun Installations Services, Inc | AC Electric |  | Accepted | 2024-09-24 | 2024-10-07 | 2025-10-07 | Solar Panels | HANWHA Q-CELLS | Q.PEAK DUO BLK ML-G10+ 410 |  | 0.41 | 9 | 343 | 10 |  | Fixed | Roof
NJADRE1557816494 | Administratively Determined Incentive Program | Rosenhayn | 8352 | 7.79 | Residential | Behind the Meter | Yes | Sunrun Installations Services, Inc | AC Electric |  | Accepted | 2024-09-24 | 2024-10-07 | 2025-10-07 | Inverters | SOLAREDGE TECHNOLOGIES | SE5700H-USMN | 5760 |  | 1 |  |  | 0.99 |  | Outside
NJADRE1557816494 | Administratively Determined Incentive Program | Rosenhayn | 8352 | 7.79 | Residential | Behind the Meter | Yes | Sunrun Installations Services, Inc | AC Electric |  | Accepted | 2024-09-24 | 2024-10-07 | 2025-10-07 | Solar Panels | HANWHA Q-CELLS | Q.PEAK DUO BLK ML-G10+ 410 |  | 0.41 | 10 | 163 | 39 |  | Fixed | Roof
NJADRE1557816494 | Administratively Determined Incentive Program | Rosenhayn | 8352 | 7.79 | Residential | Behind the Meter | Yes | Sunrun Installations Services, Inc | AC Electric |  | Accepted | 2024-09-24 | 2024-10-07 | 2025-10-07 | Electric Storage Battery | TESLA | POWERWALL 2 |  |  | 1 |  |  |  | Lithium Ion |  | INSIDE
NJADRE1557816550 | Administratively Determined Incentive Program | West Milford | 7480 | 13.12 | Residential | Behind the Meter | Yes | Pro Custom Solar dba Momentum Solar | Orange Rockland Electric |  | Accepted | 2024-09-24 | 2024-10-07 | 2025-10-07 | Solar Panels | Hanwha | Q.PEAK DUO BLK ML-G10+410 |  | 0.41 | 3 | 198 | 27 |  | Fixed | Roof
NJADRE1557816550 | Administratively Determined Incentive Program | West Milford | 7480 | 13.12 | Residential | Behind the Meter | Yes | Pro Custom Solar dba Momentum Solar | Orange Rockland Electric |  | Accepted | 2024-09-24 | 2024-10-07 | 2025-10-07 | Solar Panels | Hanwha | Q.PEAK DUO BLK ML-G10+410 |  | 0.41 | 5 | 288 | 27 |  | Fixed | Roof
NJADRE1557816550 | Administratively Determined Incentive Program | West Milford | 7480 | 13.12 | Residential | Behind the Meter | Yes | Pro Custom Solar dba Momentum Solar | Orange Rockland Electric |  | Accepted | 2024-09-24 | 2024-10-07 | 2025-10-07 | Solar Panels | Hanwha | Q.PEAK DUO BLK ML-G10+410 |  | 0.41 | 6 | 108 | 27 |  | Fixed | Roof
NJADRE1557816550 | Administratively Determined Incentive Program | West Milford | 7480 | 13.12 | Residential | Behind the Meter | Yes | Pro Custom Solar dba Momentum Solar | Orange Rockland Electric |  | Accepted | 2024-09-24 | 2024-10-07 | 2025-10-07 | Solar Panels | Hanwha | Q.PEAK DUO BLK ML-G10+410 |  | 0.41 | 2 | 288 | 16 |  | Fixed | Roof
NJADRE1557816550 | Administratively Determined Incentive Program | West Milford | 7480 | 13.12 | Residential | Behind the Meter | Yes | Pro Custom Solar dba Momentum Solar | Orange Rockland Electric |  | Accepted | 2024-09-24 | 2024-10-07 | 2025-10-07 | Inverters | Enphase | IQ8MC-72-M-US | 320 |  | 32 |  |  | 0.97 |  | Outdoor
NJADRE1557816550 | Administratively Determined Incentive Program | West Milford | 7480 | 13.12 | Residential | Behind the Meter | Yes | Pro Custom Solar dba Momentum Solar | Orange Rockland Electric |  | Accepted | 2024-09-24 | 2024-10-07 | 2025-10-07 | Solar Panels | Hanwha | Q.PEAK DUO BLK ML-G10+410 |  | 0.41 | 16 | 108 | 27 |  | Fixed | Roof
NJADRE1557816649 | Administratively Determined Incentive Program | MILLTOWN | 8850 | 4.62 | Residential | Behind the Meter | No | Infinity Solar Systems, LLC | Milltown |  | Accepted | 2024-09-24 | 2024-10-08 | 2026-04-08 | Solar Panels | REC Solar | 420AA Pure-R |  | 0.42 | 2 | 241 | 41 |  | Fixed | Roof
NJADRE1557816649 | Administratively Determined Incentive Program | MILLTOWN | 8850 | 4.62 | Residential | Behind the Meter | No | Infinity Solar Systems, LLC | Milltown |  | Accepted | 2024-09-24 | 2024-10-08 | 2026-04-08 | Solar Panels | REC Solar | 420AA Pure-R |  | 0.42 | 9 | 241 | 41 |  | Fixed | Roof
NJADRE1557816649 | Administratively Determined Incentive Program | MILLTOWN | 8850 | 4.62 | Residential | Behind the Meter | No | Infinity Solar Systems, LLC | Milltown |  | Accepted | 2024-09-24 | 2024-10-08 | 2026-04-08 | Inverters | Enphase | IQ8M-72-M-US | 325 |  | 11 |  |  | 0.97 |  | Outdoor
NJADRE1557816709 | Administratively Determined Incentive Program | Trenton | 8611 | 11.48 | Residential | Behind the Meter | Yes | EMT Renewables, LLC | PSE&G |  | Accepted | 2024-09-24 | 2024-10-08 | 2025-10-08 | Inverters | ENPHASE | IQ8+ | 290 |  | 28 |  |  | 0.98 |  | Other | UNDER EACH PANEL
NJADRE1557816709 | Administratively Determined Incentive Program | Trenton | 8611 | 11.48 | Residential | Behind the Meter | Yes | EMT Renewables, LLC | PSE&G |  | Accepted | 2024-09-24 | 2024-10-08 | 2025-10-08 | Solar Panels | TRINA | TSM-NE09RC.05 |  | 0.41 | 12 | 118 | 43 |  | Fixed | Roof
NJADRE1557816709 | Administratively Determined Incentive Program | Trenton | 8611 | 11.48 | Residential | Behind the Meter | Yes | EMT Renewables, LLC | PSE&G |  | Accepted | 2024-09-24 | 2024-10-08 | 2025-10-08 | Solar Panels | TRINA | TSM-NE09RC.05 |  | 0.41 | 2 | 27 | 13 |  | Fixed | Roof
NJADRE1557816709 | Administratively Determined Incentive Program | Trenton | 8611 | 11.48 | Residential | Behind the Meter | Yes | EMT Renewables, LLC | PSE&G |  | Accepted | 2024-09-24 | 2024-10-08 | 2025-10-08 | Solar Panels | TRINA | TSM-NE09RC.05 |  | 0.41 | 2 | 120 | 1 |  | Fixed | Roof
NJADRE1557816709 | Administratively Determined Incentive Program | Trenton | 8611 | 11.48 | Residential | Behind the Meter | Yes | EMT Renewables, LLC | PSE&G |  | Accepted | 2024-09-24 | 2024-10-08 | 2025-10-08 | Solar Panels | TRINA | TSM-NE09RC.05 |  | 0.41 | 12 | 118 | 3 |  | Fixed | Roof
NJADRE1557816713 | Administratively Determined Incentive Program | JACKSON | 8527 | 10.66 | Residential | Behind the Meter | Yes | Pro Custom Solar dba Momentum Solar | JCP&L |  | Accepted | 2024-09-24 | 2024-10-08 | 2025-10-08 | Inverters | Enphase | IQ8MC-72-M-US | 320 |  | 26 |  |  | 0.97 |  | Outdoor
NJADRE1557816713 | Administratively Determined Incentive Program | JACKSON | 8527 | 10.66 | Residential | Behind the Meter | Yes | Pro Custom Solar dba Momentum Solar | JCP&L |  | Accepted | 2024-09-24 | 2024-10-08 | 2025-10-08 | Solar Panels | Hanwha | Q.PEAK DUO BLK ML-G10+410 |  | 0.41 | 13 | 108 | 15 |  | Fixed | Roof
NJADRE1557816713 | Administratively Determined Incentive Program | JACKSON | 8527 | 10.66 | Residential | Behind the Meter | Yes | Pro Custom Solar dba Momentum Solar | JCP&L |  | Accepted | 2024-09-24 | 2024-10-08 | 2025-10-08 | Solar Panels | Hanwha | Q.PEAK DUO BLK ML-G10+410 |  | 0.41 | 13 | 288 | 15 |  | Fixed | Roof
NJADRE1557816723 | Administratively Determined Incentive Program | Orange | 7050 | 2.46 | Residential | Behind the Meter | No | Trinity Solar, LLC | JCP&L |  | Accepted | 2024-09-24 | 2024-10-08 | 2025-10-08 | Inverters | Tesla | TESLA 3.8kW (PV ONLY) | 3800 |  | 1 |  |  | 0.97 |  | Outdoor
NJADRE1557816723 | Administratively Determined Incentive Program | Orange | 7050 | 2.46 | Residential | Behind the Meter | No | Trinity Solar, LLC | JCP&L |  | Accepted | 2024-09-24 | 2024-10-08 | 2025-10-08 | Solar Panels | Hanwha | HANWHA 410 (Q.PEAK DUO BLK ML-G10+ 410) |  | 0.41 | 6 | 217 | 45 |  | Fixed | Roof
NJADRE1557818451 | Administratively Determined Incentive Program | NEWARK | 7106 | 14 | Residential | Behind the Meter | Yes | Pro Custom Solar dba Momentum Solar | PSE&G |  | Accepted | 2024-09-24 | 2024-10-08 | 2025-10-08 | Solar Panels | Hanwha | Q.PEAK DUO BLK ML-G10+400 |  | 0.4 | 31 | 107 | 4 |  | Fixed | Roof
NJADRE1557818451 | Administratively Determined Incentive Program | NEWARK | 7106 | 14 | Residential | Behind the Meter | Yes | Pro Custom Solar dba Momentum Solar | PSE&G |  | Accepted | 2024-09-24 | 2024-10-08 | 2025-10-08 | Inverters | Enphase | IQ8MC-72-M-US | 320 |  | 35 |  |  | 0.97 |  | Outdoor
NJADRE1557818451 | Administratively Determined Incentive Program | NEWARK | 7106 | 14 | Residential | Behind the Meter | Yes | Pro Custom Solar dba Momentum Solar | PSE&G |  | Accepted | 2024-09-24 | 2024-10-08 | 2025-10-08 | Solar Panels | Hanwha | Q.PEAK DUO BLK ML-G10+400 |  | 0.4 | 4 | 287 | 31 |  | Fixed | Roof
NJADRE1557821621 | Administratively Determined Incentive Program | WARREN | 7059 | 17.6 | Residential | Behind the Meter | Yes | Sunrun Installation Services, Inc. | PSE&G |  | Accepted | 2024-09-25 | 2024-10-08 | 2025-10-08 | Solar Panels | Hanwha Q Cells | Q.PEAK DUO BLK ML-G10+/T 400 |  | 0.4 | 44 | 180 | 30 |  | Fixed | Ground
NJADRE1557821621 | Administratively Determined Incentive Program | WARREN | 7059 | 17.6 | Residential | Behind the Meter | Yes | Sunrun Installation Services, Inc. | PSE&G |  | Accepted | 2024-09-25 | 2024-10-08 | 2025-10-08 | Inverters | Growatt New Energy Technology Co Ltd | MIN 6000TL-XH-US | 6000 |  | 2 |  |  | 0.97 |  | Outdoor
NJADRE1557821764 | Administratively Determined Incentive Program | WOODBRIDGE TOWNSHIP | 8863 | 2.87 | Residential | Behind the Meter | Yes | Sunrun Installation Services, Inc. | PSE&G |  | Accepted | 2024-09-25 | 2024-10-08 | 2025-10-08 | Inverters | Growatt New Energy Technology Co Ltd | MIN 3800TL-XH-US | 3800 |  | 1 |  |  | 0.97 |  | Outdoor
NJADRE1557821764 | Administratively Determined Incentive Program | WOODBRIDGE TOWNSHIP | 8863 | 2.87 | Residential | Behind the Meter | Yes | Sunrun Installation Services, Inc. | PSE&G |  | Accepted | 2024-09-25 | 2024-10-08 | 2025-10-08 | Solar Panels | Hanwha Q Cells | Q.PEAK DUO BLK ML-G10+ 410 |  | 0.41 | 7 | 172 | 37 |  | Fixed | Roof
NJADRE1557821775 | Administratively Determined Incentive Program | Edison | 8817 | 11.89 | Residential | Behind the Meter | Yes | Sunrun Installation Services, Inc. | PSE&G |  | Accepted | 2024-09-25 | 2024-10-08 | 2025-10-08 | Solar Panels | Hanwha Q Cells | Q.PEAK DUO BLK ML-G10+ 410 |  | 0.41 | 9 | 52 | 23 |  | Fixed | Roof
NJADRE1557821775 | Administratively Determined Incentive Program | Edison | 8817 | 11.89 | Residential | Behind the Meter | Yes | Sunrun Installation Services, Inc. | PSE&G |  | Accepted | 2024-09-25 | 2024-10-08 | 2025-10-08 | Inverters | Growatt New Energy Technology Co Ltd | MIN 10000TL-XH-US | 10000 |  | 1 |  |  | 0.97 |  | Outdoor
NJADRE1557821775 | Administratively Determined Incentive Program | Edison | 8817 | 11.89 | Residential | Behind the Meter | Yes | Sunrun Installation Services, Inc. | PSE&G |  | Accepted | 2024-09-25 | 2024-10-08 | 2025-10-08 | Solar Panels | Hanwha Q Cells | Q.PEAK DUO BLK ML-G10+ 410 |  | 0.41 | 13 | 51 | 18 |  | Fixed | Roof
NJADRE1557821775 | Administratively Determined Incentive Program | Edison | 8817 | 11.89 | Residential | Behind the Meter | Yes | Sunrun Installation Services, Inc. | PSE&G |  | Accepted | 2024-09-25 | 2024-10-08 | 2025-10-08 | Solar Panels | Hanwha Q Cells | Q.PEAK DUO BLK ML-G10+ 410 |  | 0.41 | 7 | 231 | 17 |  | Fixed | Roof
NJADRE1557821777 | Administratively Determined Incentive Program | Elizabeth | 7206 | 6.56 | Residential | Behind the Meter | Yes | Sunrun Installation Services, Inc. | PSE&G |  | Accepted | 2024-09-25 | 2024-10-08 | 2025-10-08 | Inverters | SolarEdge Technologies | SE5700H-USMN | 5700 |  | 1 |  |  | 0.99 |  | Outdoor
NJADRE1557821777 | Administratively Determined Incentive Program | Elizabeth | 7206 | 6.56 | Residential | Behind the Meter | Yes | Sunrun Installation Services, Inc. | PSE&G |  | Accepted | 2024-09-25 | 2024-10-08 | 2025-10-08 | Solar Panels | Hanwha Q Cells | Q.PEAK DUO BLK ML-G10+ 410 |  | 0.41 | 8 | 324 | 38 |  | Fixed | Roof
NJADRE1557821777 | Administratively Determined Incentive Program | Elizabeth | 7206 | 6.56 | Residential | Behind the Meter | Yes | Sunrun Installation Services, Inc. | PSE&G |  | Accepted | 2024-09-25 | 2024-10-08 | 2025-10-08 | Solar Panels | Hanwha Q Cells | Q.PEAK DUO BLK ML-G10+ 410 |  | 0.41 | 8 | 144 | 38 |  | Fixed | Roof
NJADRE1557821779 | Administratively Determined Incentive Program | Clifton | 7013 | 7.38 | Residential | Behind the Meter | Yes | Sunrun Installation Services, Inc. | PSE&G |  | Accepted | 2024-09-25 | 2024-10-08 | 2025-10-08 | Solar Panels | Hanwha Q Cells | Q.PEAK DUO BLK ML-G10+ 410 |  | 0.41 | 5 | 118 | 7 |  | Fixed | Roof
NJADRE1557821779 | Administratively Determined Incentive Program | Clifton | 7013 | 7.38 | Residential | Behind the Meter | Yes | Sunrun Installation Services, Inc. | PSE&G |  | Accepted | 2024-09-25 | 2024-10-08 | 2025-10-08 | Solar Panels | Hanwha Q Cells | Q.PEAK DUO BLK ML-G10+ 410 |  | 0.41 | 3 | 299 | 7 |  | Fixed | Roof
NJADRE1557821779 | Administratively Determined Incentive Program | Clifton | 7013 | 7.38 | Residential | Behind the Meter | Yes | Sunrun Installation Services, Inc. | PSE&G |  | Accepted | 2024-09-25 | 2024-10-08 | 2025-10-08 | Inverters | SolarEdge Technologies | SE5700H-USMN | 5700 |  | 1 |  |  | 0.99 |  | Outdoor
NJADRE1557821779 | Administratively Determined Incentive Program | Clifton | 7013 | 7.38 | Residential | Behind the Meter | Yes | Sunrun Installation Services, Inc. | PSE&G |  | Accepted | 2024-09-25 | 2024-10-08 | 2025-10-08 | Solar Panels | Hanwha Q Cells | Q.PEAK DUO BLK ML-G10+ 410 |  | 0.41 | 10 | 208 | 37 |  | Fixed | Roof
NJADRE1557821781 | Administratively Determined Incentive Program | Shiloh | 8353 | 11.89 | Residential | Behind the Meter | Yes | Sunrun Installation Services, Inc. | AC Electric |  | Accepted | 2024-09-25 | 2024-10-08 | 2025-10-08 | Inverters | SolarEdge Technologies | SE10000H-USMN | 10000 |  | 1 |  |  | 0.99 |  | Outside
NJADRE1557821781 | Administratively Determined Incentive Program | Shiloh | 8353 | 11.89 | Residential | Behind the Meter | Yes | Sunrun Installation Services, Inc. | AC Electric |  | Accepted | 2024-09-25 | 2024-10-08 | 2025-10-08 | Solar Panels | Hanwha Q Cells | Q.PEAK DUO BLK ML-G10+ 410 |  | 0.41 | 13 | 265 | 23 |  | Fixed | Roof
NJADRE1557821781 | Administratively Determined Incentive Program | Shiloh | 8353 | 11.89 | Residential | Behind the Meter | Yes | Sunrun Installation Services, Inc. | AC Electric |  | Accepted | 2024-09-25 | 2024-10-08 | 2025-10-08 | Solar Panels | Hanwha Q Cells | Q.PEAK DUO BLK ML-G10+ 410 |  | 0.41 | 16 | 85 | 24 |  | Fixed | Roof
NJADRE1557821781 | Administratively Determined Incentive Program | Shiloh | 8353 | 11.89 | Residential | Behind the Meter | Yes | Sunrun Installation Services, Inc. | AC Electric |  | Accepted | 2024-09-25 | 2024-10-08 | 2025-10-08 | Meters | SOLAREDGE TECHNOLOGIES | SE10000H-USMN |  |  | 1 |  |  |  | Yes | Outdoor
NJADRE1557821784 | Administratively Determined Incentive Program | Ridgefield | 7657 | 4.51 | Residential | Behind the Meter | Yes | Sunrun Installation Services, Inc. | PSE&G |  | Accepted | 2024-09-25 | 2024-10-08 | 2025-10-08 | Solar Panels | Hanwha Q Cells | Q.PEAK DUO BLK ML-G10+ 410 |  | 0.41 | 3 | 127 | 18 |  | Fixed | Roof
NJADRE1557821784 | Administratively Determined Incentive Program | Ridgefield | 7657 | 4.51 | Residential | Behind the Meter | Yes | Sunrun Installation Services, Inc. | PSE&G |  | Accepted | 2024-09-25 | 2024-10-08 | 2025-10-08 | Inverters | SolarEdge Technologies | SE3800H-USMN | 3800 |  | 1 |  |  | 0.99 |  | Outside
NJADRE1557821784 | Administratively Determined Incentive Program | Ridgefield | 7657 | 4.51 | Residential | Behind the Meter | Yes | Sunrun Installation Services, Inc. | PSE&G |  | Accepted | 2024-09-25 | 2024-10-08 | 2025-10-08 | Solar Panels | Hanwha Q Cells | Q.PEAK DUO BLK ML-G10+ 410 |  | 0.41 | 8 | 38 | 19 |  | Fixed | Roof
NJADRE1557821794 | Administratively Determined Incentive Program | Edison | 8817 | 3.69 | Residential | Behind the Meter | Yes | Sunrun Installation Services, Inc. | PSE&G |  | Accepted | 2024-09-25 | 2024-10-08 | 2025-10-08 | Solar Panels | Hanwha Q Cells | Q.PEAK DUO BLK ML-G10+ 410 |  | 0.41 | 9 | 162 | 20 |  | Fixed | Roof
NJADRE1557821794 | Administratively Determined Incentive Program | Edison | 8817 | 3.69 | Residential | Behind the Meter | Yes | Sunrun Installation Services, Inc. | PSE&G |  | Accepted | 2024-09-25 | 2024-10-08 | 2025-10-08 | Inverters | SolarEdge Technologies | SE3800H-USMN | 3800 |  | 1 |  |  | 0.99 |  | Outdoor
NJADRE1557821799 | Administratively Determined Incentive Program | Willingboro Twp | 8046 | 3.69 | Residential | Behind the Meter | Yes | Sunrun Installation Services, Inc. | PSE&G |  | Accepted | 2024-09-25 | 2024-10-08 | 2025-10-08 | Inverters | SolarEdge Technologies | SE3800H-USMN | 3800 |  | 1 |  |  | 0.99 |  | Indoor | Next to meter
NJADRE1557821799 | Administratively Determined Incentive Program | Willingboro Twp | 8046 | 3.69 | Residential | Behind the Meter | Yes | Sunrun Installation Services, Inc. | PSE&G |  | Accepted | 2024-09-25 | 2024-10-08 | 2025-10-08 | Solar Panels | Hanwha Q-Cells | Q.PEAK DUO BLK ML-G10+ 410 |  | 0.41 | 9 | 283 | 22 |  | Fixed | Roof
NJADRE1557821845 | Administratively Determined Incentive Program | Paterson City | 7501 | 6.15 | Residential | Behind the Meter | Yes | Sunrun Installation Services, Inc. | PSE&G |  | Accepted | 2024-09-25 | 2024-10-08 | 2025-10-08 | Solar Panels | Hanwha Q-Cells | Q.PEAK DUO BLK ML-G10+ 410 |  | 0.41 | 7 | 291 | 10 |  | Fixed | Roof
NJADRE1557821845 | Administratively Determined Incentive Program | Paterson City | 7501 | 6.15 | Residential | Behind the Meter | Yes | Sunrun Installation Services, Inc. | PSE&G |  | Accepted | 2024-09-25 | 2024-10-08 | 2025-10-08 | Electric Storage Battery | TESLA | POWERWALL 3 |  |  | 1 |  |  |  | Lithium Ion |  | Outside
NJADRE1557821845 | Administratively Determined Incentive Program | Paterson City | 7501 | 6.15 | Residential | Behind the Meter | Yes | Sunrun Installation Services, Inc. | PSE&G |  | Accepted | 2024-09-25 | 2024-10-08 | 2025-10-08 | Inverters | TESLA | Powerwall 3 1707000-xx-y | 11500 |  | 1 |  |  | 0.97 |  | Outdoor | Next to meter
NJADRE1557821845 | Administratively Determined Incentive Program | Paterson City | 7501 | 6.15 | Residential | Behind the Meter | Yes | Sunrun Installation Services, Inc. | PSE&G |  | Accepted | 2024-09-25 | 2024-10-08 | 2025-10-08 | Solar Panels | Hanwha Q-Cells | Q.PEAK DUO BLK ML-G10+ 410 |  | 0.41 | 8 | 111 | 10 |  | Fixed | Roof
NJADRE1557821856 | Administratively Determined Incentive Program | Jersey City | 7307 | 3.69 | Residential | Behind the Meter | Yes | Pro Custom Solar dba Momentum Solar | PSE&G |  | Accepted | 2024-09-25 | 2024-10-08 | 2025-10-08 | Solar Panels | hanwha | q.peak duo blk ml-g10+410 |  | 0.41 | 9 | 28 | 24 |  | Fixed | Roof
NJADRE1557821856 | Administratively Determined Incentive Program | Jersey City | 7307 | 3.69 | Residential | Behind the Meter | Yes | Pro Custom Solar dba Momentum Solar | PSE&G |  | Accepted | 2024-09-25 | 2024-10-08 | 2025-10-08 | Inverters | ENPHASE | iq8mc-72-m-us | 320 |  | 9 |  |  | 0.97 |  | Outside
NJADRE1557821957 | Administratively Determined Incentive Program | SECAUCUS | 7094 | 13.12 | Residential | Behind the Meter | Yes | Pro Custom Solar dba Momentum Solar | PSE&G |  | Accepted | 2024-09-25 | 2024-10-08 | 2025-10-08 | Inverters | ENPHASE | iq8mc-72-m-us | 320 |  | 32 |  |  | 0.97 |  | Outside
NJADRE1557821957 | Administratively Determined Incentive Program | SECAUCUS | 7094 | 13.12 | Residential | Behind the Meter | Yes | Pro Custom Solar dba Momentum Solar | PSE&G |  | Accepted | 2024-09-25 | 2024-10-08 | 2025-10-08 | Solar Panels | hanwha | q.peak duo blk ml-g10+410 |  | 0.41 | 16 | 128 | 24 |  | Fixed | Roof
NJADRE1557821957 | Administratively Determined Incentive Program | SECAUCUS | 7094 | 13.12 | Residential | Behind the Meter | Yes | Pro Custom Solar dba Momentum Solar | PSE&G |  | Accepted | 2024-09-25 | 2024-10-08 | 2025-10-08 | Solar Panels | hanwha | q.peak duo blk ml-g10+410 |  | 0.41 | 11 | 308 | 24 |  | Fixed | Roof
NJADRE1557821957 | Administratively Determined Incentive Program | SECAUCUS | 7094 | 13.12 | Residential | Behind the Meter | Yes | Pro Custom Solar dba Momentum Solar | PSE&G |  | Accepted | 2024-09-25 | 2024-10-08 | 2025-10-08 | Solar Panels | hanwha | q.peak duo blk ml-g10+410 |  | 0.41 | 5 | 218 | 24 |  | Fixed | Roof
NJADRE1557821993 | Administratively Determined Incentive Program | Salem | 8079 | 9.84 | Residential | Behind the Meter | Yes | Define Solar, LLC | AC Electric |  | Accepted | 2024-10-08 | 2024-10-18 | 2025-10-18 | Solar Panels | Znshine | ZXM7-SH108 410W |  | 0.41 | 24 | 241 | 37 |  | Fixed | Roof
NJADRE1557821993 | Administratively Determined Incentive Program | Salem | 8079 | 9.84 | Residential | Behind the Meter | Yes | Define Solar, LLC | AC Electric |  | Accepted | 2024-10-08 | 2024-10-18 | 2025-10-18 | Inverters | Enphase | IQ8PLUS-72-2-US | 290 |  | 24 |  |  | 0.976 |  | Outside | Under each pv panel
NJADRE1557822002 | Administratively Determined Incentive Program | East Orange | 7017 | 8.61 | Residential | Behind the Meter | Yes | Pro Custom Solar dba Momentum Solar | PSE&G |  | Accepted | 2024-09-30 | 2024-10-11 | 2025-10-11 | Solar Panels | Hanwha | Q.PEAK DUO BLK ML-G10+410 |  | 0.41 | 8 | 215 | 9 |  | Fixed | Roof
NJADRE1557822002 | Administratively Determined Incentive Program | East Orange | 7017 | 8.61 | Residential | Behind the Meter | Yes | Pro Custom Solar dba Momentum Solar | PSE&G |  | Accepted | 2024-09-30 | 2024-10-11 | 2025-10-11 | Solar Panels | Hanwha | Q.PEAK DUO BLK ML-G10+410 |  | 0.41 | 6 | 126 | 21 |  | Fixed | Roof
NJADRE1557822002 | Administratively Determined Incentive Program | East Orange | 7017 | 8.61 | Residential | Behind the Meter | Yes | Pro Custom Solar dba Momentum Solar | PSE&G |  | Accepted | 2024-09-30 | 2024-10-11 | 2025-10-11 | Solar Panels | Hanwha | Q.PEAK DUO BLK ML-G10+410 |  | 0.41 | 2 | 216 | 20 |  | Fixed | Roof
NJADRE1557822002 | Administratively Determined Incentive Program | East Orange | 7017 | 8.61 | Residential | Behind the Meter | Yes | Pro Custom Solar dba Momentum Solar | PSE&G |  | Accepted | 2024-09-30 | 2024-10-11 | 2025-10-11 | Inverters | Enphase | IQ8MC-72-M-US | 320 |  | 21 |  |  | 0.97 |  | Outdoor
NJADRE1557822002 | Administratively Determined Incentive Program | East Orange | 7017 | 8.61 | Residential | Behind the Meter | Yes | Pro Custom Solar dba Momentum Solar | PSE&G |  | Accepted | 2024-09-30 | 2024-10-11 | 2025-10-11 | Solar Panels | Hanwha | Q.PEAK DUO BLK ML-G10+410 |  | 0.41 | 5 | 306 | 21 |  | Fixed | Roof
NJADRE1557822030 | Administratively Determined Incentive Program | UNION TWP UNI | 7083 | 4.1 | Residential | Behind the Meter | Yes | Sunrun Installation Services, Inc. | PSE&G |  | Accepted | 2024-09-25 | 2024-10-08 | 2025-10-08 | Inverters | SolarEdge Technologies | SE3800H-USMN | 3800 |  | 1 |  |  | 0.99 |  | Outdoor | Next to meter
NJADRE1557822030 | Administratively Determined Incentive Program | UNION TWP UNI | 7083 | 4.1 | Residential | Behind the Meter | Yes | Sunrun Installation Services, Inc. | PSE&G |  | Accepted | 2024-09-25 | 2024-10-08 | 2025-10-08 | Solar Panels | Hanwha Q-Cells | Q.PEAK DUO BLK ML-G10+ 410 |  | 0.41 | 4 | 51 | 31 |  | Fixed | Roof
NJADRE1557822030 | Administratively Determined Incentive Program | UNION TWP UNI | 7083 | 4.1 | Residential | Behind the Meter | Yes | Sunrun Installation Services, Inc. | PSE&G |  | Accepted | 2024-09-25 | 2024-10-08 | 2025-10-08 | Solar Panels | Hanwha Q-Cells | Q.PEAK DUO BLK ML-G10+ 410 |  | 0.41 | 4 | 231 | 31 |  | Fixed | Roof
NJADRE1557822030 | Administratively Determined Incentive Program | UNION TWP UNI | 7083 | 4.1 | Residential | Behind the Meter | Yes | Sunrun Installation Services, Inc. | PSE&G |  | Accepted | 2024-09-25 | 2024-10-08 | 2025-10-08 | Solar Panels | Hanwha Q-Cells | Q.PEAK DUO BLK ML-G10+ 410 |  | 0.41 | 2 | 140 | 16 |  | Fixed | Roof
NJADRE1557822068 | Administratively Determined Incentive Program | Blackwood | 8012 | 11.9 | Residential | Behind the Meter | No | Solar Energy World | AC Electric |  | Accepted | 2024-09-25 | 2024-10-08 | 2025-10-08 | Solar Panels | Hanwha | Q.TRON BLK M-G2+ 425W |  | 0.425 | 6 | 69 | 22 |  | Fixed | Roof
NJADRE1557822068 | Administratively Determined Incentive Program | Blackwood | 8012 | 11.9 | Residential | Behind the Meter | No | Solar Energy World | AC Electric |  | Accepted | 2024-09-25 | 2024-10-08 | 2025-10-08 | Solar Panels | Hanwha | Q.TRON BLK M-G2+ 425W |  | 0.425 | 8 | 249 | 23 |  | Fixed | Roof
NJADRE1557822068 | Administratively Determined Incentive Program | Blackwood | 8012 | 11.9 | Residential | Behind the Meter | No | Solar Energy World | AC Electric |  | Accepted | 2024-09-25 | 2024-10-08 | 2025-10-08 | Solar Panels | Hanwha | Q.TRON BLK M-G2+ 425W |  | 0.425 | 14 | 159 | 23 |  | Fixed | Roof
NJADRE1557822068 | Administratively Determined Incentive Program | Blackwood | 8012 | 11.9 | Residential | Behind the Meter | No | Solar Energy World | AC Electric |  | Accepted | 2024-09-25 | 2024-10-08 | 2025-10-08 | Inverters | Enphase | IQ8M-72-M-US | 325 |  | 28 |  |  | 0.97 |  | Outside
NJADRE1557822104 | Administratively Determined Incentive Program | MAYS LANDING | 8330 | 8.93 | Residential | Behind the Meter | Yes | Power Energy Solutions, LLC | AC Electric |  | Accepted | 2024-09-25 | 2024-10-08 | 2025-10-08 | Inverters | SolarEdge | SE6000H-US | 6 |  | 1 |  |  | 0.97 |  | Outdoor
NJADRE1557822104 | Administratively Determined Incentive Program | MAYS LANDING | 8330 | 8.93 | Residential | Behind the Meter | Yes | Power Energy Solutions, LLC | AC Electric |  | Accepted | 2024-09-25 | 2024-10-08 | 2025-10-08 | Solar Panels | Trina Solar | TSM-425NE09RC.05 |  | 0.425 | 21 | 64 | 25 |  | Fixed | Roof
NJADRE1557822114 | Administratively Determined Incentive Program | Paterson | 7504 | 4.1 | Residential | Behind the Meter | Yes | Trinity Solar, LLC | PSE&G |  | Accepted | 2024-09-25 | 2024-10-08 | 2025-10-08 | Solar Panels | Hanwha | HANWHA 410 (Q.PEAK DUO BLK ML-G10+ 410) |  | 0.41 | 2 | 189 | 42 |  | Fixed | Roof
NJADRE1557822114 | Administratively Determined Incentive Program | Paterson | 7504 | 4.1 | Residential | Behind the Meter | Yes | Trinity Solar, LLC | PSE&G |  | Accepted | 2024-09-25 | 2024-10-08 | 2025-10-08 | Solar Panels | Hanwha | HANWHA 410 (Q.PEAK DUO BLK ML-G10+ 410) |  | 0.41 | 3 | 99 | 25 |  | Fixed | Roof
NJADRE1557822114 | Administratively Determined Incentive Program | Paterson | 7504 | 4.1 | Residential | Behind the Meter | Yes | Trinity Solar, LLC | PSE&G |  | Accepted | 2024-09-25 | 2024-10-08 | 2025-10-08 | Inverters | Tesla | TESLA 3.8kW (PV ONLY) | 3800 |  | 1 |  |  | 0.97 |  | Outdoor
NJADRE1557822114 | Administratively Determined Incentive Program | Paterson | 7504 | 4.1 | Residential | Behind the Meter | Yes | Trinity Solar, LLC | PSE&G |  | Accepted | 2024-09-25 | 2024-10-08 | 2025-10-08 | Solar Panels | Hanwha | HANWHA 410 (Q.PEAK DUO BLK ML-G10+ 410) |  | 0.41 | 2 | 279 | 36 |  | Fixed | Roof
NJADRE1557822114 | Administratively Determined Incentive Program | Paterson | 7504 | 4.1 | Residential | Behind the Meter | Yes | Trinity Solar, LLC | PSE&G |  | Accepted | 2024-09-25 | 2024-10-08 | 2025-10-08 | Solar Panels | Hanwha | HANWHA 410 (Q.PEAK DUO BLK ML-G10+ 410) |  | 0.41 | 3 | 279 | 25 |  | Fixed | Roof
NJADRE1557822644 | Administratively Determined Incentive Program | MATAWAN | 7747 | 15.6 | Residential | Behind the Meter | Yes | Pro Custom Solar dba Momentum Solar | JCP&L |  | Accepted | 2024-09-25 | 2024-10-08 | 2025-10-08 | Solar Panels | Hanwha | Q.PEAK DUO BLK ML-G10+400 |  | 0.4 | 3 | 130 | 42 |  | Fixed | Roof
NJADRE1557822644 | Administratively Determined Incentive Program | MATAWAN | 7747 | 15.6 | Residential | Behind the Meter | Yes | Pro Custom Solar dba Momentum Solar | JCP&L |  | Accepted | 2024-09-25 | 2024-10-08 | 2025-10-08 | Solar Panels | Hanwha | Q.PEAK DUO BLK ML-G10+400 |  | 0.4 | 15 | 40 | 42 |  | Fixed | Roof
NJADRE1557822644 | Administratively Determined Incentive Program | MATAWAN | 7747 | 15.6 | Residential | Behind the Meter | Yes | Pro Custom Solar dba Momentum Solar | JCP&L |  | Accepted | 2024-09-25 | 2024-10-08 | 2025-10-08 | Solar Panels | Hanwha | Q.PEAK DUO BLK ML-G10+400 |  | 0.4 | 5 | 220 | 42 |  | Fixed | Roof
NJADRE1557822644 | Administratively Determined Incentive Program | MATAWAN | 7747 | 15.6 | Residential | Behind the Meter | Yes | Pro Custom Solar dba Momentum Solar | JCP&L |  | Accepted | 2024-09-25 | 2024-10-08 | 2025-10-08 | Inverters | Enphase | IQ8MC-72-M-US | 320 |  | 39 |  |  | 0.97 |  | Outdoor
NJADRE1557822644 | Administratively Determined Incentive Program | MATAWAN | 7747 | 15.6 | Residential | Behind the Meter | Yes | Pro Custom Solar dba Momentum Solar | JCP&L |  | Accepted | 2024-09-25 | 2024-10-08 | 2025-10-08 | Solar Panels | Hanwha | Q.PEAK DUO BLK ML-G10+400 |  | 0.4 | 16 | 220 | 42 |  | Fixed | Roof
NJADRE1557822689 | Administratively Determined Incentive Program | PENNSAUKEN | 8110 | 8.93 | Residential | Behind the Meter | Yes | Whitman Construction LLC | PSE&G |  | Accepted | 2024-09-25 | 2024-10-08 | 2025-10-08 | Solar Panels | TRINA SOLAR | TSM-425NE09R.05 |  | 0.425 | 6 | 304 | 27 |  | Fixed | Roof
NJADRE1557822689 | Administratively Determined Incentive Program | PENNSAUKEN | 8110 | 8.93 | Residential | Behind the Meter | Yes | Whitman Construction LLC | PSE&G |  | Accepted | 2024-09-25 | 2024-10-08 | 2025-10-08 | Inverters | Enphase | IQ8PLUS-72-2-US | 290 |  | 21 |  |  | 0.975 |  | Outdoor
NJADRE1557822689 | Administratively Determined Incentive Program | PENNSAUKEN | 8110 | 8.93 | Residential | Behind the Meter | Yes | Whitman Construction LLC | PSE&G |  | Accepted | 2024-09-25 | 2024-10-08 | 2025-10-08 | Solar Panels | TRINA SOLAR | TSM-425NE09R.05 |  | 0.425 | 9 | 124 | 27 |  | Fixed | Roof
NJADRE1557822689 | Administratively Determined Incentive Program | PENNSAUKEN | 8110 | 8.93 | Residential | Behind the Meter | Yes | Whitman Construction LLC | PSE&G |  | Accepted | 2024-09-25 | 2024-10-08 | 2025-10-08 | Solar Panels | TRINA SOLAR | TSM-425NE09R.05 |  | 0.425 | 6 | 124 | 27 |  | Fixed | Roof
NJADRE1557822803 | Administratively Determined Incentive Program | WAYNE | 7470 | 10.66 | Residential | Behind the Meter | Yes | Trinity Solar, LLC | PSE&G |  | Accepted | 2024-09-25 | 2024-10-09 | 2025-10-09 | Inverters | Tesla | Tesla Powerwall 3 | 11500 |  | 2 |  |  | 0.97 |  | Outdoor
NJADRE1557822803 | Administratively Determined Incentive Program | WAYNE | 7470 | 10.66 | Residential | Behind the Meter | Yes | Trinity Solar, LLC | PSE&G |  | Accepted | 2024-09-25 | 2024-10-09 | 2025-10-09 | Electric Storage Battery | Tesla | Tesla Powerwall 3 |  |  | 2 |  |  |  | Lithium Ion |  | outside
NJADRE1557822803 | Administratively Determined Incentive Program | WAYNE | 7470 | 10.66 | Residential | Behind the Meter | Yes | Trinity Solar, LLC | PSE&G |  | Accepted | 2024-09-25 | 2024-10-09 | 2025-10-09 | Solar Panels | Hanwha | HANWHA 410 (Q.PEAK DUO BLK ML-G10+ 410) |  | 0.41 | 9 | 216 | 18 |  | Fixed | Roof
NJADRE1557822803 | Administratively Determined Incentive Program | WAYNE | 7470 | 10.66 | Residential | Behind the Meter | Yes | Trinity Solar, LLC | PSE&G |  | Accepted | 2024-09-25 | 2024-10-09 | 2025-10-09 | Solar Panels | Hanwha | HANWHA 410 (Q.PEAK DUO BLK ML-G10+ 410) |  | 0.41 | 8 | 36 | 18 |  | Fixed | Roof
NJADRE1557822803 | Administratively Determined Incentive Program | WAYNE | 7470 | 10.66 | Residential | Behind the Meter | Yes | Trinity Solar, LLC | PSE&G |  | Accepted | 2024-09-25 | 2024-10-09 | 2025-10-09 | Solar Panels | Hanwha | HANWHA 410 (Q.PEAK DUO BLK ML-G10+ 410) |  | 0.41 | 9 | 126 | 18 |  | Fixed | Roof
NJADRE1557822806 | Administratively Determined Incentive Program | Millstone Twp | 8510 | 6.24 | Residential | Behind the Meter | Yes | Freedom Forever New Jersey, LLC | JCP&L |  | Accepted | 2024-09-25 | 2024-10-09 | 2025-10-09 | Inverters | Solar Edge | SE5000H-USRGM [SI1] INVERTER | 5000 |  | 1 |  |  | 0.99 |  | Outside
NJADRE1557822806 | Administratively Determined Incentive Program | Millstone Twp | 8510 | 6.24 | Residential | Behind the Meter | Yes | Freedom Forever New Jersey, LLC | JCP&L |  | Accepted | 2024-09-25 | 2024-10-09 | 2025-10-09 | Solar Panels | JINKO SOLAR | JKM390M-72HBL-V |  | 0.39 | 16 | 154 | 20 |  | Fixed | Ground
NJADRE1557822838 | Administratively Determined Incentive Program | Hackettstown | 7840 | 5.74 | Residential | Behind the Meter | Yes | Trinity Solar, LLC | JCP&L |  | Accepted | 2024-09-25 | 2024-10-09 | 2025-10-09 | Solar Panels | HANWHA | HANWHA 410 (Q.PEAK DUO BLK ML-G10+ 410) |  | 0.41 | 14 | 170 | 37 |  | Fixed | Roof
NJADRE1557822838 | Administratively Determined Incentive Program | Hackettstown | 7840 | 5.74 | Residential | Behind the Meter | Yes | Trinity Solar, LLC | JCP&L |  | Accepted | 2024-09-25 | 2024-10-09 | 2025-10-09 | Inverters | Tesla (PV Only) | 1538000-45-X | 5000 |  | 1 |  |  | 0.97 |  | Outside
NJADRE1557822868 | Administratively Determined Incentive Program | Willingboro | 8046 | 7.6 | Residential | Behind the Meter | Yes | GenSun Roofing and Solar, LLC | PSE&G |  | Accepted | 2024-09-25 | 2024-10-10 | 2025-10-10 | Solar Panels | SILFAB SOLAR | SIL-400HC+ 400W MONO MODULES |  | 0.4 | 6 | 205 | 25 |  | Fixed | Roof
NJADRE1557822868 | Administratively Determined Incentive Program | Willingboro | 8046 | 7.6 | Residential | Behind the Meter | Yes | GenSun Roofing and Solar, LLC | PSE&G |  | Accepted | 2024-09-25 | 2024-10-10 | 2025-10-10 | Inverters | solaredge | se6000H-us | 6000 |  | 1 |  |  | 0.99 |  | Outside
NJADRE1557822868 | Administratively Determined Incentive Program | Willingboro | 8046 | 7.6 | Residential | Behind the Meter | Yes | GenSun Roofing and Solar, LLC | PSE&G |  | Accepted | 2024-09-25 | 2024-10-10 | 2025-10-10 | Solar Panels | SILFAB SOLAR | SIL-400HC+ 400W MONO MODULES |  | 0.4 | 13 | 205 | 25 |  | Fixed | Roof
NJADRE1557823029 | Administratively Determined Incentive Program | Williamstown | 8094 | 4.68 | Residential | Behind the Meter | Yes | Freedom Forever New Jersey, LLC | AC Electric |  | Accepted | 2024-09-25 | 2024-10-09 | 2025-10-09 | Inverters | Solar Edge | SE3800H-US RGM [SI1] | 3800 |  | 1 |  |  | 0.99 |  | Outside
NJADRE1557823029 | Administratively Determined Incentive Program | Williamstown | 8094 | 4.68 | Residential | Behind the Meter | Yes | Freedom Forever New Jersey, LLC | AC Electric |  | Accepted | 2024-09-25 | 2024-10-09 | 2025-10-09 | Solar Panels | JINKO SOLAR | JKM390M-72HBL-V |  | 0.39 | 12 | 180 | 20 |  | Fixed | Ground
NJADRE1557823046 | Administratively Determined Incentive Program | MARGATE CITY | 8402 | 4.1 | Residential | Behind the Meter | Yes | Pro Custom Solar dba Momentum Solar | AC Electric |  | Accepted | 2024-09-25 | 2024-10-09 | 2025-10-09 | Inverters | Enphase | IQ8MC-72-M-US | 320 |  | 10 |  |  | 0.97 |  | Outdoor
NJADRE1557823046 | Administratively Determined Incentive Program | MARGATE CITY | 8402 | 4.1 | Residential | Behind the Meter | Yes | Pro Custom Solar dba Momentum Solar | AC Electric |  | Accepted | 2024-09-25 | 2024-10-09 | 2025-10-09 | Solar Panels | Hanwha | Q.PEAK DUO BLK ML-G10+410 |  | 0.41 | 5 | 233 | 26 |  | Fixed | Roof
NJADRE1557823046 | Administratively Determined Incentive Program | MARGATE CITY | 8402 | 4.1 | Residential | Behind the Meter | Yes | Pro Custom Solar dba Momentum Solar | AC Electric |  | Accepted | 2024-09-25 | 2024-10-09 | 2025-10-09 | Solar Panels | Hanwha | Q.PEAK DUO BLK ML-G10+410 |  | 0.41 | 2 | 143 | 27 |  | Fixed | Roof
NJADRE1557823046 | Administratively Determined Incentive Program | MARGATE CITY | 8402 | 4.1 | Residential | Behind the Meter | Yes | Pro Custom Solar dba Momentum Solar | AC Electric |  | Accepted | 2024-09-25 | 2024-10-09 | 2025-10-09 | Solar Panels | Hanwha | Q.PEAK DUO BLK ML-G10+410 |  | 0.41 | 3 | 323 | 27 |  | Fixed | Roof
NJADRE1557827021 | Administratively Determined Incentive Program | Ridgefield | 7657 | 7.38 | Residential | Behind the Meter | Yes | Sunrun Installation Services, Inc. | PSE&G |  | Accepted | 2024-09-26 | 2024-10-09 | 2025-10-09 | Inverters | SolarEdge Technologies | SE5700H-USMN | 5760 |  | 1 |  |  | 0.99 |  | Outdoor
NJADRE1557827021 | Administratively Determined Incentive Program | Ridgefield | 7657 | 7.38 | Residential | Behind the Meter | Yes | Sunrun Installation Services, Inc. | PSE&G |  | Accepted | 2024-09-26 | 2024-10-09 | 2025-10-09 | Solar Panels | Hanwha Q Cells | Q.PEAK DUO BLK ML-G10+ 410 |  | 0.41 | 2 | 307 | 17 |  | Fixed | Roof
NJADRE1557827021 | Administratively Determined Incentive Program | Ridgefield | 7657 | 7.38 | Residential | Behind the Meter | Yes | Sunrun Installation Services, Inc. | PSE&G |  | Accepted | 2024-09-26 | 2024-10-09 | 2025-10-09 | Solar Panels | Hanwha Q Cells | Q.PEAK DUO BLK ML-G10+ 410 |  | 0.41 | 16 | 216 | 17 |  | Fixed | Roof
NJADRE1557827070 | Administratively Determined Incentive Program | Robbinsville Twp | 8691 | 5.35 | Residential | Behind the Meter | No | SmartRoof | PSE&G |  | Accepted | 2024-10-16 | 2024-11-04 | 2025-11-04 | Solar Panels | qcell | qpeak duo |  | 0.41 | 9 | 208 | 34 |  | Fixed | Roof
NJADRE1557827070 | Administratively Determined Incentive Program | Robbinsville Twp | 8691 | 5.35 | Residential | Behind the Meter | No | SmartRoof | PSE&G |  | Accepted | 2024-10-16 | 2024-11-04 | 2025-11-04 | Inverters | delta | delta m4 tl us | 4 |  | 1 |  |  | 0.98 |  | Outside
NJADRE1557827070 | Administratively Determined Incentive Program | Robbinsville Twp | 8691 | 5.35 | Residential | Behind the Meter | No | SmartRoof | PSE&G |  | Accepted | 2024-10-16 | 2024-11-04 | 2025-11-04 | Solar Panels | GAF | TLS1 |  | 0.046 | 36 | 208 | 34 |  | Fixed | Roof
NJADRE1557827070 | Administratively Determined Incentive Program | Robbinsville Twp | 8691 | 5.35 | Residential | Behind the Meter | No | SmartRoof | PSE&G |  | Accepted | 2024-10-16 | 2024-11-04 | 2025-11-04 | Inverters | enphase | iq8+ | 6 |  | 9 |  |  | 0.98 |  | Outside
NJADRE1557827075 | Administratively Determined Incentive Program | MANAHAWKIN | 8050 | 15.12 | Residential | Behind the Meter | No | Infinity Solar Systems, LLC | AC Electric |  | Accepted | 2024-09-26 | 2024-10-09 | 2025-10-09 | Solar Panels | SEG SOLAR | SEG-420-BTD-BG |  | 0.42 | 3 | 313 | 31 |  | Fixed | Roof
NJADRE1557827075 | Administratively Determined Incentive Program | MANAHAWKIN | 8050 | 15.12 | Residential | Behind the Meter | No | Infinity Solar Systems, LLC | AC Electric |  | Accepted | 2024-09-26 | 2024-10-09 | 2025-10-09 | Solar Panels | SEG SOLAR | SEG-420-BTD-BG |  | 0.42 | 2 | 133 | 30 |  | Fixed | Roof
NJADRE1557827075 | Administratively Determined Incentive Program | MANAHAWKIN | 8050 | 15.12 | Residential | Behind the Meter | No | Infinity Solar Systems, LLC | AC Electric |  | Accepted | 2024-09-26 | 2024-10-09 | 2025-10-09 | Solar Panels | SEG SOLAR | SEG-420-BTD-BG |  | 0.42 | 7 | 224 | 31 |  | Fixed | Roof
NJADRE1557827075 | Administratively Determined Incentive Program | MANAHAWKIN | 8050 | 15.12 | Residential | Behind the Meter | No | Infinity Solar Systems, LLC | AC Electric |  | Accepted | 2024-09-26 | 2024-10-09 | 2025-10-09 | Inverters | Enphase | IQ8M-72-M-US | 325 |  | 36 |  |  | 0.97 |  | Outdoor
NJADRE1557827075 | Administratively Determined Incentive Program | MANAHAWKIN | 8050 | 15.12 | Residential | Behind the Meter | No | Infinity Solar Systems, LLC | AC Electric |  | Accepted | 2024-09-26 | 2024-10-09 | 2025-10-09 | Solar Panels | SEG SOLAR | SEG-420-BTD-BG |  | 0.42 | 8 | 133 | 31 |  | Fixed | Roof
NJADRE1557827075 | Administratively Determined Incentive Program | MANAHAWKIN | 8050 | 15.12 | Residential | Behind the Meter | No | Infinity Solar Systems, LLC | AC Electric |  | Accepted | 2024-09-26 | 2024-10-09 | 2025-10-09 | Solar Panels | SEG SOLAR | SEG-420-BTD-BG |  | 0.42 | 3 | 313 | 30 |  | Fixed | Roof
NJADRE1557827075 | Administratively Determined Incentive Program | MANAHAWKIN | 8050 | 15.12 | Residential | Behind the Meter | No | Infinity Solar Systems, LLC | AC Electric |  | Accepted | 2024-09-26 | 2024-10-09 | 2025-10-09 | Solar Panels | SEG SOLAR | SEG-420-BTD-BG |  | 0.42 | 13 | 44 | 31 |  | Fixed | Roof
NJADRE1557827095 | Administratively Determined Incentive Program | DOVER | 7801 | 5.33 | Residential | Behind the Meter | No | SmartRoof LLC | JCP&L |  | Accepted | 2024-10-10 | 2024-10-23 | 2025-10-23 | Inverters | enphase | iq8+ | 240 |  | 13 |  |  | 0.98 |  | Outside
NJADRE1557827095 | Administratively Determined Incentive Program | DOVER | 7801 | 5.33 | Residential | Behind the Meter | No | SmartRoof LLC | JCP&L |  | Accepted | 2024-10-10 | 2024-10-23 | 2025-10-23 | Solar Panels | qcell | Q PEAK DUO 410W |  | 0.41 | 13 | 220 | 34 |  | Fixed | Roof
NJADRE1557827119 | Administratively Determined Incentive Program | GREEN BROOK | 8812 | 2.76 | Residential | Behind the Meter | No | SmartRoof LLC | PSE&G |  | Accepted | 2024-09-27 | 2024-10-15 | 2025-10-15 | Solar Panels | GAF | TLS1 |  | 0.046 | 28 | 234 | 26 |  | Fixed | Roof
NJADRE1557827119 | Administratively Determined Incentive Program | GREEN BROOK | 8812 | 2.76 | Residential | Behind the Meter | No | SmartRoof LLC | PSE&G |  | Accepted | 2024-09-27 | 2024-10-15 | 2025-10-15 | Inverters | DELTA | delta m4 tl us | 4000 |  | 1 |  |  | 0.98 |  | Outside
NJADRE1557827119 | Administratively Determined Incentive Program | GREEN BROOK | 8812 | 2.76 | Residential | Behind the Meter | No | SmartRoof LLC | PSE&G |  | Accepted | 2024-09-27 | 2024-10-15 | 2025-10-15 | Solar Panels | GAF | TLS1 |  | 0.046 | 32 | 54 | 26 |  | Fixed | Roof
NJADRE1557827128 | Administratively Determined Incentive Program | Long Valley | 7853 | 6.26 | Residential | Behind the Meter | No | SmartRoof LLC | JCP&L |  | Accepted | 2024-10-16 | 2024-10-31 | 2025-10-31 | Solar Panels | GAF | TLS1 |  | 0.046 | 48 | 167 | 22 |  | Fixed | Roof
NJADRE1557827128 | Administratively Determined Incentive Program | Long Valley | 7853 | 6.26 | Residential | Behind the Meter | No | SmartRoof LLC | JCP&L |  | Accepted | 2024-10-16 | 2024-10-31 | 2025-10-31 | Solar Panels | GAF | TLS1 |  | 0.046 | 18 | 77 | 22 |  | Fixed | Roof
NJADRE1557827128 | Administratively Determined Incentive Program | Long Valley | 7853 | 6.26 | Residential | Behind the Meter | No | SmartRoof LLC | JCP&L |  | Accepted | 2024-10-16 | 2024-10-31 | 2025-10-31 | Inverters | DELTA | delta m4 tl us | 4 |  | 1 |  |  | 0.98 |  | Outside
NJADRE1557827128 | Administratively Determined Incentive Program | Long Valley | 7853 | 6.26 | Residential | Behind the Meter | No | SmartRoof LLC | JCP&L |  | Accepted | 2024-10-16 | 2024-10-31 | 2025-10-31 | Solar Panels | GAF | TLS1 |  | 0.046 | 20 | 257 | 22 |  | Fixed | Roof
NJADRE1557827128 | Administratively Determined Incentive Program | Long Valley | 7853 | 6.26 | Residential | Behind the Meter | No | SmartRoof LLC | JCP&L |  | Accepted | 2024-10-16 | 2024-10-31 | 2025-10-31 | Solar Panels | GAF | TLS1 |  | 0.046 | 50 | 167 | 22 |  | Fixed | Roof
NJADRE1557827156 | Administratively Determined Incentive Program | Mountain Lakes | 7046 | 4.97 | Residential | Behind the Meter | No | SmartRoof LLC | JCP&L |  | Accepted | 2024-10-16 | 2024-11-01 | 2025-11-01 | Solar Panels | GAF | TLS1 |  | 0.046 | 60 | 145 | 36 |  | Fixed | Roof
NJADRE1557827156 | Administratively Determined Incentive Program | Mountain Lakes | 7046 | 4.97 | Residential | Behind the Meter | No | SmartRoof LLC | JCP&L |  | Accepted | 2024-10-16 | 2024-11-01 | 2025-11-01 | Solar Panels | GAF | TLS1 |  | 0.046 | 36 | 325 | 36 |  | Fixed | Roof
NJADRE1557827156 | Administratively Determined Incentive Program | Mountain Lakes | 7046 | 4.97 | Residential | Behind the Meter | No | SmartRoof LLC | JCP&L |  | Accepted | 2024-10-16 | 2024-11-01 | 2025-11-01 | Inverters | delta | delta m6 tl us | 6 |  | 1 |  |  | 0.98 |  | Outside
NJADRE1557827156 | Administratively Determined Incentive Program | Mountain Lakes | 7046 | 4.97 | Residential | Behind the Meter | No | SmartRoof LLC | JCP&L |  | Accepted | 2024-10-16 | 2024-11-01 | 2025-11-01 | Solar Panels | GAF | TLS1 |  | 0.046 | 12 | 145 | 30 |  | Fixed | Roof
NJADRE1557827162 | Administratively Determined Incentive Program | Hillsdale | 7642 | 11.04 | Residential | Behind the Meter | No | SmartRoof LLC | PSE&G |  | Accepted | 2024-10-16 | 2024-11-01 | 2025-11-01 | Solar Panels | gaf | TLS1 |  | 0.046 | 240 | 186 | 18 |  | Fixed | Roof
NJADRE1557827162 | Administratively Determined Incentive Program | Hillsdale | 7642 | 11.04 | Residential | Behind the Meter | No | SmartRoof LLC | PSE&G |  | Accepted | 2024-10-16 | 2024-11-01 | 2025-11-01 | Inverters | delta | delta m6 tl us | 12 |  | 2 |  |  | 0.98 |  | Outside
NJADRE1557827182 | Administratively Determined Incentive Program | Montgomery Twp | 8540 | 7.38 | Residential | Behind the Meter | Yes | Sunrun Installation Services, Inc. | PSE&G |  | Accepted | 2024-09-26 | 2024-10-09 | 2025-10-09 | Inverters | SolarEdge Technologies | SE5700H-USMN | 5760 |  | 1 |  |  | 0.99 |  | Outdoor
NJADRE1557827182 | Administratively Determined Incentive Program | Montgomery Twp | 8540 | 7.38 | Residential | Behind the Meter | Yes | Sunrun Installation Services, Inc. | PSE&G |  | Accepted | 2024-09-26 | 2024-10-09 | 2025-10-09 | Solar Panels | Hanwha Q-Cells | Q.PEAK DUO BLK ML-G10+ 410 |  | 0.41 | 14 | 197 | 31 |  | Fixed | Roof
NJADRE1557827182 | Administratively Determined Incentive Program | Montgomery Twp | 8540 | 7.38 | Residential | Behind the Meter | Yes | Sunrun Installation Services, Inc. | PSE&G |  | Accepted | 2024-09-26 | 2024-10-09 | 2025-10-09 | Solar Panels | Hanwha Q-Cells | Q.PEAK DUO BLK ML-G10+ 410 |  | 0.41 | 4 | 18 | 35 |  | Fixed | Roof
NJADRE1557827185 | Administratively Determined Incentive Program | Franklin Lakes | 7417 | 5.89 | Residential | Behind the Meter | No | SmartRoof LLC | Orange Rockland Electric |  | Accepted | 2024-09-30 | 2024-10-15 | 2025-10-15 | Inverters | GAF | delta m4 tl us | 4 |  | 1 |  |  | 0.98 |  | Outside
NJADRE1557827185 | Administratively Determined Incentive Program | Franklin Lakes | 7417 | 5.89 | Residential | Behind the Meter | No | SmartRoof LLC | Orange Rockland Electric |  | Accepted | 2024-09-30 | 2024-10-15 | 2025-10-15 | Solar Panels | GAF | TLS1 |  | 0.046 | 28 | 105 | 50 |  | Fixed | Roof
NJADRE1557827185 | Administratively Determined Incentive Program | Franklin Lakes | 7417 | 5.89 | Residential | Behind the Meter | No | SmartRoof LLC | Orange Rockland Electric |  | Accepted | 2024-09-30 | 2024-10-15 | 2025-10-15 | Solar Panels | GAF | TLS1 |  | 0.046 | 32 | 165 | 38 |  | Fixed | Roof
NJADRE1557827185 | Administratively Determined Incentive Program | Franklin Lakes | 7417 | 5.89 | Residential | Behind the Meter | No | SmartRoof LLC | Orange Rockland Electric |  | Accepted | 2024-09-30 | 2024-10-15 | 2025-10-15 | Solar Panels | GAF | TLS1 |  | 0.046 | 14 | 165 | 38 |  | Fixed | Roof
NJADRE1557827185 | Administratively Determined Incentive Program | Franklin Lakes | 7417 | 5.89 | Residential | Behind the Meter | No | SmartRoof LLC | Orange Rockland Electric |  | Accepted | 2024-09-30 | 2024-10-15 | 2025-10-15 | Solar Panels | GAF | TLS-1 |  | 0.046 | 54 | 255 | 50 |  | Fixed | Roof
NJADRE1557827197 | Administratively Determined Incentive Program | Califon | 7830 | 4.69 | Residential | Behind the Meter | No | SmartRoof LLC | JCP&L |  | Accepted | 2024-10-16 | 2024-11-05 | 2025-11-05 | Solar Panels | gaf | TLS1 |  | 0.046 | 52 | 169 | 34 |  | Fixed | Roof
NJADRE1557827197 | Administratively Determined Incentive Program | Califon | 7830 | 4.69 | Residential | Behind the Meter | No | SmartRoof LLC | JCP&L |  | Accepted | 2024-10-16 | 2024-11-05 | 2025-11-05 | Inverters | delta | delta m6 tl us | 6 |  | 1 |  |  | 0.98 |  | Outside
NJADRE1557827197 | Administratively Determined Incentive Program | Califon | 7830 | 4.69 | Residential | Behind the Meter | No | SmartRoof LLC | JCP&L |  | Accepted | 2024-10-16 | 2024-11-05 | 2025-11-05 | Solar Panels | gaf | TLS1 |  | 0.046 | 50 | 169 | 38 |  | Fixed | Roof
NJADRE1557827216 | Administratively Determined Incentive Program | RANDOLPH | 7869 | 6.26 | Residential | Behind the Meter | No | SmartRoof LLC | JCP&L |  | Accepted | 2024-10-31 | 2024-11-18 | 2025-11-18 | Solar Panels | gaf | TLS1 |  | 0.046 | 48 | 3 | 27 |  | Fixed | Roof
NJADRE1557827216 | Administratively Determined Incentive Program | RANDOLPH | 7869 | 6.26 | Residential | Behind the Meter | No | SmartRoof LLC | JCP&L |  | Accepted | 2024-10-31 | 2024-11-18 | 2025-11-18 | Solar Panels | gaf | TLS1 |  | 0.046 | 12 | 183 | 40 |  | Fixed | Roof
NJADRE1557827216 | Administratively Determined Incentive Program | RANDOLPH | 7869 | 6.26 | Residential | Behind the Meter | No | SmartRoof LLC | JCP&L |  | Accepted | 2024-10-31 | 2024-11-18 | 2025-11-18 | Solar Panels | gaf | TLS1 |  | 0.046 | 12 | 3 | 19 |  | Fixed | Roof
NJADRE1557827216 | Administratively Determined Incentive Program | RANDOLPH | 7869 | 6.26 | Residential | Behind the Meter | No | SmartRoof LLC | JCP&L |  | Accepted | 2024-10-31 | 2024-11-18 | 2025-11-18 | Solar Panels | gaf | TLS1 |  | 0.046 | 20 | 183 | 45 |  | Fixed | Roof
NJADRE1557827216 | Administratively Determined Incentive Program | RANDOLPH | 7869 | 6.26 | Residential | Behind the Meter | No | SmartRoof LLC | JCP&L |  | Accepted | 2024-10-31 | 2024-11-18 | 2025-11-18 | Solar Panels | gaf | TLS1 |  | 0.046 | 44 | 183 | 45 |  | Fixed | Roof
NJADRE1557827216 | Administratively Determined Incentive Program | RANDOLPH | 7869 | 6.26 | Residential | Behind the Meter | No | SmartRoof LLC | JCP&L |  | Accepted | 2024-10-31 | 2024-11-18 | 2025-11-18 | Inverters | delta | delta m4 tl us | 4000 |  | 1 |  |  | 0.98 |  | Outside
NJADRE1557827227 | Administratively Determined Incentive Program | Saddle River | 7458 | 7.73 | Residential | Behind the Meter | No | SmartRoof LLC | Orange Rockland Electric |  | Accepted | 2024-10-18 | 2024-11-05 | 2025-11-05 | Inverters | delta | delta m8 tl us | 8 |  | 1 |  |  | 0.98 |  | Outside
NJADRE1557827227 | Administratively Determined Incentive Program | Saddle River | 7458 | 7.73 | Residential | Behind the Meter | No | SmartRoof LLC | Orange Rockland Electric |  | Accepted | 2024-10-18 | 2024-11-05 | 2025-11-05 | Solar Panels | gaf | TLS1 |  | 0.046 | 120 | 204 | 33 |  | Fixed | Roof
NJADRE1557827227 | Administratively Determined Incentive Program | Saddle River | 7458 | 7.73 | Residential | Behind the Meter | No | SmartRoof LLC | Orange Rockland Electric |  | Accepted | 2024-10-18 | 2024-11-05 | 2025-11-05 | Solar Panels | gaf | TLS1 |  | 0.046 | 48 | 292 | 34 |  | Fixed | Roof
NJADRE1557827249 | Administratively Determined Incentive Program | North Arlington | 7031 | 8.4 | Residential | Behind the Meter | Yes | Pro Custom Solar dba Momentum Solar | PSE&G |  | Accepted | 2024-09-26 | 2024-10-09 | 2025-10-09 | Solar Panels | Hanwha | Q.PEAK DUO BLK ML-G10+400 |  | 0.4 | 6 | 20 | 32 |  | Fixed | Roof
NJADRE1557827249 | Administratively Determined Incentive Program | North Arlington | 7031 | 8.4 | Residential | Behind the Meter | Yes | Pro Custom Solar dba Momentum Solar | PSE&G |  | Accepted | 2024-09-26 | 2024-10-09 | 2025-10-09 | Inverters | Enphase | IQ8MC-72-M-US | 320 |  | 21 |  |  | 0.97 |  | Outdoor
NJADRE1557827249 | Administratively Determined Incentive Program | North Arlington | 7031 | 8.4 | Residential | Behind the Meter | Yes | Pro Custom Solar dba Momentum Solar | PSE&G |  | Accepted | 2024-09-26 | 2024-10-09 | 2025-10-09 | Solar Panels | Hanwha | Q.PEAK DUO BLK ML-G10+400 |  | 0.4 | 15 | 200 | 32 |  | Fixed | Roof
NJADRE1557827270 | Administratively Determined Incentive Program | MOORESTOWN | 8057 | 6.56 | Residential | Behind the Meter | No | Tesla Energy Operations, Inc. | PSE&G |  | Accepted | 2024-09-26 | 2024-10-09 | 2025-10-09 | Electric Storage Battery | Tesla | AC Powerwall 2.0 |  |  | 1 |  |  |  | Lithium Ion |  | OUTSIDE
NJADRE1557827270 | Administratively Determined Incentive Program | MOORESTOWN | 8057 | 6.56 | Residential | Behind the Meter | No | Tesla Energy Operations, Inc. | PSE&G |  | Accepted | 2024-09-26 | 2024-10-09 | 2025-10-09 | Solar Panels | Hanwha | Q.PEAK DUO BLK ML-G10.a+/TS 410 |  | 0.41 | 12 | 297 | 37 |  | Fixed | Roof
NJADRE1557827270 | Administratively Determined Incentive Program | MOORESTOWN | 8057 | 6.56 | Residential | Behind the Meter | No | Tesla Energy Operations, Inc. | PSE&G |  | Accepted | 2024-09-26 | 2024-10-09 | 2025-10-09 | Solar Panels | Hanwha | Q.PEAK DUO BLK ML-G10.a+/TS 410 |  | 0.41 | 4 | 297 | 37 |  | Fixed | Roof
NJADRE1557827270 | Administratively Determined Incentive Program | MOORESTOWN | 8057 | 6.56 | Residential | Behind the Meter | No | Tesla Energy Operations, Inc. | PSE&G |  | Accepted | 2024-09-26 | 2024-10-09 | 2025-10-09 | Inverters | Tesla | 1850000-XX-Y | 7600 |  | 1 |  |  | 0.98 |  | Outdoor
NJADRE1557827281 | Administratively Determined Incentive Program | UNION | 7083 | 5.2 | Residential | Behind the Meter | No | Big Wave Roofing and Solar, LLC | PSE&G |  | Accepted | 2024-09-26 | 2024-10-09 | 2025-10-09 | Inverters | Enphase | IQ8PLUS-72-2-US | 290 |  | 13 |  |  | 0.98 |  | Outside
NJADRE1557827281 | Administratively Determined Incentive Program | UNION | 7083 | 5.2 | Residential | Behind the Meter | No | Big Wave Roofing and Solar, LLC | PSE&G |  | Accepted | 2024-09-26 | 2024-10-09 | 2025-10-09 | Solar Panels | SEG Solar | SEG-400-BMD-HV |  | 0.4 | 3 | 142 | 20 |  | Fixed | Roof
NJADRE1557827281 | Administratively Determined Incentive Program | UNION | 7083 | 5.2 | Residential | Behind the Meter | No | Big Wave Roofing and Solar, LLC | PSE&G |  | Accepted | 2024-09-26 | 2024-10-09 | 2025-10-09 | Solar Panels | SEG-400-BMD-HV | SEG Solar |  | 0.4 | 8 | 322 | 20 |  | Fixed | Roof
NJADRE1557827281 | Administratively Determined Incentive Program | UNION | 7083 | 5.2 | Residential | Behind the Meter | No | Big Wave Roofing and Solar, LLC | PSE&G |  | Accepted | 2024-09-26 | 2024-10-09 | 2025-10-09 | Solar Panels | SEG Solar | SEG-400-BMD-HV |  | 0.4 | 2 | 142 | 20 |  | Fixed | Roof
NJADRE1557827313 | Administratively Determined Incentive Program | Trenton | 8610 | 5.1 | Residential | Behind the Meter | No | Sun Up Zero Down, LLC | PSE&G |  | Accepted | 2024-09-26 | 2024-10-10 | 2026-04-10 | Meters | Enphase | TBD |  |  | 1 |  |  |  | Yes | Outdoor
NJADRE1557827313 | Administratively Determined Incentive Program | Trenton | 8610 | 5.1 | Residential | Behind the Meter | No | Sun Up Zero Down, LLC | PSE&G |  | Accepted | 2024-09-26 | 2024-10-10 | 2026-04-10 | Solar Panels | Trina | TSM-425-NE09RC.05 Vertex S+ |  | 0.425 | 12 | 119 | 8 |  | Fixed | Roof
NJADRE1557827313 | Administratively Determined Incentive Program | Trenton | 8610 | 5.1 | Residential | Behind the Meter | No | Sun Up Zero Down, LLC | PSE&G |  | Accepted | 2024-09-26 | 2024-10-10 | 2026-04-10 | Inverters | Enphase | IQ8PLUS-72-2-US | 290 |  | 12 |  |  | 0.976 |  | Outdoor
NJADRE1557827498 | Administratively Determined Incentive Program | Newark | 7103 | 8.2 | Residential | Behind the Meter | Yes | Pro Custom Solar dba Momentum Solar | PSE&G |  | Accepted | 2024-09-30 | 2024-10-11 | 2026-04-11 | Inverters | Enphase | IQ8MC-72-M-US | 320 |  | 20 |  |  | 0.97 |  | Outdoor
NJADRE1557827498 | Administratively Determined Incentive Program | Newark | 7103 | 8.2 | Residential | Behind the Meter | Yes | Pro Custom Solar dba Momentum Solar | PSE&G |  | Accepted | 2024-09-30 | 2024-10-11 | 2026-04-11 | Solar Panels | Hanwha | Q.PEAK DUO BLK ML-G10+410 |  | 0.41 | 18 | 16 | 22 |  | Fixed | Roof
NJADRE1557827498 | Administratively Determined Incentive Program | Newark | 7103 | 8.2 | Residential | Behind the Meter | Yes | Pro Custom Solar dba Momentum Solar | PSE&G |  | Accepted | 2024-09-30 | 2024-10-11 | 2026-04-11 | Solar Panels | Hanwha | Q.PEAK DUO BLK ML-G10+410 |  | 0.41 | 2 | 196 | 22 |  | Fixed | Roof
NJADRE1557827972 | Administratively Determined Incentive Program | Vineland | 8361 | 5.33 | Residential | Behind the Meter | Yes | Sunrun Installation Services, Inc. | Vineland Muni Electric |  | Accepted | 2024-09-26 | 2024-10-09 | 2025-10-09 | Solar Panels | HANWHA Q-CELLS | Q.PEAK DUO BLK ML-G10+ 410 |  | 0.41 | 9 | 185 | 37 |  | Fixed | Roof
NJADRE1557827972 | Administratively Determined Incentive Program | Vineland | 8361 | 5.33 | Residential | Behind the Meter | Yes | Sunrun Installation Services, Inc. | Vineland Muni Electric |  | Accepted | 2024-09-26 | 2024-10-09 | 2025-10-09 | Inverters | SOLAREDGE TECHNOLOGIES | SE3800H-USMN | 3800 |  | 1 |  |  | 0.99 |  | Outdoor
NJADRE1557827972 | Administratively Determined Incentive Program | Vineland | 8361 | 5.33 | Residential | Behind the Meter | Yes | Sunrun Installation Services, Inc. | Vineland Muni Electric |  | Accepted | 2024-09-26 | 2024-10-09 | 2025-10-09 | Solar Panels | HANWHA Q-CELLS | Q.PEAK DUO BLK ML-G10+ 410 |  | 0.41 | 4 | 95 | 29 |  | Fixed | Roof
NJADRE1557827980 | Administratively Determined Incentive Program | Fairfield | 7004 | 16.77 | Residential | Behind the Meter | Yes | Freedom Forever New Jersey, LLC | PSE&G |  | Accepted | 2024-09-26 | 2024-10-09 | 2026-04-09 | Solar Panels | Silfab | SIL-430QD |  | 0.43 | 18 | 219 | 32 |  | Fixed | Roof
NJADRE1557827980 | Administratively Determined Incentive Program | Fairfield | 7004 | 16.77 | Residential | Behind the Meter | Yes | Freedom Forever New Jersey, LLC | PSE&G |  | Accepted | 2024-09-26 | 2024-10-09 | 2026-04-09 | Solar Panels | Silfab | SIL-430QD |  | 0.43 | 15 | 39 | 32 |  | Fixed | Roof
NJADRE1557827980 | Administratively Determined Incentive Program | Fairfield | 7004 | 16.77 | Residential | Behind the Meter | Yes | Freedom Forever New Jersey, LLC | PSE&G |  | Accepted | 2024-09-26 | 2024-10-09 | 2026-04-09 | Solar Panels | Silfab | SIL-430QD |  | 0.43 | 5 | 219 | 3 |  | Fixed | Roof
NJADRE1557827980 | Administratively Determined Incentive Program | Fairfield | 7004 | 16.77 | Residential | Behind the Meter | Yes | Freedom Forever New Jersey, LLC | PSE&G |  | Accepted | 2024-09-26 | 2024-10-09 | 2026-04-09 | Inverters | Solar Edge | SE7600H-USRGM [SI1] | 7600 |  | 2 |  |  | 0.99 |  | Outside
NJADRE1557827980 | Administratively Determined Incentive Program | Fairfield | 7004 | 16.77 | Residential | Behind the Meter | Yes | Freedom Forever New Jersey, LLC | PSE&G |  | Accepted | 2024-09-26 | 2024-10-09 | 2026-04-09 | Solar Panels | Silfab | SIL-430QD |  | 0.43 | 1 | 129 | 32 |  | Fixed | Roof
NJADRE1557828138 | Administratively Determined Incentive Program | BRIDGEWATER | 8807 | 5.81 | Residential | Behind the Meter | Yes | SunnyMac, LLC | PSE&G |  | Accepted | 2024-09-26 | 2024-10-09 | 2025-10-09 | Solar Panels | HANWHA | Q.PEAK DUO BLK ML-G10+ 415W |  | 0.415 | 2 | 265 | 17 |  | Fixed | Roof
NJADRE1557828138 | Administratively Determined Incentive Program | BRIDGEWATER | 8807 | 5.81 | Residential | Behind the Meter | Yes | SunnyMac, LLC | PSE&G |  | Accepted | 2024-09-26 | 2024-10-09 | 2025-10-09 | Solar Panels | HANWHA | Q.PEAK DUO BLK ML-G10+ 415W |  | 0.415 | 2 | 175 | 29 |  | Fixed | Roof
NJADRE1557828138 | Administratively Determined Incentive Program | BRIDGEWATER | 8807 | 5.81 | Residential | Behind the Meter | Yes | SunnyMac, LLC | PSE&G |  | Accepted | 2024-09-26 | 2024-10-09 | 2025-10-09 | Inverters | Solaredge | SE5700H-US | 5760 |  | 1 |  |  | 0.99 |  | Outdoor | NEXT TO METER
NJADRE1557828138 | Administratively Determined Incentive Program | BRIDGEWATER | 8807 | 5.81 | Residential | Behind the Meter | Yes | SunnyMac, LLC | PSE&G |  | Accepted | 2024-09-26 | 2024-10-09 | 2025-10-09 | Solar Panels | HANWHA | Q.PEAK DUO BLK ML-G10+ 415W |  | 0.415 | 3 | 175 | 27 |  | Fixed | Roof
NJADRE1557828138 | Administratively Determined Incentive Program | BRIDGEWATER | 8807 | 5.81 | Residential | Behind the Meter | Yes | SunnyMac, LLC | PSE&G |  | Accepted | 2024-09-26 | 2024-10-09 | 2025-10-09 | Solar Panels | HANWHA | Q.PEAK DUO BLK ML-G10+ 415W |  | 0.415 | 5 | 85 | 18 |  | Fixed | Roof
NJADRE1557828138 | Administratively Determined Incentive Program | BRIDGEWATER | 8807 | 5.81 | Residential | Behind the Meter | Yes | SunnyMac, LLC | PSE&G |  | Accepted | 2024-09-26 | 2024-10-09 | 2025-10-09 | Solar Panels | HANWHA | Q.PEAK DUO BLK ML-G10+ 415W |  | 0.415 | 2 | 265 | 25 |  | Fixed | Roof
NJADRE1557828265 | Administratively Determined Incentive Program | FREEHOLD | 7728 | 8.61 | Residential | Behind the Meter | Yes | Sunrun Installation Services, Inc. | JCP&L |  | Accepted | 2024-09-26 | 2024-10-09 | 2025-10-09 | Solar Panels | HANWHA Q-CELLS | Q.PEAK DUO BLK ML-G10+ 410 |  | 0.41 | 4 | 104 | 19 |  | Fixed | Roof
NJADRE1557828265 | Administratively Determined Incentive Program | FREEHOLD | 7728 | 8.61 | Residential | Behind the Meter | Yes | Sunrun Installation Services, Inc. | JCP&L |  | Accepted | 2024-09-26 | 2024-10-09 | 2025-10-09 | Electric Storage Battery | TESLA | POWERWALL 3 1707000-XX-Y |  |  | 1 |  |  |  | Lithium Ion |  | OUTSIDE
NJADRE1557828265 | Administratively Determined Incentive Program | FREEHOLD | 7728 | 8.61 | Residential | Behind the Meter | Yes | Sunrun Installation Services, Inc. | JCP&L |  | Accepted | 2024-09-26 | 2024-10-09 | 2025-10-09 | Inverters | TESLA | POWERWALL 3 1707000-XX-Y | 11500 |  | 1 |  |  | 0.98 |  | Outdoor
NJADRE1557828265 | Administratively Determined Incentive Program | FREEHOLD | 7728 | 8.61 | Residential | Behind the Meter | Yes | Sunrun Installation Services, Inc. | JCP&L |  | Accepted | 2024-09-26 | 2024-10-09 | 2025-10-09 | Solar Panels | HANWHA Q-CELLS | Q.PEAK DUO BLK ML-G10+ 410 |  | 0.41 | 17 | 104 | 19 |  | Fixed | Roof
NJADRE1557828493 | Administratively Determined Incentive Program | Westwood | 7675 | 7.38 | Residential | Behind the Meter | Yes | Freedom Forever New Jersey, LLC | PSE&G |  | Accepted | 2024-09-26 | 2024-10-09 | 2025-10-09 | Solar Panels | Hanwha | Q.PEAK DUO BLK ML-G10+ 410 |  | 0.41 | 18 | 289 | 23 |  | Fixed | Roof
NJADRE1557828493 | Administratively Determined Incentive Program | Westwood | 7675 | 7.38 | Residential | Behind the Meter | Yes | Freedom Forever New Jersey, LLC | PSE&G |  | Accepted | 2024-09-26 | 2024-10-09 | 2025-10-09 | Inverters | Solar Edge | SE5000H-USRGM [SI1 | 5000 |  | 1 |  |  | 0.99 |  | Outside
NJADRE1557828520 | Administratively Determined Incentive Program | PERTH AMBOY | 8861 | 7.79 | Residential | Behind the Meter | Yes | Sunrun Installation Services, Inc. | PSE&G |  | Accepted | 2024-09-26 | 2024-10-09 | 2025-10-09 | Inverters | SolarEdge Technologies | SE5700H-USMN | 5760 |  | 1 |  |  | 0.99 |  | Outdoor | Next to meter
NJADRE1557828520 | Administratively Determined Incentive Program | PERTH AMBOY | 8861 | 7.79 | Residential | Behind the Meter | Yes | Sunrun Installation Services, Inc. | PSE&G |  | Accepted | 2024-09-26 | 2024-10-09 | 2025-10-09 | Solar Panels | Hanwha Q-Cells | Q.PEAK DUO BLK ML-G10+ 410 |  | 0.41 | 17 | 290 | 12 |  | Fixed | Roof
NJADRE1557828520 | Administratively Determined Incentive Program | PERTH AMBOY | 8861 | 7.79 | Residential | Behind the Meter | Yes | Sunrun Installation Services, Inc. | PSE&G |  | Accepted | 2024-09-26 | 2024-10-09 | 2025-10-09 | Solar Panels | Hanwha Q-Cells | Q.PEAK DUO BLK ML-G10+ 410 |  | 0.41 | 2 | 110 | 38 |  | Fixed | Roof
NJADRE1557831552 | Administratively Determined Incentive Program | PISCATAWAY | 8854 | 12.71 | Residential | Behind the Meter | Yes | Sunrun Installation Services, Inc. | PSE&G |  | Accepted | 2024-09-27 | 2024-10-09 | 2025-10-09 | Solar Panels | Hanwha Q Cells | Q.PEAK DUO BLK ML-G10+ 410 |  | 0.41 | 15 | 204 | 25 |  | Fixed | Roof
NJADRE1557831552 | Administratively Determined Incentive Program | PISCATAWAY | 8854 | 12.71 | Residential | Behind the Meter | Yes | Sunrun Installation Services, Inc. | PSE&G |  | Accepted | 2024-09-27 | 2024-10-09 | 2025-10-09 | Inverters | Tesla | Powerwall 3 | 11500 |  | 1 |  |  | 0.95 |  | Outside
NJADRE1557831552 | Administratively Determined Incentive Program | PISCATAWAY | 8854 | 12.71 | Residential | Behind the Meter | Yes | Sunrun Installation Services, Inc. | PSE&G |  | Accepted | 2024-09-27 | 2024-10-09 | 2025-10-09 | Solar Panels | Hanwha Q Cells | Q.PEAK DUO BLK ML-G10+ 410 |  | 0.41 | 12 | 113 | 24 |  | Fixed | Roof
NJADRE1557831552 | Administratively Determined Incentive Program | PISCATAWAY | 8854 | 12.71 | Residential | Behind the Meter | Yes | Sunrun Installation Services, Inc. | PSE&G |  | Accepted | 2024-09-27 | 2024-10-09 | 2025-10-09 | Solar Panels | Hanwha Q Cells | Q.PEAK DUO BLK ML-G10+ 410 |  | 0.41 | 4 | 293 | 25 |  | Fixed | Roof
NJADRE1557831552 | Administratively Determined Incentive Program | PISCATAWAY | 8854 | 12.71 | Residential | Behind the Meter | Yes | Sunrun Installation Services, Inc. | PSE&G |  | Accepted | 2024-09-27 | 2024-10-09 | 2025-10-09 | Electric Storage Battery | Tesla | Powerwall 3 |  |  | 1 |  |  |  | Lithium Ion |  | Inside
NJADRE1557831590 | Administratively Determined Incentive Program | MOONACHIE | 7074 | 14.19 | Residential | Behind the Meter | No | Venture Home Solar, LLC | PSE&G |  | Accepted | 2024-09-27 | 2024-10-17 | 2025-10-17 | Solar Panels | Hanwha | Q.TRON BLK M-G2+ 430 |  | 0.43 | 3 | 46 | 19 |  | Fixed | Roof
NJADRE1557831590 | Administratively Determined Incentive Program | MOONACHIE | 7074 | 14.19 | Residential | Behind the Meter | No | Venture Home Solar, LLC | PSE&G |  | Accepted | 2024-09-27 | 2024-10-17 | 2025-10-17 | Solar Panels | Hanwha | Q.TRON BLK M-G2+ 430 |  | 0.43 | 3 | 226 | 19 |  | Fixed | Roof
NJADRE1557831590 | Administratively Determined Incentive Program | MOONACHIE | 7074 | 14.19 | Residential | Behind the Meter | No | Venture Home Solar, LLC | PSE&G |  | Accepted | 2024-09-27 | 2024-10-17 | 2025-10-17 | Solar Panels | Hanwha | Q.TRON BLK M-G2+ 430 |  | 0.43 | 2 | 226 | 19 |  | Fixed | Roof
NJADRE1557831590 | Administratively Determined Incentive Program | MOONACHIE | 7074 | 14.19 | Residential | Behind the Meter | No | Venture Home Solar, LLC | PSE&G |  | Accepted | 2024-09-27 | 2024-10-17 | 2025-10-17 | Solar Panels | Hanwha | Q.TRON BLK M-G2+ 430 |  | 0.43 | 10 | 316 | 19 |  | Fixed | Roof
NJADRE1557831590 | Administratively Determined Incentive Program | MOONACHIE | 7074 | 14.19 | Residential | Behind the Meter | No | Venture Home Solar, LLC | PSE&G |  | Accepted | 2024-09-27 | 2024-10-17 | 2025-10-17 | Inverters | EnPhase | IQ8PLUS-72-2-US (240V) | 300 |  | 33 |  |  | 0.96667 |  | Outside
NJADRE1557831590 | Administratively Determined Incentive Program | MOONACHIE | 7074 | 14.19 | Residential | Behind the Meter | No | Venture Home Solar, LLC | PSE&G |  | Accepted | 2024-09-27 | 2024-10-17 | 2025-10-17 | Solar Panels | Hanwha | Q.TRON BLK M-G2+ 430 |  | 0.43 | 12 | 136 | 19 |  | Fixed | Roof
NJADRE1557831590 | Administratively Determined Incentive Program | MOONACHIE | 7074 | 14.19 | Residential | Behind the Meter | No | Venture Home Solar, LLC | PSE&G |  | Accepted | 2024-09-27 | 2024-10-17 | 2025-10-17 | Solar Panels | Hanwha | Q.TRON BLK M-G2+ 430 |  | 0.43 | 3 | 226 | 19 |  | Fixed | Roof
NJADRE1557831621 | Administratively Determined Incentive Program | Lebanon | 8833 | 15.36 | Residential | Behind the Meter | Yes | SunnyMac, LLC | JCP&L |  | Accepted | 2024-09-27 | 2024-10-09 | 2025-10-09 | Solar Panels | HANWHA | Q.PEAK DUO BLK ML-G10+ 415W |  | 0.415 | 10 | 255 | 22 |  | Fixed | Roof
NJADRE1557831621 | Administratively Determined Incentive Program | Lebanon | 8833 | 15.36 | Residential | Behind the Meter | Yes | SunnyMac, LLC | JCP&L |  | Accepted | 2024-09-27 | 2024-10-09 | 2025-10-09 | Solar Panels | HANWHA | Q.PEAK DUO BLK ML-G10+ 415W |  | 0.415 | 8 | 75 | 22 |  | Fixed | Roof
NJADRE1557831621 | Administratively Determined Incentive Program | Lebanon | 8833 | 15.36 | Residential | Behind the Meter | Yes | SunnyMac, LLC | JCP&L |  | Accepted | 2024-09-27 | 2024-10-09 | 2025-10-09 | Solar Panels | HANWHA | Q.PEAK DUO BLK ML-G10+ 415W |  | 0.415 | 2 | 345 | 22 |  | Fixed | Roof
NJADRE1557831621 | Administratively Determined Incentive Program | Lebanon | 8833 | 15.36 | Residential | Behind the Meter | Yes | SunnyMac, LLC | JCP&L |  | Accepted | 2024-09-27 | 2024-10-09 | 2025-10-09 | Inverters | SOLAREDGE HOME HUB | SE11400H-US | 11400 |  | 1 |  |  | 0.99 |  | Outdoor | next to meter
NJADRE1557831621 | Administratively Determined Incentive Program | Lebanon | 8833 | 15.36 | Residential | Behind the Meter | Yes | SunnyMac, LLC | JCP&L |  | Accepted | 2024-09-27 | 2024-10-09 | 2025-10-09 | Solar Panels | HANWHA | Q.PEAK DUO BLK ML-G10+ 415W |  | 0.415 | 17 | 165 | 22 |  | Fixed | Roof
NJADRE1557831632 | Administratively Determined Incentive Program | Jersey City | 7302 | 13.175 | Residential | Behind the Meter | No | Sun Up Zero Down, LLC | PSE&G |  | Accepted | 2024-09-27 | 2024-10-10 | 2026-04-10 | Meters | Enphase | TBD |  |  | 1 |  |  |  | Yes | Outdoor
NJADRE1557831632 | Administratively Determined Incentive Program | Jersey City | 7302 | 13.175 | Residential | Behind the Meter | No | Sun Up Zero Down, LLC | PSE&G |  | Accepted | 2024-09-27 | 2024-10-10 | 2026-04-10 | Inverters | Enphase | IQ8PLUS-72-2-US | 290 |  | 31 |  |  | 0.976 |  | Outdoor
NJADRE1557831632 | Administratively Determined Incentive Program | Jersey City | 7302 | 13.175 | Residential | Behind the Meter | No | Sun Up Zero Down, LLC | PSE&G |  | Accepted | 2024-09-27 | 2024-10-10 | 2026-04-10 | Solar Panels | Trina | TSM-425-NE09RC.05 |  | 0.425 | 31 | 276 | 18 |  | Fixed | Roof
NJADRE1557831650 | Administratively Determined Incentive Program | JERSEY CITY | 7302 | 6.375 | Residential | Behind the Meter | No | Sun Up Zero Down, LLC | PSE&G |  | Accepted | 2024-09-27 | 2024-10-10 | 2026-04-10 | Inverters | Enphase | IQ8PLUS-72-2-US | 290 |  | 15 |  |  | 0.976 |  | Outdoor
NJADRE1557831650 | Administratively Determined Incentive Program | JERSEY CITY | 7302 | 6.375 | Residential | Behind the Meter | No | Sun Up Zero Down, LLC | PSE&G |  | Accepted | 2024-09-27 | 2024-10-10 | 2026-04-10 | Meters | Enphase | TBD |  |  | 1 |  |  |  | Yes | Outdoor
NJADRE1557831650 | Administratively Determined Incentive Program | JERSEY CITY | 7302 | 6.375 | Residential | Behind the Meter | No | Sun Up Zero Down, LLC | PSE&G |  | Accepted | 2024-09-27 | 2024-10-10 | 2026-04-10 | Solar Panels | Trina | TSM-425-NE09RC.05 |  | 0.425 | 15 | 96 | 18 |  | Fixed | Roof
NJADRE1557831718 | Administratively Determined Incentive Program | MILLVILLE | 8332 | 22.4 | Residential | Behind the Meter | Yes | Amped On Solar, LLC | AC Electric |  | Accepted | 2024-11-12 | 2024-11-27 | 2025-11-27 | Solar Panels | LONGi | LR5-54HABB-400M |  | 0.4 | 8 | 250 | 7 |  | Fixed | Roof
NJADRE1557831718 | Administratively Determined Incentive Program | MILLVILLE | 8332 | 22.4 | Residential | Behind the Meter | Yes | Amped On Solar, LLC | AC Electric |  | Accepted | 2024-11-12 | 2024-11-27 | 2025-11-27 | Solar Panels | LONGi | LR5-54HABB-400M |  | 0.4 | 12 | 70 | 7 |  | Fixed | Roof
NJADRE1557831718 | Administratively Determined Incentive Program | MILLVILLE | 8332 | 22.4 | Residential | Behind the Meter | Yes | Amped On Solar, LLC | AC Electric |  | Accepted | 2024-11-12 | 2024-11-27 | 2025-11-27 | Solar Panels | LONGi | LR5-54HABB-400M |  | 0.4 | 18 | 70 | 19 |  | Fixed | Roof
NJADRE1557831718 | Administratively Determined Incentive Program | MILLVILLE | 8332 | 22.4 | Residential | Behind the Meter | Yes | Amped On Solar, LLC | AC Electric |  | Accepted | 2024-11-12 | 2024-11-27 | 2025-11-27 | Solar Panels | LONGi | LR5-54HABB-400M |  | 0.4 | 18 | 250 | 19 |  | Fixed | Roof
NJADRE1557831718 | Administratively Determined Incentive Program | MILLVILLE | 8332 | 22.4 | Residential | Behind the Meter | Yes | Amped On Solar, LLC | AC Electric |  | Accepted | 2024-11-12 | 2024-11-27 | 2025-11-27 | Inverters | ENPHASE | IQ8+ | 290 |  | 56 |  |  | 0.976 |  | Outdoor | ON RACKING
NJADRE1557831739 | Administratively Determined Incentive Program | HAMMONTON | 8037 | 13.12 | Residential | Behind the Meter | Yes | Trinity Solar, LLC | AC Electric |  | Accepted | 2024-09-27 | 2024-10-10 | 2025-10-10 | Solar Panels | HANWHA | (Q.PEAK DUO BLK ML-G10+ 410) |  | 0.41 | 12 | 301 | 23 |  | Fixed | Roof
NJADRE1557831739 | Administratively Determined Incentive Program | HAMMONTON | 8037 | 13.12 | Residential | Behind the Meter | Yes | Trinity Solar, LLC | AC Electric |  | Accepted | 2024-09-27 | 2024-10-10 | 2025-10-10 | Inverters | Tesla | TESLA 7.6kW (1538000-XX-Y) | 7600 |  | 1 |  |  | 0.97 |  | Outdoor
NJADRE1557831739 | Administratively Determined Incentive Program | HAMMONTON | 8037 | 13.12 | Residential | Behind the Meter | Yes | Trinity Solar, LLC | AC Electric |  | Accepted | 2024-09-27 | 2024-10-10 | 2025-10-10 | Inverters | Tesla | TESLA 3.8kW (1538000-XX-Y) | 3800 |  | 1 |  |  | 0.97 |  | Outdoor
NJADRE1557831739 | Administratively Determined Incentive Program | HAMMONTON | 8037 | 13.12 | Residential | Behind the Meter | Yes | Trinity Solar, LLC | AC Electric |  | Accepted | 2024-09-27 | 2024-10-10 | 2025-10-10 | Solar Panels | HANWHA | (Q.PEAK DUO BLK ML-G10+ 410) |  | 0.41 | 20 | 121 | 23 |  | Fixed | Roof
NJADRE1557831796 | Administratively Determined Incentive Program | UNION TWP UNI | 7083 | 6.97 | Residential | Behind the Meter | Yes | Sunrun Installation Services, Inc. | PSE&G |  | Accepted | 2024-09-27 | 2024-10-10 | 2025-10-10 | Inverters | SolarEdge Technologies | SE5700H-USMN | 5760 |  | 1 |  |  | 0.99 |  | Outdoor | Next to meter
NJADRE1557831796 | Administratively Determined Incentive Program | UNION TWP UNI | 7083 | 6.97 | Residential | Behind the Meter | Yes | Sunrun Installation Services, Inc. | PSE&G |  | Accepted | 2024-09-27 | 2024-10-10 | 2025-10-10 | Solar Panels | Hanwha Q-Cells | Q.PEAK DUO BLK ML-G10+ 410 |  | 0.41 | 4 | 111 | 29 |  | Fixed | Roof
NJADRE1557831796 | Administratively Determined Incentive Program | UNION TWP UNI | 7083 | 6.97 | Residential | Behind the Meter | Yes | Sunrun Installation Services, Inc. | PSE&G |  | Accepted | 2024-09-27 | 2024-10-10 | 2025-10-10 | Solar Panels | Hanwha Q-Cells | Q.PEAK DUO BLK ML-G10+ 410 |  | 0.41 | 8 | 202 | 34 |  | Fixed | Roof
NJADRE1557831796 | Administratively Determined Incentive Program | UNION TWP UNI | 7083 | 6.97 | Residential | Behind the Meter | Yes | Sunrun Installation Services, Inc. | PSE&G |  | Accepted | 2024-09-27 | 2024-10-10 | 2025-10-10 | Solar Panels | Hanwha Q-Cells | Q.PEAK DUO BLK ML-G10+ 410 |  | 0.41 | 5 | 291 | 30 |  | Fixed | Roof
NJADRE1557831842 | Administratively Determined Incentive Program | Stirling | 7980 | 4.32 | Residential | Behind the Meter | No | SmartRoof LLC | JCP&L |  | Accepted | 2024-09-27 | 2024-10-15 | 2025-10-15 | Solar Panels | gaf | TLS1 |  | 0.046 | 56 | 203 | 42 |  | Fixed | Roof
NJADRE1557831842 | Administratively Determined Incentive Program | Stirling | 7980 | 4.32 | Residential | Behind the Meter | No | SmartRoof LLC | JCP&L |  | Accepted | 2024-09-27 | 2024-10-15 | 2025-10-15 | Solar Panels | GAF | TLS1 |  | 0.046 | 18 | 203 | 42 |  | Fixed | Roof
NJADRE1557831842 | Administratively Determined Incentive Program | Stirling | 7980 | 4.32 | Residential | Behind the Meter | No | SmartRoof LLC | JCP&L |  | Accepted | 2024-09-27 | 2024-10-15 | 2025-10-15 | Solar Panels | GAF | TLS1 |  | 0.046 | 20 | 113 | 42 |  | Fixed | Roof
NJADRE1557831842 | Administratively Determined Incentive Program | Stirling | 7980 | 4.32 | Residential | Behind the Meter | No | SmartRoof LLC | JCP&L |  | Accepted | 2024-09-27 | 2024-10-15 | 2025-10-15 | Inverters | DELTA | delta m6 tl us | 6 |  | 1 |  |  | 0.98 |  | Outside
NJADRE1557832054 | Administratively Determined Incentive Program | Paterson | 7502 | 9.89 | Residential | Behind the Meter | Yes | Freedom Forever New Jersey, LLC | PSE&G |  | Accepted | 2024-09-27 | 2024-10-10 | 2025-10-10 | Solar Panels | Silfab | SIL-430QD |  | 0.43 | 9 | 319 | 25 |  | Fixed | Roof
NJADRE1557832054 | Administratively Determined Incentive Program | Paterson | 7502 | 9.89 | Residential | Behind the Meter | Yes | Freedom Forever New Jersey, LLC | PSE&G |  | Accepted | 2024-09-27 | 2024-10-10 | 2025-10-10 | Solar Panels | Silfab | SIL-430QD |  | 0.43 | 4 | 49 | 25 |  | Fixed | Roof
NJADRE1557832054 | Administratively Determined Incentive Program | Paterson | 7502 | 9.89 | Residential | Behind the Meter | Yes | Freedom Forever New Jersey, LLC | PSE&G |  | Accepted | 2024-09-27 | 2024-10-10 | 2025-10-10 | Inverters | Solar Edge | SE10000H-USRGM [SI1] | 10000 |  | 1 |  |  | 0.99 |  | Outside
NJADRE1557832054 | Administratively Determined Incentive Program | Paterson | 7502 | 9.89 | Residential | Behind the Meter | Yes | Freedom Forever New Jersey, LLC | PSE&G |  | Accepted | 2024-09-27 | 2024-10-10 | 2025-10-10 | Solar Panels | Silfab | SIL-430QD |  | 0.43 | 3 | 139 | 25 |  | Fixed | Roof
NJADRE1557832054 | Administratively Determined Incentive Program | Paterson | 7502 | 9.89 | Residential | Behind the Meter | Yes | Freedom Forever New Jersey, LLC | PSE&G |  | Accepted | 2024-09-27 | 2024-10-10 | 2025-10-10 | Solar Panels | Silfab | SIL-430QD |  | 0.43 | 2 | 139 | 25 |  | Fixed | Roof
NJADRE1557832054 | Administratively Determined Incentive Program | Paterson | 7502 | 9.89 | Residential | Behind the Meter | Yes | Freedom Forever New Jersey, LLC | PSE&G |  | Accepted | 2024-09-27 | 2024-10-10 | 2025-10-10 | Solar Panels | Silfab | SIL-430QD |  | 0.43 | 3 | 229 | 25 |  | Fixed | Roof
NJADRE1557832054 | Administratively Determined Incentive Program | Paterson | 7502 | 9.89 | Residential | Behind the Meter | Yes | Freedom Forever New Jersey, LLC | PSE&G |  | Accepted | 2024-09-27 | 2024-10-10 | 2025-10-10 | Solar Panels | Silfab | SIL-430QD |  | 0.43 | 1 | 229 | 25 |  | Fixed | Roof
NJADRE1557832054 | Administratively Determined Incentive Program | Paterson | 7502 | 9.89 | Residential | Behind the Meter | Yes | Freedom Forever New Jersey, LLC | PSE&G |  | Accepted | 2024-09-27 | 2024-10-10 | 2025-10-10 | Solar Panels | Silfab | SIL-430QD |  | 0.43 | 1 | 49 | 25 |  | Fixed | Roof
NJADRE1557832148 | Administratively Determined Incentive Program | Sayreville | 8872 | 8.61 | Residential | Behind the Meter | Yes | Trinity Solar, LLC | JCP&L |  | Accepted | 2024-09-27 | 2024-10-11 | 2025-10-11 | Solar Panels | HANWHA | HANWHA 410 (Q.PEAK DUO BLK ML-G10+ 410) |  | 0.41 | 2 | 273 | 34 |  | Fixed | Roof
NJADRE1557832148 | Administratively Determined Incentive Program | Sayreville | 8872 | 8.61 | Residential | Behind the Meter | Yes | Trinity Solar, LLC | JCP&L |  | Accepted | 2024-09-27 | 2024-10-11 | 2025-10-11 | Solar Panels | HANWHA | HANWHA 410 (Q.PEAK DUO BLK ML-G10+ 410) |  | 0.41 | 19 | 93 | 34 |  | Fixed | Roof
NJADRE1557832148 | Administratively Determined Incentive Program | Sayreville | 8872 | 8.61 | Residential | Behind the Meter | Yes | Trinity Solar, LLC | JCP&L |  | Accepted | 2024-09-27 | 2024-10-11 | 2025-10-11 | Inverters | Tesla (PV Only) | 1538000-45-X | 7600 |  | 1 |  |  | 0.97 |  | Outside
NJADRE1557832156 | Administratively Determined Incentive Program | Phillipsburg | 8865 | 17.22 | Residential | Behind the Meter | Yes | Sunrun Installation Services, Inc. | JCP&L |  | Accepted | 2024-09-27 | 2024-10-10 | 2025-10-10 | Solar Panels | Hanwha Q-Cells | Q.PEAK DUO BLK ML-G10+ 410 |  | 0.41 | 12 | 320 | 33 |  | Fixed | Roof
NJADRE1557832156 | Administratively Determined Incentive Program | Phillipsburg | 8865 | 17.22 | Residential | Behind the Meter | Yes | Sunrun Installation Services, Inc. | JCP&L |  | Accepted | 2024-09-27 | 2024-10-10 | 2025-10-10 | Solar Panels | Hanwha Q-Cells | Q.PEAK DUO BLK ML-G10+ 410 |  | 0.41 | 2 | 320 | 35 |  | Fixed | Roof
NJADRE1557832156 | Administratively Determined Incentive Program | Phillipsburg | 8865 | 17.22 | Residential | Behind the Meter | Yes | Sunrun Installation Services, Inc. | JCP&L |  | Accepted | 2024-09-27 | 2024-10-10 | 2025-10-10 | Solar Panels | Hanwha Q-Cells | Q.PEAK DUO BLK ML-G10+ 410 |  | 0.41 | 14 | 139 | 34 |  | Fixed | Roof
NJADRE1557832156 | Administratively Determined Incentive Program | Phillipsburg | 8865 | 17.22 | Residential | Behind the Meter | Yes | Sunrun Installation Services, Inc. | JCP&L |  | Accepted | 2024-09-27 | 2024-10-10 | 2025-10-10 | Electric Storage Battery | TESLA | POWERWALL 3 |  |  | 2 |  |  |  | Lithium Ion |  | Outside
NJADRE1557832156 | Administratively Determined Incentive Program | Phillipsburg | 8865 | 17.22 | Residential | Behind the Meter | Yes | Sunrun Installation Services, Inc. | JCP&L |  | Accepted | 2024-09-27 | 2024-10-10 | 2025-10-10 | Inverters | TESLA | Powerwall 3 1707000-xx-y | 23000 |  | 2 |  |  | 0.97 |  | Outdoor | Next to meter
NJADRE1557832156 | Administratively Determined Incentive Program | Phillipsburg | 8865 | 17.22 | Residential | Behind the Meter | Yes | Sunrun Installation Services, Inc. | JCP&L |  | Accepted | 2024-09-27 | 2024-10-10 | 2025-10-10 | Solar Panels | Hanwha Q-Cells | Q.PEAK DUO BLK ML-G10+ 410 |  | 0.41 | 10 | 229 | 34 |  | Fixed | Roof
NJADRE1557832156 | Administratively Determined Incentive Program | Phillipsburg | 8865 | 17.22 | Residential | Behind the Meter | Yes | Sunrun Installation Services, Inc. | JCP&L |  | Accepted | 2024-09-27 | 2024-10-10 | 2025-10-10 | Solar Panels | Hanwha Q-Cells | Q.PEAK DUO BLK ML-G10+ 410 |  | 0.41 | 4 | 50 | 34 |  | Fixed | Roof
NJADRE1557832175 | Administratively Determined Incentive Program | West Caldwell | 7006 | 2.87 | Residential | Behind the Meter | Yes | Pro Custom Solar dba Momentum Solar | PSE&G |  | Accepted | 2024-09-27 | 2024-10-10 | 2025-10-10 | Solar Panels | Hanwha | Q.PEAK DUO BLK ML-G10+410 |  | 0.41 | 7 | 316 | 5 |  | Fixed | Roof
NJADRE1557832175 | Administratively Determined Incentive Program | West Caldwell | 7006 | 2.87 | Residential | Behind the Meter | Yes | Pro Custom Solar dba Momentum Solar | PSE&G |  | Accepted | 2024-09-27 | 2024-10-10 | 2025-10-10 | Inverters | Enphase | IQ8MC-72-M-US | 320 |  | 7 |  |  | 0.97 |  | Outdoor
NJADRE1557832183 | Administratively Determined Incentive Program | Camden | 8105 | 5.74 | Residential | Behind the Meter | Yes | EMT Renewables, LLC | PSE&G |  | Accepted | 2024-09-27 | 2024-10-10 | 2025-10-10 | Solar Panels | TRINA | TSM-NE09RC.05 |  | 0.41 | 14 | 312 | 1 |  | Fixed | Roof
NJADRE1557832183 | Administratively Determined Incentive Program | Camden | 8105 | 5.74 | Residential | Behind the Meter | Yes | EMT Renewables, LLC | PSE&G |  | Accepted | 2024-09-27 | 2024-10-10 | 2025-10-10 | Inverters | ENPHASE | IQ8+ | 290 |  | 14 |  |  | 0.98 |  | Other | UNDER EACH PANEL
NJADRE1557832201 | Administratively Determined Incentive Program | Medford | 8055 | 11.05 | Residential | Behind the Meter | Yes | Power Energy Solutions, LLC | PSE&G |  | Accepted | 2024-09-27 | 2024-10-10 | 2025-10-10 | Solar Panels | Trina Solar | TSM-425NE09RC.05 |  | 0.425 | 7 | 139 | 23 |  | Fixed | Roof
NJADRE1557832201 | Administratively Determined Incentive Program | Medford | 8055 | 11.05 | Residential | Behind the Meter | Yes | Power Energy Solutions, LLC | PSE&G |  | Accepted | 2024-09-27 | 2024-10-10 | 2025-10-10 | Inverters | SolarEdge | SE7600H-US | 8 |  | 1 |  |  | 0.97 |  | Outdoor
NJADRE1557832201 | Administratively Determined Incentive Program | Medford | 8055 | 11.05 | Residential | Behind the Meter | Yes | Power Energy Solutions, LLC | PSE&G |  | Accepted | 2024-09-27 | 2024-10-10 | 2025-10-10 | Solar Panels | Trina Solar | TSM-425NE09RC.05 |  | 0.425 | 19 | 229 | 23 |  | Fixed | Roof
NJADRE1557832257 | Administratively Determined Incentive Program | East Orange | 7018 | 3.6 | Residential | Behind the Meter | Yes | Pro Custom Solar dba Momentum Solar | PSE&G |  | Accepted | 2024-09-30 | 2024-10-10 | 2025-10-10 | Solar Panels | Hanwha | Q.PEAK DUO BLK ML-G10+400 |  | 0.4 | 3 | 204 | 35 |  | Fixed | Roof
NJADRE1557832257 | Administratively Determined Incentive Program | East Orange | 7018 | 3.6 | Residential | Behind the Meter | Yes | Pro Custom Solar dba Momentum Solar | PSE&G |  | Accepted | 2024-09-30 | 2024-10-10 | 2025-10-10 | Solar Panels | Hanwha | Q.PEAK DUO BLK ML-G10+400 |  | 0.4 | 6 | 204 | 56 |  | Fixed | Roof
NJADRE1557832257 | Administratively Determined Incentive Program | East Orange | 7018 | 3.6 | Residential | Behind the Meter | Yes | Pro Custom Solar dba Momentum Solar | PSE&G |  | Accepted | 2024-09-30 | 2024-10-10 | 2025-10-10 | Inverters | Enphase | IQ8MC-72-M-US | 320 |  | 9 |  |  | 0.97 |  | Outdoor
NJADRE1557832472 | Administratively Determined Incentive Program | Hammonton | 8037 | 11.05 | Residential | Behind the Meter | No | Velocity Energy & Home Solutions, Inc. | AC Electric |  | Accepted | 2024-09-30 | 2024-10-10 | 2025-10-10 | Inverters | ENPHASE | IQ8PLUS | 290 |  | 26 |  |  | 0.99 |  | Other | BEHIND PANELS
NJADRE1557832472 | Administratively Determined Incentive Program | Hammonton | 8037 | 11.05 | Residential | Behind the Meter | No | Velocity Energy & Home Solutions, Inc. | AC Electric |  | Accepted | 2024-09-30 | 2024-10-10 | 2025-10-10 | Solar Panels | trina | 425Wt |  | 0.425 | 12 | 120 | 31 |  | Fixed | Roof
NJADRE1557832472 | Administratively Determined Incentive Program | Hammonton | 8037 | 11.05 | Residential | Behind the Meter | No | Velocity Energy & Home Solutions, Inc. | AC Electric |  | Accepted | 2024-09-30 | 2024-10-10 | 2025-10-10 | Solar Panels | TRINA | 425W |  | 0.425 | 14 | 211 | 29 |  | Fixed | Roof
NJADRE1557832501 | Administratively Determined Incentive Program | MILLVILLE | 8332 | 17.22 | Residential | Behind the Meter | Yes | EMT Renewables, LLC | AC Electric |  | Accepted | 2024-09-27 | 2024-10-10 | 2025-10-10 | Solar Panels | TRINA | TSM-NE09RC.05 |  | 0.41 | 42 | 222 | 17 |  | Fixed | Roof
NJADRE1557832501 | Administratively Determined Incentive Program | MILLVILLE | 8332 | 17.22 | Residential | Behind the Meter | Yes | EMT Renewables, LLC | AC Electric |  | Accepted | 2024-09-27 | 2024-10-10 | 2025-10-10 | Inverters | ENPHASE | IQ8+ | 290 |  | 42 |  |  | 0.98 |  | Other | UNDER EACH PANEL
NJADRE1557832533 | Administratively Determined Incentive Program | Vineland | 8360 | 9.03 | Residential | Behind the Meter | Yes | Freedom Forever New Jersey, LLC | Vineland Muni Electric |  | Accepted | 2024-09-27 | 2024-10-10 | 2025-10-10 | Inverters | Solar Edge | SE7600H-USRGM [SI1 | 7600 |  | 1 |  |  | 0.99 |  | Outside
NJADRE1557832533 | Administratively Determined Incentive Program | Vineland | 8360 | 9.03 | Residential | Behind the Meter | Yes | Freedom Forever New Jersey, LLC | Vineland Muni Electric |  | Accepted | 2024-09-27 | 2024-10-10 | 2025-10-10 | Solar Panels | Silfab | SIL-430QD |  | 0.43 | 10 | 238 | 15 |  | Fixed | Roof
NJADRE1557832533 | Administratively Determined Incentive Program | Vineland | 8360 | 9.03 | Residential | Behind the Meter | Yes | Freedom Forever New Jersey, LLC | Vineland Muni Electric |  | Accepted | 2024-09-27 | 2024-10-10 | 2025-10-10 | Solar Panels | Silfab | SIL-430QD |  | 0.43 | 5 | 330 | 13 |  | Fixed | Roof
NJADRE1557832533 | Administratively Determined Incentive Program | Vineland | 8360 | 9.03 | Residential | Behind the Meter | Yes | Freedom Forever New Jersey, LLC | Vineland Muni Electric |  | Accepted | 2024-09-27 | 2024-10-10 | 2025-10-10 | Solar Panels | Silfab | SIL-430QD |  | 0.43 | 6 | 150 | 13 |  | Fixed | Roof
NJADRE1557832744 | Administratively Determined Incentive Program | MONTGOMERY TWP | 8558 | 16.2 | Residential | Behind the Meter | No | Eznergy NJ, LLC | PSE&G |  | Accepted | 2024-09-27 | 2024-10-10 | 2025-10-10 | Inverters | Enphase | IQ8Plus-72-2-US | 240 |  | 40 |  |  | 0.98 |  | Outdoor
NJADRE1557832744 | Administratively Determined Incentive Program | MONTGOMERY TWP | 8558 | 16.2 | Residential | Behind the Meter | No | Eznergy NJ, LLC | PSE&G |  | Accepted | 2024-09-27 | 2024-10-10 | 2025-10-10 | Meters | Enphase | Enphase | 8 |  | 1 |  |  |  | Yes | Outdoor
NJADRE1557832744 | Administratively Determined Incentive Program | MONTGOMERY TWP | 8558 | 16.2 | Residential | Behind the Meter | No | Eznergy NJ, LLC | PSE&G |  | Accepted | 2024-09-27 | 2024-10-10 | 2025-10-10 | Solar Panels | Trina | TSM-NEG9R.28 |  | 0.405 | 40 | 180 | 20 |  | Fixed | Ground
NJADRE1557835170 | Administratively Determined Incentive Program | Plainfield | 7062 | 154.78 | Commercial | Behind the Meter | No | Voltaic Solaire, LLC | PSE&G |  | Accepted | 2024-09-28 | 2024-10-10 | 2026-04-10 | Inverters | SE17300H-US | Solaredge | 121100 |  | 7 |  |  | 0.98 |  | Outside
NJADRE1557835170 | Administratively Determined Incentive Program | Plainfield | 7062 | 154.78 | Commercial | Behind the Meter | No | Voltaic Solaire, LLC | PSE&G |  | Accepted | 2024-09-28 | 2024-10-10 | 2026-04-10 | Solar Panels | CW Energy | CWT545 |  | 0.545 | 284 | 138 | 5 |  | Fixed | Roof
NJADRE1557837528 | Administratively Determined Incentive Program | Clementon | 8021 | 9.78 | Residential | Behind the Meter | Yes | Power Energy Solutions, LLC | AC Electric |  | Accepted | 2024-09-30 | 2024-10-10 | 2025-10-10 | Inverters | SolarEdge | SE7600H-US | 8 |  | 1 |  |  | 0.97 |  | Outdoor
NJADRE1557837528 | Administratively Determined Incentive Program | Clementon | 8021 | 9.78 | Residential | Behind the Meter | Yes | Power Energy Solutions, LLC | AC Electric |  | Accepted | 2024-09-30 | 2024-10-10 | 2025-10-10 | Solar Panels | Trina Solar | TSM-425NE09RC.05 |  | 0.425 | 5 | 8 | 23 |  | Fixed | Roof
NJADRE1557837528 | Administratively Determined Incentive Program | Clementon | 8021 | 9.78 | Residential | Behind the Meter | Yes | Power Energy Solutions, LLC | AC Electric |  | Accepted | 2024-09-30 | 2024-10-10 | 2025-10-10 | Solar Panels | Trina Solar | TSM-425NE09RC.05 |  | 0.425 | 18 | 188 | 23 |  | Fixed | Roof
NJADRE1557837535 | Administratively Determined Incentive Program | Perth Amboy | 8861 | 3.28 | Residential | Behind the Meter | Yes | Sunrun Installation Services, Inc. | PSE&G |  | Accepted | 2024-09-30 | 2024-10-10 | 2025-10-10 | Solar Panels | Hanwha Q Cells | Q.PEAK DUO BLK ML-G10+ 410 |  | 0.41 | 6 | 111 | 36 |  | Fixed | Roof
NJADRE1557837535 | Administratively Determined Incentive Program | Perth Amboy | 8861 | 3.28 | Residential | Behind the Meter | Yes | Sunrun Installation Services, Inc. | PSE&G |  | Accepted | 2024-09-30 | 2024-10-10 | 2025-10-10 | Solar Panels | Hanwha Q Cells | Q.PEAK DUO BLK ML-G10+ 410 |  | 0.41 | 2 | 291 | 35 |  | Fixed | Roof
NJADRE1557837535 | Administratively Determined Incentive Program | Perth Amboy | 8861 | 3.28 | Residential | Behind the Meter | Yes | Sunrun Installation Services, Inc. | PSE&G |  | Accepted | 2024-09-30 | 2024-10-10 | 2025-10-10 | Inverters | SolarEdge Technologies | SE3800H-USMN | 3800 |  | 1 |  |  | 0.99 |  | Outdoor
NJADRE1557837538 | Administratively Determined Incentive Program | Lakewood | 8701 | 4.51 | Residential | Behind the Meter | Yes | Sunrun Installation Services, Inc. | JCP&L |  | Accepted | 2024-09-30 | 2024-10-10 | 2025-10-10 | Inverters | SolarEdge Technologies | SE3800H-USMN | 3800 |  | 1 |  |  | 0.99 |  | Outdoor | Next to meter
NJADRE1557837538 | Administratively Determined Incentive Program | Lakewood | 8701 | 4.51 | Residential | Behind the Meter | Yes | Sunrun Installation Services, Inc. | JCP&L |  | Accepted | 2024-09-30 | 2024-10-10 | 2025-10-10 | Solar Panels | Hanwha Q-Cells | Q.PEAK DUO BLK ML-G10+ 410 |  | 0.41 | 8 | 276 | 17 |  | Fixed | Roof
NJADRE1557837538 | Administratively Determined Incentive Program | Lakewood | 8701 | 4.51 | Residential | Behind the Meter | Yes | Sunrun Installation Services, Inc. | JCP&L |  | Accepted | 2024-09-30 | 2024-10-10 | 2025-10-10 | Solar Panels | Hanwha Q-Cells | Q.PEAK DUO BLK ML-G10+ 410 |  | 0.41 | 3 | 96 | 17 |  | Fixed | Roof
NJADRE1557837569 | Administratively Determined Incentive Program | PISCATAWAY | 8854 | 3.69 | Residential | Behind the Meter | Yes | Sunrun Installation Services, Inc. | PSE&G |  | Accepted | 2024-09-30 | 2024-10-10 | 2025-10-10 | Electric Storage Battery | TESLA | POWERWALL 3 |  |  | 1 |  |  |  | Lithium Ion |  | Outside
NJADRE1557837569 | Administratively Determined Incentive Program | PISCATAWAY | 8854 | 3.69 | Residential | Behind the Meter | Yes | Sunrun Installation Services, Inc. | PSE&G |  | Accepted | 2024-09-30 | 2024-10-10 | 2025-10-10 | Inverters | Tesla | Powerwall 3 1707000-xx-y | 11500 |  | 1 |  |  | 0.97 |  | Outdoor | Next to meter
NJADRE1557837569 | Administratively Determined Incentive Program | PISCATAWAY | 8854 | 3.69 | Residential | Behind the Meter | Yes | Sunrun Installation Services, Inc. | PSE&G |  | Accepted | 2024-09-30 | 2024-10-10 | 2025-10-10 | Solar Panels | Hanwha Q-Cells | Q.PEAK DUO BLK ML-G10+ 410 |  | 0.41 | 9 | 165 | 40 |  | Fixed | Roof
NJADRE1557837615 | Administratively Determined Incentive Program | EAST WINDSOR | 8520 | 8.61 | Residential | Behind the Meter | Yes | Whitman Construction, LLC | JCP&L |  | Accepted | 2024-09-30 | 2024-10-10 | 2025-10-10 | Inverters | Enphase | IQ8PLUS-72-2-US | 290 |  | 21 |  |  | 0.975 |  | Outdoor
NJADRE1557837615 | Administratively Determined Incentive Program | EAST WINDSOR | 8520 | 8.61 | Residential | Behind the Meter | Yes | Whitman Construction, LLC | JCP&L |  | Accepted | 2024-09-30 | 2024-10-10 | 2025-10-10 | Solar Panels | TRINA SOLAR | TSM-410NE09RC.05 |  | 0.41 | 6 | 277 | 23 |  | Fixed | Roof
NJADRE1557837615 | Administratively Determined Incentive Program | EAST WINDSOR | 8520 | 8.61 | Residential | Behind the Meter | Yes | Whitman Construction, LLC | JCP&L |  | Accepted | 2024-09-30 | 2024-10-10 | 2025-10-10 | Solar Panels | TRINA SOLAR | TSM-410NE09RC.05 |  | 0.41 | 15 | 97 | 23 |  | Fixed | Roof
NJADRE1557837636 | Administratively Determined Incentive Program | Bayville | 8721 | 3.28 | Residential | Behind the Meter | Yes | Sunrun Installation Services, Inc. | JCP&L |  | Accepted | 2024-09-30 | 2024-10-10 | 2025-10-10 | Solar Panels | Hanwha Q Cells | Q.PEAK DUO BLK ML-G10+ 410 |  | 0.41 | 8 | 200 | 30 |  | Fixed | Roof
NJADRE1557837636 | Administratively Determined Incentive Program | Bayville | 8721 | 3.28 | Residential | Behind the Meter | Yes | Sunrun Installation Services, Inc. | JCP&L |  | Accepted | 2024-09-30 | 2024-10-10 | 2025-10-10 | Inverters | SolarEdge Technologies | SE3800H-USMN | 3800 |  | 1 |  |  | 0.99 |  | Outdoor
NJADRE1557837702 | Administratively Determined Incentive Program | EAST BRUNSWICK | 8816 | 10.25 | Residential | Behind the Meter | Yes | Sunrun Installation Services, Inc. | PSE&G |  | Accepted | 2024-09-30 | 2024-10-10 | 2025-10-10 | Solar Panels | HANWHA Q-CELLS | Q.PEAK DUO BLK ML-G10+ 410 |  | 0.41 | 21 | 18 | 20 |  | Fixed | Roof
NJADRE1557837702 | Administratively Determined Incentive Program | EAST BRUNSWICK | 8816 | 10.25 | Residential | Behind the Meter | Yes | Sunrun Installation Services, Inc. | PSE&G |  | Accepted | 2024-09-30 | 2024-10-10 | 2025-10-10 | Inverters | SOLAREDGE TECHNOLOGIES | SE7600H-USMN | 7600 |  | 1 |  |  | 0.99 |  | Outdoor
NJADRE1557837702 | Administratively Determined Incentive Program | EAST BRUNSWICK | 8816 | 10.25 | Residential | Behind the Meter | Yes | Sunrun Installation Services, Inc. | PSE&G |  | Accepted | 2024-09-30 | 2024-10-10 | 2025-10-10 | Solar Panels | HANWHA Q-CELLS | Q.PEAK DUO BLK ML-G10+ 410 |  | 0.41 | 4 | 288 | 16 |  | Fixed | Roof
NJADRE1557837719 | Administratively Determined Incentive Program | Irvington | 7111 | 3.28 | Residential | Behind the Meter | Yes | Pro Custom Solar dba Momentum Solar | PSE&G |  | Accepted | 2024-09-30 | 2024-10-11 | 2025-10-11 | Inverters | ENPHASE | iq8mc-208-72-m-us | 310 |  | 8 |  |  | 0.97 |  | Outdoor
NJADRE1557837719 | Administratively Determined Incentive Program | Irvington | 7111 | 3.28 | Residential | Behind the Meter | Yes | Pro Custom Solar dba Momentum Solar | PSE&G |  | Accepted | 2024-09-30 | 2024-10-11 | 2025-10-11 | Solar Panels | hanwha | q.peak duo blk ml-g10+410 |  | 0.41 | 6 | 208 | 22 |  | Double Axis | Roof
NJADRE1557837719 | Administratively Determined Incentive Program | Irvington | 7111 | 3.28 | Residential | Behind the Meter | Yes | Pro Custom Solar dba Momentum Solar | PSE&G |  | Accepted | 2024-09-30 | 2024-10-11 | 2025-10-11 | Solar Panels | hanwha | q.peak duo blk ml-g10+410 |  | 0.41 | 2 | 118 | 22 |  | Fixed | Roof
NJADRE1557837749 | Administratively Determined Incentive Program | BRIDGETON | 8302 | 10.92 | Residential | Behind the Meter | No | Sunwise Energy, LLC | AC Electric |  | Accepted | 2024-09-30 | 2024-10-16 | 2025-10-16 | Solar Panels | REC ALPHA | REC420AA |  | 0.42 | 10 | 187 | 16 |  | Fixed | Roof
NJADRE1557837749 | Administratively Determined Incentive Program | BRIDGETON | 8302 | 10.92 | Residential | Behind the Meter | No | Sunwise Energy, LLC | AC Electric |  | Accepted | 2024-09-30 | 2024-10-16 | 2025-10-16 | Inverters | ENPHASE ENERGY | IQ8H-72-M-DOM-US | 380 |  | 26 |  |  | 0.976 |  | Outside
NJADRE1557837749 | Administratively Determined Incentive Program | BRIDGETON | 8302 | 10.92 | Residential | Behind the Meter | No | Sunwise Energy, LLC | AC Electric |  | Accepted | 2024-09-30 | 2024-10-16 | 2025-10-16 | Solar Panels | REC ALPHA | REC420AA |  | 0.42 | 16 | 279 | 5 |  | Fixed | Roof
NJADRE1557837926 | Administratively Determined Incentive Program | Parsippany | 7054 | 5.2 | Residential | Behind the Meter | Yes | Sunrun Installation Services, Inc. | JCP&L |  | Accepted | 2024-09-30 | 2024-10-11 | 2025-10-11 | Inverters | SolarEdge Technologies | SE3800H-USMN | 3800 |  | 1 |  |  | 0.99 |  | Outdoor | Next to meter
NJADRE1557837926 | Administratively Determined Incentive Program | Parsippany | 7054 | 5.2 | Residential | Behind the Meter | Yes | Sunrun Installation Services, Inc. | JCP&L |  | Accepted | 2024-09-30 | 2024-10-11 | 2025-10-11 | Solar Panels | Hanwha Q-Cells | Q.PEAK DUO BLK ML-G10+/T 400 |  | 0.4 | 4 | 83 | 16 |  | Fixed | Roof
NJADRE1557837926 | Administratively Determined Incentive Program | Parsippany | 7054 | 5.2 | Residential | Behind the Meter | Yes | Sunrun Installation Services, Inc. | JCP&L |  | Accepted | 2024-09-30 | 2024-10-11 | 2025-10-11 | Solar Panels | Hanwha Q-Cells | Q.PEAK DUO BLK ML-G10+/T 400 |  | 0.4 | 9 | 262 | 16 |  | Fixed | Roof
NJADRE1557837956 | Administratively Determined Incentive Program | Manville | 8835 | 11.07 | Residential | Behind the Meter | Yes | Pro Custom Solar dba Momentum Solar | PSE&G |  | Accepted | 2024-09-30 | 2024-10-11 | 2025-10-11 | Inverters | Enphase | IQ8MC-72-M-US | 320 |  | 27 |  |  | 0.97 |  | Outdoor
NJADRE1557837956 | Administratively Determined Incentive Program | Manville | 8835 | 11.07 | Residential | Behind the Meter | Yes | Pro Custom Solar dba Momentum Solar | PSE&G |  | Accepted | 2024-09-30 | 2024-10-11 | 2025-10-11 | Solar Panels | Hanwha | Q.PEAK DUO BLK ML-G10+410 |  | 0.41 | 5 | 87 | 37 |  | Fixed | Roof
NJADRE1557837956 | Administratively Determined Incentive Program | Manville | 8835 | 11.07 | Residential | Behind the Meter | Yes | Pro Custom Solar dba Momentum Solar | PSE&G |  | Accepted | 2024-09-30 | 2024-10-11 | 2025-10-11 | Solar Panels | Hanwha | Q.PEAK DUO BLK ML-G10+410 |  | 0.41 | 5 | 267 | 37 |  | Fixed | Roof
NJADRE1557837956 | Administratively Determined Incentive Program | Manville | 8835 | 11.07 | Residential | Behind the Meter | Yes | Pro Custom Solar dba Momentum Solar | PSE&G |  | Accepted | 2024-09-30 | 2024-10-11 | 2025-10-11 | Solar Panels | Hanwha | Q.PEAK DUO BLK ML-G10+410 |  | 0.41 | 8 | 268 | 39 |  | Fixed | Roof
NJADRE1557837956 | Administratively Determined Incentive Program | Manville | 8835 | 11.07 | Residential | Behind the Meter | Yes | Pro Custom Solar dba Momentum Solar | PSE&G |  | Accepted | 2024-09-30 | 2024-10-11 | 2025-10-11 | Solar Panels | Hanwha | Q.PEAK DUO BLK ML-G10+410 |  | 0.41 | 9 | 88 | 10 |  | Fixed | Roof
NJADRE1557837975 | Administratively Determined Incentive Program | MONMOUTH JUNCTION | 8852 | 6.15 | Residential | Behind the Meter | Yes | Sunrun Installation Services, Inc. | PSE&G |  | Accepted | 2024-09-30 | 2024-10-11 | 2025-10-11 | Solar Panels | HANWHA Q-CELLS | Q.PEAK DUO BLK ML-G10+ 410 |  | 0.41 | 5 | 258 | 27 |  | Fixed | Roof
NJADRE1557837975 | Administratively Determined Incentive Program | MONMOUTH JUNCTION | 8852 | 6.15 | Residential | Behind the Meter | Yes | Sunrun Installation Services, Inc. | PSE&G |  | Accepted | 2024-09-30 | 2024-10-11 | 2025-10-11 | Solar Panels | HANWHA Q-CELLS | Q.PEAK DUO BLK ML-G10+ 410 |  | 0.41 | 10 | 77 | 25 |  | Fixed | Roof
NJADRE1557837975 | Administratively Determined Incentive Program | MONMOUTH JUNCTION | 8852 | 6.15 | Residential | Behind the Meter | Yes | Sunrun Installation Services, Inc. | PSE&G |  | Accepted | 2024-09-30 | 2024-10-11 | 2025-10-11 | Electric Storage Battery | TESLA | POWERWALL 3 1707000-XX-Y |  |  | 1 |  |  |  | Lithium Ion |  | OUTSIDE
NJADRE1557837975 | Administratively Determined Incentive Program | MONMOUTH JUNCTION | 8852 | 6.15 | Residential | Behind the Meter | Yes | Sunrun Installation Services, Inc. | PSE&G |  | Accepted | 2024-09-30 | 2024-10-11 | 2025-10-11 | Inverters | TESLA | POWERWALL 3 1707000-XX-Y | 11500 |  | 1 |  |  | 0.97 |  | Outdoor
NJADRE1557837978 | Administratively Determined Incentive Program | STRATFORD | 8084 | 8.72 | Residential | Behind the Meter | Yes | SunnyMac, LLC | AC Electric |  | Accepted | 2024-09-30 | 2024-10-11 | 2025-10-11 | Solar Panels | HANWHA | Q.PEAK DUO BLK ML-G10+ 415W |  | 0.415 | 6 | 51 | 34 |  | Fixed | Roof
NJADRE1557837978 | Administratively Determined Incentive Program | STRATFORD | 8084 | 8.72 | Residential | Behind the Meter | Yes | SunnyMac, LLC | AC Electric |  | Accepted | 2024-09-30 | 2024-10-11 | 2025-10-11 | Solar Panels | HANWHA | Q.PEAK DUO BLK ML-G10+ 415W |  | 0.415 | 13 | 231 | 34 |  | Fixed | Roof
NJADRE1557837978 | Administratively Determined Incentive Program | STRATFORD | 8084 | 8.72 | Residential | Behind the Meter | Yes | SunnyMac, LLC | AC Electric |  | Accepted | 2024-09-30 | 2024-10-11 | 2025-10-11 | Solar Panels | HANWHA | Q.PEAK DUO BLK ML-G10+ 415W |  | 0.415 | 2 | 141 | 34 |  | Fixed | Roof
NJADRE1557837978 | Administratively Determined Incentive Program | STRATFORD | 8084 | 8.72 | Residential | Behind the Meter | Yes | SunnyMac, LLC | AC Electric |  | Accepted | 2024-09-30 | 2024-10-11 | 2025-10-11 | Inverters | SOLAREDGE HOME HUB | SE7600H-US | 7600 |  | 1 |  |  | 0.99 |  | Outdoor | next to meter
NJADRE1557838007 | Administratively Determined Incentive Program | BRIDGETON | 8302 | 4.57 | Residential | Behind the Meter | Yes | SunnyMac, LLC | AC Electric |  | Accepted | 2024-09-30 | 2024-10-11 | 2025-10-11 | Inverters | SOLAREDGE HOME HUB | SE3800H-US | 3800 |  | 1 |  |  | 0.99 |  | Outdoor | next to meter
NJADRE1557838007 | Administratively Determined Incentive Program | BRIDGETON | 8302 | 4.57 | Residential | Behind the Meter | Yes | SunnyMac, LLC | AC Electric |  | Accepted | 2024-09-30 | 2024-10-11 | 2025-10-11 | Solar Panels | HANWHA | Q.PEAK DUO BLK ML-G10+ 415W |  | 0.415 | 11 | 30 | 7 |  | Fixed | Roof
NJADRE1557838021 | Administratively Determined Incentive Program | EAST ORANGE | 7017 | 5.74 | Residential | Behind the Meter | Yes | Pro Custom Solar dba Momentum Solar | PSE&G |  | Accepted | 2024-09-30 | 2024-10-14 | 2025-10-14 | Inverters | Enphase | IQ8MC-72-M-US | 320 |  | 14 |  |  | 0.97 |  | Outdoor
NJADRE1557838021 | Administratively Determined Incentive Program | EAST ORANGE | 7017 | 5.74 | Residential | Behind the Meter | Yes | Pro Custom Solar dba Momentum Solar | PSE&G |  | Accepted | 2024-09-30 | 2024-10-14 | 2025-10-14 | Solar Panels | Hanwha | Q.PEAK DUO BLK ML-G10+410 |  | 0.41 | 8 | 201 | 8 |  | Fixed | Roof
NJADRE1557838021 | Administratively Determined Incentive Program | EAST ORANGE | 7017 | 5.74 | Residential | Behind the Meter | Yes | Pro Custom Solar dba Momentum Solar | PSE&G |  | Accepted | 2024-09-30 | 2024-10-14 | 2025-10-14 | Solar Panels | Hanwha | Q.PEAK DUO BLK ML-G10+410 |  | 0.41 | 6 | 111 | 45 |  | Fixed | Roof
NJADRE1557838060 | Administratively Determined Incentive Program | PLEASANTVILLE | 8232 | 4.51 | Residential | Behind the Meter | Yes | EMT Renewables, LLC | AC Electric |  | Accepted | 2024-09-30 | 2024-10-11 | 2025-10-11 | Inverters | ENPHASE | IQ8+ | 290 |  | 11 |  |  | 0.98 |  | Other | UNDER EACH PANEL
NJADRE1557838060 | Administratively Determined Incentive Program | PLEASANTVILLE | 8232 | 4.51 | Residential | Behind the Meter | Yes | EMT Renewables, LLC | AC Electric |  | Accepted | 2024-09-30 | 2024-10-11 | 2025-10-11 | Solar Panels | TRINA | TSM-NE09RC.05 |  | 0.41 | 11 | 115 | 40 |  | Fixed | Roof
NJADRE1557838847 | Administratively Determined Incentive Program | Port Norris | 8349 | 5.74 | Residential | Behind the Meter | Yes | Freedom Forever New Jersey, LLC | AC Electric |  | Accepted | 2024-09-30 | 2024-10-11 | 2025-10-11 | Solar Panels | Hanwha | Q.PEAK DUO BLK ML-G10+ 410 |  | 0.41 | 6 | 10 | 12 |  | Fixed | Roof
NJADRE1557838847 | Administratively Determined Incentive Program | Port Norris | 8349 | 5.74 | Residential | Behind the Meter | Yes | Freedom Forever New Jersey, LLC | AC Electric |  | Accepted | 2024-09-30 | 2024-10-11 | 2025-10-11 | Solar Panels | Hanwha | Q.PEAK DUO BLK ML-G10+ 410 |  | 0.41 | 4 | 190 | 38 |  | Fixed | Roof
NJADRE1557838847 | Administratively Determined Incentive Program | Port Norris | 8349 | 5.74 | Residential | Behind the Meter | Yes | Freedom Forever New Jersey, LLC | AC Electric |  | Accepted | 2024-09-30 | 2024-10-11 | 2025-10-11 | Solar Panels | Hanwha | Q.PEAK DUO BLK ML-G10+ 410 |  | 0.41 | 4 | 10 | 38 |  | Fixed | Roof
NJADRE1557838847 | Administratively Determined Incentive Program | Port Norris | 8349 | 5.74 | Residential | Behind the Meter | Yes | Freedom Forever New Jersey, LLC | AC Electric |  | Accepted | 2024-09-30 | 2024-10-11 | 2025-10-11 | Inverters | Enphase | IQ8PLUS-72-2-US | 290 |  | 14 |  |  | 0.99 |  | Outside
NJADRE1557838945 | Administratively Determined Incentive Program | NEWFIELD | 8344 | 10.75 | Residential | Behind the Meter | Yes | Freedom Forever New Jersey, LLC | AC Electric |  | Accepted | 2024-09-30 | 2024-10-11 | 2025-10-11 | Inverters | Solar Edge | SE10000H-USRGM [SI1] | 10000 |  | 1 |  |  | 0.99 |  | Outside
NJADRE1557838945 | Administratively Determined Incentive Program | NEWFIELD | 8344 | 10.75 | Residential | Behind the Meter | Yes | Freedom Forever New Jersey, LLC | AC Electric |  | Accepted | 2024-09-30 | 2024-10-11 | 2025-10-11 | Solar Panels | Silfab | SIL-430QD |  | 0.43 | 11 | 23 | 30 |  | Fixed | Roof
NJADRE1557838945 | Administratively Determined Incentive Program | NEWFIELD | 8344 | 10.75 | Residential | Behind the Meter | Yes | Freedom Forever New Jersey, LLC | AC Electric |  | Accepted | 2024-09-30 | 2024-10-11 | 2025-10-11 | Solar Panels | Silfab | SIL-430QD |  | 0.43 | 14 | 203 | 30 |  | Fixed | Roof
NJADRE1557846635 | Administratively Determined Incentive Program | CARTERET | 7008 | 18.04 | Residential | Behind the Meter | Yes | Sunrun Installation Services, Inc. | PSE&G |  | Accepted | 2024-10-01 | 2024-10-11 | 2025-10-11 | Inverters | Growatt New Energy Technology Co Ltd. | MIN 6000TL-XH-US | 6000 |  | 1 |  |  | 0.99 |  | Outside
NJADRE1557846635 | Administratively Determined Incentive Program | CARTERET | 7008 | 18.04 | Residential | Behind the Meter | Yes | Sunrun Installation Services, Inc. | PSE&G |  | Accepted | 2024-10-01 | 2024-10-11 | 2025-10-11 | Solar Panels | Hanwha Q Cells | Q.PEAK DUO BLK ML-G10+ 410 |  | 0.41 | 11 | 182 | 21 |  | Fixed | Roof
NJADRE1557846635 | Administratively Determined Incentive Program | CARTERET | 7008 | 18.04 | Residential | Behind the Meter | Yes | Sunrun Installation Services, Inc. | PSE&G |  | Accepted | 2024-10-01 | 2024-10-11 | 2025-10-11 | Solar Panels | Hanwha Q Cells | Q.PEAK DUO BLK ML-G10+ 410 |  | 0.41 | 10 | 2 | 34 |  | Fixed | Roof
NJADRE1557846635 | Administratively Determined Incentive Program | CARTERET | 7008 | 18.04 | Residential | Behind the Meter | Yes | Sunrun Installation Services, Inc. | PSE&G |  | Accepted | 2024-10-01 | 2024-10-11 | 2025-10-11 | Solar Panels | Hanwha Q Cells | Q.PEAK DUO BLK ML-G10+ 410 |  | 0.41 | 12 | 182 | 34 |  | Fixed | Roof
NJADRE1557846635 | Administratively Determined Incentive Program | CARTERET | 7008 | 18.04 | Residential | Behind the Meter | Yes | Sunrun Installation Services, Inc. | PSE&G |  | Accepted | 2024-10-01 | 2024-10-11 | 2025-10-11 | Inverters | Growatt New Energy Technology Co Ltd. | MIN 7600TL-XH-US | 7600 |  | 1 |  |  | 0.99 |  | Outside
NJADRE1557846635 | Administratively Determined Incentive Program | CARTERET | 7008 | 18.04 | Residential | Behind the Meter | Yes | Sunrun Installation Services, Inc. | PSE&G |  | Accepted | 2024-10-01 | 2024-10-11 | 2025-10-11 | Solar Panels | Hanwha Q Cells | Q.PEAK DUO BLK ML-G10+ 410 |  | 0.41 | 11 | 2 | 21 |  | Fixed | Roof
NJADRE1557846637 | Administratively Determined Incentive Program | Browns Mills | 8015 | 3.69 | Residential | Behind the Meter | Yes | Sunrun Installation Services, Inc. | JCP&L |  | Accepted | 2024-10-01 | 2024-10-16 | 2025-10-16 | Inverters | SolarEdge Technologies | SE3800H-USMN | 3800 |  | 1 |  |  | 0.99 |  | Outside
NJADRE1557846637 | Administratively Determined Incentive Program | Browns Mills | 8015 | 3.69 | Residential | Behind the Meter | Yes | Sunrun Installation Services, Inc. | JCP&L |  | Accepted | 2024-10-01 | 2024-10-16 | 2025-10-16 | Solar Panels | Hanwha Q Cells | Q.PEAK DUO BLK ML-G10+ 410 |  | 0.41 | 3 | 193 | 18 |  | Fixed | Roof
NJADRE1557846637 | Administratively Determined Incentive Program | Browns Mills | 8015 | 3.69 | Residential | Behind the Meter | Yes | Sunrun Installation Services, Inc. | JCP&L |  | Accepted | 2024-10-01 | 2024-10-16 | 2025-10-16 | Solar Panels | Hanwha Q Cells | Q.PEAK DUO BLK ML-G10+ 410 |  | 0.41 | 6 | 12 | 18 |  | Fixed | Roof
NJADRE1557846680 | Administratively Determined Incentive Program | RANDOLPH | 7869 | 2.87 | Residential | Behind the Meter | No | Sunrun Installation Services, Inc. | JCP&L |  | Accepted | 2024-10-01 | 2024-10-11 | 2025-10-11 | Solar Panels | Hanwha Q Cells | Q.PEAK DUO BLK ML-G10+ 410 |  | 0.41 | 4 | 225 | 34 |  | Fixed | Roof
NJADRE1557846680 | Administratively Determined Incentive Program | RANDOLPH | 7869 | 2.87 | Residential | Behind the Meter | No | Sunrun Installation Services, Inc. | JCP&L |  | Accepted | 2024-10-01 | 2024-10-11 | 2025-10-11 | Inverters | Tesla | Powerwall 3 1707000-xx-y | 11500 |  | 1 |  |  | 0.97 |  | Indoor
NJADRE1557846680 | Administratively Determined Incentive Program | RANDOLPH | 7869 | 2.87 | Residential | Behind the Meter | No | Sunrun Installation Services, Inc. | JCP&L |  | Accepted | 2024-10-01 | 2024-10-11 | 2025-10-11 | Solar Panels | Hanwha Q Cells | Q.PEAK DUO BLK ML-G10+ 410 |  | 0.41 | 3 | 132 | 34 |  | Fixed | Roof
NJADRE1557846680 | Administratively Determined Incentive Program | RANDOLPH | 7869 | 2.87 | Residential | Behind the Meter | No | Sunrun Installation Services, Inc. | JCP&L |  | Accepted | 2024-10-01 | 2024-10-11 | 2025-10-11 | Electric Storage Battery | Tesla | Powerwall 3 1707000-xx-y |  |  | 1 |  |  |  | Lithium Ion |  | INSIDE
NJADRE1557846738 | Administratively Determined Incentive Program | TURNERSVILLE | 8012 | 7.79 | Residential | Behind the Meter | Yes | Trinity Solar, LLC | AC Electric |  | Accepted | 2024-10-01 | 2024-10-14 | 2025-10-14 | Solar Panels | HANWHA | (Q.PEAK DUO BLK ML-G10+ 410) |  | 0.41 | 12 | 254 | 22 |  | Fixed | Roof
NJADRE1557846738 | Administratively Determined Incentive Program | TURNERSVILLE | 8012 | 7.79 | Residential | Behind the Meter | Yes | Trinity Solar, LLC | AC Electric |  | Accepted | 2024-10-01 | 2024-10-14 | 2025-10-14 | Inverters | Solar Edge | SE6000H-US | 6000 |  | 1 |  |  | 0.97 |  | Outdoor
NJADRE1557846738 | Administratively Determined Incentive Program | TURNERSVILLE | 8012 | 7.79 | Residential | Behind the Meter | Yes | Trinity Solar, LLC | AC Electric |  | Accepted | 2024-10-01 | 2024-10-14 | 2025-10-14 | Solar Panels | HANWHA | (Q.PEAK DUO BLK ML-G10+ 410) |  | 0.41 | 4 | 74 | 17 |  | Fixed | Roof
NJADRE1557846738 | Administratively Determined Incentive Program | TURNERSVILLE | 8012 | 7.79 | Residential | Behind the Meter | Yes | Trinity Solar, LLC | AC Electric |  | Accepted | 2024-10-01 | 2024-10-14 | 2025-10-14 | Solar Panels | HANWHA | (Q.PEAK DUO BLK ML-G10+ 410) |  | 0.41 | 3 | 254 | 17 |  | Fixed | Roof
NJADRE1557847806 | Administratively Determined Incentive Program | LINDEN CITY | 7036 | 4.1 | Residential | Behind the Meter | Yes | Sunrun Installation Services, Inc. | PSE&G |  | Accepted | 2024-10-01 | 2024-10-28 | 2025-10-28 | Inverters | GROWATT NEW ENERGY TECHNOLOGY CO LTD | MIN 3800TL-XH-US | 3800 |  | 1 |  |  | 0.98 |  | Outside
NJADRE1557847806 | Administratively Determined Incentive Program | LINDEN CITY | 7036 | 4.1 | Residential | Behind the Meter | Yes | Sunrun Installation Services, Inc. | PSE&G |  | Accepted | 2024-10-01 | 2024-10-28 | 2025-10-28 | Solar Panels | Hanwha Q Cells | Q.PEAK DUO BLK ML-G10+ 410 |  | 0.41 | 10 | 224 | 21 |  | Fixed | Roof
NJADRE1557847840 | Administratively Determined Incentive Program | Millville | 8332 | 4.51 | Residential | Behind the Meter | Yes | Sunrun Installation Services, Inc. | AC Electric |  | Accepted | 2024-10-01 | 2024-10-14 | 2025-10-14 | Inverters | SolarEdge Technologies | SE3800H-USMN | 3800 |  | 1 |  |  | 0.99 |  | Outdoor
NJADRE1557847840 | Administratively Determined Incentive Program | Millville | 8332 | 4.51 | Residential | Behind the Meter | Yes | Sunrun Installation Services, Inc. | AC Electric |  | Accepted | 2024-10-01 | 2024-10-14 | 2025-10-14 | Solar Panels | Hanwha Q Cells | Q.PEAK DUO BLK ML-G10+ 410 |  | 0.41 | 3 | 12 | 27 |  | Fixed | Roof
NJADRE1557847840 | Administratively Determined Incentive Program | Millville | 8332 | 4.51 | Residential | Behind the Meter | Yes | Sunrun Installation Services, Inc. | AC Electric |  | Accepted | 2024-10-01 | 2024-10-14 | 2025-10-14 | Solar Panels | Hanwha Q Cells | Q.PEAK DUO BLK ML-G10+ 410 |  | 0.41 | 8 | 192 | 27 |  | Fixed | Roof
NJADRE1557847854 | Administratively Determined Incentive Program | West Orange | 7052 | 6.56 | Residential | Behind the Meter | Yes | Sunrun Installation Services, Inc. | PSE&G |  | Accepted | 2024-10-01 | 2024-10-14 | 2025-10-14 | Electric Storage Battery | TESLA | POWERWALL 3 |  |  | 1 |  |  |  | Lithium Ion |  | Outside
NJADRE1557847854 | Administratively Determined Incentive Program | West Orange | 7052 | 6.56 | Residential | Behind the Meter | Yes | Sunrun Installation Services, Inc. | PSE&G |  | Accepted | 2024-10-01 | 2024-10-14 | 2025-10-14 | Inverters | TESLA | Powerwall 3 1707000-xx-y | 11500 |  | 1 |  |  | 0.97 |  | Outdoor | Next to meter
NJADRE1557847854 | Administratively Determined Incentive Program | West Orange | 7052 | 6.56 | Residential | Behind the Meter | Yes | Sunrun Installation Services, Inc. | PSE&G |  | Accepted | 2024-10-01 | 2024-10-14 | 2025-10-14 | Solar Panels | Hanwha Q-Cells | Q.PEAK DUO BLK ML-G10+ 410 |  | 0.41 | 7 | 288 | 39 |  | Fixed | Roof
NJADRE1557847854 | Administratively Determined Incentive Program | West Orange | 7052 | 6.56 | Residential | Behind the Meter | Yes | Sunrun Installation Services, Inc. | PSE&G |  | Accepted | 2024-10-01 | 2024-10-14 | 2025-10-14 | Solar Panels | Hanwha Q-Cells | Q.PEAK DUO BLK ML-G10+ 410 |  | 0.41 | 9 | 108 | 39 |  | Fixed | Roof
NJADRE1557847968 | Administratively Determined Incentive Program | Califon | 7830 | 9.02 | Residential | Behind the Meter | Yes | EMT Renewables, LLC | JCP&L |  | Accepted | 2024-10-01 | 2024-10-14 | 2025-10-14 | Inverters | ENPHASE | IQ8+ | 290 |  | 22 |  |  | 0.98 |  | Other | UNDER EACH PANEL
NJADRE1557847968 | Administratively Determined Incentive Program | Califon | 7830 | 9.02 | Residential | Behind the Meter | Yes | EMT Renewables, LLC | JCP&L |  | Accepted | 2024-10-01 | 2024-10-14 | 2025-10-14 | Solar Panels | Q CELLS | Q PEAK DUO BLK |  | 0.41 | 12 | 291 | 18 |  | Fixed | Roof
NJADRE1557847968 | Administratively Determined Incentive Program | Califon | 7830 | 9.02 | Residential | Behind the Meter | Yes | EMT Renewables, LLC | JCP&L |  | Accepted | 2024-10-01 | 2024-10-14 | 2025-10-14 | Solar Panels | Q CELLS | Q PEAK DUO BLK |  | 0.41 | 2 | 110 | 18 |  | Fixed | Roof
NJADRE1557847968 | Administratively Determined Incentive Program | Califon | 7830 | 9.02 | Residential | Behind the Meter | Yes | EMT Renewables, LLC | JCP&L |  | Accepted | 2024-10-01 | 2024-10-14 | 2025-10-14 | Solar Panels | Q CELLS | Q PEAK DUO BLK |  | 0.41 | 6 | 20 | 21 |  | Fixed | Roof
NJADRE1557847968 | Administratively Determined Incentive Program | Califon | 7830 | 9.02 | Residential | Behind the Meter | Yes | EMT Renewables, LLC | JCP&L |  | Accepted | 2024-10-01 | 2024-10-14 | 2025-10-14 | Solar Panels | Q CELLS | Q PEAK DUO BLK |  | 0.41 | 2 | 290 | 22 |  | Fixed | Roof
NJADRE1557848054 | Administratively Determined Incentive Program | Millville | 8332 | 13.76 | Residential | Behind the Meter | Yes | Freedom Forever New Jersey, LLC | AC Electric |  | Accepted | 2024-10-01 | 2024-10-11 | 2025-10-11 | Solar Panels | Silfab | SIL-430QD |  | 0.43 | 17 | 274 | 21 |  | Fixed | Roof
NJADRE1557848054 | Administratively Determined Incentive Program | Millville | 8332 | 13.76 | Residential | Behind the Meter | Yes | Freedom Forever New Jersey, LLC | AC Electric |  | Accepted | 2024-10-01 | 2024-10-11 | 2025-10-11 | Solar Panels | Silfab | SIL-430QD |  | 0.43 | 15 | 94 | 21 |  | Fixed | Roof
NJADRE1557848054 | Administratively Determined Incentive Program | Millville | 8332 | 13.76 | Residential | Behind the Meter | Yes | Freedom Forever New Jersey, LLC | AC Electric |  | Accepted | 2024-10-01 | 2024-10-11 | 2025-10-11 | Inverters | Solar Edge | SE10000H-USRGM [SI1] | 10000 |  | 1 |  |  | 0.99 |  | Outdoor
NJADRE1557848097 | Administratively Determined Incentive Program | ELIZABETH | 7202 | 20.5 | Residential | Behind the Meter | Yes | Sunrun Installation Services, Inc. | PSE&G |  | Accepted | 2024-10-01 | 2024-10-11 | 2025-10-11 | Solar Panels | HANWHA Q-CELLS | Q.PEAK DUO BLK ML-G10+ 410 |  | 0.41 | 31 | 336 | 33 |  | Fixed | Roof
NJADRE1557848097 | Administratively Determined Incentive Program | ELIZABETH | 7202 | 20.5 | Residential | Behind the Meter | Yes | Sunrun Installation Services, Inc. | PSE&G |  | Accepted | 2024-10-01 | 2024-10-11 | 2025-10-11 | Solar Panels | HANWHA Q-CELLS | Q.PEAK DUO BLK ML-G10+ 410 |  | 0.41 | 8 | 156 | 33 |  | Fixed | Roof
NJADRE1557848097 | Administratively Determined Incentive Program | ELIZABETH | 7202 | 20.5 | Residential | Behind the Meter | Yes | Sunrun Installation Services, Inc. | PSE&G |  | Accepted | 2024-10-01 | 2024-10-11 | 2025-10-11 | Electric Storage Battery | TESLA | POWERWALL 3 1707000-XX-Y |  |  | 2 |  |  |  | Lithium Ion |  | OUTSIDE
NJADRE1557848097 | Administratively Determined Incentive Program | ELIZABETH | 7202 | 20.5 | Residential | Behind the Meter | Yes | Sunrun Installation Services, Inc. | PSE&G |  | Accepted | 2024-10-01 | 2024-10-11 | 2025-10-11 | Inverters | TESLA | POWERWALL 3 1707000-XX-Y | 23000 |  | 2 |  |  | 0.99 |  | Outdoor
NJADRE1557848097 | Administratively Determined Incentive Program | ELIZABETH | 7202 | 20.5 | Residential | Behind the Meter | Yes | Sunrun Installation Services, Inc. | PSE&G |  | Accepted | 2024-10-01 | 2024-10-11 | 2025-10-11 | Solar Panels | HANWHA Q-CELLS | Q.PEAK DUO BLK ML-G10+ 410 |  | 0.41 | 11 | 156 | 17 |  | Fixed | Roof
NJADRE1557848128 | Administratively Determined Incentive Program | JAMESBURG | 8831 | 14.76 | Residential | Behind the Meter | Yes | Sunrun Installation Services, Inc. | JCP&L |  | Accepted | 2024-10-01 | 2024-10-14 | 2025-10-14 | Solar Panels | Hanwha Q Cells | Q.PEAK DUO BLK ML-G10+ 410 |  | 0.41 | 6 | 48 | 33 |  | Fixed | Roof
NJADRE1557848128 | Administratively Determined Incentive Program | JAMESBURG | 8831 | 14.76 | Residential | Behind the Meter | Yes | Sunrun Installation Services, Inc. | JCP&L |  | Accepted | 2024-10-01 | 2024-10-14 | 2025-10-14 | Solar Panels | Hanwha Q Cells | Q.PEAK DUO BLK ML-G10+ 410 |  | 0.41 | 5 | 47 | 33 |  | Fixed | Roof
NJADRE1557848128 | Administratively Determined Incentive Program | JAMESBURG | 8831 | 14.76 | Residential | Behind the Meter | Yes | Sunrun Installation Services, Inc. | JCP&L |  | Accepted | 2024-10-01 | 2024-10-14 | 2025-10-14 | Inverters | SolarEdge Technologies | SE10000H-USMN | 10000 |  | 1 |  |  | 0.99 |  | Outdoor
NJADRE1557848128 | Administratively Determined Incentive Program | JAMESBURG | 8831 | 14.76 | Residential | Behind the Meter | Yes | Sunrun Installation Services, Inc. | JCP&L |  | Accepted | 2024-10-01 | 2024-10-14 | 2025-10-14 | Solar Panels | Hanwha Q Cells | Q.PEAK DUO BLK ML-G10+ 410 |  | 0.41 | 11 | 48 | 33 |  | Fixed | Roof
NJADRE1557848128 | Administratively Determined Incentive Program | JAMESBURG | 8831 | 14.76 | Residential | Behind the Meter | Yes | Sunrun Installation Services, Inc. | JCP&L |  | Accepted | 2024-10-01 | 2024-10-14 | 2025-10-14 | Solar Panels | Hanwha Q Cells | Q.PEAK DUO BLK ML-G10+ 410 |  | 0.41 | 14 | 227 | 32 |  | Fixed | Roof
NJADRE1557848152 | Administratively Determined Incentive Program | BAYVILLE | 8721 | 20.91 | Residential | Behind the Meter | Yes | EMT Renewables, LLC | JCP&L |  | Accepted | 2024-10-01 | 2024-10-14 | 2025-10-14 | Solar Panels | Q CELLS | Q PEAK DUO BLK |  | 0.41 | 18 | 173 | 18 |  | Fixed | Roof
NJADRE1557848152 | Administratively Determined Incentive Program | BAYVILLE | 8721 | 20.91 | Residential | Behind the Meter | Yes | EMT Renewables, LLC | JCP&L |  | Accepted | 2024-10-01 | 2024-10-14 | 2025-10-14 | Solar Panels | Q CELLS | Q PEAK DUO BLK |  | 0.41 | 13 | 83 | 23 |  | Fixed | Roof
NJADRE1557848152 | Administratively Determined Incentive Program | BAYVILLE | 8721 | 20.91 | Residential | Behind the Meter | Yes | EMT Renewables, LLC | JCP&L |  | Accepted | 2024-10-01 | 2024-10-14 | 2025-10-14 | Solar Panels | Q CELLS | Q PEAK DUO BLK |  | 0.41 | 6 | 173 | 23 |  | Fixed | Roof
NJADRE1557848152 | Administratively Determined Incentive Program | BAYVILLE | 8721 | 20.91 | Residential | Behind the Meter | Yes | EMT Renewables, LLC | JCP&L |  | Accepted | 2024-10-01 | 2024-10-14 | 2025-10-14 | Solar Panels | Q CELLS | Q PEAK DUO BLK |  | 0.41 | 4 | 173 | 39 |  | Fixed | Roof
NJADRE1557848152 | Administratively Determined Incentive Program | BAYVILLE | 8721 | 20.91 | Residential | Behind the Meter | Yes | EMT Renewables, LLC | JCP&L |  | Accepted | 2024-10-01 | 2024-10-14 | 2025-10-14 | Solar Panels | Q CELLS | Q PEAK DUO BLK |  | 0.41 | 10 | 83 | 23 |  | Fixed | Roof
NJADRE1557848152 | Administratively Determined Incentive Program | BAYVILLE | 8721 | 20.91 | Residential | Behind the Meter | Yes | EMT Renewables, LLC | JCP&L |  | Accepted | 2024-10-01 | 2024-10-14 | 2025-10-14 | Inverters | ENPHASE | IQ8+ | 290 |  | 51 |  |  | 0.98 |  | Other | UNDER EACH PANEL
NJADRE1557848170 | Administratively Determined Incentive Program | Woodbine | 8270 | 12.3 | Residential | Behind the Meter | Yes | Pro Custom Solar dba Momentum Solar | AC Electric |  | Accepted | 2024-10-01 | 2024-10-11 | 2025-10-11 | Solar Panels | Hanwha | Q.PEAK DUO BLK ML-G10+410 |  | 0.41 | 15 | 71 | 36 |  | Fixed | Roof
NJADRE1557848170 | Administratively Determined Incentive Program | Woodbine | 8270 | 12.3 | Residential | Behind the Meter | Yes | Pro Custom Solar dba Momentum Solar | AC Electric |  | Accepted | 2024-10-01 | 2024-10-11 | 2025-10-11 | Solar Panels | Hanwha | Q.PEAK DUO BLK ML-G10+410 |  | 0.41 | 15 | 251 | 36 |  | Fixed | Roof
NJADRE1557848170 | Administratively Determined Incentive Program | Woodbine | 8270 | 12.3 | Residential | Behind the Meter | Yes | Pro Custom Solar dba Momentum Solar | AC Electric |  | Accepted | 2024-10-01 | 2024-10-11 | 2025-10-11 | Inverters | Enphase | IQ8MC-72-M-US | 320 |  | 30 |  |  | 0.97 |  | Outdoor
NJADRE1557848201 | Administratively Determined Incentive Program | Union | 7083 | 9.2 | Residential | Behind the Meter | Yes | Bright Ops, Inc. | PSE&G |  | Accepted | 2024-10-01 | 2024-10-15 | 2026-04-15 | Solar Panels | Hanwha Q-Cells | Q.PEAK DUO BLK ML-G10+ 400 |  | 0.4 | 7 | 45 | 23 |  | Fixed | Roof
NJADRE1557848201 | Administratively Determined Incentive Program | Union | 7083 | 9.2 | Residential | Behind the Meter | Yes | Bright Ops, Inc. | PSE&G |  | Accepted | 2024-10-01 | 2024-10-15 | 2026-04-15 | Inverters | SolarEdge Technologies | SE6000H-USRGM | 6000 |  | 1 |  |  | 0 |  | Outdoor | Outside
NJADRE1557848201 | Administratively Determined Incentive Program | Union | 7083 | 9.2 | Residential | Behind the Meter | Yes | Bright Ops, Inc. | PSE&G |  | Accepted | 2024-10-01 | 2024-10-15 | 2026-04-15 | Solar Panels | Hanwha Q-Cells | Q.PEAK DUO BLK ML-G10+ 400 |  | 0.4 | 16 | 134 | 23 |  | Fixed | Roof
NJADRE1557848215 | Administratively Determined Incentive Program | BURLINGTON | 8016 | 13.94 | Residential | Behind the Meter | Yes | Define Solar, LLC | PSE&G |  | Accepted | 2024-10-10 | 2024-10-24 | 2025-10-24 | Inverters | Enphase | IQ8PLUS-72-2-US | 290 |  | 2 |  |  | 0.976 |  | Outside | Under each pv panel
NJADRE1557848215 | Administratively Determined Incentive Program | BURLINGTON | 8016 | 13.94 | Residential | Behind the Meter | Yes | Define Solar, LLC | PSE&G |  | Accepted | 2024-10-10 | 2024-10-24 | 2025-10-24 | Inverters | Enphase | IQ8PLUS-72-2-US | 290 |  | 5 |  |  | 0.976 |  | Outside | Under each pv panel
NJADRE1557848215 | Administratively Determined Incentive Program | BURLINGTON | 8016 | 13.94 | Residential | Behind the Meter | Yes | Define Solar, LLC | PSE&G |  | Accepted | 2024-10-10 | 2024-10-24 | 2025-10-24 | Inverters | Enphase | IQ8PLUS-72-2-US | 290 |  | 2 |  |  | 0.976 |  | Outside | Under each pv panel
NJADRE1557848215 | Administratively Determined Incentive Program | BURLINGTON | 8016 | 13.94 | Residential | Behind the Meter | Yes | Define Solar, LLC | PSE&G |  | Accepted | 2024-10-10 | 2024-10-24 | 2025-10-24 | Solar Panels | Znshine | ZXM7-SH108 410W |  | 0.41 | 5 | 101 | 25 |  | Fixed | Roof
NJADRE1557848215 | Administratively Determined Incentive Program | BURLINGTON | 8016 | 13.94 | Residential | Behind the Meter | Yes | Define Solar, LLC | PSE&G |  | Accepted | 2024-10-10 | 2024-10-24 | 2025-10-24 | Solar Panels | Znshine | ZXM7-SH108 410W |  | 0.41 | 18 | 281 | 27 |  | Fixed | Roof
NJADRE1557848215 | Administratively Determined Incentive Program | BURLINGTON | 8016 | 13.94 | Residential | Behind the Meter | Yes | Define Solar, LLC | PSE&G |  | Accepted | 2024-10-10 | 2024-10-24 | 2025-10-24 | Solar Panels | Znshine | ZXM7-SH108 410W |  | 0.41 | 2 | 191 | 16 |  | Fixed | Roof
NJADRE1557848215 | Administratively Determined Incentive Program | BURLINGTON | 8016 | 13.94 | Residential | Behind the Meter | Yes | Define Solar, LLC | PSE&G |  | Accepted | 2024-10-10 | 2024-10-24 | 2025-10-24 | Inverters | Enphase | IQ8PLUS-72-2-US | 290 |  | 18 |  |  | 0.976 |  | Outside | Under each pv panel
NJADRE1557848215 | Administratively Determined Incentive Program | BURLINGTON | 8016 | 13.94 | Residential | Behind the Meter | Yes | Define Solar, LLC | PSE&G |  | Accepted | 2024-10-10 | 2024-10-24 | 2025-10-24 | Solar Panels | Znshine | ZXM7-SH108 410W |  | 0.41 | 5 | 101 | 27 |  | Fixed | Roof
NJADRE1557848215 | Administratively Determined Incentive Program | BURLINGTON | 8016 | 13.94 | Residential | Behind the Meter | Yes | Define Solar, LLC | PSE&G |  | Accepted | 2024-10-10 | 2024-10-24 | 2025-10-24 | Solar Panels | Znshine | ZXM7-SH108 410W |  | 0.41 | 2 | 191 | 25 |  | Fixed | Roof
NJADRE1557848215 | Administratively Determined Incentive Program | BURLINGTON | 8016 | 13.94 | Residential | Behind the Meter | Yes | Define Solar, LLC | PSE&G |  | Accepted | 2024-10-10 | 2024-10-24 | 2025-10-24 | Inverters | Enphase | IQ8PLUS-72-2-US | 290 |  | 5 |  |  | 0.976 |  | Outside | Under each pv panel
NJADRE1557848215 | Administratively Determined Incentive Program | BURLINGTON | 8016 | 13.94 | Residential | Behind the Meter | Yes | Define Solar, LLC | PSE&G |  | Accepted | 2024-10-10 | 2024-10-24 | 2025-10-24 | Solar Panels | Znshine | ZXM7-SH108 410W |  | 0.41 | 2 | 281 | 25 |  | Fixed | Roof
NJADRE1557848215 | Administratively Determined Incentive Program | BURLINGTON | 8016 | 13.94 | Residential | Behind the Meter | Yes | Define Solar, LLC | PSE&G |  | Accepted | 2024-10-10 | 2024-10-24 | 2025-10-24 | Inverters | Enphase | IQ8PLUS-72-2-US | 290 |  | 2 |  |  | 0.976 |  | Outside | Under each pv panel
NJADRE1557848257 | Administratively Determined Incentive Program | South Orange | 7079 | 9.89 | Residential | Behind the Meter | Yes | Freedom Forever New Jersey, LLC | PSE&G |  | Accepted | 2024-10-01 | 2024-10-11 | 2025-10-11 | Solar Panels | Silfab | SIL-430QD |  | 0.43 | 13 | 309 | 30 |  | Fixed | Roof
NJADRE1557848257 | Administratively Determined Incentive Program | South Orange | 7079 | 9.89 | Residential | Behind the Meter | Yes | Freedom Forever New Jersey, LLC | PSE&G |  | Accepted | 2024-10-01 | 2024-10-11 | 2025-10-11 | Solar Panels | Silfab | SIL-430QD |  | 0.43 | 10 | 129 | 30 |  | Fixed | Roof
NJADRE1557848257 | Administratively Determined Incentive Program | South Orange | 7079 | 9.89 | Residential | Behind the Meter | Yes | Freedom Forever New Jersey, LLC | PSE&G |  | Accepted | 2024-10-01 | 2024-10-11 | 2025-10-11 | Inverters | Solar Edge | SE7600H-USRGM [SI1] | 7600 |  | 1 |  |  | 0.99 |  | Outside
NJADRE1557848273 | Administratively Determined Incentive Program | BERLIN | 8009 | 8.61 | Residential | Behind the Meter | Yes | Sunrun Installation Services, Inc. | AC Electric |  | Accepted | 2024-10-01 | 2024-10-11 | 2025-10-11 | Solar Panels | Hanwha Q Cells | Q.PEAK DUO BLK ML-G10+ 410 |  | 0.41 | 7 | 47 | 18 |  | Fixed | Roof
NJADRE1557848273 | Administratively Determined Incentive Program | BERLIN | 8009 | 8.61 | Residential | Behind the Meter | Yes | Sunrun Installation Services, Inc. | AC Electric |  | Accepted | 2024-10-01 | 2024-10-11 | 2025-10-11 | Inverters | SolarEdge Technologies | SE5700H-USMN | 5760 |  | 1 |  |  | 0.99 |  | Outdoor
NJADRE1557848273 | Administratively Determined Incentive Program | BERLIN | 8009 | 8.61 | Residential | Behind the Meter | Yes | Sunrun Installation Services, Inc. | AC Electric |  | Accepted | 2024-10-01 | 2024-10-11 | 2025-10-11 | Solar Panels | Hanwha Q Cells | Q.PEAK DUO BLK ML-G10+ 410 |  | 0.41 | 14 | 227 | 18 |  | Fixed | Roof
NJADRE1557848379 | Administratively Determined Incentive Program | PISCATAWAY | 8854 | 85.28 | Commercial | Behind the Meter | Yes | SolareAmerica | PSE&G |  | Accepted | 2024-10-01 | 2024-10-17 | 2025-10-17 | Solar Panels | SILFAB USA | SILFAB USA 410 |  | 0.41 | 208 | 281 | 8 |  | Fixed | Roof
NJADRE1557848379 | Administratively Determined Incentive Program | PISCATAWAY | 8854 | 85.28 | Commercial | Behind the Meter | Yes | SolareAmerica | PSE&G |  | Accepted | 2024-10-01 | 2024-10-17 | 2025-10-17 | Inverters | APSYSTEMS | QS1 | 1100 |  | 52 |  |  | 0.97 |  | Outside
NJADRE1557851809 | Administratively Determined Incentive Program | Newark | 7112 | 5.74 | Residential | Behind the Meter | Yes | Solar Mite Solutions, LLC | JCP&L |  | Accepted | 2024-10-02 | 2024-10-30 | 2025-10-30 | Solar Panels | Hyundai | HIS- S410YH |  | 0.41 | 14 | 216 | 3 |  | Fixed | Roof | Array 1
NJADRE1557851809 | Administratively Determined Incentive Program | Newark | 7112 | 5.74 | Residential | Behind the Meter | Yes | Solar Mite Solutions, LLC | JCP&L |  | Accepted | 2024-10-02 | 2024-10-30 | 2025-10-30 | Inverters | Enphase | IQ8PLUS | 290 |  | 14 |  |  | 0.98 |  | Outdoor
NJADRE1557851837 | Administratively Determined Incentive Program | Woodbridge Twp | 7095 | 3.69 | Residential | Behind the Meter | Yes | Sunrun Installation Services, Inc. | PSE&G |  | Accepted | 2024-10-03 | 2024-10-15 | 2025-10-15 | Inverters | SOLAREDGE TECHNOLOGIES | SE3800H-USMN | 3800 |  | 1 |  |  | 0.99 |  | Outdoor
NJADRE1557851837 | Administratively Determined Incentive Program | Woodbridge Twp | 7095 | 3.69 | Residential | Behind the Meter | Yes | Sunrun Installation Services, Inc. | PSE&G |  | Accepted | 2024-10-03 | 2024-10-15 | 2025-10-15 | Solar Panels | HANWHA Q-CELLS | Q.PEAK DUO BLK ML-G10+ 410 |  | 0.41 | 3 | 62 | 22 |  | Fixed | Roof
NJADRE1557851837 | Administratively Determined Incentive Program | Woodbridge Twp | 7095 | 3.69 | Residential | Behind the Meter | Yes | Sunrun Installation Services, Inc. | PSE&G |  | Accepted | 2024-10-03 | 2024-10-15 | 2025-10-15 | Solar Panels | HANWHA Q-CELLS | Q.PEAK DUO BLK ML-G10+ 410 |  | 0.41 | 2 | 152 | 22 |  | Fixed | Roof
NJADRE1557851837 | Administratively Determined Incentive Program | Woodbridge Twp | 7095 | 3.69 | Residential | Behind the Meter | Yes | Sunrun Installation Services, Inc. | PSE&G |  | Accepted | 2024-10-03 | 2024-10-15 | 2025-10-15 | Solar Panels | HANWHA Q-CELLS | Q.PEAK DUO BLK ML-G10+ 410 |  | 0.41 | 4 | 332 | 22 |  | Fixed | Roof
NJADRE1557851865 | Administratively Determined Incentive Program | Edison Twp | 8837 | 6.4 | Residential | Behind the Meter | Yes | PosiGen Developer, LLC | PSE&G |  | Accepted | 2024-10-02 | 2024-10-14 | 2025-10-14 | Solar Panels | SilFab Solar | SIL-400-HC+ |  | 0.4 | 3 | 67 | 6 |  | Fixed | Roof
NJADRE1557851865 | Administratively Determined Incentive Program | Edison Twp | 8837 | 6.4 | Residential | Behind the Meter | Yes | PosiGen Developer, LLC | PSE&G |  | Accepted | 2024-10-02 | 2024-10-14 | 2025-10-14 | Solar Panels | SilFab Solar | SIL-400-HC+ |  | 0.4 | 3 | 66 | 33 |  | Fixed | Roof
NJADRE1557851865 | Administratively Determined Incentive Program | Edison Twp | 8837 | 6.4 | Residential | Behind the Meter | Yes | PosiGen Developer, LLC | PSE&G |  | Accepted | 2024-10-02 | 2024-10-14 | 2025-10-14 | Inverters | SolarEdge | SE5700H-US | 5700 |  | 1 |  |  | 0 |  | Outside | within ten feet of meter
NJADRE1557851865 | Administratively Determined Incentive Program | Edison Twp | 8837 | 6.4 | Residential | Behind the Meter | Yes | PosiGen Developer, LLC | PSE&G |  | Accepted | 2024-10-02 | 2024-10-14 | 2025-10-14 | Solar Panels | SilFab Solar | SIL-400-HC+ |  | 0.4 | 10 | 247 | 34 |  | Fixed | Roof
NJADRE1557852011 | Administratively Determined Incentive Program | New Brunswick | 8901 | 8.08 | Residential | Behind the Meter | Yes | Power Energy Solutions, LLC | PSE&G |  | Accepted | 2024-10-02 | 2024-10-14 | 2025-10-14 | Solar Panels | Trina Solar | TSM-425NE09RC.05 |  | 0.425 | 15 | 176 | 40 |  | Fixed | Roof
NJADRE1557852011 | Administratively Determined Incentive Program | New Brunswick | 8901 | 8.08 | Residential | Behind the Meter | Yes | Power Energy Solutions, LLC | PSE&G |  | Accepted | 2024-10-02 | 2024-10-14 | 2025-10-14 | Inverters | SolarEdge | SE6000H-US | 6 |  | 1 |  |  | 0.97 |  | Outdoor
NJADRE1557852011 | Administratively Determined Incentive Program | New Brunswick | 8901 | 8.08 | Residential | Behind the Meter | Yes | Power Energy Solutions, LLC | PSE&G |  | Accepted | 2024-10-02 | 2024-10-14 | 2025-10-14 | Solar Panels | Trina Solar | TSM-425NE09RC.05 |  | 0.425 | 4 | 356 | 40 |  | Fixed | Roof
NJADRE1557852052 | Administratively Determined Incentive Program | Trenton | 8611 | 13.12 | Residential | Behind the Meter | Yes | Trinity Solar, LLC | PSE&G |  | Accepted | 2024-10-02 | 2024-10-14 | 2025-10-14 | Solar Panels | HANWHA | (Q.PEAK DUO BLK ML-G10+ 410) |  | 0.41 | 32 | 343 | 8 |  | Fixed | Roof
NJADRE1557852052 | Administratively Determined Incentive Program | Trenton | 8611 | 13.12 | Residential | Behind the Meter | Yes | Trinity Solar, LLC | PSE&G |  | Accepted | 2024-10-02 | 2024-10-14 | 2025-10-14 | Inverters | Tesla | TESLA 5.0kW (1538000-XX-Y) | 5000 |  | 2 |  |  | 0.97 |  | Outdoor
NJADRE1557852123 | Administratively Determined Incentive Program | Cherry Hill | 8002 | 5.74 | Residential | Behind the Meter | Yes | Sunrun Installation Services, Inc. | PSE&G |  | Accepted | 2024-10-02 | 2024-10-14 | 2025-10-14 | Solar Panels | HANWHA Q-CELLS | Q.PEAK DUO BLK ML-G10+ 410 |  | 0.41 | 11 | 44 | 19 |  | Fixed | Roof
NJADRE1557852123 | Administratively Determined Incentive Program | Cherry Hill | 8002 | 5.74 | Residential | Behind the Meter | Yes | Sunrun Installation Services, Inc. | PSE&G |  | Accepted | 2024-10-02 | 2024-10-14 | 2025-10-14 | Inverters | NJSRRE1532194623 | MIN 6000TL-XH-US | 6000 |  | 1 |  |  | 0.98 |  | Indoor
NJADRE1557852123 | Administratively Determined Incentive Program | Cherry Hill | 8002 | 5.74 | Residential | Behind the Meter | Yes | Sunrun Installation Services, Inc. | PSE&G |  | Accepted | 2024-10-02 | 2024-10-14 | 2025-10-14 | Solar Panels | HANWHA Q-CELLS | Q.PEAK DUO BLK ML-G10+ 410 |  | 0.41 | 3 | 44 | 21 |  | Fixed | Roof
NJADRE1557852129 | Administratively Determined Incentive Program | WOODSTOWN | 8098 | 3.4 | Residential | Behind the Meter | Yes | Velocity Energy & Home Solutions, Inc. | AC Electric |  | Accepted | 2024-10-02 | 2024-10-14 | 2025-10-14 | Inverters | ENPHASE | IQ8PLUS | 290 |  | 8 |  |  | 0.99 |  | Outside | BEHIND PANELS
NJADRE1557852129 | Administratively Determined Incentive Program | WOODSTOWN | 8098 | 3.4 | Residential | Behind the Meter | Yes | Velocity Energy & Home Solutions, Inc. | AC Electric |  | Accepted | 2024-10-02 | 2024-10-14 | 2025-10-14 | Solar Panels | TRINA | 425W |  | 0.425 | 8 | 164 | 34 |  | Fixed | Roof
NJADRE1557852199 | Administratively Determined Incentive Program | MARLTON | 8053 | 12.33 | Residential | Behind the Meter | Yes | Power Energy Solutions, LLC | PSE&G |  | Accepted | 2024-10-02 | 2024-10-14 | 2025-10-14 | Solar Panels | Trina Solar | TSM-425NE09RC.05 |  | 0.425 | 15 | 295 | 20 |  | Fixed | Roof
NJADRE1557852199 | Administratively Determined Incentive Program | MARLTON | 8053 | 12.33 | Residential | Behind the Meter | Yes | Power Energy Solutions, LLC | PSE&G |  | Accepted | 2024-10-02 | 2024-10-14 | 2025-10-14 | Inverters | SolarEdge | SE10000H-US | 10 |  | 1 |  |  | 0.97 |  | Outdoor
NJADRE1557852199 | Administratively Determined Incentive Program | MARLTON | 8053 | 12.33 | Residential | Behind the Meter | Yes | Power Energy Solutions, LLC | PSE&G |  | Accepted | 2024-10-02 | 2024-10-14 | 2025-10-14 | Solar Panels | Trina Solar | TSM-425NE09RC.05 |  | 0.425 | 14 | 115 | 20 |  | Fixed | Roof
NJADRE1557852742 | Administratively Determined Incentive Program | PENNSVILLE | 8070 | 8.2 | Residential | Behind the Meter | Yes | Pro Custom Solar dba Momentum Solar | AC Electric |  | Accepted | 2024-10-02 | 2024-10-14 | 2025-10-14 | Inverters | Enphase | IQ8MC-72-M-US | 320 |  | 20 |  |  | 0.97 |  | Outdoor
NJADRE1557852742 | Administratively Determined Incentive Program | PENNSVILLE | 8070 | 8.2 | Residential | Behind the Meter | Yes | Pro Custom Solar dba Momentum Solar | AC Electric |  | Accepted | 2024-10-02 | 2024-10-14 | 2025-10-14 | Solar Panels | Hanwha | Q.PEAK DUO BLK ML-G10+410 |  | 0.41 | 12 | 117 | 10 |  | Fixed | Roof
NJADRE1557852742 | Administratively Determined Incentive Program | PENNSVILLE | 8070 | 8.2 | Residential | Behind the Meter | Yes | Pro Custom Solar dba Momentum Solar | AC Electric |  | Accepted | 2024-10-02 | 2024-10-14 | 2025-10-14 | Solar Panels | Hanwha | Q.PEAK DUO BLK ML-G10+410 |  | 0.41 | 8 | 297 | 10 |  | Fixed | Roof
NJADRE1557852816 | Administratively Determined Incentive Program | Lafayette | 7848 | 8.2 | Residential | Behind the Meter | Yes | Trinity Solar, LLC | JCP&L |  | Accepted | 2024-10-02 | 2024-10-14 | 2025-10-14 | Electric Storage Battery | TESLA | 1707000-xx-y |  |  | 2 |  |  |  | Lithium Ion |  | Outdoors
NJADRE1557852816 | Administratively Determined Incentive Program | Lafayette | 7848 | 8.2 | Residential | Behind the Meter | Yes | Trinity Solar, LLC | JCP&L |  | Accepted | 2024-10-02 | 2024-10-14 | 2025-10-14 | Solar Panels | HANWHA | Q.PEAK DUO BLK ML-G10+ 410 |  | 0.41 | 20 | 180 | 30 |  | Fixed | Ground
NJADRE1557852816 | Administratively Determined Incentive Program | Lafayette | 7848 | 8.2 | Residential | Behind the Meter | Yes | Trinity Solar, LLC | JCP&L |  | Accepted | 2024-10-02 | 2024-10-14 | 2025-10-14 | Inverters | TESLA | 1707000-xx-y | 11500 |  | 2 |  |  | 0.986 |  | Outside
NJADRE1557852869 | Administratively Determined Incentive Program | Toms River | 8757 | 5.33 | Residential | Behind the Meter | Yes | EMT Renewables, LLC | JCP&L |  | Accepted | 2024-10-02 | 2024-10-14 | 2025-10-14 | Solar Panels | Q CELLS | Q PEAK DUO BLK |  | 0.41 | 13 | 129 | 23 |  | Fixed | Roof
NJADRE1557852869 | Administratively Determined Incentive Program | Toms River | 8757 | 5.33 | Residential | Behind the Meter | Yes | EMT Renewables, LLC | JCP&L |  | Accepted | 2024-10-02 | 2024-10-14 | 2025-10-14 | Inverters | ENPHASE | IQ8+ | 290 |  | 13 |  |  | 0.98 |  | Other | UNDER EACH PANEL
NJADRE1557852927 | Administratively Determined Incentive Program | Ridgefield Park | 7660 | 4.51 | Residential | Behind the Meter | No | EMT Renewables, LLC | PSE&G |  | Accepted | 2024-10-02 | 2024-10-14 | 2025-10-14 | Solar Panels | TRINA | TSM-NE09RC.05 |  | 0.41 | 11 | 199 | 24 |  | Fixed | Roof
NJADRE1557852927 | Administratively Determined Incentive Program | Ridgefield Park | 7660 | 4.51 | Residential | Behind the Meter | No | EMT Renewables, LLC | PSE&G |  | Accepted | 2024-10-02 | 2024-10-14 | 2025-10-14 | Inverters | ENPHASE | IQ8+ | 290 |  | 11 |  |  | 0.98 |  | Other | UNDER EACH PANEL
NJADRE1557852967 | Administratively Determined Incentive Program | Bridgeton | 8302 | 13.94 | Residential | Behind the Meter | Yes | Sunrun Installation Services, Inc. | AC Electric |  | Accepted | 2024-10-02 | 2024-10-14 | 2025-10-14 | Solar Panels | Hanwha Q-Cells | Q.PEAK DUO BLK ML-G10+ 410 |  | 0.41 | 12 | 177 | 31 |  | Fixed | Roof
NJADRE1557852967 | Administratively Determined Incentive Program | Bridgeton | 8302 | 13.94 | Residential | Behind the Meter | Yes | Sunrun Installation Services, Inc. | AC Electric |  | Accepted | 2024-10-02 | 2024-10-14 | 2025-10-14 | Solar Panels | Hanwha Q-Cells | Q.PEAK DUO BLK ML-G10+ 410 |  | 0.41 | 2 | 357 | 27 |  | Fixed | Roof
NJADRE1557852967 | Administratively Determined Incentive Program | Bridgeton | 8302 | 13.94 | Residential | Behind the Meter | Yes | Sunrun Installation Services, Inc. | AC Electric |  | Accepted | 2024-10-02 | 2024-10-14 | 2025-10-14 | Solar Panels | Hanwha Q-Cells | Q.PEAK DUO BLK ML-G10+ 410 |  | 0.41 | 12 | 357 | 31 |  | Fixed | Roof
NJADRE1557852967 | Administratively Determined Incentive Program | Bridgeton | 8302 | 13.94 | Residential | Behind the Meter | Yes | Sunrun Installation Services, Inc. | AC Electric |  | Accepted | 2024-10-02 | 2024-10-14 | 2025-10-14 | Inverters | SolarEdge Technologies | SE10000H-USMN | 10000 |  | 1 |  |  | 0.99 |  | Outdoor | Next to meter
NJADRE1557852967 | Administratively Determined Incentive Program | Bridgeton | 8302 | 13.94 | Residential | Behind the Meter | Yes | Sunrun Installation Services, Inc. | AC Electric |  | Accepted | 2024-10-02 | 2024-10-14 | 2025-10-14 | Solar Panels | Hanwha Q-Cells | Q.PEAK DUO BLK ML-G10+ 410 |  | 0.41 | 8 | 86 | 39 |  | Fixed | Roof
NJADRE1557853144 | Administratively Determined Incentive Program | Union | 7088 | 4.73 | Residential | Behind the Meter | Yes | Freedom Forever New Jersey, LLC | PSE&G |  | Accepted | 2024-10-02 | 2024-10-15 | 2025-10-15 | Solar Panels | Silfab | SIL-430QD |  | 0.43 | 4 | 311 | 40 |  | Fixed | Roof
NJADRE1557853144 | Administratively Determined Incentive Program | Union | 7088 | 4.73 | Residential | Behind the Meter | Yes | Freedom Forever New Jersey, LLC | PSE&G |  | Accepted | 2024-10-02 | 2024-10-15 | 2025-10-15 | Inverters | Solar Edge | SE3800H-USRGM [SI1] | 3800 |  | 1 |  |  | 0.99 |  | Outside
NJADRE1557853144 | Administratively Determined Incentive Program | Union | 7088 | 4.73 | Residential | Behind the Meter | Yes | Freedom Forever New Jersey, LLC | PSE&G |  | Accepted | 2024-10-02 | 2024-10-15 | 2025-10-15 | Solar Panels | Silfab | SIL-430QD |  | 0.43 | 7 | 131 | 40 |  | Fixed | Roof
NJADRE1557853354 | Administratively Determined Incentive Program | FRANKLINVILLE | 8322 | 5.53 | Residential | Behind the Meter | Yes | Sun Up Zero Down, LLC | AC Electric |  | Accepted | 2024-10-02 | 2024-10-16 | 2025-10-16 | Inverters | Enphase Energy Inc | IQ8HC-72-M-DOM-US (Domestic) | 5 |  | 13 |  |  | 0.99 |  | Outdoor
NJADRE1557853354 | Administratively Determined Incentive Program | FRANKLINVILLE | 8322 | 5.53 | Residential | Behind the Meter | Yes | Sun Up Zero Down, LLC | AC Electric |  | Accepted | 2024-10-02 | 2024-10-16 | 2025-10-16 | Solar Panels | Trina Solar, Inc. | TSM-425NE09RC.05 |  | 0.425 | 13 | 178 | 30 |  | Fixed | Roof
NJADRE1557853354 | Administratively Determined Incentive Program | FRANKLINVILLE | 8322 | 5.53 | Residential | Behind the Meter | Yes | Sun Up Zero Down, LLC | AC Electric |  | Accepted | 2024-10-02 | 2024-10-16 | 2025-10-16 | Meters | Enphase Energy Inc | ENV-IQ-AM1-240M |  |  | 1 |  |  |  | Yes | Outdoor
NJADRE1557856580 | Administratively Determined Incentive Program | Perth Amboy | 8861 | 5.33 | Residential | Behind the Meter | Yes | Sunrun Installation Services, Inc. | PSE&G |  | Accepted | 2024-10-03 | 2024-10-14 | 2025-10-14 | Solar Panels | Hanwha Q Cells | Q.PEAK DUO BLK ML-G10+ 410 |  | 0.41 | 13 | 200 | 33 |  | Fixed | Roof
NJADRE1557856580 | Administratively Determined Incentive Program | Perth Amboy | 8861 | 5.33 | Residential | Behind the Meter | Yes | Sunrun Installation Services, Inc. | PSE&G |  | Accepted | 2024-10-03 | 2024-10-14 | 2025-10-14 | Inverters | SolarEdge Technologies | SE3800H-USMN | 3800 |  | 1 |  |  | 0.99 |  | Outdoor
NJADRE1557856615 | Administratively Determined Incentive Program | Toms River | 8753 | 3.69 | Residential | Behind the Meter | Yes | Sunrun Installation Services, Inc. | JCP&L |  | Accepted | 2024-10-03 | 2024-10-14 | 2025-10-14 | Inverters | SolarEdge Technologies | SE3800H-USMN | 3800 |  | 1 |  |  | 0.99 |  | Outdoor
NJADRE1557856615 | Administratively Determined Incentive Program | Toms River | 8753 | 3.69 | Residential | Behind the Meter | Yes | Sunrun Installation Services, Inc. | JCP&L |  | Accepted | 2024-10-03 | 2024-10-14 | 2025-10-14 | Solar Panels | Hanwha Q Cells | Q.PEAK DUO BLK ML-G10+ 410 |  | 0.41 | 4 | 291 | 17 |  | Fixed | Roof
NJADRE1557856615 | Administratively Determined Incentive Program | Toms River | 8753 | 3.69 | Residential | Behind the Meter | Yes | Sunrun Installation Services, Inc. | JCP&L |  | Accepted | 2024-10-03 | 2024-10-14 | 2025-10-14 | Solar Panels | Hanwha Q Cells | Q.PEAK DUO BLK ML-G10+ 410 |  | 0.41 | 5 | 111 | 21 |  | Fixed | Roof
NJADRE1557856618 | Administratively Determined Incentive Program | Scotch Plains | 7076 | 7.47 | Residential | Behind the Meter | Yes | SunnyMac, LLC | PSE&G |  | Accepted | 2024-10-03 | 2024-10-14 | 2025-10-14 | Inverters | SOLAREDGE HOME HUB | SE5700H-US | 5700 |  | 1 |  |  | 0.99 |  | Outdoor | next to meter
NJADRE1557856618 | Administratively Determined Incentive Program | Scotch Plains | 7076 | 7.47 | Residential | Behind the Meter | Yes | SunnyMac, LLC | PSE&G |  | Accepted | 2024-10-03 | 2024-10-14 | 2025-10-14 | Solar Panels | HANWHA | Q.PEAK DUO BLK ML-G10+ 415W |  | 0.415 | 15 | 129 | 35 |  | Fixed | Roof
NJADRE1557856618 | Administratively Determined Incentive Program | Scotch Plains | 7076 | 7.47 | Residential | Behind the Meter | Yes | SunnyMac, LLC | PSE&G |  | Accepted | 2024-10-03 | 2024-10-14 | 2025-10-14 | Solar Panels | HANWHA | Q.PEAK DUO BLK ML-G10+ 415W |  | 0.415 | 3 | 309 | 35 |  | Fixed | Roof
NJADRE1557856691 | Administratively Determined Incentive Program | Newark | 7112 | 4.8 | Residential | Behind the Meter | Yes | PosiGen Developer, LLC | PSE&G |  | Accepted | 2024-10-03 | 2024-10-15 | 2025-10-15 | Inverters | SolarEdge | SE5700H-US | 5700 |  | 1 |  |  | 0.99 |  | Outside | within ten feet of meter
NJADRE1557856691 | Administratively Determined Incentive Program | Newark | 7112 | 4.8 | Residential | Behind the Meter | Yes | PosiGen Developer, LLC | PSE&G |  | Accepted | 2024-10-03 | 2024-10-15 | 2025-10-15 | Solar Panels | SilFab Solar | SIL-400-HC+ |  | 0.4 | 12 | 297 | 23 |  | Fixed | Roof
NJADRE1557856752 | Administratively Determined Incentive Program | SOMERSET | 8873 | 5.74 | Residential | Behind the Meter | Yes | Whitman Construction, LLC | PSE&G |  | Accepted | 2024-10-04 | 2024-10-16 | 2025-10-16 | Inverters | Enphase | IQ8PLUS-72-2-US | 290 |  | 14 |  |  | 0.975 |  | Outdoor
NJADRE1557856752 | Administratively Determined Incentive Program | SOMERSET | 8873 | 5.74 | Residential | Behind the Meter | Yes | Whitman Construction, LLC | PSE&G |  | Accepted | 2024-10-04 | 2024-10-16 | 2025-10-16 | Solar Panels | TRINA SOLAR | TSM-410NE09RC.05 |  | 0.41 | 14 | 181 | 18 |  | Fixed | Roof
NJADRE1557856752 | Administratively Determined Incentive Program | SOMERSET | 8873 | 5.74 | Residential | Behind the Meter | Yes | Whitman Construction, LLC | PSE&G |  | Accepted | 2024-10-04 | 2024-10-16 | 2025-10-16 | Meters | ENPHASE | X-IQ-AM1-240-5C |  |  | 1 |  |  |  | Yes | Outdoor
NJADRE1557856752 | Administratively Determined Incentive Program | SOMERSET | 8873 | 5.74 | Residential | Behind the Meter | Yes | Whitman Construction, LLC | PSE&G |  | Accepted | 2024-10-04 | 2024-10-16 | 2025-10-16 | Meters | ENPHASE | X-IQ-AM1-240-5C |  |  | 1 |  |  |  | Yes | Outdoor
NJADRE1557856760 | Administratively Determined Incentive Program | Bridgeton | 8302 | 12.3 | Residential | Behind the Meter | Yes | EMT Renewables, LLC | AC Electric |  | Accepted | 2024-10-03 | 2024-10-15 | 2025-10-15 | Inverters | ENPHASE | IQ8+ | 290 |  | 30 |  |  | 0.98 |  | Other | UNDER EACH PANEL
NJADRE1557856760 | Administratively Determined Incentive Program | Bridgeton | 8302 | 12.3 | Residential | Behind the Meter | Yes | EMT Renewables, LLC | AC Electric |  | Accepted | 2024-10-03 | 2024-10-15 | 2025-10-15 | Solar Panels | TRINA | TSM-NE09RC.05 |  | 0.41 | 30 | 168 | 7 |  | Fixed | Roof
NJADRE1557856843 | Administratively Determined Incentive Program | West Orange | 7052 | 4.8 | Residential | Behind the Meter | Yes | PosiGen Developer, LLC | PSE&G |  | Accepted | 2024-10-03 | 2024-10-15 | 2025-10-15 | Inverters | SolarEdge | SE5700H-US | 5700 |  | 1 |  |  | 0.99 |  | Outdoor | within ten feet of meter
NJADRE1557856843 | Administratively Determined Incentive Program | West Orange | 7052 | 4.8 | Residential | Behind the Meter | Yes | PosiGen Developer, LLC | PSE&G |  | Accepted | 2024-10-03 | 2024-10-15 | 2025-10-15 | Solar Panels | Silfab | SIL-400 HC+ |  | 0.4 | 2 | 203 | 34 |  | Fixed | Roof
NJADRE1557856843 | Administratively Determined Incentive Program | West Orange | 7052 | 4.8 | Residential | Behind the Meter | Yes | PosiGen Developer, LLC | PSE&G |  | Accepted | 2024-10-03 | 2024-10-15 | 2025-10-15 | Solar Panels | Silfab | SIL-400 HC+ |  | 0.4 | 2 | 113 | 7 |  | Fixed | Roof
NJADRE1557856843 | Administratively Determined Incentive Program | West Orange | 7052 | 4.8 | Residential | Behind the Meter | Yes | PosiGen Developer, LLC | PSE&G |  | Accepted | 2024-10-03 | 2024-10-15 | 2025-10-15 | Solar Panels | Silfab | SIL-400 HC+ |  | 0.4 | 4 | 113 | 9 |  | Fixed | Roof
NJADRE1557856843 | Administratively Determined Incentive Program | West Orange | 7052 | 4.8 | Residential | Behind the Meter | Yes | PosiGen Developer, LLC | PSE&G |  | Accepted | 2024-10-03 | 2024-10-15 | 2025-10-15 | Solar Panels | Silfab | SIL-400 HC+ |  | 0.4 | 4 | 293 | 9 |  | Fixed | Roof
NJADRE1557856903 | Administratively Determined Incentive Program | Lodi | 7644 | 4.8 | Residential | Behind the Meter | Yes | PosiGen Developer, LLC | PSE&G |  | Accepted | 2024-10-03 | 2024-10-15 | 2025-10-15 | Solar Panels | SILFAB | SIL-400 HC+ |  | 0.4 | 2 | 303 | 23 |  | Fixed | Roof
NJADRE1557856903 | Administratively Determined Incentive Program | Lodi | 7644 | 4.8 | Residential | Behind the Meter | Yes | PosiGen Developer, LLC | PSE&G |  | Accepted | 2024-10-03 | 2024-10-15 | 2025-10-15 | Inverters | SOLAREDGE | SE5700H-US | 5700 |  | 1 |  |  | 0.99 |  | Outside | Within ten feet of meter
NJADRE1557856903 | Administratively Determined Incentive Program | Lodi | 7644 | 4.8 | Residential | Behind the Meter | Yes | PosiGen Developer, LLC | PSE&G |  | Accepted | 2024-10-03 | 2024-10-15 | 2025-10-15 | Solar Panels | SILFAB | SIL-400 HC+ |  | 0.4 | 10 | 123 | 23 |  | Fixed | Roof
NJADRE1557856913 | Administratively Determined Incentive Program | Irvington Town | 7111 | 4.51 | Residential | Behind the Meter | Yes | Sunrun Installation Services, Inc. | PSE&G |  | Accepted | 2024-10-03 | 2024-10-15 | 2025-10-15 | Inverters | SolarEdge Technologies | SE3800H-USMN | 3800 |  | 1 |  |  | 0.99 |  | Outdoor | Next to meter
NJADRE1557856913 | Administratively Determined Incentive Program | Irvington Town | 7111 | 4.51 | Residential | Behind the Meter | Yes | Sunrun Installation Services, Inc. | PSE&G |  | Accepted | 2024-10-03 | 2024-10-15 | 2025-10-15 | Solar Panels | Hanwha Q-Cells | Q.PEAK DUO BLK ML-G10+ 410 |  | 0.41 | 11 | 115 | 6 |  | Fixed | Roof
NJADRE1557856922 | Administratively Determined Incentive Program | Secaucus | 7094 | 5.4 | Residential | Behind the Meter | Yes | SunnyMac, LLC | PSE&G |  | Accepted | 2024-10-03 | 2024-10-15 | 2025-10-15 | Solar Panels | HANWHA | Q.PEAK DUO BLK ML-G10+ 415W |  | 0.415 | 8 | 308 | 7 |  | Fixed | Roof
NJADRE1557856922 | Administratively Determined Incentive Program | Secaucus | 7094 | 5.4 | Residential | Behind the Meter | Yes | SunnyMac, LLC | PSE&G |  | Accepted | 2024-10-03 | 2024-10-15 | 2025-10-15 | Inverters | ENPHASE | IQ8PLUS-72-2-US | 290 |  | 13 |  |  | 0.99 |  | Outdoor | next to meter
NJADRE1557856922 | Administratively Determined Incentive Program | Secaucus | 7094 | 5.4 | Residential | Behind the Meter | Yes | SunnyMac, LLC | PSE&G |  | Accepted | 2024-10-03 | 2024-10-15 | 2025-10-15 | Solar Panels | HANWHA | Q.PEAK DUO BLK ML-G10+ 415W |  | 0.415 | 5 | 128 | 12 |  | Fixed | Roof
NJADRE1557856924 | Administratively Determined Incentive Program | Freehold | 7728 | 8.08 | Residential | Behind the Meter | Yes | Brilliant Installations, Inc. | JCP&L |  | Accepted | 2024-10-03 | 2024-11-04 | 2025-11-04 | Solar Panels | JINKO SOLAR | JKM425N-54HL-4-B |  | 0.425 | 19 | 157 | 30 |  | Fixed | Roof
NJADRE1557856924 | Administratively Determined Incentive Program | Freehold | 7728 | 8.08 | Residential | Behind the Meter | Yes | Brilliant Installations, Inc. | JCP&L |  | Accepted | 2024-10-03 | 2024-11-04 | 2025-11-04 | Inverters | Enphase | IQ8PLUS-72-2-US | 290 |  | 19 |  |  | 0.97 |  | Outdoor
NJADRE1557856924 | Administratively Determined Incentive Program | Freehold | 7728 | 8.08 | Residential | Behind the Meter | Yes | Brilliant Installations, Inc. | JCP&L |  | Accepted | 2024-10-03 | 2024-11-04 | 2025-11-04 | Meters | Enphase | X-IQ-AM1-240-5 |  |  | 1 |  |  |  | Yes | Outdoor
NJADRE1557856928 | Administratively Determined Incentive Program | Clifton | 7011 | 8 | Residential | Behind the Meter | Yes | PosiGen Developer, LLC | PSE&G |  | Accepted | 2024-10-03 | 2024-10-15 | 2025-10-15 | Inverters | SolarEdge | SE7600H-US | 7600 |  | 1 |  |  | 0.99 |  | Outside | within ten feet of meter
NJADRE1557856928 | Administratively Determined Incentive Program | Clifton | 7011 | 8 | Residential | Behind the Meter | Yes | PosiGen Developer, LLC | PSE&G |  | Accepted | 2024-10-03 | 2024-10-15 | 2025-10-15 | Solar Panels | SilFab Solar | SIL-400-HC+ |  | 0.4 | 6 | 257 | 37 |  | Fixed | Roof
NJADRE1557856928 | Administratively Determined Incentive Program | Clifton | 7011 | 8 | Residential | Behind the Meter | Yes | PosiGen Developer, LLC | PSE&G |  | Accepted | 2024-10-03 | 2024-10-15 | 2025-10-15 | Solar Panels | SilFab Solar | SIL-400-HC+ |  | 0.4 | 14 | 77 | 37 |  | Fixed | Roof
NJADRE1557857045 | Administratively Determined Incentive Program | Boonton | 7005 | 4.8 | Residential | Behind the Meter | Yes | PosiGen Developer, LLC | JCP&L |  | Accepted | 2024-10-03 | 2024-10-15 | 2025-10-15 | Solar Panels | Silfab | SIL-400 HC+ |  | 0.4 | 12 | 205 | 37 |  | Fixed | Roof
NJADRE1557857045 | Administratively Determined Incentive Program | Boonton | 7005 | 4.8 | Residential | Behind the Meter | Yes | PosiGen Developer, LLC | JCP&L |  | Accepted | 2024-10-03 | 2024-10-15 | 2025-10-15 | Inverters | SolarEdge | SE5700H-US | 5700 |  | 1 |  |  | 0.99 |  | Outdoor | within ten feet of meter
NJADRE1557857263 | Administratively Determined Incentive Program | Secaucus | 7094 | 2.49 | Residential | Behind the Meter | Yes | SunnyMac, LLC | PSE&G |  | Accepted | 2024-10-03 | 2024-10-15 | 2025-10-15 | Solar Panels | HANWHA | Q.PEAK DUO BLK ML-G10+ 415W |  | 0.415 | 6 | 128 | 12 |  | Fixed | Roof
NJADRE1557857263 | Administratively Determined Incentive Program | Secaucus | 7094 | 2.49 | Residential | Behind the Meter | Yes | SunnyMac, LLC | PSE&G |  | Accepted | 2024-10-03 | 2024-10-15 | 2025-10-15 | Inverters | ENPHASE | IQ8PLUS-72-2-US | 290 |  | 6 |  |  | 0.99 |  | Outdoor | next to meter
NJADRE1557857304 | Administratively Determined Incentive Program | Lodi | 7644 | 4.8 | Residential | Behind the Meter | Yes | PosiGen Developer, LLC | PSE&G |  | Accepted | 2024-10-03 | 2024-10-15 | 2025-10-15 | Solar Panels | SILFAB | SIL-400 HC+ |  | 0.4 | 12 | 123 | 23 |  | Fixed | Roof
NJADRE1557857304 | Administratively Determined Incentive Program | Lodi | 7644 | 4.8 | Residential | Behind the Meter | Yes | PosiGen Developer, LLC | PSE&G |  | Accepted | 2024-10-03 | 2024-10-15 | 2025-10-15 | Inverters | SOLAREDGE | SE5700H-US | 5700 |  | 1 |  |  | 0.99 |  | Outside | Within ten feet of meter
NJADRE1557857378 | Administratively Determined Incentive Program | PATERSON | 7522 | 4.1 | Residential | Behind the Meter | Yes | Pro Custom Solar dba Momentum Solar | PSE&G |  | Accepted | 2024-10-03 | 2024-10-15 | 2025-10-15 | Inverters | Enphase | IQ8PLUS-72-2-US | 320 |  | 10 |  |  | 0.97 |  | Outdoor
NJADRE1557857378 | Administratively Determined Incentive Program | PATERSON | 7522 | 4.1 | Residential | Behind the Meter | Yes | Pro Custom Solar dba Momentum Solar | PSE&G |  | Accepted | 2024-10-03 | 2024-10-15 | 2025-10-15 | Solar Panels | Hanwha | Q.Peak DUO BLK ML-G10+410 |  | 0.41 | 10 | 139 | 37 |  | Fixed | Roof
NJADRE1557857546 | Administratively Determined Incentive Program | Lodi | 7644 | 6.4 | Residential | Behind the Meter | Yes | PosiGen Developer, LLC | PSE&G |  | Accepted | 2024-10-03 | 2024-10-15 | 2025-10-15 | Solar Panels | SILFAB | SIL-400 HC+ |  | 0.4 | 3 | 33 | 18 |  | Fixed | Roof
NJADRE1557857546 | Administratively Determined Incentive Program | Lodi | 7644 | 6.4 | Residential | Behind the Meter | Yes | PosiGen Developer, LLC | PSE&G |  | Accepted | 2024-10-03 | 2024-10-15 | 2025-10-15 | Solar Panels | SILFAB | SIL-400 HC+ |  | 0.4 | 13 | 303 | 23 |  | Fixed | Roof
NJADRE1557857546 | Administratively Determined Incentive Program | Lodi | 7644 | 6.4 | Residential | Behind the Meter | Yes | PosiGen Developer, LLC | PSE&G |  | Accepted | 2024-10-03 | 2024-10-15 | 2025-10-15 | Inverters | SOLAREDGE | SE5700H-US | 5700 |  | 1 |  |  | 0.99 |  | Outside | Within ten feet of meter
NJADRE1557857606 | Administratively Determined Incentive Program | Clifton | 7011 | 4.8 | Residential | Behind the Meter | Yes | PosiGen Developer, LLC | PSE&G |  | Accepted | 2024-10-03 | 2024-10-15 | 2025-10-15 | Solar Panels | SilFab Solar | SIL-400-HC+ |  | 0.4 | 7 | 257 | 37 |  | Fixed | Roof
NJADRE1557857606 | Administratively Determined Incentive Program | Clifton | 7011 | 4.8 | Residential | Behind the Meter | Yes | PosiGen Developer, LLC | PSE&G |  | Accepted | 2024-10-03 | 2024-10-15 | 2025-10-15 | Solar Panels | SilFab Solar | SIL-400-HC+ |  | 0.4 | 5 | 77 | 37 |  | Fixed | Roof
NJADRE1557857606 | Administratively Determined Incentive Program | Clifton | 7011 | 4.8 | Residential | Behind the Meter | Yes | PosiGen Developer, LLC | PSE&G |  | Accepted | 2024-10-03 | 2024-10-15 | 2025-10-15 | Inverters | SolarEdge | SE5700H-US | 5700 |  | 1 |  |  | 0.99 |  | Outside | within ten feet of meter
NJADRE1557858315 | Administratively Determined Incentive Program | Little Egg Harbor Twp | 8087 | 4.8 | Residential | Behind the Meter | Yes | PosiGen Developer, LLC | AC Electric |  | Accepted | 2024-10-03 | 2024-10-15 | 2025-10-15 | Solar Panels | SILFAB | SIL400HC+ |  | 0.4 | 8 | 128 | 27 |  | Fixed | Roof
NJADRE1557858315 | Administratively Determined Incentive Program | Little Egg Harbor Twp | 8087 | 4.8 | Residential | Behind the Meter | Yes | PosiGen Developer, LLC | AC Electric |  | Accepted | 2024-10-03 | 2024-10-15 | 2025-10-15 | Inverters | SOLAREDGE | SE5700H-US | 5700 |  | 1 |  |  | 0.99 |  | Outside | WITHIN TEN FEET OF METER
NJADRE1557858315 | Administratively Determined Incentive Program | Little Egg Harbor Twp | 8087 | 4.8 | Residential | Behind the Meter | Yes | PosiGen Developer, LLC | AC Electric |  | Accepted | 2024-10-03 | 2024-10-15 | 2025-10-15 | Solar Panels | SILFAB | SIL400HC+ |  | 0.4 | 4 | 38 | 27 |  | Fixed | Roof
NJADRE1557867026 | Administratively Determined Incentive Program | NEWARK | 7106 | 7.2 | Residential | Behind the Meter | Yes | Pro Custom Solar dba Momentum Solar | PSE&G |  | Accepted | 2024-10-03 | 2024-10-15 | 2025-10-15 | Inverters | ENPHASE | iq8mc-72-m-us | 320 |  | 18 |  |  | 0.97 |  | Outside
NJADRE1557867026 | Administratively Determined Incentive Program | NEWARK | 7106 | 7.2 | Residential | Behind the Meter | Yes | Pro Custom Solar dba Momentum Solar | PSE&G |  | Accepted | 2024-10-03 | 2024-10-15 | 2025-10-15 | Solar Panels | hanwha | q.peak duo blk ml-g10+400 |  | 0.4 | 13 | 302 | 30 |  | Fixed | Roof
NJADRE1557867026 | Administratively Determined Incentive Program | NEWARK | 7106 | 7.2 | Residential | Behind the Meter | Yes | Pro Custom Solar dba Momentum Solar | PSE&G |  | Accepted | 2024-10-03 | 2024-10-15 | 2025-10-15 | Solar Panels | hanwha | q.peak duo blk ml-g10+400 |  | 0.4 | 5 | 122 | 21 |  | Fixed | Roof
NJADRE1557874386 | Administratively Determined Incentive Program | Newark City | 7104 | 6.4 | Residential | Behind the Meter | Yes | PosiGen Developer, LLC | PSE&G |  | Accepted | 2024-10-03 | 2024-10-15 | 2025-10-15 | Solar Panels | SILFAB | SIL400HC+ |  | 0.4 | 4 | 21 | 34 |  | Fixed | Roof
NJADRE1557874386 | Administratively Determined Incentive Program | Newark City | 7104 | 6.4 | Residential | Behind the Meter | Yes | PosiGen Developer, LLC | PSE&G |  | Accepted | 2024-10-03 | 2024-10-15 | 2025-10-15 | Solar Panels | SILFAB | SIL400HC+ |  | 0.4 | 6 | 291 | 1 |  | Fixed | Roof
NJADRE1557874386 | Administratively Determined Incentive Program | Newark City | 7104 | 6.4 | Residential | Behind the Meter | Yes | PosiGen Developer, LLC | PSE&G |  | Accepted | 2024-10-03 | 2024-10-15 | 2025-10-15 | Inverters | SOLAREDGE | SE5700H-US | 5700 |  | 1 |  |  | 0.99 |  | Outside | WITHIN TEN FEET OF METER
NJADRE1557874386 | Administratively Determined Incentive Program | Newark City | 7104 | 6.4 | Residential | Behind the Meter | Yes | PosiGen Developer, LLC | PSE&G |  | Accepted | 2024-10-03 | 2024-10-15 | 2025-10-15 | Solar Panels | SILFAB | SIL400HC+ |  | 0.4 | 6 | 201 | 34 |  | Fixed | Roof
NJADRE1557874724 | Administratively Determined Incentive Program | MILMAY | 8340 | 14 | Residential | Behind the Meter | Yes | RCL Enterprises, Inc. | AC Electric |  | Accepted | 2024-10-03 | 2024-10-15 | 2025-10-15 | Solar Panels | JA SOLAR | JAM54S31 |  | 0.4 | 35 | 180 | 25 |  | Fixed | Ground
NJADRE1557874724 | Administratively Determined Incentive Program | MILMAY | 8340 | 14 | Residential | Behind the Meter | Yes | RCL Enterprises, Inc. | AC Electric |  | Accepted | 2024-10-03 | 2024-10-15 | 2025-10-15 | Inverters | JA SOLAR | JAM54S31 | 290 |  | 35 |  |  | 0.97 |  | Outside
NJADRE1557874732 | Administratively Determined Incentive Program | Glenwood | 7418 | 13.53 | Residential | Behind the Meter | Yes | Trinity Solar, LLC | JCP&L |  | Accepted | 2024-10-03 | 2024-10-15 | 2025-10-15 | Inverters | Tesla | Tesla 5.7KW | 5700 |  | 1 |  |  | 0.986 |  | Outside
NJADRE1557874732 | Administratively Determined Incentive Program | Glenwood | 7418 | 13.53 | Residential | Behind the Meter | Yes | Trinity Solar, LLC | JCP&L |  | Accepted | 2024-10-03 | 2024-10-15 | 2025-10-15 | Inverters | Tesla | Tesla 5.0KW | 5000 |  | 1 |  |  | 0.986 |  | Outside
NJADRE1557874732 | Administratively Determined Incentive Program | Glenwood | 7418 | 13.53 | Residential | Behind the Meter | Yes | Trinity Solar, LLC | JCP&L |  | Accepted | 2024-10-03 | 2024-10-15 | 2025-10-15 | Solar Panels | HANWHA | Q.PEAK DUO BLK ML-G10+ 410 |  | 0.41 | 18 | 71 | 27 |  | Fixed | Roof
NJADRE1557874732 | Administratively Determined Incentive Program | Glenwood | 7418 | 13.53 | Residential | Behind the Meter | Yes | Trinity Solar, LLC | JCP&L |  | Accepted | 2024-10-03 | 2024-10-15 | 2025-10-15 | Solar Panels | HANWHA | Q.PEAK DUO BLK ML-G10+ 410 |  | 0.41 | 15 | 251 | 27 |  | Fixed | Roof
NJADRE1557874869 | Administratively Determined Incentive Program | CRANFORD TWP | 7016 | 5.74 | Residential | Behind the Meter | Yes | Sunrun Installation Services, Inc. | PSE&G |  | Accepted | 2024-10-03 | 2024-10-15 | 2025-10-15 | Solar Panels | Hanwha Q Cells | Q.PEAK DUO BLK ML-G10+ 410 |  | 0.41 | 10 | 220 | 27 |  | Fixed | Roof
NJADRE1557874869 | Administratively Determined Incentive Program | CRANFORD TWP | 7016 | 5.74 | Residential | Behind the Meter | Yes | Sunrun Installation Services, Inc. | PSE&G |  | Accepted | 2024-10-03 | 2024-10-15 | 2025-10-15 | Inverters | Tesla | Powerwall 3 1707000-xx-y | 11500 |  | 1 |  |  | 0.97 |  | Outdoor
NJADRE1557874869 | Administratively Determined Incentive Program | CRANFORD TWP | 7016 | 5.74 | Residential | Behind the Meter | Yes | Sunrun Installation Services, Inc. | PSE&G |  | Accepted | 2024-10-03 | 2024-10-15 | 2025-10-15 | Electric Storage Battery | Tesla | Powerwall |  |  | 1 |  |  |  | Lithium Ion |  | OUTSIDE
NJADRE1557874869 | Administratively Determined Incentive Program | CRANFORD TWP | 7016 | 5.74 | Residential | Behind the Meter | Yes | Sunrun Installation Services, Inc. | PSE&G |  | Accepted | 2024-10-03 | 2024-10-15 | 2025-10-15 | Solar Panels | Hanwha Q Cells | Q.PEAK DUO BLK ML-G10+ 410 |  | 0.41 | 4 | 40 | 27 |  | Fixed | Roof
NJADRE1557881486 | Administratively Determined Incentive Program | CINNAMINSON | 8077 | 8.2 | Residential | Behind the Meter | Yes | EMT Renewables, LLC | PSE&G |  | Accepted | 2024-10-04 | 2024-10-16 | 2025-10-16 | Solar Panels | TRINA | TSM-NE09RC.05 |  | 0.41 | 5 | 151 | 24 |  | Fixed | Roof
NJADRE1557881486 | Administratively Determined Incentive Program | CINNAMINSON | 8077 | 8.2 | Residential | Behind the Meter | Yes | EMT Renewables, LLC | PSE&G |  | Accepted | 2024-10-04 | 2024-10-16 | 2025-10-16 | Inverters | ENPHASE | IQ8+ | 290 |  | 20 |  |  | 0.98 |  | Other | UNDER EACH PANEL
NJADRE1557881486 | Administratively Determined Incentive Program | CINNAMINSON | 8077 | 8.2 | Residential | Behind the Meter | Yes | EMT Renewables, LLC | PSE&G |  | Accepted | 2024-10-04 | 2024-10-16 | 2025-10-16 | Solar Panels | TRINA | TSM-NE09RC.05 |  | 0.41 | 11 | 241 | 24 |  | Fixed | Roof
NJADRE1557881486 | Administratively Determined Incentive Program | CINNAMINSON | 8077 | 8.2 | Residential | Behind the Meter | Yes | EMT Renewables, LLC | PSE&G |  | Accepted | 2024-10-04 | 2024-10-16 | 2025-10-16 | Solar Panels | TRINA | TSM-NE09RC.05 |  | 0.41 | 4 | 61 | 14 |  | Fixed | Roof
NJADRE1557881564 | Administratively Determined Incentive Program | PISCATAWAY | 8854 | 8.93 | Residential | Behind the Meter | Yes | Power Energy Solutions, LLC | PSE&G |  | Accepted | 2024-10-04 | 2024-10-16 | 2025-10-16 | Inverters | SolarEdge | SE6000H-US | 6000 |  | 1 |  |  | 0.97 |  | Outdoor
NJADRE1557881564 | Administratively Determined Incentive Program | PISCATAWAY | 8854 | 8.93 | Residential | Behind the Meter | Yes | Power Energy Solutions, LLC | PSE&G |  | Accepted | 2024-10-04 | 2024-10-16 | 2025-10-16 | Solar Panels | Trina Solar | TSM-425NE09RC.05 |  | 0.425 | 16 | 148 | 20 |  | Fixed | Roof
NJADRE1557881564 | Administratively Determined Incentive Program | PISCATAWAY | 8854 | 8.93 | Residential | Behind the Meter | Yes | Power Energy Solutions, LLC | PSE&G |  | Accepted | 2024-10-04 | 2024-10-16 | 2025-10-16 | Solar Panels | Trina Solar | TSM-425NE09RC.05 |  | 0.425 | 5 | 148 | 18 |  | Fixed | Roof
NJADRE1557881615 | Administratively Determined Incentive Program | Old Bridge | 8857 | 6.8 | Residential | Behind the Meter | Yes | Brilliant Installations, Inc. | JCP&L |  | Accepted | 2024-10-04 | 2024-10-16 | 2025-10-16 | Inverters | Enphase | IQ8PLUS-72-2-US | 290 |  | 16 |  |  | 0.97 |  | Outdoor
NJADRE1557881615 | Administratively Determined Incentive Program | Old Bridge | 8857 | 6.8 | Residential | Behind the Meter | Yes | Brilliant Installations, Inc. | JCP&L |  | Accepted | 2024-10-04 | 2024-10-16 | 2025-10-16 | Solar Panels | JINKO SOLAR | JKM425N-54HL-4-B |  | 0.425 | 16 | 95 | 25 |  | Fixed | Roof
NJADRE1557881627 | Administratively Determined Incentive Program | Wenonah | 8090 | 6.56 | Residential | Behind the Meter | Yes | EMT Renewables, LLC | AC Electric |  | Accepted | 2024-10-04 | 2024-10-16 | 2025-10-16 | Inverters | ENPHASE | IQ8+ | 290 |  | 16 |  |  | 0.98 |  | Other | UNDER EACH PANEL
NJADRE1557881627 | Administratively Determined Incentive Program | Wenonah | 8090 | 6.56 | Residential | Behind the Meter | Yes | EMT Renewables, LLC | AC Electric |  | Accepted | 2024-10-04 | 2024-10-16 | 2025-10-16 | Solar Panels | TRINA | TSM-NE09RC.05 |  | 0.41 | 16 | 114 | 25 |  | Fixed | Roof
NJADRE1557881721 | Administratively Determined Incentive Program | PLAINSBORO TWP | 8536 | 7.38 | Residential | Behind the Meter | Yes | Sunrun Installation Services, Inc. | PSE&G |  | Accepted | 2024-10-04 | 2024-10-16 | 2025-10-16 | Inverters | SOLAREDGE TECHNOLOGIES | SE5700H-USMN | 5760 |  | 1 |  |  | 0.99 |  | Outdoor
NJADRE1557881721 | Administratively Determined Incentive Program | PLAINSBORO TWP | 8536 | 7.38 | Residential | Behind the Meter | Yes | Sunrun Installation Services, Inc. | PSE&G |  | Accepted | 2024-10-04 | 2024-10-16 | 2025-10-16 | Solar Panels | HANWHA Q-CELLS | Q.PEAK DUO BLK ML-G10+ 410 |  | 0.41 | 18 | 260 | 35 |  | Fixed | Roof
NJADRE1557881749 | Administratively Determined Incentive Program | Cape May Court House | 8210 | 19.68 | Residential | Behind the Meter | Yes | EMT Renewables, LLC | AC Electric |  | Accepted | 2024-10-04 | 2024-10-17 | 2025-10-17 | Solar Panels | TRINA | TSM-NE09RC.05 |  | 0.41 | 5 | 122 | 8 |  | Fixed | Roof
NJADRE1557881749 | Administratively Determined Incentive Program | Cape May Court House | 8210 | 19.68 | Residential | Behind the Meter | Yes | EMT Renewables, LLC | AC Electric |  | Accepted | 2024-10-04 | 2024-10-17 | 2025-10-17 | Solar Panels | TRINA | TSM-NE09RC.05 |  | 0.41 | 3 | 33 | 10 |  | Fixed | Roof
NJADRE1557881749 | Administratively Determined Incentive Program | Cape May Court House | 8210 | 19.68 | Residential | Behind the Meter | Yes | EMT Renewables, LLC | AC Electric |  | Accepted | 2024-10-04 | 2024-10-17 | 2025-10-17 | Solar Panels | TRINA | TSM-NE09RC.05 |  | 0.41 | 21 | 32 | 10 |  | Fixed | Roof
NJADRE1557881749 | Administratively Determined Incentive Program | Cape May Court House | 8210 | 19.68 | Residential | Behind the Meter | Yes | EMT Renewables, LLC | AC Electric |  | Accepted | 2024-10-04 | 2024-10-17 | 2025-10-17 | Solar Panels | TRINA | TSM-NE09RC.05 |  | 0.41 | 11 | 212 | 10 |  | Fixed | Roof
NJADRE1557881749 | Administratively Determined Incentive Program | Cape May Court House | 8210 | 19.68 | Residential | Behind the Meter | Yes | EMT Renewables, LLC | AC Electric |  | Accepted | 2024-10-04 | 2024-10-17 | 2025-10-17 | Solar Panels | TRINA | TSM-NE09RC.05 |  | 0.41 | 3 | 213 | 10 |  | Fixed | Roof
NJADRE1557881749 | Administratively Determined Incentive Program | Cape May Court House | 8210 | 19.68 | Residential | Behind the Meter | Yes | EMT Renewables, LLC | AC Electric |  | Accepted | 2024-10-04 | 2024-10-17 | 2025-10-17 | Solar Panels | TRINA | TSM-NE09RC.05 |  | 0.41 | 5 | 302 | 8 |  | Fixed | Roof
NJADRE1557881749 | Administratively Determined Incentive Program | Cape May Court House | 8210 | 19.68 | Residential | Behind the Meter | Yes | EMT Renewables, LLC | AC Electric |  | Accepted | 2024-10-04 | 2024-10-17 | 2025-10-17 | Inverters | ENPHASE | IQ8+ | 290 |  | 48 |  |  | 0.98 |  | Other | UNDER EACH PANEL
NJADRE1557881751 | Administratively Determined Incentive Program | EAST BRUNSWICK | 8816 | 14.76 | Residential | Behind the Meter | Yes | Trinity Solar, LLC | PSE&G |  | Accepted | 2024-10-04 | 2024-10-16 | 2025-10-16 | Solar Panels | HANWHA | Q.PEAK DUO BLK ML-G10+ 410 |  | 0.41 | 17 | 217 | 23 |  | Fixed | Roof
NJADRE1557881751 | Administratively Determined Incentive Program | EAST BRUNSWICK | 8816 | 14.76 | Residential | Behind the Meter | Yes | Trinity Solar, LLC | PSE&G |  | Accepted | 2024-10-04 | 2024-10-16 | 2025-10-16 | Inverters | TESLA | 1707000-xx-y | 11500 |  | 2 |  |  | 0.986 |  | Outside
NJADRE1557881751 | Administratively Determined Incentive Program | EAST BRUNSWICK | 8816 | 14.76 | Residential | Behind the Meter | Yes | Trinity Solar, LLC | PSE&G |  | Accepted | 2024-10-04 | 2024-10-16 | 2025-10-16 | Solar Panels | HANWHA | Q.PEAK DUO BLK ML-G10+ 410 |  | 0.41 | 10 | 217 | 17 |  | Fixed | Roof
NJADRE1557881751 | Administratively Determined Incentive Program | EAST BRUNSWICK | 8816 | 14.76 | Residential | Behind the Meter | Yes | Trinity Solar, LLC | PSE&G |  | Accepted | 2024-10-04 | 2024-10-16 | 2025-10-16 | Solar Panels | HANWHA | Q.PEAK DUO BLK ML-G10+ 410 |  | 0.41 | 9 | 217 | 16 |  | Fixed | Roof
NJADRE1557881751 | Administratively Determined Incentive Program | EAST BRUNSWICK | 8816 | 14.76 | Residential | Behind the Meter | Yes | Trinity Solar, LLC | PSE&G |  | Accepted | 2024-10-04 | 2024-10-16 | 2025-10-16 | Electric Storage Battery | TESLA | 1707000-xx-y |  |  | 2 |  |  |  | Lithium Ion |  | Outdoors
NJADRE1557887797 | Administratively Determined Incentive Program | Piscataway Twp | 8854 | 13.94 | Residential | Behind the Meter | Yes | Sunrun Installation Services, Inc. | PSE&G |  | Accepted | 2024-10-04 | 2024-10-16 | 2025-10-16 | Solar Panels | Hanwha Q-Cells | Q.PEAK DUO BLK ML-G10+ 410 |  | 0.41 | 20 | 310 | 27 |  | Fixed | Roof
NJADRE1557887797 | Administratively Determined Incentive Program | Piscataway Twp | 8854 | 13.94 | Residential | Behind the Meter | Yes | Sunrun Installation Services, Inc. | PSE&G |  | Accepted | 2024-10-04 | 2024-10-16 | 2025-10-16 | Solar Panels | Hanwha Q-Cells | Q.PEAK DUO BLK ML-G10+ 410 |  | 0.41 | 11 | 130 | 27 |  | Fixed | Roof
NJADRE1557887797 | Administratively Determined Incentive Program | Piscataway Twp | 8854 | 13.94 | Residential | Behind the Meter | Yes | Sunrun Installation Services, Inc. | PSE&G |  | Accepted | 2024-10-04 | 2024-10-16 | 2025-10-16 | Solar Panels | Hanwha Q-Cells | Q.PEAK DUO BLK ML-G10+ 410 |  | 0.41 | 3 | 127 | 18 |  | Fixed | Roof
NJADRE1557887797 | Administratively Determined Incentive Program | Piscataway Twp | 8854 | 13.94 | Residential | Behind the Meter | Yes | Sunrun Installation Services, Inc. | PSE&G |  | Accepted | 2024-10-04 | 2024-10-16 | 2025-10-16 | Inverters | SolarEdge Technologies | SE10000H-USMN | 10000 |  | 1 |  |  | 0.99 |  | Outdoor | Next to meter
NJADRE1557887870 | Administratively Determined Incentive Program | Bergenfield | 7621 | 6.97 | Residential | Behind the Meter | Yes | Trinity Solar, LLC | PSE&G |  | Accepted | 2024-10-04 | 2024-10-16 | 2025-10-16 | Inverters | Solar Edge | SE6000H-US | 6000 |  | 1 |  |  | 0.97 |  | Outdoor
NJADRE1557887870 | Administratively Determined Incentive Program | Bergenfield | 7621 | 6.97 | Residential | Behind the Meter | Yes | Trinity Solar, LLC | PSE&G |  | Accepted | 2024-10-04 | 2024-10-16 | 2025-10-16 | Solar Panels | HANWHA | (Q.PEAK DUO BLK ML-G10+ 410) |  | 0.41 | 3 | 177 | 23 |  | Fixed | Roof
NJADRE1557887870 | Administratively Determined Incentive Program | Bergenfield | 7621 | 6.97 | Residential | Behind the Meter | Yes | Trinity Solar, LLC | PSE&G |  | Accepted | 2024-10-04 | 2024-10-16 | 2025-10-16 | Solar Panels | HANWHA | (Q.PEAK DUO BLK ML-G10+ 410) |  | 0.41 | 3 | 357 | 23 |  | Fixed | Roof
NJADRE1557887870 | Administratively Determined Incentive Program | Bergenfield | 7621 | 6.97 | Residential | Behind the Meter | Yes | Trinity Solar, LLC | PSE&G |  | Accepted | 2024-10-04 | 2024-10-16 | 2025-10-16 | Solar Panels | HANWHA | (Q.PEAK DUO BLK ML-G10+ 410) |  | 0.41 | 3 | 87 | 37 |  | Fixed | Roof
NJADRE1557887870 | Administratively Determined Incentive Program | Bergenfield | 7621 | 6.97 | Residential | Behind the Meter | Yes | Trinity Solar, LLC | PSE&G |  | Accepted | 2024-10-04 | 2024-10-16 | 2025-10-16 | Solar Panels | HANWHA | (Q.PEAK DUO BLK ML-G10+ 410) |  | 0.41 | 2 | 87 | 30 |  | Fixed | Roof
NJADRE1557887870 | Administratively Determined Incentive Program | Bergenfield | 7621 | 6.97 | Residential | Behind the Meter | Yes | Trinity Solar, LLC | PSE&G |  | Accepted | 2024-10-04 | 2024-10-16 | 2025-10-16 | Solar Panels | HANWHA | (Q.PEAK DUO BLK ML-G10+ 410) |  | 0.41 | 4 | 177 | 37 |  | Fixed | Roof
NJADRE1557887870 | Administratively Determined Incentive Program | Bergenfield | 7621 | 6.97 | Residential | Behind the Meter | Yes | Trinity Solar, LLC | PSE&G |  | Accepted | 2024-10-04 | 2024-10-16 | 2025-10-16 | Solar Panels | HANWHA 410 (Q.PEAK DUO BLK ML-G10+ 410) | (Q.PEAK DUO BLK ML-G10+ 410) |  | 0.41 | 2 | 177 | 30 |  | Fixed | Roof
NJADRE1557887884 | Administratively Determined Incentive Program | WILLINGBORO TWP | 8046 | 10.66 | Residential | Behind the Meter | Yes | Sunrun Installation Services, Inc. | PSE&G |  | Accepted | 2024-10-04 | 2024-10-16 | 2025-10-16 | Solar Panels | Hanwha Q-Cells | Q.PEAK DUO BLK ML-G10+ 410 |  | 0.41 | 4 | 189 | 31 |  | Fixed | Roof
NJADRE1557887884 | Administratively Determined Incentive Program | WILLINGBORO TWP | 8046 | 10.66 | Residential | Behind the Meter | Yes | Sunrun Installation Services, Inc. | PSE&G |  | Accepted | 2024-10-04 | 2024-10-16 | 2025-10-16 | Solar Panels | Hanwha Q-Cells | Q.PEAK DUO BLK ML-G10+ 410 |  | 0.41 | 10 | 188 | 32 |  | Fixed | Roof
NJADRE1557887884 | Administratively Determined Incentive Program | WILLINGBORO TWP | 8046 | 10.66 | Residential | Behind the Meter | Yes | Sunrun Installation Services, Inc. | PSE&G |  | Accepted | 2024-10-04 | 2024-10-16 | 2025-10-16 | Solar Panels | Hanwha Q-Cells | Q.PEAK DUO BLK ML-G10+ 410 |  | 0.41 | 12 | 189 | 10 |  | Fixed | Roof
NJADRE1557887884 | Administratively Determined Incentive Program | WILLINGBORO TWP | 8046 | 10.66 | Residential | Behind the Meter | Yes | Sunrun Installation Services, Inc. | PSE&G |  | Accepted | 2024-10-04 | 2024-10-16 | 2025-10-16 | Inverters | SolarEdge Technologies | SE7600H-USMN | 7600 |  | 1 |  |  | 0.99 |  | Outdoor | Next to meter
NJADRE1557887918 | Administratively Determined Incentive Program | Lindenwold | 8021 | 4.8 | Residential | Behind the Meter | Yes | PosiGen Developer, LLC | AC Electric |  | Accepted | 2024-10-04 | 2024-10-16 | 2025-10-16 | Solar Panels | SILFAB | SIL400HC+ |  | 0.4 | 6 | 91 | 27 |  | Fixed | Roof
NJADRE1557887918 | Administratively Determined Incentive Program | Lindenwold | 8021 | 4.8 | Residential | Behind the Meter | Yes | PosiGen Developer, LLC | AC Electric |  | Accepted | 2024-10-04 | 2024-10-16 | 2025-10-16 | Inverters | SOLAREDGE | SE5700H-US | 5700 |  | 1 |  |  | 0.99 |  | Outside | WITHIN TEN FEET OF METER
NJADRE1557887918 | Administratively Determined Incentive Program | Lindenwold | 8021 | 4.8 | Residential | Behind the Meter | Yes | PosiGen Developer, LLC | AC Electric |  | Accepted | 2024-10-04 | 2024-10-16 | 2025-10-16 | Solar Panels | SILFAB | SIL400HC+ |  | 0.4 | 6 | 181 | 30 |  | Fixed | Roof
NJADRE1557888157 | Administratively Determined Incentive Program | Manalapan | 7726 | 21.5 | Residential | Behind the Meter | No | Public Service Solar, LLC | JCP&L |  | Accepted | 2024-10-04 | 2024-10-16 | 2025-10-16 | Solar Panels | Panasonic | EVPV430HK2 |  | 0.43 | 40 | 180 | 20 |  | Fixed | Ground
NJADRE1557888157 | Administratively Determined Incentive Program | Manalapan | 7726 | 21.5 | Residential | Behind the Meter | No | Public Service Solar, LLC | JCP&L |  | Accepted | 2024-10-04 | 2024-10-16 | 2025-10-16 | Inverters | Enphase | iQ8HC-72-M-US | 380 |  | 50 |  |  | 0.96 |  | Outdoor | Under module
NJADRE1557888157 | Administratively Determined Incentive Program | Manalapan | 7726 | 21.5 | Residential | Behind the Meter | No | Public Service Solar, LLC | JCP&L |  | Accepted | 2024-10-04 | 2024-10-16 | 2025-10-16 | Solar Panels | Panasonic | EVPV430HK2 |  | 0.43 | 3 | 187 | 34 |  | Fixed | Roof
NJADRE1557888157 | Administratively Determined Incentive Program | Manalapan | 7726 | 21.5 | Residential | Behind the Meter | No | Public Service Solar, LLC | JCP&L |  | Accepted | 2024-10-04 | 2024-10-16 | 2025-10-16 | Solar Panels | Panasonic | EVPV430HK2 |  | 0.43 | 7 | 97 | 34 |  | Fixed | Roof
NJADRE1557888165 | Administratively Determined Incentive Program | HAWTHORNE | 7506 | 6.8 | Residential | Behind the Meter | Yes | Pro Custom Solar dba Momentum Solar | PSE&G |  | Accepted | 2024-10-04 | 2024-10-17 | 2025-10-17 | Solar Panels | hanwha | q.peak duo blk ml-g10+400 |  | 0.4 | 4 | 171 | 28 |  | Fixed | Roof
NJADRE1557888165 | Administratively Determined Incentive Program | HAWTHORNE | 7506 | 6.8 | Residential | Behind the Meter | Yes | Pro Custom Solar dba Momentum Solar | PSE&G |  | Accepted | 2024-10-04 | 2024-10-17 | 2025-10-17 | Solar Panels | hanwha | q.peak duo blk ml-g10+400 |  | 0.4 | 2 | 351 | 28 |  | Fixed | Roof
NJADRE1557888165 | Administratively Determined Incentive Program | HAWTHORNE | 7506 | 6.8 | Residential | Behind the Meter | Yes | Pro Custom Solar dba Momentum Solar | PSE&G |  | Accepted | 2024-10-04 | 2024-10-17 | 2025-10-17 | Inverters | ENPHASE | iq8mc-72-m-us | 320 |  | 17 |  |  | 0.97 |  | Outside
NJADRE1557888165 | Administratively Determined Incentive Program | HAWTHORNE | 7506 | 6.8 | Residential | Behind the Meter | Yes | Pro Custom Solar dba Momentum Solar | PSE&G |  | Accepted | 2024-10-04 | 2024-10-17 | 2025-10-17 | Solar Panels | hanwha | q.peak duo blk ml-g10+400 |  | 0.4 | 11 | 81 | 27 |  | Fixed | Roof
NJADRE1557888177 | Administratively Determined Incentive Program | Newton | 7860 | 6.56 | Residential | Behind the Meter | Yes | Trinity Solar, LLC | JCP&L |  | Accepted | 2024-10-04 | 2024-10-16 | 2025-10-16 | Solar Panels | HANWHA | Q.PEAK DUO BLK ML-G10+ 410 |  | 0.41 | 16 | 158 | 19 |  | Fixed | Roof
NJADRE1557888177 | Administratively Determined Incentive Program | Newton | 7860 | 6.56 | Residential | Behind the Meter | Yes | Trinity Solar, LLC | JCP&L |  | Accepted | 2024-10-04 | 2024-10-16 | 2025-10-16 | Inverters | Tesla | Tesla 5.0KW 1538000-XX-Y | 5000 |  | 1 |  |  | 0.986 |  | Outdoor
NJADRE1557895299 | Administratively Determined Incentive Program | Ventnor City | 8406 | 4.46 | Residential | Behind the Meter | Yes | SunPurity LLC | AC Electric |  | Accepted | 2024-10-05 | 2024-10-16 | 2025-10-16 | Solar Panels | Sunpower | SPR-WSMD-405-BLK-H-AC |  | 0.405 | 11 | 148 | 14 |  | Fixed | Roof
NJADRE1557895299 | Administratively Determined Incentive Program | Ventnor City | 8406 | 4.46 | Residential | Behind the Meter | Yes | SunPurity LLC | AC Electric |  | Accepted | 2024-10-05 | 2024-10-16 | 2025-10-16 | Inverters | Enphase Energy | IQ8PLUS-72-2-US | 290 |  | 11 |  |  | 0.976 |  | Outdoor
NJADRE1557897476 | Administratively Determined Incentive Program | PLEASANTVILLE | 8232 | 8 | Residential | Behind the Meter | Yes | Big Wave Roofing and Solar, LLC | AC Electric |  | Accepted | 2024-10-07 | 2024-10-16 | 2025-10-16 | Solar Panels | LONGI | LR5-54HABB-400M |  | 0.4 | 5 | 214 | 17 |  | Fixed | Roof
NJADRE1557897476 | Administratively Determined Incentive Program | PLEASANTVILLE | 8232 | 8 | Residential | Behind the Meter | Yes | Big Wave Roofing and Solar, LLC | AC Electric |  | Accepted | 2024-10-07 | 2024-10-16 | 2025-10-16 | Solar Panels | LONGI | LR5-54HABB-400M |  | 0.4 | 7 | 214 | 30 |  | Fixed | Roof
NJADRE1557897476 | Administratively Determined Incentive Program | PLEASANTVILLE | 8232 | 8 | Residential | Behind the Meter | Yes | Big Wave Roofing and Solar, LLC | AC Electric |  | Accepted | 2024-10-07 | 2024-10-16 | 2025-10-16 | Solar Panels | LONGI | LR5-54HABB-400M |  | 0.4 | 3 | 304 | 17 |  | Fixed | Roof
NJADRE1557897476 | Administratively Determined Incentive Program | PLEASANTVILLE | 8232 | 8 | Residential | Behind the Meter | Yes | Big Wave Roofing and Solar, LLC | AC Electric |  | Accepted | 2024-10-07 | 2024-10-16 | 2025-10-16 | Solar Panels | LONGI | LR5-54HABB-400M |  | 0.4 | 2 | 124 | 30 |  | Fixed | Roof
NJADRE1557897476 | Administratively Determined Incentive Program | PLEASANTVILLE | 8232 | 8 | Residential | Behind the Meter | Yes | Big Wave Roofing and Solar, LLC | AC Electric |  | Accepted | 2024-10-07 | 2024-10-16 | 2025-10-16 | Solar Panels | LONGI | LR5-54HABB-400M |  | 0.4 | 3 | 304 | 30 |  | Fixed | Roof
NJADRE1557897476 | Administratively Determined Incentive Program | PLEASANTVILLE | 8232 | 8 | Residential | Behind the Meter | Yes | Big Wave Roofing and Solar, LLC | AC Electric |  | Accepted | 2024-10-07 | 2024-10-16 | 2025-10-16 | Inverters | Enphase Energy Inc | IQ8HC-72-M-DOM-US | 380 |  | 20 |  |  | 0.98 |  | Outside
NJADRE1557897573 | Administratively Determined Incentive Program | Bellmawr Boro | 8031 | 12.3 | Residential | Behind the Meter | Yes | Sunrun Installation Services, Inc. | PSE&G |  | Accepted | 2024-10-07 | 2024-10-17 | 2025-10-17 | Solar Panels | Hanwha Q Cells | Q.PEAK DUO BLK ML-G10+ 410 |  | 0.41 | 3 | 354 | 14 |  | Fixed | Roof
NJADRE1557897573 | Administratively Determined Incentive Program | Bellmawr Boro | 8031 | 12.3 | Residential | Behind the Meter | Yes | Sunrun Installation Services, Inc. | PSE&G |  | Accepted | 2024-10-07 | 2024-10-17 | 2025-10-17 | Solar Panels | Hanwha Q Cells | Q.PEAK DUO BLK ML-G10+ 410 |  | 0.41 | 23 | 174 | 14 |  | Fixed | Roof
NJADRE1557897573 | Administratively Determined Incentive Program | Bellmawr Boro | 8031 | 12.3 | Residential | Behind the Meter | Yes | Sunrun Installation Services, Inc. | PSE&G |  | Accepted | 2024-10-07 | 2024-10-17 | 2025-10-17 | Solar Panels | Hanwha Q Cells | Q.PEAK DUO BLK ML-G10+ 410 |  | 0.41 | 4 | 264 | 17 |  | Fixed | Roof
NJADRE1557897573 | Administratively Determined Incentive Program | Bellmawr Boro | 8031 | 12.3 | Residential | Behind the Meter | Yes | Sunrun Installation Services, Inc. | PSE&G |  | Accepted | 2024-10-07 | 2024-10-17 | 2025-10-17 | Inverters | SolarEdge Technologies | SE10000H-USMN | 10000 |  | 1 |  |  | 0.99 |  | Outside
NJADRE1557897634 | Administratively Determined Incentive Program | Glassboro | 8028 | 8.93 | Residential | Behind the Meter | Yes | Velocity Energy & Home Solutions, Inc. | AC Electric |  | Accepted | 2024-10-07 | 2024-10-21 | 2025-10-21 | Solar Panels | TRINA | 425w |  | 0.425 | 5 | 158 | 28 |  | Fixed | Roof
NJADRE1557897634 | Administratively Determined Incentive Program | Glassboro | 8028 | 8.93 | Residential | Behind the Meter | Yes | Velocity Energy & Home Solutions, Inc. | AC Electric |  | Accepted | 2024-10-07 | 2024-10-21 | 2025-10-21 | Solar Panels | trina | 425w |  | 0.425 | 12 | 250 | 34 |  | Fixed | Roof
NJADRE1557897634 | Administratively Determined Incentive Program | Glassboro | 8028 | 8.93 | Residential | Behind the Meter | Yes | Velocity Energy & Home Solutions, Inc. | AC Electric |  | Accepted | 2024-10-07 | 2024-10-21 | 2025-10-21 | Solar Panels | TRINA | 425W |  | 0.425 | 4 | 158 | 29 |  | Fixed | Roof
NJADRE1557897634 | Administratively Determined Incentive Program | Glassboro | 8028 | 8.93 | Residential | Behind the Meter | Yes | Velocity Energy & Home Solutions, Inc. | AC Electric |  | Accepted | 2024-10-07 | 2024-10-21 | 2025-10-21 | Inverters | enphase | iq8plus | 290 |  | 21 |  |  | 0.99 |  | Outside | behind panels
NJADRE1557897644 | Administratively Determined Incentive Program | BARNEGAT | 8005 | 6 | Residential | Behind the Meter | Yes | Big Wave Roofing and Solar, LLC | AC Electric |  | Accepted | 2024-10-07 | 2024-10-17 | 2025-10-17 | Solar Panels | LONGI | LR5-54HABB-400M |  | 0.4 | 12 | 91 | 35 |  | Fixed | Roof
NJADRE1557897644 | Administratively Determined Incentive Program | BARNEGAT | 8005 | 6 | Residential | Behind the Meter | Yes | Big Wave Roofing and Solar, LLC | AC Electric |  | Accepted | 2024-10-07 | 2024-10-17 | 2025-10-17 | Inverters | Enphase | IQ8HC-72-M-DOM-US | 380 |  | 15 |  |  | 0.98 |  | Outside
NJADRE1557897644 | Administratively Determined Incentive Program | BARNEGAT | 8005 | 6 | Residential | Behind the Meter | Yes | Big Wave Roofing and Solar, LLC | AC Electric |  | Accepted | 2024-10-07 | 2024-10-17 | 2025-10-17 | Solar Panels | LONGI | LR5-54HABB-400M |  | 0.4 | 3 | 181 | 28 |  | Fixed | Roof
NJADRE1557897645 | Administratively Determined Incentive Program | EGG HARBOR TOWNSHIP | 8234 | 6.38 | Residential | Behind the Meter | Yes | Power Energy Solutions, LLC | AC Electric |  | Accepted | 2024-10-07 | 2024-10-17 | 2025-10-17 | Solar Panels | Trina Solar | TSM-425NE09RC.05 |  | 0.425 | 15 | 157 | 28 |  | Fixed | Roof
NJADRE1557897645 | Administratively Determined Incentive Program | EGG HARBOR TOWNSHIP | 8234 | 6.38 | Residential | Behind the Meter | Yes | Power Energy Solutions, LLC | AC Electric |  | Accepted | 2024-10-07 | 2024-10-17 | 2025-10-17 | Inverters | SolarEdge | SE6000H-US | 6 |  | 1 |  |  | 0.97 |  | Outdoor
NJADRE1557897684 | Administratively Determined Incentive Program | Hillside | 7205 | 7.7 | Residential | Behind the Meter | Yes | EMT Renewables, LLC | PSE&G |  | Accepted | 2024-10-07 | 2024-10-21 | 2025-10-21 | Solar Panels | Q CELLS | Q PEAK DUO BLK |  | 0.405 | 11 | 303 | 28 |  | Fixed | Roof
NJADRE1557897684 | Administratively Determined Incentive Program | Hillside | 7205 | 7.7 | Residential | Behind the Meter | Yes | EMT Renewables, LLC | PSE&G |  | Accepted | 2024-10-07 | 2024-10-21 | 2025-10-21 | Solar Panels | Q CELLS | Q PEAK DUO BLK |  | 0.405 | 1 | 33 | 20 |  | Fixed | Roof
NJADRE1557897684 | Administratively Determined Incentive Program | Hillside | 7205 | 7.7 | Residential | Behind the Meter | Yes | EMT Renewables, LLC | PSE&G |  | Accepted | 2024-10-07 | 2024-10-21 | 2025-10-21 | Inverters | ENPHASE | IQ8+ | 290 |  | 19 |  |  | 0.98 |  | Other | UNDER EACH PANEL
NJADRE1557897684 | Administratively Determined Incentive Program | Hillside | 7205 | 7.7 | Residential | Behind the Meter | Yes | EMT Renewables, LLC | PSE&G |  | Accepted | 2024-10-07 | 2024-10-21 | 2025-10-21 | Solar Panels | Q CELLS | Q PEAK DUO BLK |  | 0.405 | 4 | 123 | 28 |  | Fixed | Roof
NJADRE1557897684 | Administratively Determined Incentive Program | Hillside | 7205 | 7.7 | Residential | Behind the Meter | Yes | EMT Renewables, LLC | PSE&G |  | Accepted | 2024-10-07 | 2024-10-21 | 2025-10-21 | Solar Panels | Q CELLS | Q PEAK DUO BLK |  | 0.405 | 2 | 213 | 20 |  | Fixed | Roof
NJADRE1557897684 | Administratively Determined Incentive Program | Hillside | 7205 | 7.7 | Residential | Behind the Meter | Yes | EMT Renewables, LLC | PSE&G |  | Accepted | 2024-10-07 | 2024-10-21 | 2025-10-21 | Solar Panels | Q CELLS | Q PEAK DUO BLK |  | 0.405 | 1 | 213 | 19 |  | Fixed | Roof
NJADRE1557897718 | Administratively Determined Incentive Program | Egg Harbor Twp | 8234 | 3.4 | Residential | Behind the Meter | Yes | Power Energy Solutions, LLC | AC Electric |  | Accepted | 2024-10-07 | 2024-10-17 | 2025-10-17 | Inverters | SolarEdge | SE3800H-US | 4 |  | 1 |  |  | 0.97 |  | Outdoor
NJADRE1557897718 | Administratively Determined Incentive Program | Egg Harbor Twp | 8234 | 3.4 | Residential | Behind the Meter | Yes | Power Energy Solutions, LLC | AC Electric |  | Accepted | 2024-10-07 | 2024-10-17 | 2025-10-17 | Solar Panels | Trina Solar | TSM-425NE09RC.05 |  | 0.425 | 8 | 293 | 20 |  | Fixed | Roof
NJADRE1557897733 | Administratively Determined Incentive Program | Hackensack | 7601 | 8.61 | Residential | Behind the Meter | Yes | Pro Custom Solar dba Momentum Solar | PSE&G |  | Accepted | 2024-10-07 | 2024-10-17 | 2025-10-17 | Inverters | Enphase | IQ8MC-72-M-US | 320 |  | 21 |  |  | 0.97 |  | Outdoor
NJADRE1557897733 | Administratively Determined Incentive Program | Hackensack | 7601 | 8.61 | Residential | Behind the Meter | Yes | Pro Custom Solar dba Momentum Solar | PSE&G |  | Accepted | 2024-10-07 | 2024-10-17 | 2025-10-17 | Solar Panels | Hanwha | Q.PEAK DUO BLK ML-G10+410 |  | 0.41 | 11 | 218 | 27 |  | Fixed | Roof
NJADRE1557897733 | Administratively Determined Incentive Program | Hackensack | 7601 | 8.61 | Residential | Behind the Meter | Yes | Pro Custom Solar dba Momentum Solar | PSE&G |  | Accepted | 2024-10-07 | 2024-10-17 | 2025-10-17 | Solar Panels | Hanwha | Q.PEAK DUO BLK ML-G10+410 |  | 0.41 | 6 | 128 | 14 |  | Fixed | Roof
NJADRE1557897733 | Administratively Determined Incentive Program | Hackensack | 7601 | 8.61 | Residential | Behind the Meter | Yes | Pro Custom Solar dba Momentum Solar | PSE&G |  | Accepted | 2024-10-07 | 2024-10-17 | 2025-10-17 | Solar Panels | Hanwha | Q.PEAK DUO BLK ML-G10+410 |  | 0.41 | 4 | 308 | 12 |  | Fixed | Roof
NJADRE1557898235 | Administratively Determined Incentive Program | IRVINGTON | 7111 | 209.55 | Commercial | Behind the Meter | Yes | HESP Construction, LLC | PSE&G |  | Accepted | 2024-10-07 | 2024-10-28 | 2025-10-28 | Solar Panels | HT-SAAE | HT72-18X-550 |  | 0.55 | 381 | 214 | 5 |  | Fixed | Roof
NJADRE1557898235 | Administratively Determined Incentive Program | IRVINGTON | 7111 | 209.55 | Commercial | Behind the Meter | Yes | HESP Construction, LLC | PSE&G |  | Accepted | 2024-10-07 | 2024-10-28 | 2025-10-28 | Inverters | Chint | SCA60KTL-DO/US-480 | 180000 |  | 3 |  |  | 0.988 |  | Outdoor
NJADRE1557898260 | Administratively Determined Incentive Program | Newton | 7860 | 32.8 | Residential | Behind the Meter | Yes | Trinity Solar, LLC | JCP&L |  | Accepted | 2024-10-07 | 2024-10-25 | 2025-10-25 | Electric Storage Battery | Tesla | Powerwall 2 |  |  | 4 |  |  |  | Lithium Ion |  | outside
NJADRE1557898260 | Administratively Determined Incentive Program | Newton | 7860 | 32.8 | Residential | Behind the Meter | Yes | Trinity Solar, LLC | JCP&L |  | Accepted | 2024-10-07 | 2024-10-25 | 2025-10-25 | Solar Panels | HANWHA | (Q.PEAK DUO BLK ML-G10+ 410) |  | 0.41 | 34 | 97 | 25 |  | Fixed | Roof
NJADRE1557898260 | Administratively Determined Incentive Program | Newton | 7860 | 32.8 | Residential | Behind the Meter | Yes | Trinity Solar, LLC | JCP&L |  | Accepted | 2024-10-07 | 2024-10-25 | 2025-10-25 | Inverters | Tesla | TESLA 7.6kW (1538000-XX-Y) | 7600 |  | 2 |  |  | 0.97 |  | Outdoor
NJADRE1557898260 | Administratively Determined Incentive Program | Newton | 7860 | 32.8 | Residential | Behind the Meter | Yes | Trinity Solar, LLC | JCP&L |  | Accepted | 2024-10-07 | 2024-10-25 | 2025-10-25 | Solar Panels | HANWHA | (Q.PEAK DUO BLK ML-G10+ 410) |  | 0.41 | 30 | 277 | 25 |  | Fixed | Roof
NJADRE1557898260 | Administratively Determined Incentive Program | Newton | 7860 | 32.8 | Residential | Behind the Meter | Yes | Trinity Solar, LLC | JCP&L |  | Accepted | 2024-10-07 | 2024-10-25 | 2025-10-25 | Solar Panels | HANWHA | (Q.PEAK DUO BLK ML-G10+ 410) |  | 0.41 | 16 | 277 | 25 |  | Fixed | Roof
NJADRE1557898260 | Administratively Determined Incentive Program | Newton | 7860 | 32.8 | Residential | Behind the Meter | Yes | Trinity Solar, LLC | JCP&L |  | Accepted | 2024-10-07 | 2024-10-25 | 2025-10-25 | Inverters | Tesla | TESLA 5.0kW (1538000-XX-Y) | 5000 |  | 2 |  |  | 0.97 |  | Outdoor
NJADRE1557898299 | Administratively Determined Incentive Program | Wayne | 7470 | 6.56 | Residential | Behind the Meter | Yes | Sunrun Installation Services, Inc. | JCP&L |  | Accepted | 2024-10-07 | 2024-10-17 | 2025-10-17 | Inverters | TESLA | Powerwall 3 1707000-xx-y | 11500 |  | 1 |  |  | 0.97 |  | Outdoor | Next to meter
NJADRE1557898299 | Administratively Determined Incentive Program | Wayne | 7470 | 6.56 | Residential | Behind the Meter | Yes | Sunrun Installation Services, Inc. | JCP&L |  | Accepted | 2024-10-07 | 2024-10-17 | 2025-10-17 | Solar Panels | Hanwha Q-Cells | Q.PEAK DUO BLK ML-G10+ 410 |  | 0.41 | 3 | 53 | 38 |  | Fixed | Roof
NJADRE1557898299 | Administratively Determined Incentive Program | Wayne | 7470 | 6.56 | Residential | Behind the Meter | Yes | Sunrun Installation Services, Inc. | JCP&L |  | Accepted | 2024-10-07 | 2024-10-17 | 2025-10-17 | Electric Storage Battery | TESLA | POWERWALL 3 |  |  | 1 |  |  |  | Lithium Ion |  | Outside
NJADRE1557898299 | Administratively Determined Incentive Program | Wayne | 7470 | 6.56 | Residential | Behind the Meter | Yes | Sunrun Installation Services, Inc. | JCP&L |  | Accepted | 2024-10-07 | 2024-10-17 | 2025-10-17 | Solar Panels | Hanwha Q-Cells | Q.PEAK DUO BLK ML-G10+ 410 |  | 0.41 | 13 | 53 | 39 |  | Fixed | Roof
NJADRE1557898366 | Administratively Determined Incentive Program | Morris Plains | 7950 | 8.2 | Residential | Behind the Meter | Yes | Sunrun Installation Services, Inc. | JCP&L |  | Accepted | 2024-10-09 | 2024-10-21 | 2025-10-21 | Solar Panels | Hanwha Q-Cells | Q.PEAK DUO BLK ML-G10+ 410 |  | 0.41 | 15 | 282 | 43 |  | Fixed | Roof
NJADRE1557898366 | Administratively Determined Incentive Program | Morris Plains | 7950 | 8.2 | Residential | Behind the Meter | Yes | Sunrun Installation Services, Inc. | JCP&L |  | Accepted | 2024-10-09 | 2024-10-21 | 2025-10-21 | Solar Panels | Hanwha Q-Cells | Q.PEAK DUO BLK ML-G10+ 410 |  | 0.41 | 5 | 102 | 12 |  | Fixed | Roof
NJADRE1557898366 | Administratively Determined Incentive Program | Morris Plains | 7950 | 8.2 | Residential | Behind the Meter | Yes | Sunrun Installation Services, Inc. | JCP&L |  | Accepted | 2024-10-09 | 2024-10-21 | 2025-10-21 | Inverters | SolarEdge Technologies | SE5700H-USMN | 5760 |  | 1 |  |  | 0.99 |  | Outdoor | Next to meter
NJADRE1557898414 | Administratively Determined Incentive Program | Toms River | 8753 | 6.56 | Residential | Behind the Meter | Yes | Trinity Solar, LLC | JCP&L |  | Accepted | 2024-10-07 | 2024-10-17 | 2025-10-17 | Solar Panels | HANWHA | (Q.PEAK DUO BLK ML-G10+ 410) |  | 0.41 | 16 | 167 | 18 |  | Fixed | Roof
NJADRE1557898414 | Administratively Determined Incentive Program | Toms River | 8753 | 6.56 | Residential | Behind the Meter | Yes | Trinity Solar, LLC | JCP&L |  | Accepted | 2024-10-07 | 2024-10-17 | 2025-10-17 | Inverters | Tesla | TESLA 5.0kW (1538000-XX-Y) | 5000 |  | 1 |  |  | 0.97 |  | Outdoor
NJADRE1557898462 | Administratively Determined Incentive Program | TEANECK | 7666 | 14.8 | Residential | Behind the Meter | Yes | Pro Custom Solar dba Momentum Solar | PSE&G |  | Accepted | 2024-10-07 | 2024-10-18 | 2025-10-18 | Solar Panels | Hanwha | Q.PEAK DUO BLK ML-G10+400 |  | 0.4 | 5 | 77 | 19 |  | Fixed | Roof
NJADRE1557898462 | Administratively Determined Incentive Program | TEANECK | 7666 | 14.8 | Residential | Behind the Meter | Yes | Pro Custom Solar dba Momentum Solar | PSE&G |  | Accepted | 2024-10-07 | 2024-10-18 | 2025-10-18 | Solar Panels | Hanwha | Q.PEAK DUO BLK ML-G10+400 |  | 0.4 | 11 | 257 | 42 |  | Fixed | Roof
NJADRE1557898462 | Administratively Determined Incentive Program | TEANECK | 7666 | 14.8 | Residential | Behind the Meter | Yes | Pro Custom Solar dba Momentum Solar | PSE&G |  | Accepted | 2024-10-07 | 2024-10-18 | 2025-10-18 | Solar Panels | Hanwha | Q.PEAK DUO BLK ML-G10+400 |  | 0.4 | 6 | 257 | 21 |  | Fixed | Roof
NJADRE1557898462 | Administratively Determined Incentive Program | TEANECK | 7666 | 14.8 | Residential | Behind the Meter | Yes | Pro Custom Solar dba Momentum Solar | PSE&G |  | Accepted | 2024-10-07 | 2024-10-18 | 2025-10-18 | Solar Panels | Hanwha | Q.PEAK DUO BLK ML-G10+400 |  | 0.4 | 9 | 77 | 42 |  | Fixed | Roof
NJADRE1557898462 | Administratively Determined Incentive Program | TEANECK | 7666 | 14.8 | Residential | Behind the Meter | Yes | Pro Custom Solar dba Momentum Solar | PSE&G |  | Accepted | 2024-10-07 | 2024-10-18 | 2025-10-18 | Inverters | Enphase | IQ8MC-72-M-US | 320 |  | 37 |  |  | 0.97 |  | Outdoor
NJADRE1557898462 | Administratively Determined Incentive Program | TEANECK | 7666 | 14.8 | Residential | Behind the Meter | Yes | Pro Custom Solar dba Momentum Solar | PSE&G |  | Accepted | 2024-10-07 | 2024-10-18 | 2025-10-18 | Solar Panels | Hanwha | Q.PEAK DUO BLK ML-G10+400 |  | 0.4 | 6 | 77 | 22 |  | Fixed | Roof
NJADRE1557898522 | Administratively Determined Incentive Program | Egg Harbor Twp | 8234 | 11.05 | Residential | Behind the Meter | Yes | Power Energy Solutions, LLC | AC Electric |  | Accepted | 2024-10-07 | 2024-10-17 | 2025-10-17 | Solar Panels | Trina Solar | TSM-425NE09RC.05 |  | 0.425 | 26 | 205 | 23 |  | Fixed | Roof
NJADRE1557898522 | Administratively Determined Incentive Program | Egg Harbor Twp | 8234 | 11.05 | Residential | Behind the Meter | Yes | Power Energy Solutions, LLC | AC Electric |  | Accepted | 2024-10-07 | 2024-10-17 | 2025-10-17 | Inverters | SolarEdge | SE7600H-US | 8 |  | 1 |  |  | 0.97 |  | Outdoor
NJADRE1557898637 | Administratively Determined Incentive Program | Scotch Plains | 7076 | 8.2 | Residential | Behind the Meter | Yes | Sunrun Installation Services, Inc. | PSE&G |  | Accepted | 2024-10-07 | 2024-10-17 | 2025-10-17 | Inverters | TESLA | Powerwall 3 1707000-xx-y | 11500 |  | 1 |  |  | 0.97 |  | Outdoor | Next to meter
NJADRE1557898637 | Administratively Determined Incentive Program | Scotch Plains | 7076 | 8.2 | Residential | Behind the Meter | Yes | Sunrun Installation Services, Inc. | PSE&G |  | Accepted | 2024-10-07 | 2024-10-17 | 2025-10-17 | Electric Storage Battery | TESLA | POWERWALL 3 |  |  | 1 |  |  |  | Lithium Ion |  | Outside
NJADRE1557898637 | Administratively Determined Incentive Program | Scotch Plains | 7076 | 8.2 | Residential | Behind the Meter | Yes | Sunrun Installation Services, Inc. | PSE&G |  | Accepted | 2024-10-07 | 2024-10-17 | 2025-10-17 | Solar Panels | Hanwha Q-Cells | Q.PEAK DUO BLK ML-G10+ 410 |  | 0.41 | 20 | 210 | 34 |  | Fixed | Roof
NJADRE1557898725 | Administratively Determined Incentive Program | East Orange | 7017 | 7.79 | Residential | Behind the Meter | Yes | Trinity Solar, LLC | PSE&G |  | Accepted | 2024-10-07 | 2024-10-18 | 2025-10-18 | Solar Panels | HANWHA | Q.PEAK DUO BLK ML-G10+ 410 |  | 0.41 | 19 | 133 | 14 |  | Fixed | Roof
NJADRE1557898725 | Administratively Determined Incentive Program | East Orange | 7017 | 7.79 | Residential | Behind the Meter | Yes | Trinity Solar, LLC | PSE&G |  | Accepted | 2024-10-07 | 2024-10-18 | 2025-10-18 | Inverters | TESLA | 1538000-XX-Y | 7600 |  | 1 |  |  | 0.986 |  | Outside
NJADRE1557898735 | Administratively Determined Incentive Program | Midland Park | 7432 | 9.84 | Residential | Behind the Meter | Yes | Pro Custom Solar dba Momentum Solar | PSE&G |  | Accepted | 2024-10-08 | 2024-10-24 | 2025-10-24 | Solar Panels | Hanwha | Q.PEAK DUO BLK ML-G10+410 |  | 0.41 | 10 | 43 | 23 |  | Fixed | Roof
NJADRE1557898735 | Administratively Determined Incentive Program | Midland Park | 7432 | 9.84 | Residential | Behind the Meter | Yes | Pro Custom Solar dba Momentum Solar | PSE&G |  | Accepted | 2024-10-08 | 2024-10-24 | 2025-10-24 | Inverters | Enphase | IQ8MC-72-M-US | 320 |  | 24 |  |  | 0.97 |  | Outdoor
NJADRE1557898735 | Administratively Determined Incentive Program | Midland Park | 7432 | 9.84 | Residential | Behind the Meter | Yes | Pro Custom Solar dba Momentum Solar | PSE&G |  | Accepted | 2024-10-08 | 2024-10-24 | 2025-10-24 | Solar Panels | Hanwha | Q.PEAK DUO BLK ML-G10+410 |  | 0.41 | 14 | 223 | 23 |  | Fixed | Roof
NJADRE1557901612 | Administratively Determined Incentive Program | MANTUA | 8051 | 12.33 | Residential | Behind the Meter | Yes | Power Energy Solutions, LLC | AC Electric |  | Accepted | 2024-10-08 | 2024-10-18 | 2025-10-18 | Inverters | SolarEdge | SE10000H-US | 10 |  | 1 |  |  | 0.97 |  | Outdoor
NJADRE1557901612 | Administratively Determined Incentive Program | MANTUA | 8051 | 12.33 | Residential | Behind the Meter | Yes | Power Energy Solutions, LLC | AC Electric |  | Accepted | 2024-10-08 | 2024-10-18 | 2025-10-18 | Solar Panels | Trina Solar | TSM-425NE09RC.05 |  | 0.425 | 21 | 217 | 27 |  | Fixed | Roof
NJADRE1557901612 | Administratively Determined Incentive Program | MANTUA | 8051 | 12.33 | Residential | Behind the Meter | Yes | Power Energy Solutions, LLC | AC Electric |  | Accepted | 2024-10-08 | 2024-10-18 | 2025-10-18 | Solar Panels | Trina Solar | TSM-425NE09RC.05 |  | 0.425 | 8 | 38 | 9 |  | Fixed | Roof
NJADRE1557901616 | Administratively Determined Incentive Program | Upper Saddle River | 7458 | 10.25 | Residential | Behind the Meter | Yes | Sunrun Installation Services, Inc. | Orange Rockland Electric |  | Accepted | 2024-10-08 | 2024-10-18 | 2025-10-18 | Electric Storage Battery | Tesla | Powerwall 3 |  |  | 2 |  |  |  | Lithium Ion |  | Outside
NJADRE1557901616 | Administratively Determined Incentive Program | Upper Saddle River | 7458 | 10.25 | Residential | Behind the Meter | Yes | Sunrun Installation Services, Inc. | Orange Rockland Electric |  | Accepted | 2024-10-08 | 2024-10-18 | 2025-10-18 | Inverters | Tesla | Powerwall 3 | 11500 |  | 2 |  |  | 0.95 |  | Outside
NJADRE1557901616 | Administratively Determined Incentive Program | Upper Saddle River | 7458 | 10.25 | Residential | Behind the Meter | Yes | Sunrun Installation Services, Inc. | Orange Rockland Electric |  | Accepted | 2024-10-08 | 2024-10-18 | 2025-10-18 | Solar Panels | Hanwha Q Cells | Q.PEAK DUO BLK ML-G10+ 410 |  | 0.41 | 25 | 197 | 30 |  | Fixed | Roof
NJADRE1557901649 | Administratively Determined Incentive Program | Fords | 8863 | 6.64 | Residential | Behind the Meter | Yes | SunnyMac, LLC | PSE&G |  | Accepted | 2024-10-08 | 2024-10-18 | 2025-10-18 | Solar Panels | HANWHA | Q.PEAK DUO BLK ML-G10+ 415W |  | 0.415 | 10 | 260 | 20 |  | Fixed | Roof
NJADRE1557901649 | Administratively Determined Incentive Program | Fords | 8863 | 6.64 | Residential | Behind the Meter | Yes | SunnyMac, LLC | PSE&G |  | Accepted | 2024-10-08 | 2024-10-18 | 2025-10-18 | Solar Panels | HANWHA | Q.PEAK DUO BLK ML-G10+ 415W |  | 0.415 | 6 | 80 | 20 |  | Fixed | Roof
NJADRE1557901649 | Administratively Determined Incentive Program | Fords | 8863 | 6.64 | Residential | Behind the Meter | Yes | SunnyMac, LLC | PSE&G |  | Accepted | 2024-10-08 | 2024-10-18 | 2025-10-18 | Inverters | SOLAREDGE HOME HUB | SE5700H-US | 5700 |  | 1 |  |  | 0.99 |  | Outdoor | next to meter
NJADRE1557901650 | Administratively Determined Incentive Program | Hamilton Twp | 8620 | 13.12 | Residential | Behind the Meter | No | EMT Renewables, LLC | PSE&G |  | Accepted | 2024-10-08 | 2024-10-18 | 2025-10-18 | Inverters | ENPHASE | IQ8+ | 290 |  | 32 |  |  | 0.98 |  | Other | UNDER EACH PANEL
NJADRE1557901650 | Administratively Determined Incentive Program | Hamilton Twp | 8620 | 13.12 | Residential | Behind the Meter | No | EMT Renewables, LLC | PSE&G |  | Accepted | 2024-10-08 | 2024-10-18 | 2025-10-18 | Solar Panels | Q CELLS | Q PEAK DUO BLK |  | 0.41 | 16 | 208 | 37 |  | Fixed | Roof
NJADRE1557901650 | Administratively Determined Incentive Program | Hamilton Twp | 8620 | 13.12 | Residential | Behind the Meter | No | EMT Renewables, LLC | PSE&G |  | Accepted | 2024-10-08 | 2024-10-18 | 2025-10-18 | Solar Panels | Q CELLS | Q PEAK DUO BLK |  | 0.41 | 16 | 28 | 37 |  | Fixed | Roof
NJADRE1557901651 | Administratively Determined Incentive Program | Northvale | 7647 | 12.3 | Residential | Behind the Meter | Yes | Sunrun Installation Services, Inc. | Orange Rockland Electric |  | Accepted | 2024-10-08 | 2024-10-18 | 2025-10-18 | Solar Panels | Hanwha Q Cells | Q.PEAK DUO BLK ML-G10+ 410 |  | 0.41 | 14 | 103 | 24 |  | Fixed | Roof
NJADRE1557901651 | Administratively Determined Incentive Program | Northvale | 7647 | 12.3 | Residential | Behind the Meter | Yes | Sunrun Installation Services, Inc. | Orange Rockland Electric |  | Accepted | 2024-10-08 | 2024-10-18 | 2025-10-18 | Inverters | SolarEdge Technologies | SE10000H-USMN | 10000 |  | 1 |  |  | 0.99 |  | Outdoor
NJADRE1557901651 | Administratively Determined Incentive Program | Northvale | 7647 | 12.3 | Residential | Behind the Meter | Yes | Sunrun Installation Services, Inc. | Orange Rockland Electric |  | Accepted | 2024-10-08 | 2024-10-18 | 2025-10-18 | Solar Panels | Hanwha Q Cells | Q.PEAK DUO BLK ML-G10+ 410 |  | 0.41 | 16 | 283 | 24 |  | Fixed | Roof
NJADRE1557901657 | Administratively Determined Incentive Program | ROSELLE | 7203 | 8.93 | Residential | Behind the Meter | Yes | Power Energy Solutions, LLC | PSE&G |  | Accepted | 2024-10-08 | 2024-10-18 | 2025-10-18 | Inverters | SolarEdge | SE6000H-US | 6 |  | 1 |  |  | 0.97 |  | Outdoor
NJADRE1557901657 | Administratively Determined Incentive Program | ROSELLE | 7203 | 8.93 | Residential | Behind the Meter | Yes | Power Energy Solutions, LLC | PSE&G |  | Accepted | 2024-10-08 | 2024-10-18 | 2025-10-18 | Solar Panels | Trina Solar | TSM-425NE09RC.05 |  | 0.425 | 6 | 170 | 28 |  | Fixed | Roof
NJADRE1557901657 | Administratively Determined Incentive Program | ROSELLE | 7203 | 8.93 | Residential | Behind the Meter | Yes | Power Energy Solutions, LLC | PSE&G |  | Accepted | 2024-10-08 | 2024-10-18 | 2025-10-18 | Solar Panels | Trina Solar | TSM-425NE09RC.05 |  | 0.425 | 5 | 170 | 28 |  | Fixed | Roof
NJADRE1557901657 | Administratively Determined Incentive Program | ROSELLE | 7203 | 8.93 | Residential | Behind the Meter | Yes | Power Energy Solutions, LLC | PSE&G |  | Accepted | 2024-10-08 | 2024-10-18 | 2025-10-18 | Solar Panels | Trina Solar | TSM-425NE09RC.05 |  | 0.425 | 7 | 80 | 28 |  | Fixed | Roof
NJADRE1557901657 | Administratively Determined Incentive Program | ROSELLE | 7203 | 8.93 | Residential | Behind the Meter | Yes | Power Energy Solutions, LLC | PSE&G |  | Accepted | 2024-10-08 | 2024-10-18 | 2025-10-18 | Solar Panels | Trina Solar | TSM-425NE09RC.05 |  | 0.425 | 3 | 350 | 28 |  | Fixed | Roof
NJADRE1557901668 | Administratively Determined Incentive Program | Hillside | 7205 | 6.15 | Residential | Behind the Meter | Yes | Trinity Solar, LLC | PSE&G |  | Accepted | 2024-10-08 | 2024-10-18 | 2025-10-18 | Solar Panels | HANWHA | (Q.PEAK DUO BLK ML-G10+ 410) |  | 0.41 | 10 | 91 | 31 |  | Fixed | Roof
NJADRE1557901668 | Administratively Determined Incentive Program | Hillside | 7205 | 6.15 | Residential | Behind the Meter | Yes | Trinity Solar, LLC | PSE&G |  | Accepted | 2024-10-08 | 2024-10-18 | 2025-10-18 | Solar Panels | HANWHA | (Q.PEAK DUO BLK ML-G10+ 410) |  | 0.41 | 5 | 271 | 31 |  | Fixed | Roof
NJADRE1557901668 | Administratively Determined Incentive Program | Hillside | 7205 | 6.15 | Residential | Behind the Meter | Yes | Trinity Solar, LLC | PSE&G |  | Accepted | 2024-10-08 | 2024-10-18 | 2025-10-18 | Inverters | Tesla | TESLA 5.0kW (1538000-XX-Y) | 5000 |  | 1 |  |  | 0.97 |  | Outdoor
NJADRE1557901787 | Administratively Determined Incentive Program | EAST WINDSOR | 8520 | 4.1 | Residential | Behind the Meter | No | EMT Renewables, LLC | JCP&L |  | Accepted | 2024-10-08 | 2024-10-18 | 2025-10-18 | Solar Panels | TRINA | TSM-NE09RC.05 |  | 0.41 | 10 | 119 | 23 |  | Fixed | Roof
NJADRE1557901787 | Administratively Determined Incentive Program | EAST WINDSOR | 8520 | 4.1 | Residential | Behind the Meter | No | EMT Renewables, LLC | JCP&L |  | Accepted | 2024-10-08 | 2024-10-18 | 2025-10-18 | Inverters | ENPHASE | IQ8+ | 290 |  | 10 |  |  | 0.98 |  | Other | UNDER EACH PANEL
NJADRE1557901791 | Administratively Determined Incentive Program | Piscataway | 8854 | 6.8 | Residential | Behind the Meter | Yes | Big Wave Roofing and Solar, LLC | PSE&G |  | Accepted | 2024-10-08 | 2024-10-18 | 2025-10-18 | Inverters | Enphase | IQ7PLUS-72-2-US | 290 |  | 17 |  |  | 0.98 |  | Outside
NJADRE1557901791 | Administratively Determined Incentive Program | Piscataway | 8854 | 6.8 | Residential | Behind the Meter | Yes | Big Wave Roofing and Solar, LLC | PSE&G |  | Accepted | 2024-10-08 | 2024-10-18 | 2025-10-18 | Solar Panels | SEG Solar | SEG-400-BMD-HV |  | 0.4 | 10 | 261 | 22 |  | Fixed | Roof
NJADRE1557901791 | Administratively Determined Incentive Program | Piscataway | 8854 | 6.8 | Residential | Behind the Meter | Yes | Big Wave Roofing and Solar, LLC | PSE&G |  | Accepted | 2024-10-08 | 2024-10-18 | 2025-10-18 | Solar Panels | SEG Solar | SEG-400-BMD-HV |  | 0.4 | 7 | 81 | 22 |  | Fixed | Roof
NJADRE1557901792 | Administratively Determined Incentive Program | EGG HARBOR TOWNSHIP | 8234 | 12.75 | Residential | Behind the Meter | Yes | Power Energy Solutions, LLC | AC Electric |  | Accepted | 2024-10-08 | 2024-10-18 | 2025-10-18 | Inverters | SolarEdge | SE10000H-US | 10 |  | 1 |  |  | 0.97 |  | Outdoor
NJADRE1557901792 | Administratively Determined Incentive Program | EGG HARBOR TOWNSHIP | 8234 | 12.75 | Residential | Behind the Meter | Yes | Power Energy Solutions, LLC | AC Electric |  | Accepted | 2024-10-08 | 2024-10-18 | 2025-10-18 | Solar Panels | Trina Solar | TSM-425NE09RC.05 |  | 0.425 | 18 | 197 | 25 |  | Fixed | Roof
NJADRE1557901792 | Administratively Determined Incentive Program | EGG HARBOR TOWNSHIP | 8234 | 12.75 | Residential | Behind the Meter | Yes | Power Energy Solutions, LLC | AC Electric |  | Accepted | 2024-10-08 | 2024-10-18 | 2025-10-18 | Solar Panels | Trina Solar | TSM-425NE09RC.05 |  | 0.425 | 12 | 17 | 25 |  | Fixed | Roof
NJADRE1557901826 | Administratively Determined Incentive Program | Plainfield City | 7063 | 3.28 | Residential | Behind the Meter | Yes | Sunrun Installation Services, Inc. | PSE&G |  | Accepted | 2024-10-08 | 2024-10-18 | 2025-10-18 | Inverters | TESLA | POWERWALL 3 1707000-XX-Y | 11500 |  | 1 |  |  | 0.97 |  | Outside
NJADRE1557901826 | Administratively Determined Incentive Program | Plainfield City | 7063 | 3.28 | Residential | Behind the Meter | Yes | Sunrun Installation Services, Inc. | PSE&G |  | Accepted | 2024-10-08 | 2024-10-18 | 2025-10-18 | Solar Panels | Hanwha Q Cells | Q.PEAK DUO BLK ML-G10+ 410 |  | 0.41 | 8 | 131 | 21 |  | Fixed | Roof
NJADRE1557901826 | Administratively Determined Incentive Program | Plainfield City | 7063 | 3.28 | Residential | Behind the Meter | Yes | Sunrun Installation Services, Inc. | PSE&G |  | Accepted | 2024-10-08 | 2024-10-18 | 2025-10-18 | Electric Storage Battery | TESLA | POWERWALL 3 1707000-XX-Y |  |  | 1 |  |  |  | Lithium Ion |  | Outside
NJADRE1557901866 | Administratively Determined Incentive Program | WOODSTOWN | 8098 | 13.6 | Residential | Behind the Meter | Yes | Velocity Energy & Home Solutions, Inc. | AC Electric |  | Accepted | 2024-10-08 | 2024-10-30 | 2025-10-30 | Solar Panels | TRINA | 425W |  | 0.425 | 32 | 156 | 27 |  | Fixed | Ground
NJADRE1557901866 | Administratively Determined Incentive Program | WOODSTOWN | 8098 | 13.6 | Residential | Behind the Meter | Yes | Velocity Energy & Home Solutions, Inc. | AC Electric |  | Accepted | 2024-10-08 | 2024-10-30 | 2025-10-30 | Inverters | ENPHASE | IQ8PLUS | 290 |  | 32 |  |  | 0.99 |  | Outside | BEHIND PANELS
NJADRE1557901867 | Administratively Determined Incentive Program | STOCKHOLM | 7460 | 6.56 | Residential | Behind the Meter | Yes | Trinity Solar, LLC | JCP&L |  | Accepted | 2024-10-08 | 2024-10-18 | 2025-10-18 | Solar Panels | HANWHA | HANWHA 410 (Q.PEAK DUO BLK ML-G10+ 410) |  | 0.41 | 4 | 208 | 29 |  | Fixed | Roof
NJADRE1557901867 | Administratively Determined Incentive Program | STOCKHOLM | 7460 | 6.56 | Residential | Behind the Meter | Yes | Trinity Solar, LLC | JCP&L |  | Accepted | 2024-10-08 | 2024-10-18 | 2025-10-18 | Solar Panels | HANWHA | HANWHA 410 (Q.PEAK DUO BLK ML-G10+ 410) |  | 0.41 | 7 | 118 | 29 |  | Fixed | Roof
NJADRE1557901867 | Administratively Determined Incentive Program | STOCKHOLM | 7460 | 6.56 | Residential | Behind the Meter | Yes | Trinity Solar, LLC | JCP&L |  | Accepted | 2024-10-08 | 2024-10-18 | 2025-10-18 | Solar Panels | HANWHA | HANWHA 410 (Q.PEAK DUO BLK ML-G10+ 410) |  | 0.41 | 3 | 208 | 29 |  | Fixed | Roof
NJADRE1557901867 | Administratively Determined Incentive Program | STOCKHOLM | 7460 | 6.56 | Residential | Behind the Meter | Yes | Trinity Solar, LLC | JCP&L |  | Accepted | 2024-10-08 | 2024-10-18 | 2025-10-18 | Solar Panels | HANWHA | HANWHA 410 (Q.PEAK DUO BLK ML-G10+ 410) |  | 0.41 | 2 | 298 | 29 |  | Fixed | Roof
NJADRE1557901867 | Administratively Determined Incentive Program | STOCKHOLM | 7460 | 6.56 | Residential | Behind the Meter | Yes | Trinity Solar, LLC | JCP&L |  | Accepted | 2024-10-08 | 2024-10-18 | 2025-10-18 | Inverters | Tesla (PV Only) | 1538000-45-X | 5000 |  | 1 |  |  | 0.97 |  | Outside
NJADRE1557901876 | Administratively Determined Incentive Program | Perth Amboy City | 8861 | 4.51 | Residential | Behind the Meter | Yes | Sunrun Installation Services, Inc. | PSE&G |  | Accepted | 2024-10-08 | 2024-10-18 | 2025-10-18 | Inverters | SOLAREDGE TECHNOLOGIES | SE3800H-USMN | 3800 |  | 1 |  |  | 0.99 |  | Outdoor
NJADRE1557901876 | Administratively Determined Incentive Program | Perth Amboy City | 8861 | 4.51 | Residential | Behind the Meter | Yes | Sunrun Installation Services, Inc. | PSE&G |  | Accepted | 2024-10-08 | 2024-10-18 | 2025-10-18 | Solar Panels | HANWHA Q-CELLS | Q.PEAK DUO BLK ML-G10+ 410 |  | 0.41 | 11 | 293 | 21 |  | Fixed | Roof
NJADRE1557903650 | Administratively Determined Incentive Program | Vorhees Twp | 8043 | 13.5 | Non Profit | Behind the Meter | No | Morgan & Associates Consulting, LLC | PSE&G |  | Accepted | 2024-10-08 | 2024-11-11 | 2025-11-11 | Inverters | Enphase | IQ7PLUS | 290 |  | 30 |  |  | 0.98 |  | Outside
NJADRE1557903650 | Administratively Determined Incentive Program | Vorhees Twp | 8043 | 13.5 | Non Profit | Behind the Meter | No | Morgan & Associates Consulting, LLC | PSE&G |  | Accepted | 2024-10-08 | 2024-11-11 | 2025-11-11 | Solar Panels | QPeak Duo 450w | Hanwha |  | 0.45 | 30 | 150 | 28 |  | Fixed | Roof | OUTSIDE
NJADRE1557905115 | Administratively Determined Incentive Program | MOUNT ROYAL | 8061 | 4.25 | Residential | Behind the Meter | Yes | Velocity Energy & Home Solutions, Inc. | AC Electric |  | Accepted | 2024-10-08 | 2024-10-18 | 2025-10-18 | Solar Panels | trinas | 425w |  | 0.425 | 10 | 230 | 21 |  | Fixed | Roof
NJADRE1557905115 | Administratively Determined Incentive Program | MOUNT ROYAL | 8061 | 4.25 | Residential | Behind the Meter | Yes | Velocity Energy & Home Solutions, Inc. | AC Electric |  | Accepted | 2024-10-08 | 2024-10-18 | 2025-10-18 | Inverters | enphase | iq8plus | 290 |  | 10 |  |  | 0.99 |  | Outdoor | behind panels
NJADRE1557905968 | Administratively Determined Incentive Program | West Orange Twp | 7052 | 5.74 | Residential | Behind the Meter | Yes | Sunrun Installation Services, Inc. | PSE&G |  | Accepted | 2024-10-08 | 2024-10-18 | 2025-10-18 | Solar Panels | Hanwha Q Cells | Q.PEAK DUO BLK ML-G10+ 410 |  | 0.41 | 6 | 289 | 42 |  | Fixed | Roof
NJADRE1557905968 | Administratively Determined Incentive Program | West Orange Twp | 7052 | 5.74 | Residential | Behind the Meter | Yes | Sunrun Installation Services, Inc. | PSE&G |  | Accepted | 2024-10-08 | 2024-10-18 | 2025-10-18 | Inverters | TESLA | POWERWALL 3 1707000-XX-Y | 11500 |  | 1 |  |  | 0.97 |  | Outside
NJADRE1557905968 | Administratively Determined Incentive Program | West Orange Twp | 7052 | 5.74 | Residential | Behind the Meter | Yes | Sunrun Installation Services, Inc. | PSE&G |  | Accepted | 2024-10-08 | 2024-10-18 | 2025-10-18 | Electric Storage Battery | TESLA | POWERWALL 3 1707000-XX-Y |  |  | 1 |  |  |  | Lithium Ion |  | Outside
NJADRE1557905968 | Administratively Determined Incentive Program | West Orange Twp | 7052 | 5.74 | Residential | Behind the Meter | Yes | Sunrun Installation Services, Inc. | PSE&G |  | Accepted | 2024-10-08 | 2024-10-18 | 2025-10-18 | Solar Panels | Hanwha Q Cells | Q.PEAK DUO BLK ML-G10+ 410 |  | 0.41 | 8 | 109 | 39 |  | Fixed | Roof
NJADRE1557905980 | Administratively Determined Incentive Program | WAYNE | 7470 | 4.8 | Residential | Behind the Meter | Yes | PosiGen Developer, LLC | PSE&G |  | Accepted | 2024-10-08 | 2024-10-18 | 2025-10-18 | Solar Panels | SilFab Solar | SIL-400-HC+ |  | 0.4 | 9 | 185 | 40 |  | Fixed | Roof
NJADRE1557905980 | Administratively Determined Incentive Program | WAYNE | 7470 | 4.8 | Residential | Behind the Meter | Yes | PosiGen Developer, LLC | PSE&G |  | Accepted | 2024-10-08 | 2024-10-18 | 2025-10-18 | Inverters | SolarEdge | SE5700H-US | 5700 |  | 1 |  |  | 0.99 |  | Outside | within ten feet of meter
NJADRE1557905980 | Administratively Determined Incentive Program | WAYNE | 7470 | 4.8 | Residential | Behind the Meter | Yes | PosiGen Developer, LLC | PSE&G |  | Accepted | 2024-10-08 | 2024-10-18 | 2025-10-18 | Solar Panels | SilFab Solar | SIL-400-HC+ |  | 0.4 | 3 | 5 | 40 |  | Fixed | Roof
NJADRE1557906838 | Administratively Determined Incentive Program | Trenton | 8638 | 6.15 | Residential | Behind the Meter | Yes | Sunrun Installation Services, Inc. | PSE&G |  | Accepted | 2024-10-08 | 2024-10-18 | 2025-10-18 | Inverters | TESLA | Powerwall 3 1707000-xx-y | 11500 |  | 1 |  |  | 0.97 |  | Outdoor | Next to meter
NJADRE1557906838 | Administratively Determined Incentive Program | Trenton | 8638 | 6.15 | Residential | Behind the Meter | Yes | Sunrun Installation Services, Inc. | PSE&G |  | Accepted | 2024-10-08 | 2024-10-18 | 2025-10-18 | Solar Panels | Hanwha Q-Cells | Q.PEAK DUO BLK ML-G10+ 410 |  | 0.41 | 8 | 148 | 19 |  | Fixed | Roof
NJADRE1557906838 | Administratively Determined Incentive Program | Trenton | 8638 | 6.15 | Residential | Behind the Meter | Yes | Sunrun Installation Services, Inc. | PSE&G |  | Accepted | 2024-10-08 | 2024-10-18 | 2025-10-18 | Electric Storage Battery | TESLA | POWERWALL 3 |  |  | 1 |  |  |  | Lithium Ion |  | Outside
NJADRE1557906838 | Administratively Determined Incentive Program | Trenton | 8638 | 6.15 | Residential | Behind the Meter | Yes | Sunrun Installation Services, Inc. | PSE&G |  | Accepted | 2024-10-08 | 2024-10-18 | 2025-10-18 | Solar Panels | Hanwha Q-Cells | Q.PEAK DUO BLK ML-G10+ 410 |  | 0.41 | 7 | 328 | 19 |  | Fixed | Roof
NJADRE1557906868 | Administratively Determined Incentive Program | PLEASANTVILLE | 8232 | 12.33 | Residential | Behind the Meter | Yes | Solar Mite Solutions, LLC | AC Electric |  | Accepted | 2024-10-08 | 2024-10-18 | 2025-10-18 | Solar Panels | Jinko | JKM425N |  | 0.425 | 9 | 295 | 10 |  | Fixed | Roof
NJADRE1557906868 | Administratively Determined Incentive Program | PLEASANTVILLE | 8232 | 12.33 | Residential | Behind the Meter | Yes | Solar Mite Solutions, LLC | AC Electric |  | Accepted | 2024-10-08 | 2024-10-18 | 2025-10-18 | Inverters | Enphase | IQ8PLUS-72-2 | 290 |  | 29 |  |  | 0.98 |  | Outdoor
NJADRE1557906868 | Administratively Determined Incentive Program | PLEASANTVILLE | 8232 | 12.33 | Residential | Behind the Meter | Yes | Solar Mite Solutions, LLC | AC Electric |  | Accepted | 2024-10-08 | 2024-10-18 | 2025-10-18 | Solar Panels | Jinko | JKM425N |  | 0.425 | 20 | 115 | 10 |  | Fixed | Roof
NJADRE1557906891 | Administratively Determined Incentive Program | CAMDEN | 8104 | 4.15 | Residential | Behind the Meter | Yes | SunnyMac, LLC | PSE&G |  | Accepted | 2024-10-08 | 2024-10-18 | 2025-10-18 | Solar Panels | HANWHA | Q.PEAK DUO BLK ML-G10+ 415W |  | 0.415 | 10 | 84 | 4 |  | Fixed | Roof
NJADRE1557906891 | Administratively Determined Incentive Program | CAMDEN | 8104 | 4.15 | Residential | Behind the Meter | Yes | SunnyMac, LLC | PSE&G |  | Accepted | 2024-10-08 | 2024-10-18 | 2025-10-18 | Inverters | SOLAREDGE HOME HUB | SE3800H-US | 3800 |  | 1 |  |  | 0.99 |  | Outdoor | next to meter
NJADRE1557909534 | Administratively Determined Incentive Program | Fair Lawn Boro | 7410 | 4.51 | Residential | Behind the Meter | Yes | Sunrun Installation Services, Inc. | PSE&G |  | Accepted | 2024-10-08 | 2024-10-18 | 2025-10-18 | Inverters | SOLAREDGE TECHNOLOGIES | SE3800H-USMN | 3800 |  | 1 |  |  | 0.99 |  | Outdoor
NJADRE1557909534 | Administratively Determined Incentive Program | Fair Lawn Boro | 7410 | 4.51 | Residential | Behind the Meter | Yes | Sunrun Installation Services, Inc. | PSE&G |  | Accepted | 2024-10-08 | 2024-10-18 | 2025-10-18 | Solar Panels | HANWHA Q-CELLS | Q.PEAK DUO BLK ML-G10+ 410 |  | 0.41 | 11 | 161 | 32 |  | Fixed | Roof
NJADRE1557909558 | Administratively Determined Incentive Program | Galloway | 8205 | 15.58 | Residential | Behind the Meter | Yes | Pro Custom Solar dba Momentum Solar | AC Electric |  | Accepted | 2024-10-08 | 2024-10-21 | 2025-10-21 | Inverters | Enphase | IQ8MC-72-M-US | 320 |  | 38 |  |  | 0.97 |  | Outdoor
NJADRE1557909558 | Administratively Determined Incentive Program | Galloway | 8205 | 15.58 | Residential | Behind the Meter | Yes | Pro Custom Solar dba Momentum Solar | AC Electric |  | Accepted | 2024-10-08 | 2024-10-21 | 2025-10-21 | Solar Panels | Hanwha | Q.PEAK DUO BLK ML-G10+410 |  | 0.41 | 7 | 101 | 27 |  | Fixed | Roof
NJADRE1557909558 | Administratively Determined Incentive Program | Galloway | 8205 | 15.58 | Residential | Behind the Meter | Yes | Pro Custom Solar dba Momentum Solar | AC Electric |  | Accepted | 2024-10-08 | 2024-10-21 | 2025-10-21 | Solar Panels | Hanwha | Q.PEAK DUO BLK ML-G10+410 |  | 0.41 | 7 | 281 | 27 |  | Fixed | Roof
NJADRE1557909558 | Administratively Determined Incentive Program | Galloway | 8205 | 15.58 | Residential | Behind the Meter | Yes | Pro Custom Solar dba Momentum Solar | AC Electric |  | Accepted | 2024-10-08 | 2024-10-21 | 2025-10-21 | Solar Panels | Hanwha | Q.PEAK DUO BLK ML-G10+410 |  | 0.41 | 24 | 101 | 27 |  | Fixed | Roof
NJADRE1557909652 | Administratively Determined Incentive Program | Hillside Twp | 7205 | 3.28 | Residential | Behind the Meter | Yes | Sunrun Installation Services, Inc. | PSE&G |  | Accepted | 2024-10-08 | 2024-10-21 | 2025-10-21 | Solar Panels | Hanwha Q-Cells | Q.PEAK DUO BLK ML-G10+ 410 |  | 0.41 | 8 | 177 | 29 |  | Fixed | Roof
NJADRE1557909652 | Administratively Determined Incentive Program | Hillside Twp | 7205 | 3.28 | Residential | Behind the Meter | Yes | Sunrun Installation Services, Inc. | PSE&G |  | Accepted | 2024-10-08 | 2024-10-21 | 2025-10-21 | Electric Storage Battery | TESLA | POWERWALL 3 |  |  | 1 |  |  |  | Lithium Ion |  | Outside
NJADRE1557909652 | Administratively Determined Incentive Program | Hillside Twp | 7205 | 3.28 | Residential | Behind the Meter | Yes | Sunrun Installation Services, Inc. | PSE&G |  | Accepted | 2024-10-08 | 2024-10-21 | 2025-10-21 | Inverters | TESLA | Powerwall 3 1707000-xx-y | 11500 |  | 1 |  |  | 0.97 |  | Outdoor | Next to meter
NJADRE1557909730 | Administratively Determined Incentive Program | East Windsor | 8520 | 9.02 | Residential | Behind the Meter | No | Tesla Energy Operations, Inc. | JCP&L |  | Accepted | 2024-10-08 | 2024-10-18 | 2025-10-18 | Solar Panels | Hanwha | Q.PEAK DUO BLK ML-G10.a+/TS 410 |  | 0.41 | 11 | 7 | 23 |  | Fixed | Roof
NJADRE1557909730 | Administratively Determined Incentive Program | East Windsor | 8520 | 9.02 | Residential | Behind the Meter | No | Tesla Energy Operations, Inc. | JCP&L |  | Accepted | 2024-10-08 | 2024-10-18 | 2025-10-18 | Inverters | Tesla | Tesla 7.6KW 1538000-XX-Y | 7600 |  | 1 |  |  | 0.98 |  | Outside
NJADRE1557909730 | Administratively Determined Incentive Program | East Windsor | 8520 | 9.02 | Residential | Behind the Meter | No | Tesla Energy Operations, Inc. | JCP&L |  | Accepted | 2024-10-08 | 2024-10-18 | 2025-10-18 | Solar Panels | Hanwha | Q.PEAK DUO BLK ML-G10.a+/TS 410 |  | 0.41 | 11 | 187 | 23 |  | Fixed | Roof
NJADRE1557909786 | Administratively Determined Incentive Program | Voorhees | 8043 | 8.8 | Residential | Behind the Meter | Yes | GenSun Roofing and Solar, LLC | AC Electric |  | Accepted | 2024-10-08 | 2024-10-21 | 2025-10-21 | Solar Panels | LONGI SOLAR | LR5-54HABB- 400W |  | 0.4 | 3 | 154 | 22 |  | Fixed | Roof
NJADRE1557909786 | Administratively Determined Incentive Program | Voorhees | 8043 | 8.8 | Residential | Behind the Meter | Yes | GenSun Roofing and Solar, LLC | AC Electric |  | Accepted | 2024-10-08 | 2024-10-21 | 2025-10-21 | Inverters | solaredge | SE7600H-US | 7600 |  | 1 |  |  | 0.99 |  | Outside
NJADRE1557909786 | Administratively Determined Incentive Program | Voorhees | 8043 | 8.8 | Residential | Behind the Meter | Yes | GenSun Roofing and Solar, LLC | AC Electric |  | Accepted | 2024-10-08 | 2024-10-21 | 2025-10-21 | Solar Panels | LONGI SOLAR | LR5-54HABB- 400W |  | 0.4 | 5 | 334 | 22 |  | Fixed | Roof
NJADRE1557909786 | Administratively Determined Incentive Program | Voorhees | 8043 | 8.8 | Residential | Behind the Meter | Yes | GenSun Roofing and Solar, LLC | AC Electric |  | Accepted | 2024-10-08 | 2024-10-21 | 2025-10-21 | Solar Panels | LONGI SOLAR | LR5-54HABB- 400W |  | 0.4 | 3 | 244 | 26 |  | Fixed | Roof
NJADRE1557909786 | Administratively Determined Incentive Program | Voorhees | 8043 | 8.8 | Residential | Behind the Meter | Yes | GenSun Roofing and Solar, LLC | AC Electric |  | Accepted | 2024-10-08 | 2024-10-21 | 2025-10-21 | Solar Panels | LONGI SOLAR | LR5-54HABB- 400W |  | 0.4 | 3 | 154 | 22 |  | Fixed | Roof
NJADRE1557909786 | Administratively Determined Incentive Program | Voorhees | 8043 | 8.8 | Residential | Behind the Meter | Yes | GenSun Roofing and Solar, LLC | AC Electric |  | Accepted | 2024-10-08 | 2024-10-21 | 2025-10-21 | Solar Panels | LONGI SOLAR | LR5-54HABB- 400W |  | 0.4 | 5 | 334 | 22 |  | Fixed | Roof
NJADRE1557909786 | Administratively Determined Incentive Program | Voorhees | 8043 | 8.8 | Residential | Behind the Meter | Yes | GenSun Roofing and Solar, LLC | AC Electric |  | Accepted | 2024-10-08 | 2024-10-21 | 2025-10-21 | Solar Panels | LONGI SOLAR | LR5-54HABB- 400W |  | 0.4 | 3 | 64 | 26 |  | Fixed | Roof
NJADRE1557909797 | Administratively Determined Incentive Program | Mount Holly Twp | 8060 | 7.2 | Residential | Behind the Meter | No | GenSun Roofing and Solar, LLC | PSE&G |  | Accepted | 2024-10-08 | 2024-10-31 | 2025-10-31 | Inverters | ENPHASE | IQ84-72-2-US | 6282 |  | 18 |  |  | 0.99 |  | Outside
NJADRE1557909797 | Administratively Determined Incentive Program | Mount Holly Twp | 8060 | 7.2 | Residential | Behind the Meter | No | GenSun Roofing and Solar, LLC | PSE&G |  | Accepted | 2024-10-08 | 2024-10-31 | 2025-10-31 | Solar Panels | LONGI SOLAR | LR5-54HABB- 400W |  | 0.4 | 12 | 205 | 30 |  | Fixed | Roof
NJADRE1557909797 | Administratively Determined Incentive Program | Mount Holly Twp | 8060 | 7.2 | Residential | Behind the Meter | No | GenSun Roofing and Solar, LLC | PSE&G |  | Accepted | 2024-10-08 | 2024-10-31 | 2025-10-31 | Solar Panels | LONGI SOLAR | LR5-54HABB- 400W |  | 0.4 | 6 | 25 | 30 |  | Fixed | Roof
NJADRE1557909805 | Administratively Determined Incentive Program | Delran | 8075 | 12 | Residential | Behind the Meter | Yes | GenSun Roofing and Solar, LLC | PSE&G |  | Accepted | 2024-10-08 | 2024-10-22 | 2025-10-22 | Solar Panels | HANWHA QCELLS | Q PEAK DUO BLK ML-G10+ 400W |  | 0.4 | 4 | 328 | 30 |  | Fixed | Roof
NJADRE1557909805 | Administratively Determined Incentive Program | Delran | 8075 | 12 | Residential | Behind the Meter | Yes | GenSun Roofing and Solar, LLC | PSE&G |  | Accepted | 2024-10-08 | 2024-10-22 | 2025-10-22 | Inverters | solaredge | SE10000H-US | 10000 |  | 1 |  |  | 0.99 |  | Outside
NJADRE1557909805 | Administratively Determined Incentive Program | Delran | 8075 | 12 | Residential | Behind the Meter | Yes | GenSun Roofing and Solar, LLC | PSE&G |  | Accepted | 2024-10-08 | 2024-10-22 | 2025-10-22 | Solar Panels | HANWHA QCELLS | Q PEAK DUO BLK ML-G10+ 400W |  | 0.4 | 12 | 148 | 30 |  | Fixed | Roof
NJADRE1557909805 | Administratively Determined Incentive Program | Delran | 8075 | 12 | Residential | Behind the Meter | Yes | GenSun Roofing and Solar, LLC | PSE&G |  | Accepted | 2024-10-08 | 2024-10-22 | 2025-10-22 | Solar Panels | HANWHA QCELLS | Q PEAK DUO BLK ML-G10+ 400W |  | 0.4 | 10 | 148 | 9 |  | Fixed | Roof
NJADRE1557909805 | Administratively Determined Incentive Program | Delran | 8075 | 12 | Residential | Behind the Meter | Yes | GenSun Roofing and Solar, LLC | PSE&G |  | Accepted | 2024-10-08 | 2024-10-22 | 2025-10-22 | Solar Panels | HANWHA QCELLS | Q PEAK DUO BLK ML-G10+ 400W |  | 0.4 | 4 | 238 | 21 |  | Fixed | Roof
NJADRE1557909814 | Administratively Determined Incentive Program | Toms River | 8757 | 4 | Residential | Behind the Meter | Yes | GenSun Roofing and Solar, LLC | JCP&L |  | Accepted | 2024-10-08 | 2024-10-21 | 2025-10-21 | Solar Panels | LONGI SOLAR | LR5-54HABB- 400W |  | 0.4 | 10 | 89 | 20 |  | Fixed | Roof
NJADRE1557909814 | Administratively Determined Incentive Program | Toms River | 8757 | 4 | Residential | Behind the Meter | Yes | GenSun Roofing and Solar, LLC | JCP&L |  | Accepted | 2024-10-08 | 2024-10-21 | 2025-10-21 | Inverters | enphase | IQ84-72-2-US | 3490 |  | 10 |  |  | 0.99 |  | Outside
NJADRE1557909819 | Administratively Determined Incentive Program | South Plainfield | 7080 | 12 | Residential | Behind the Meter | Yes | GenSun Roofing and Solar, LLC | PSE&G |  | Accepted | 2024-10-08 | 2024-11-13 | 2025-11-13 | Solar Panels | LONGI SOLAR | LR5-54HABB- 400W |  | 0.4 | 10 | 88 | 45 |  | Fixed | Roof
NJADRE1557909819 | Administratively Determined Incentive Program | South Plainfield | 7080 | 12 | Residential | Behind the Meter | Yes | GenSun Roofing and Solar, LLC | PSE&G |  | Accepted | 2024-10-08 | 2024-11-13 | 2025-11-13 | Inverters | enphase | IQ84-72-2-US | 10470 |  | 30 |  |  | 0.99 |  | Outside
NJADRE1557909819 | Administratively Determined Incentive Program | South Plainfield | 7080 | 12 | Residential | Behind the Meter | Yes | GenSun Roofing and Solar, LLC | PSE&G |  | Accepted | 2024-10-08 | 2024-11-13 | 2025-11-13 | Solar Panels | LONGI SOLAR | LR5-54HABB- 400W |  | 0.4 | 9 | 358 | 15 |  | Fixed | Roof
NJADRE1557909819 | Administratively Determined Incentive Program | South Plainfield | 7080 | 12 | Residential | Behind the Meter | Yes | GenSun Roofing and Solar, LLC | PSE&G |  | Accepted | 2024-10-08 | 2024-11-13 | 2025-11-13 | Solar Panels | LONGI SOLAR | LR5-54HABB- 400W |  | 0.4 | 8 | 178 | 35 |  | Fixed | Roof
NJADRE1557909819 | Administratively Determined Incentive Program | South Plainfield | 7080 | 12 | Residential | Behind the Meter | Yes | GenSun Roofing and Solar, LLC | PSE&G |  | Accepted | 2024-10-08 | 2024-11-13 | 2025-11-13 | Solar Panels | LONGI SOLAR | LR5-54HABB- 400W |  | 0.4 | 3 | 358 | 15 |  | Fixed | Roof
NJADRE1557909822 | Administratively Determined Incentive Program | Willingboro Twp | 8046 | 7.2 | Residential | Behind the Meter | Yes | GenSun Roofing and Solar, LLC | PSE&G |  | Accepted | 2024-10-08 | 2024-10-22 | 2025-10-22 | Inverters | Solaredge | SE10000H-US | 10000 |  | 1 |  |  | 0.99 |  | Outside
NJADRE1557909822 | Administratively Determined Incentive Program | Willingboro Twp | 8046 | 7.2 | Residential | Behind the Meter | Yes | GenSun Roofing and Solar, LLC | PSE&G |  | Accepted | 2024-10-08 | 2024-10-22 | 2025-10-22 | Solar Panels | LONGI SOLAR | LR5-54HABB- 400W |  | 0.4 | 7 | 166 | 15 |  | Fixed | Roof
NJADRE1557909822 | Administratively Determined Incentive Program | Willingboro Twp | 8046 | 7.2 | Residential | Behind the Meter | Yes | GenSun Roofing and Solar, LLC | PSE&G |  | Accepted | 2024-10-08 | 2024-10-22 | 2025-10-22 | Solar Panels | LONGI SOLAR | LR5-54HABB- 400W |  | 0.4 | 11 | 256 | 15 |  | Fixed | Roof
NJADRE1557913820 | Administratively Determined Incentive Program | Franklin Twp Som | 8873 | 9.43 | Residential | Behind the Meter | Yes | Sunrun Installation Services, Inc. | PSE&G |  | Accepted | 2024-10-09 | 2024-10-18 | 2025-10-18 | Inverters | Growatt New Energy Technology Co Ltd | MIN 7600TL-XH-US | 7600 |  | 1 |  |  | 0.98 |  | Outdoor | Next to meter
NJADRE1557913820 | Administratively Determined Incentive Program | Franklin Twp Som | 8873 | 9.43 | Residential | Behind the Meter | Yes | Sunrun Installation Services, Inc. | PSE&G |  | Accepted | 2024-10-09 | 2024-10-18 | 2025-10-18 | Solar Panels | Hanwha Q-Cells | Q.PEAK DUO BLK ML-G10+ 410 |  | 0.41 | 14 | 129 | 22 |  | Fixed | Roof
NJADRE1557913820 | Administratively Determined Incentive Program | Franklin Twp Som | 8873 | 9.43 | Residential | Behind the Meter | Yes | Sunrun Installation Services, Inc. | PSE&G |  | Accepted | 2024-10-09 | 2024-10-18 | 2025-10-18 | Solar Panels | Hanwha Q-Cells | Q.PEAK DUO BLK ML-G10+ 410 |  | 0.41 | 9 | 309 | 21 |  | Fixed | Roof
NJADRE1557913821 | Administratively Determined Incentive Program | Bridgeton | 8302 | 10.25 | Residential | Behind the Meter | Yes | EMT Renewables, LLC | AC Electric |  | Accepted | 2024-10-09 | 2024-10-21 | 2025-10-21 | Inverters | ENPHASE | IQ8+ | 290 |  | 25 |  |  | 0.98 |  | Other | UNDER EACH PANEL
NJADRE1557913821 | Administratively Determined Incentive Program | Bridgeton | 8302 | 10.25 | Residential | Behind the Meter | Yes | EMT Renewables, LLC | AC Electric |  | Accepted | 2024-10-09 | 2024-10-21 | 2025-10-21 | Solar Panels | Q CELLS | Q PEAK DUO BLK |  | 0.41 | 7 | 235 | 30 |  | Fixed | Roof
NJADRE1557913821 | Administratively Determined Incentive Program | Bridgeton | 8302 | 10.25 | Residential | Behind the Meter | Yes | EMT Renewables, LLC | AC Electric |  | Accepted | 2024-10-09 | 2024-10-21 | 2025-10-21 | Solar Panels | Q CELLS | Q PEAK DUO BLK |  | 0.41 | 18 | 145 | 32 |  | Fixed | Roof
NJADRE1557913831 | Administratively Determined Incentive Program | Millville | 8332 | 14.76 | Residential | Behind the Meter | Yes | EMT Renewables, LLC | AC Electric |  | Accepted | 2024-10-09 | 2024-10-24 | 2025-10-24 | Solar Panels | TRINA | TSM-NE09RC.05 |  | 0.41 | 22 | 151 | 1 |  | Fixed | Roof
NJADRE1557913831 | Administratively Determined Incentive Program | Millville | 8332 | 14.76 | Residential | Behind the Meter | Yes | EMT Renewables, LLC | AC Electric |  | Accepted | 2024-10-09 | 2024-10-24 | 2025-10-24 | Solar Panels | TRINA | TSM-NE09RC.05 |  | 0.41 | 6 | 241 | 19 |  | Fixed | Roof
NJADRE1557913831 | Administratively Determined Incentive Program | Millville | 8332 | 14.76 | Residential | Behind the Meter | Yes | EMT Renewables, LLC | AC Electric |  | Accepted | 2024-10-09 | 2024-10-24 | 2025-10-24 | Inverters | ENPHASE | IQ8+ | 290 |  | 36 |  |  | 0.98 |  | Other | UNDER EACH PANEL
NJADRE1557913831 | Administratively Determined Incentive Program | Millville | 8332 | 14.76 | Residential | Behind the Meter | Yes | EMT Renewables, LLC | AC Electric |  | Accepted | 2024-10-09 | 2024-10-24 | 2025-10-24 | Solar Panels | TRINA | TSM-NE09RC.05 |  | 0.41 | 8 | 61 | 19 |  | Fixed | Roof
NJADRE1557913901 | Administratively Determined Incentive Program | East Windsor | 8520 | 11.48 | Residential | Behind the Meter | Yes | Pro Custom Solar dba Momentum Solar | JCP&L |  | Accepted | 2024-10-09 | 2024-10-21 | 2025-10-21 | Solar Panels | Hanwha | Q.PEAK DUO BLK ML-G10+410 |  | 0.41 | 22 | 280 | 20 |  | Fixed | Roof
NJADRE1557913901 | Administratively Determined Incentive Program | East Windsor | 8520 | 11.48 | Residential | Behind the Meter | Yes | Pro Custom Solar dba Momentum Solar | JCP&L |  | Accepted | 2024-10-09 | 2024-10-21 | 2025-10-21 | Inverters | Enphase | IQ8MC-72-M-US | 320 |  | 28 |  |  | 0.97 |  | Outdoor
NJADRE1557913901 | Administratively Determined Incentive Program | East Windsor | 8520 | 11.48 | Residential | Behind the Meter | Yes | Pro Custom Solar dba Momentum Solar | JCP&L |  | Accepted | 2024-10-09 | 2024-10-21 | 2025-10-21 | Solar Panels | Hanwha | Q.PEAK DUO BLK ML-G10+410 |  | 0.41 | 6 | 100 | 20 |  | Fixed | Roof
NJADRE1557913987 | Administratively Determined Incentive Program | Egg Harbor City | 8215 | 4.51 | Residential | Behind the Meter | Yes | EMT Renewables, LLC | AC Electric |  | Accepted | 2024-10-09 | 2024-10-21 | 2025-10-21 | Inverters | ENPHASE | IQ8+ | 290 |  | 11 |  |  | 0.98 |  | Other | UNDER EACH PANEL
NJADRE1557913987 | Administratively Determined Incentive Program | Egg Harbor City | 8215 | 4.51 | Residential | Behind the Meter | Yes | EMT Renewables, LLC | AC Electric |  | Accepted | 2024-10-09 | 2024-10-21 | 2025-10-21 | Solar Panels | TRINA | TSM-NE09RC.05 |  | 0.41 | 11 | 132 | 27 |  | Fixed | Roof
NJADRE1557914106 | Administratively Determined Incentive Program | Sayreville | 8872 | 11.07 | Residential | Behind the Meter | Yes | Pro Custom Solar dba Momentum Solar | JCP&L |  | Accepted | 2024-10-09 | 2024-10-21 | 2025-10-21 | Inverters | Enphase | IQ8MC-72-M-US | 320 |  | 27 |  |  | 0.97 |  | Outdoor
NJADRE1557914106 | Administratively Determined Incentive Program | Sayreville | 8872 | 11.07 | Residential | Behind the Meter | Yes | Pro Custom Solar dba Momentum Solar | JCP&L |  | Accepted | 2024-10-09 | 2024-10-21 | 2025-10-21 | Solar Panels | Hanwha | Q.PEAK DUO BLK ML-G10+410 |  | 0.41 | 10 | 259 | 23 |  | Fixed | Roof
NJADRE1557914106 | Administratively Determined Incentive Program | Sayreville | 8872 | 11.07 | Residential | Behind the Meter | Yes | Pro Custom Solar dba Momentum Solar | JCP&L |  | Accepted | 2024-10-09 | 2024-10-21 | 2025-10-21 | Solar Panels | Hanwha | Q.PEAK DUO BLK ML-G10+410 |  | 0.41 | 17 | 79 | 25 |  | Fixed | Roof
NJADRE1557914136 | Administratively Determined Incentive Program | JERSEY CITY | 7307 | 6.97 | Residential | Behind the Meter | Yes | Sunrun Installation Services, Inc. | PSE&G |  | Accepted | 2024-10-09 | 2024-10-21 | 2025-10-21 | Inverters | TESLA | POWERWALL 3 1707000-XX-Y | 23000 |  | 2 |  |  | 0.97 |  | Outside
NJADRE1557914136 | Administratively Determined Incentive Program | JERSEY CITY | 7307 | 6.97 | Residential | Behind the Meter | Yes | Sunrun Installation Services, Inc. | PSE&G |  | Accepted | 2024-10-09 | 2024-10-21 | 2025-10-21 | Solar Panels | Hanwha Q Cells | Q.PEAK DUO BLK ML-G10+ 410 |  | 0.41 | 10 | 207 | 36 |  | Fixed | Roof
NJADRE1557914136 | Administratively Determined Incentive Program | JERSEY CITY | 7307 | 6.97 | Residential | Behind the Meter | Yes | Sunrun Installation Services, Inc. | PSE&G |  | Accepted | 2024-10-09 | 2024-10-21 | 2025-10-21 | Electric Storage Battery | TESLA | POWERWALL 3 1707000-XX-Y |  |  | 2 |  |  |  | Lithium Ion |  | Outside
NJADRE1557914136 | Administratively Determined Incentive Program | JERSEY CITY | 7307 | 6.97 | Residential | Behind the Meter | Yes | Sunrun Installation Services, Inc. | PSE&G |  | Accepted | 2024-10-09 | 2024-10-21 | 2025-10-21 | Solar Panels | Hanwha Q Cells | Q.PEAK DUO BLK ML-G10+ 410 |  | 0.41 | 7 | 27 | 32 |  | Fixed | Roof
NJADRE1557914181 | Administratively Determined Incentive Program | Fanwood | 7023 | 3.69 | Residential | Behind the Meter | Yes | Trinity Solar, LLC | PSE&G |  | Accepted | 2024-10-09 | 2024-10-21 | 2025-10-21 | Solar Panels | HANWHA | Q.PEAK DUO BLK ML-G10+ 410 |  | 0.41 | 9 | 128 | 38 |  | Fixed | Roof
NJADRE1557914181 | Administratively Determined Incentive Program | Fanwood | 7023 | 3.69 | Residential | Behind the Meter | Yes | Trinity Solar, LLC | PSE&G |  | Accepted | 2024-10-09 | 2024-10-21 | 2025-10-21 | Inverters | Tesla | 1538000-XX-Y | 3800 |  | 1 |  |  | 0.986 |  | Outdoor
NJADRE1557914187 | Administratively Determined Incentive Program | ISELIN | 8830 | 8.8 | Residential | Behind the Meter | No | Tesla Energy Operations, Inc. | PSE&G |  | Accepted | 2024-10-09 | 2024-10-21 | 2025-10-21 | Solar Panels | Hanwha | Q.PEAK DUO BLK ML-G10+/TS 400 |  | 0.4 | 15 | 262 | 40 |  | Fixed | Roof
NJADRE1557914187 | Administratively Determined Incentive Program | ISELIN | 8830 | 8.8 | Residential | Behind the Meter | No | Tesla Energy Operations, Inc. | PSE&G |  | Accepted | 2024-10-09 | 2024-10-21 | 2025-10-21 | Solar Panels | Hanwha | Q.PEAK DUO BLK ML-G10+/TS 400 |  | 0.4 | 7 | 82 | 41 |  | Fixed | Roof
NJADRE1557914187 | Administratively Determined Incentive Program | ISELIN | 8830 | 8.8 | Residential | Behind the Meter | No | Tesla Energy Operations, Inc. | PSE&G |  | Accepted | 2024-10-09 | 2024-10-21 | 2025-10-21 | Inverters | Tesla | 1538000-XX-Y | 7600 |  | 1 |  |  | 0.98 |  | Outside
NJADRE1557914198 | Administratively Determined Incentive Program | Neptune | 7753 | 6.56 | Residential | Behind the Meter | Yes | Trinity Solar, LLC | JCP&L |  | Accepted | 2024-10-09 | 2024-10-21 | 2025-10-21 | Inverters | TESLA | TESLA 5.0KW | 5000 |  | 1 |  |  | 0.98 |  | Outdoor
NJADRE1557914198 | Administratively Determined Incentive Program | Neptune | 7753 | 6.56 | Residential | Behind the Meter | Yes | Trinity Solar, LLC | JCP&L |  | Accepted | 2024-10-09 | 2024-10-21 | 2025-10-21 | Solar Panels | HANWHA 410 (Q.PEAK DUO BLK ML-G10+410) | HANWHA 410 (Q.PEAK DUO BLK ML-G10+410) |  | 0.41 | 16 | 242 | 27 |  | Fixed | Roof
NJADRE1557914205 | Administratively Determined Incentive Program | Bridgeton | 8302 | 6.38 | Residential | Behind the Meter | Yes | Velocity Energy & Home Solutions, Inc. | AC Electric |  | Accepted | 2024-10-09 | 2024-10-21 | 2025-10-21 | Inverters | enphase | iq8plus | 290 |  | 15 |  |  | 0.99 |  | Outside | behind panels
NJADRE1557914205 | Administratively Determined Incentive Program | Bridgeton | 8302 | 6.38 | Residential | Behind the Meter | Yes | Velocity Energy & Home Solutions, Inc. | AC Electric |  | Accepted | 2024-10-09 | 2024-10-21 | 2025-10-21 | Solar Panels | trina | 425w |  | 0.425 | 15 | 64 | 24 |  | Fixed | Roof
NJADRE1557914206 | Administratively Determined Incentive Program | Rahway City | 7065 | 3.28 | Residential | Behind the Meter | Yes | Sunrun Installation Services, Inc. | PSE&G |  | Accepted | 2024-10-09 | 2024-10-21 | 2025-10-21 | Solar Panels | Hanwha Q-Cells | Q.PEAK DUO BLK ML-G10+ 410 |  | 0.41 | 6 | 132 | 26 |  | Fixed | Roof
NJADRE1557914206 | Administratively Determined Incentive Program | Rahway City | 7065 | 3.28 | Residential | Behind the Meter | Yes | Sunrun Installation Services, Inc. | PSE&G |  | Accepted | 2024-10-09 | 2024-10-21 | 2025-10-21 | Inverters | SolarEdge Technologies | SE3800H-USMN | 3800 |  | 1 |  |  | 0.99 |  | Outdoor | Next to meter
NJADRE1557914206 | Administratively Determined Incentive Program | Rahway City | 7065 | 3.28 | Residential | Behind the Meter | Yes | Sunrun Installation Services, Inc. | PSE&G |  | Accepted | 2024-10-09 | 2024-10-21 | 2025-10-21 | Solar Panels | Hanwha Q-Cells | Q.PEAK DUO BLK ML-G10+ 410 |  | 0.41 | 2 | 313 | 27 |  | Fixed | Roof
NJADRE1557914259 | Administratively Determined Incentive Program | Manahawkin | 8050 | 100.88 | Commercial | Behind the Meter | Yes | FIP NJ 2022 I, LLC | AC Electric |  | Accepted | 2024-11-26 | 2024-12-19 | 2025-12-19 | Solar Panels | Hanwha Qcells | Q.PEAK DUO XL-G10.3/BFG 485 |  | 0.485 | 9 | 239 | 20 |  | Fixed | Roof
NJADRE1557914259 | Administratively Determined Incentive Program | Manahawkin | 8050 | 100.88 | Commercial | Behind the Meter | Yes | FIP NJ 2022 I, LLC | AC Electric |  | Accepted | 2024-11-26 | 2024-12-19 | 2025-12-19 | Solar Panels | Hanwha Qcells | Q.PEAK DUO XL-G10.3/BFG 485 |  | 0.485 | 37 | 149 | 20 |  | Fixed | Roof
NJADRE1557914259 | Administratively Determined Incentive Program | Manahawkin | 8050 | 100.88 | Commercial | Behind the Meter | Yes | FIP NJ 2022 I, LLC | AC Electric |  | Accepted | 2024-11-26 | 2024-12-19 | 2025-12-19 | Solar Panels | Hanwha Qcells | Q.PEAK DUO XL-G10.3/BFG 485 |  | 0.485 | 33 | 149 | 20 |  | Fixed | Roof
NJADRE1557914259 | Administratively Determined Incentive Program | Manahawkin | 8050 | 100.88 | Commercial | Behind the Meter | Yes | FIP NJ 2022 I, LLC | AC Electric |  | Accepted | 2024-11-26 | 2024-12-19 | 2025-12-19 | Solar Panels | Hanwha Qcells | Q.PEAK DUO XL-G10.3/BFG 485 |  | 0.485 | 10 | 239 | 20 |  | Fixed | Roof
NJADRE1557914259 | Administratively Determined Incentive Program | Manahawkin | 8050 | 100.88 | Commercial | Behind the Meter | Yes | FIP NJ 2022 I, LLC | AC Electric |  | Accepted | 2024-11-26 | 2024-12-19 | 2025-12-19 | Solar Panels | Hanwha Qcells | Q.PEAK DUO XL-G10.3/BFG 485 |  | 0.485 | 34 | 149 | 20 |  | Fixed | Roof
NJADRE1557914259 | Administratively Determined Incentive Program | Manahawkin | 8050 | 100.88 | Commercial | Behind the Meter | Yes | FIP NJ 2022 I, LLC | AC Electric |  | Accepted | 2024-11-26 | 2024-12-19 | 2025-12-19 | Solar Panels | Hanwha Qcells | Q.PEAK DUO XL-G10.3/BFG 485 |  | 0.485 | 17 | 239 | 20 |  | Fixed | Roof
NJADRE1557914259 | Administratively Determined Incentive Program | Manahawkin | 8050 | 100.88 | Commercial | Behind the Meter | Yes | FIP NJ 2022 I, LLC | AC Electric |  | Accepted | 2024-11-26 | 2024-12-19 | 2025-12-19 | Solar Panels | Hanwha Qcells | Q.PEAK DUO XL-G10.3/BFG 485 |  | 0.485 | 16 | 239 | 20 |  | Fixed | Roof
NJADRE1557914259 | Administratively Determined Incentive Program | Manahawkin | 8050 | 100.88 | Commercial | Behind the Meter | Yes | FIP NJ 2022 I, LLC | AC Electric |  | Accepted | 2024-11-26 | 2024-12-19 | 2025-12-19 | Meters | Aclara | kV2c Gen5 |  |  | 1 |  |  |  | No | Outdoor
NJADRE1557914259 | Administratively Determined Incentive Program | Manahawkin | 8050 | 100.88 | Commercial | Behind the Meter | Yes | FIP NJ 2022 I, LLC | AC Electric |  | Accepted | 2024-11-26 | 2024-12-19 | 2025-12-19 | Inverters | Solar Edge | SE50KUS | 50000 |  | 2 |  |  | 0.985 |  | Outside
NJADRE1557914259 | Administratively Determined Incentive Program | Manahawkin | 8050 | 100.88 | Commercial | Behind the Meter | Yes | FIP NJ 2022 I, LLC | AC Electric |  | Accepted | 2024-11-26 | 2024-12-19 | 2025-12-19 | Solar Panels | Hanwha Qcells | Q.PEAK DUO XL-G10.3/BFG 485 |  | 0.485 | 11 | 239 | 20 |  | Fixed | Roof
NJADRE1557914259 | Administratively Determined Incentive Program | Manahawkin | 8050 | 100.88 | Commercial | Behind the Meter | Yes | FIP NJ 2022 I, LLC | AC Electric |  | Accepted | 2024-11-26 | 2024-12-19 | 2025-12-19 | Solar Panels | Hanwha Qcells | Q.PEAK DUO XL-G10.3/BFG 485 |  | 0.485 | 20 | 149 | 20 |  | Fixed | Roof
NJADRE1557914259 | Administratively Determined Incentive Program | Manahawkin | 8050 | 100.88 | Commercial | Behind the Meter | Yes | FIP NJ 2022 I, LLC | AC Electric |  | Accepted | 2024-11-26 | 2024-12-19 | 2025-12-19 | Solar Panels | Hanwha Qcells | Q.PEAK DUO XL-G10.3/BFG 485 |  | 0.485 | 21 | 239 | 20 |  | Fixed | Roof
NJADRE1557914263 | Administratively Determined Incentive Program | Voorhees Township | 8043 | 145.02 | Commercial | Behind the Meter | Yes | FIP NJ 2022 III, LLC | AC Electric |  | Accepted | 2024-11-26 | 2024-12-19 | 2025-12-19 | Solar Panels | Hanwha Qcells | Q.PEAK DUO XL-G10.3/BFG 485 |  | 0.485 | 18 | 106 | 25 |  | Fixed | Roof
NJADRE1557914263 | Administratively Determined Incentive Program | Voorhees Township | 8043 | 145.02 | Commercial | Behind the Meter | Yes | FIP NJ 2022 III, LLC | AC Electric |  | Accepted | 2024-11-26 | 2024-12-19 | 2025-12-19 | Solar Panels | Hanwha Qcells | Q.PEAK DUO XL-G10.3/BFG 485 |  | 0.485 | 36 | 196 | 25 |  | Fixed | Roof
NJADRE1557914263 | Administratively Determined Incentive Program | Voorhees Township | 8043 | 145.02 | Commercial | Behind the Meter | Yes | FIP NJ 2022 III, LLC | AC Electric |  | Accepted | 2024-11-26 | 2024-12-19 | 2025-12-19 | Solar Panels | Hanwha Qcells | Q.PEAK DUO XL-G10.3/BFG 485 |  | 0.485 | 47 | 106 | 25 |  | Fixed | Roof
NJADRE1557914263 | Administratively Determined Incentive Program | Voorhees Township | 8043 | 145.02 | Commercial | Behind the Meter | Yes | FIP NJ 2022 III, LLC | AC Electric |  | Accepted | 2024-11-26 | 2024-12-19 | 2025-12-19 | Solar Panels | Hanwha Qcells | Q.PEAK DUO XL-G10.3/BFG 485 |  | 0.485 | 34 | 196 | 25 |  | Fixed | Roof
NJADRE1557914263 | Administratively Determined Incentive Program | Voorhees Township | 8043 | 145.02 | Commercial | Behind the Meter | Yes | FIP NJ 2022 III, LLC | AC Electric |  | Accepted | 2024-11-26 | 2024-12-19 | 2025-12-19 | Inverters | Solar Edge | SE120KUS | 120000 |  | 1 |  |  | 0.985 |  | Outside
NJADRE1557914263 | Administratively Determined Incentive Program | Voorhees Township | 8043 | 145.02 | Commercial | Behind the Meter | Yes | FIP NJ 2022 III, LLC | AC Electric |  | Accepted | 2024-11-26 | 2024-12-19 | 2025-12-19 | Meters | Aclara | kV2c Gen5 |  |  | 1 |  |  |  | No | Outdoor
NJADRE1557914263 | Administratively Determined Incentive Program | Voorhees Township | 8043 | 145.02 | Commercial | Behind the Meter | Yes | FIP NJ 2022 III, LLC | AC Electric |  | Accepted | 2024-11-26 | 2024-12-19 | 2025-12-19 | Solar Panels | Hanwha Qcells | Q.PEAK DUO XL-G10.3/BFG 485 |  | 0.485 | 18 | 106 | 25 |  | Fixed | Roof
NJADRE1557914263 | Administratively Determined Incentive Program | Voorhees Township | 8043 | 145.02 | Commercial | Behind the Meter | Yes | FIP NJ 2022 III, LLC | AC Electric |  | Accepted | 2024-11-26 | 2024-12-19 | 2025-12-19 | Solar Panels | Hanwha Qcells | Q.PEAK DUO XL-G10.3/BFG 485 |  | 0.485 | 23 | 196 | 25 |  | Fixed | Roof
NJADRE1557914263 | Administratively Determined Incentive Program | Voorhees Township | 8043 | 145.02 | Commercial | Behind the Meter | Yes | FIP NJ 2022 III, LLC | AC Electric |  | Accepted | 2024-11-26 | 2024-12-19 | 2025-12-19 | Solar Panels | Hanwha Qcells | Q.PEAK DUO XL-G10.3/BFG 485 |  | 0.485 | 36 | 106 | 25 |  | Fixed | Roof
NJADRE1557914263 | Administratively Determined Incentive Program | Voorhees Township | 8043 | 145.02 | Commercial | Behind the Meter | Yes | FIP NJ 2022 III, LLC | AC Electric |  | Accepted | 2024-11-26 | 2024-12-19 | 2025-12-19 | Solar Panels | Hanwha Qcells | Q.PEAK DUO XL-G10.3/BFG 485 |  | 0.485 | 41 | 196 | 25 |  | Fixed | Roof
NJADRE1557914263 | Administratively Determined Incentive Program | Voorhees Township | 8043 | 145.02 | Commercial | Behind the Meter | Yes | FIP NJ 2022 III, LLC | AC Electric |  | Accepted | 2024-11-26 | 2024-12-19 | 2025-12-19 | Solar Panels | Hanwha Qcells | Q.PEAK DUO XL-G10.3/BFG 485 |  | 0.485 | 34 | 106 | 25 |  | Fixed | Roof
NJADRE1557914263 | Administratively Determined Incentive Program | Voorhees Township | 8043 | 145.02 | Commercial | Behind the Meter | Yes | FIP NJ 2022 III, LLC | AC Electric |  | Accepted | 2024-11-26 | 2024-12-19 | 2025-12-19 | Solar Panels | Hanwha Qcells | Q.PEAK DUO XL-G10.3/BFG 485 |  | 0.485 | 12 | 106 | 25 |  | Fixed | Roof
NJADRE1557914267 | Administratively Determined Incentive Program | Union Twp Uni | 7083 | 3.69 | Residential | Behind the Meter | Yes | Sunrun Installation Services, Inc. | PSE&G |  | Accepted | 2024-10-09 | 2024-10-21 | 2025-10-21 | Solar Panels | Hanwha Q Cells | Q.PEAK DUO BLK ML-G10+ 410 |  | 0.41 | 6 | 130 | 7 |  | Fixed | Roof
NJADRE1557914267 | Administratively Determined Incentive Program | Union Twp Uni | 7083 | 3.69 | Residential | Behind the Meter | Yes | Sunrun Installation Services, Inc. | PSE&G |  | Accepted | 2024-10-09 | 2024-10-21 | 2025-10-21 | Inverters | TESLA | POWERWALL 3 1707000-XX-Y | 11500 |  | 1 |  |  | 0.97 |  | Outside
NJADRE1557914267 | Administratively Determined Incentive Program | Union Twp Uni | 7083 | 3.69 | Residential | Behind the Meter | Yes | Sunrun Installation Services, Inc. | PSE&G |  | Accepted | 2024-10-09 | 2024-10-21 | 2025-10-21 | Solar Panels | Hanwha Q Cells | Q.PEAK DUO BLK ML-G10+ 410 |  | 0.41 | 3 | 310 | 19 |  | Fixed | Roof
NJADRE1557914267 | Administratively Determined Incentive Program | Union Twp Uni | 7083 | 3.69 | Residential | Behind the Meter | Yes | Sunrun Installation Services, Inc. | PSE&G |  | Accepted | 2024-10-09 | 2024-10-21 | 2025-10-21 | Electric Storage Battery | TESLA | POWERWALL 3 1707000-XX-Y |  |  | 1 |  |  |  | Lithium Ion |  | Outside
NJADRE1557914272 | Administratively Determined Incentive Program | Bridgeton | 8302 | 6.38 | Residential | Behind the Meter | Yes | Velocity Energy & Home Solutions, Inc. | AC Electric |  | Accepted | 2024-10-09 | 2024-10-22 | 2025-10-22 | Solar Panels | trina | 425w |  | 0.425 | 15 | 244 | 25 |  | Fixed | Roof
NJADRE1557914272 | Administratively Determined Incentive Program | Bridgeton | 8302 | 6.38 | Residential | Behind the Meter | Yes | Velocity Energy & Home Solutions, Inc. | AC Electric |  | Accepted | 2024-10-09 | 2024-10-22 | 2025-10-22 | Inverters | enphase | iq8plus | 290 |  | 15 |  |  | 0.99 |  | Outside | behind panels
NJADRE1557914324 | Administratively Determined Incentive Program | VERONA | 7044 | 7.38 | Residential | Behind the Meter | Yes | Freedom Forever New Jersey, LLC | PSE&G |  | Accepted | 2024-10-09 | 2024-10-22 | 2025-10-22 | Solar Panels | Hanwha | Q.PEAK DUO BLK ML-G10+ 410 |  | 0.41 | 4 | 20 | 26 |  | Fixed | Roof
NJADRE1557914324 | Administratively Determined Incentive Program | VERONA | 7044 | 7.38 | Residential | Behind the Meter | Yes | Freedom Forever New Jersey, LLC | PSE&G |  | Accepted | 2024-10-09 | 2024-10-22 | 2025-10-22 | Solar Panels | Hanwha | Q.PEAK DUO BLK ML-G10+ 410 |  | 0.41 | 14 | 200 | 43 |  | Fixed | Roof
NJADRE1557914324 | Administratively Determined Incentive Program | VERONA | 7044 | 7.38 | Residential | Behind the Meter | Yes | Freedom Forever New Jersey, LLC | PSE&G |  | Accepted | 2024-10-09 | 2024-10-22 | 2025-10-22 | Inverters | Solar Edge | SE6000H-USRGM [SI1] | 6000 |  | 1 |  |  | 0.99 |  | Outside
NJADRE1557914343 | Administratively Determined Incentive Program | PLEASANTVILLE | 8232 | 2.87 | Residential | Behind the Meter | Yes | Pro Custom Solar dba Momentum Solar | AC Electric |  | Accepted | 2024-10-09 | 2024-10-22 | 2025-10-22 | Solar Panels | Hanwha | Q.PEAK DUO BLK ML-G10+410 |  | 0.41 | 7 | 208 | 31 |  | Fixed | Roof
NJADRE1557914343 | Administratively Determined Incentive Program | PLEASANTVILLE | 8232 | 2.87 | Residential | Behind the Meter | Yes | Pro Custom Solar dba Momentum Solar | AC Electric |  | Accepted | 2024-10-09 | 2024-10-22 | 2025-10-22 | Inverters | Enphase | IQ8MC-72-M-US | 320 |  | 7 |  |  | 0.97 |  | Outdoor
NJADRE1557914367 | Administratively Determined Incentive Program | Atlantic City | 8401 | 7.79 | Residential | Behind the Meter | Yes | EMT Renewables, LLC | AC Electric |  | Accepted | 2024-10-09 | 2024-10-21 | 2025-10-21 | Solar Panels | TRINA | TSM-NE09RC.05 |  | 0.41 | 6 | 290 | 33 |  | Fixed | Roof
NJADRE1557914367 | Administratively Determined Incentive Program | Atlantic City | 8401 | 7.79 | Residential | Behind the Meter | Yes | EMT Renewables, LLC | AC Electric |  | Accepted | 2024-10-09 | 2024-10-21 | 2025-10-21 | Inverters | ENPHASE | IQ8+ | 290 |  | 19 |  |  | 0.98 |  | Other | UNDER EACH PANEL
NJADRE1557914367 | Administratively Determined Incentive Program | Atlantic City | 8401 | 7.79 | Residential | Behind the Meter | Yes | EMT Renewables, LLC | AC Electric |  | Accepted | 2024-10-09 | 2024-10-21 | 2025-10-21 | Solar Panels | TRINA | TSM-NE09RC.05 |  | 0.41 | 13 | 110 | 1 |  | Fixed | Roof
NJADRE1557914380 | Administratively Determined Incentive Program | Chatsworth | 8019 | 7.65 | Residential | Behind the Meter | Yes | Velocity Energy & Home Solutions, Inc. | AC Electric |  | Accepted | 2024-10-09 | 2024-10-22 | 2025-10-22 | Solar Panels | trina | 425w |  | 0.425 | 7 | 6 | 20 |  | Fixed | Roof
NJADRE1557914380 | Administratively Determined Incentive Program | Chatsworth | 8019 | 7.65 | Residential | Behind the Meter | Yes | Velocity Energy & Home Solutions, Inc. | AC Electric |  | Accepted | 2024-10-09 | 2024-10-22 | 2025-10-22 | Solar Panels | trina | 425w |  | 0.425 | 3 | 186 | 10 |  | Fixed | Roof
NJADRE1557914380 | Administratively Determined Incentive Program | Chatsworth | 8019 | 7.65 | Residential | Behind the Meter | Yes | Velocity Energy & Home Solutions, Inc. | AC Electric |  | Accepted | 2024-10-09 | 2024-10-22 | 2025-10-22 | Solar Panels | trina | 425w |  | 0.425 | 8 | 186 | 20 |  | Fixed | Roof
NJADRE1557914380 | Administratively Determined Incentive Program | Chatsworth | 8019 | 7.65 | Residential | Behind the Meter | Yes | Velocity Energy & Home Solutions, Inc. | AC Electric |  | Accepted | 2024-10-09 | 2024-10-22 | 2025-10-22 | Inverters | enphase | iq8plus | 290 |  | 18 |  |  | 0.99 |  | Outside | behind panels
NJADRE1557914386 | Administratively Determined Incentive Program | Bridgeton | 8302 | 10.22 | Residential | Behind the Meter | Yes | EMT Renewables, LLC | AC Electric |  | Accepted | 2024-10-09 | 2024-10-22 | 2025-10-22 | Solar Panels | S-ENERGY | SL45-60MBI 365W |  | 0.365 | 8 | 346 | 36 |  | Fixed | Roof
NJADRE1557914386 | Administratively Determined Incentive Program | Bridgeton | 8302 | 10.22 | Residential | Behind the Meter | Yes | EMT Renewables, LLC | AC Electric |  | Accepted | 2024-10-09 | 2024-10-22 | 2025-10-22 | Inverters | ENPHASE | IQ8+ | 290 |  | 28 |  |  | 0.98 |  | Other | UNDER EACH PANEL
NJADRE1557914386 | Administratively Determined Incentive Program | Bridgeton | 8302 | 10.22 | Residential | Behind the Meter | Yes | EMT Renewables, LLC | AC Electric |  | Accepted | 2024-10-09 | 2024-10-22 | 2025-10-22 | Solar Panels | S-ENERGY | SL45-60MBI 365W |  | 0.365 | 5 | 166 | 6 |  | Fixed | Roof
NJADRE1557914386 | Administratively Determined Incentive Program | Bridgeton | 8302 | 10.22 | Residential | Behind the Meter | Yes | EMT Renewables, LLC | AC Electric |  | Accepted | 2024-10-09 | 2024-10-22 | 2025-10-22 | Solar Panels | S-ENERGY | SL45-60MBI 365W |  | 0.365 | 6 | 90 | 20 |  | Fixed | Roof
NJADRE1557914386 | Administratively Determined Incentive Program | Bridgeton | 8302 | 10.22 | Residential | Behind the Meter | Yes | EMT Renewables, LLC | AC Electric |  | Accepted | 2024-10-09 | 2024-10-22 | 2025-10-22 | Solar Panels | S-ENERGY | SL45-60MBI 365W |  | 0.365 | 5 | 270 | 20 |  | Fixed | Roof
NJADRE1557914386 | Administratively Determined Incentive Program | Bridgeton | 8302 | 10.22 | Residential | Behind the Meter | Yes | EMT Renewables, LLC | AC Electric |  | Accepted | 2024-10-09 | 2024-10-22 | 2025-10-22 | Solar Panels | S-ENERGY | SL45-60MBI 365W |  | 0.365 | 4 | 166 | 36 |  | Fixed | Roof
NJADRE1557914394 | Administratively Determined Incentive Program | Cherry Hill | 8003 | 9.96 | Residential | Behind the Meter | Yes | SunnyMac, LLC | PSE&G |  | Accepted | 2024-10-09 | 2024-10-23 | 2025-10-23 | Inverters | SOLAREDGE | SE10000H-US | 10000 |  | 1 |  |  | 0.99 |  | Outdoor | next to meter
NJADRE1557914394 | Administratively Determined Incentive Program | Cherry Hill | 8003 | 9.96 | Residential | Behind the Meter | Yes | SunnyMac, LLC | PSE&G |  | Accepted | 2024-10-09 | 2024-10-23 | 2025-10-23 | Solar Panels | HANWHA | Q.PEAK DUO BLK ML-G10+ 415W |  | 0.415 | 2 | 320 | 21 |  | Fixed | Roof
NJADRE1557914394 | Administratively Determined Incentive Program | Cherry Hill | 8003 | 9.96 | Residential | Behind the Meter | Yes | SunnyMac, LLC | PSE&G |  | Accepted | 2024-10-09 | 2024-10-23 | 2025-10-23 | Solar Panels | HANWHA | Q.PEAK DUO BLK ML-G10+ 415W |  | 0.415 | 22 | 140 | 21 |  | Fixed | Roof
NJADRE1557914411 | Administratively Determined Incentive Program | Beachwood | 8722 | 7.885 | Residential | Behind the Meter | Yes | SunnyMac, LLC | JCP&L |  | Accepted | 2024-10-09 | 2024-10-21 | 2025-10-21 | Inverters | SOLAREDGE | SE 5700H -US | 5760 |  | 1 |  |  | 0.99 |  | Outdoor | next to meter
NJADRE1557914411 | Administratively Determined Incentive Program | Beachwood | 8722 | 7.885 | Residential | Behind the Meter | Yes | SunnyMac, LLC | JCP&L |  | Accepted | 2024-10-09 | 2024-10-21 | 2025-10-21 | Solar Panels | HANWHA | Q.PEAK DUO BLK ML-G10+ 415W |  | 0.415 | 11 | 43 | 19 |  | Fixed | Roof
NJADRE1557914411 | Administratively Determined Incentive Program | Beachwood | 8722 | 7.885 | Residential | Behind the Meter | Yes | SunnyMac, LLC | JCP&L |  | Accepted | 2024-10-09 | 2024-10-21 | 2025-10-21 | Solar Panels | HANWHA | Q.PEAK DUO BLK ML-G10+ 415W |  | 0.415 | 8 | 223 | 19 |  | Fixed | Roof
NJADRE1557914411 | Administratively Determined Incentive Program | Beachwood | 8722 | 7.885 | Residential | Behind the Meter | Yes | SunnyMac, LLC | JCP&L |  | Accepted | 2024-10-09 | 2024-10-21 | 2025-10-21 | Meters | SOLAREDGE | SE-RGMTR-1D-240C-C |  |  | 1 |  |  |  | Yes | Outdoor
NJADRE1557914415 | Administratively Determined Incentive Program | Paterson | 7524 | 4.92 | Residential | Behind the Meter | Yes | Pro Custom Solar dba Momentum Solar | PSE&G |  | Accepted | 2024-10-11 | 2024-10-25 | 2025-10-25 | Inverters | Enphase | IQ8MC-72-M-US | 320 |  | 12 |  |  | 0.97 |  | Outdoor
NJADRE1557914415 | Administratively Determined Incentive Program | Paterson | 7524 | 4.92 | Residential | Behind the Meter | Yes | Pro Custom Solar dba Momentum Solar | PSE&G |  | Accepted | 2024-10-11 | 2024-10-25 | 2025-10-25 | Solar Panels | Hanwha | Q.PEAK DUO BLK ML-G10+410 |  | 0.41 | 5 | 275 | 32 |  | Fixed | Roof
NJADRE1557914415 | Administratively Determined Incentive Program | Paterson | 7524 | 4.92 | Residential | Behind the Meter | Yes | Pro Custom Solar dba Momentum Solar | PSE&G |  | Accepted | 2024-10-11 | 2024-10-25 | 2025-10-25 | Solar Panels | Hanwha | Q.PEAK DUO BLK ML-G10+410 |  | 0.41 | 7 | 95 | 32 |  | Fixed | Roof
NJADRE1557914455 | Administratively Determined Incentive Program | Woodbridge | 7095 | 5.33 | Residential | Behind the Meter | Yes | Pro Custom Solar dba Momentum Solar | PSE&G |  | Accepted | 2024-10-09 | 2024-10-21 | 2025-10-21 | Solar Panels | Hanwha | Q.PEAK DUO BLK ML-G10+410 |  | 0.41 | 13 | 184 | 24 |  | Fixed | Roof
NJADRE1557914455 | Administratively Determined Incentive Program | Woodbridge | 7095 | 5.33 | Residential | Behind the Meter | Yes | Pro Custom Solar dba Momentum Solar | PSE&G |  | Accepted | 2024-10-09 | 2024-10-21 | 2025-10-21 | Inverters | Enphase | IQ8MC-72-M-US | 320 |  | 13 |  |  | 0.97 |  | Outdoor
NJADRE1557914468 | Administratively Determined Incentive Program | Pine Hill | 8021 | 4.92 | Residential | Behind the Meter | Yes | EMT Renewables, LLC | AC Electric |  | Accepted | 2024-10-09 | 2024-10-25 | 2025-10-25 | Inverters | ENPHASE | IQ8+ | 290 |  | 12 |  |  | 0.98 |  | Other | UNDER EACH PANEL
NJADRE1557914468 | Administratively Determined Incentive Program | Pine Hill | 8021 | 4.92 | Residential | Behind the Meter | Yes | EMT Renewables, LLC | AC Electric |  | Accepted | 2024-10-09 | 2024-10-25 | 2025-10-25 | Solar Panels | TRINA | TSM-NE09RC.05 |  | 0.41 | 8 | 252 | 20 |  | Fixed | Roof
NJADRE1557914468 | Administratively Determined Incentive Program | Pine Hill | 8021 | 4.92 | Residential | Behind the Meter | Yes | EMT Renewables, LLC | AC Electric |  | Accepted | 2024-10-09 | 2024-10-25 | 2025-10-25 | Solar Panels | TRINA | TSM-NE09RC.05 |  | 0.41 | 4 | 72 | 20 |  | Fixed | Roof
NJADRE1557914483 | Administratively Determined Incentive Program | Camden City | 8105 | 6.97 | Residential | Behind the Meter | Yes | EMT Renewables, LLC | PSE&G |  | Accepted | 2024-10-09 | 2024-10-22 | 2025-10-22 | Inverters | ENPHASE | IQ8+ | 290 |  | 17 |  |  | 0.98 |  | Other | UNDER EACH PANEL
NJADRE1557914483 | Administratively Determined Incentive Program | Camden City | 8105 | 6.97 | Residential | Behind the Meter | Yes | EMT Renewables, LLC | PSE&G |  | Accepted | 2024-10-09 | 2024-10-22 | 2025-10-22 | Solar Panels | TRINA | TSM-NE09RC.05 |  | 0.41 | 17 | 83 | 1 |  | Fixed | Roof
NJADRE1557914563 | Administratively Determined Incentive Program | Egg Harbor Twp | 8234 | 7.06 | Residential | Behind the Meter | Yes | SunnyMac, LLC | AC Electric |  | Accepted | 2024-10-09 | 2024-12-05 | 2025-12-05 | Solar Panels | HANWHA | Q.PEAK DUO BLK ML-G10+ 415W |  | 0.415 | 17 | 112 | 30 |  | Fixed | Roof
NJADRE1557914563 | Administratively Determined Incentive Program | Egg Harbor Twp | 8234 | 7.06 | Residential | Behind the Meter | Yes | SunnyMac, LLC | AC Electric |  | Accepted | 2024-10-09 | 2024-12-05 | 2025-12-05 | Inverters | SOLAREDGE HOME HUB | SE 5700H -US | 5700 |  | 1 |  |  | 0.99 |  | Outdoor | next to meter
NJADRE1557914583 | Administratively Determined Incentive Program | Atco | 8004 | 4.3 | Residential | Behind the Meter | Yes | Freedom Forever New Jersey, LLC | AC Electric |  | Accepted | 2024-10-09 | 2024-10-22 | 2025-10-22 | Solar Panels | Silfab | SIL-430QD |  | 0.43 | 2 | 82 | 26 |  | Fixed | Roof
NJADRE1557914583 | Administratively Determined Incentive Program | Atco | 8004 | 4.3 | Residential | Behind the Meter | Yes | Freedom Forever New Jersey, LLC | AC Electric |  | Accepted | 2024-10-09 | 2024-10-22 | 2025-10-22 | Solar Panels | Silfab | SIL-430QD |  | 0.43 | 8 | 82 | 26 |  | Fixed | Roof
NJADRE1557914583 | Administratively Determined Incentive Program | Atco | 8004 | 4.3 | Residential | Behind the Meter | Yes | Freedom Forever New Jersey, LLC | AC Electric |  | Accepted | 2024-10-09 | 2024-10-22 | 2025-10-22 | Inverters | Solar Edge | SE3800H-USMNUBL75 | 3800 |  | 1 |  |  | 0.99 |  | Outside
NJADRE1557914648 | Administratively Determined Incentive Program | Green Brook Twp | 8812 | 3.28 | Residential | Behind the Meter | No | Pro Custom Solar dba Momentum Solar | PSE&G |  | Accepted | 2024-10-09 | 2024-10-22 | 2025-10-22 | Solar Panels | Hanwha | Q.PEAK DUO BLK ML-G10+410 |  | 0.41 | 8 | 234 | 28 |  | Fixed | Roof
NJADRE1557914648 | Administratively Determined Incentive Program | Green Brook Twp | 8812 | 3.28 | Residential | Behind the Meter | No | Pro Custom Solar dba Momentum Solar | PSE&G |  | Accepted | 2024-10-09 | 2024-10-22 | 2025-10-22 | Inverters | Enphase | IQ8PLUS-72-2-US | 290 |  | 8 |  |  | 0.97 |  | Outdoor
NJADRE1557919508 | Administratively Determined Incentive Program | Willingboro | 8046 | 5.81 | Residential | Behind the Meter | Yes | SunnyMac, LLC | PSE&G |  | Accepted | 2024-10-10 | 2024-10-22 | 2025-10-22 | Solar Panels | HANWHA | Q.PEAK DUO BLK ML-G10+ 415W |  | 0.415 | 10 | 90 | 18 |  | Fixed | Roof
NJADRE1557919508 | Administratively Determined Incentive Program | Willingboro | 8046 | 5.81 | Residential | Behind the Meter | Yes | SunnyMac, LLC | PSE&G |  | Accepted | 2024-10-10 | 2024-10-22 | 2025-10-22 | Inverters | SOLAREDGE HOME HUB | SE5700H-US | 5700 |  | 1 |  |  | 0.99 |  | Outdoor | next to meter
NJADRE1557919508 | Administratively Determined Incentive Program | Willingboro | 8046 | 5.81 | Residential | Behind the Meter | Yes | SunnyMac, LLC | PSE&G |  | Accepted | 2024-10-10 | 2024-10-22 | 2025-10-22 | Solar Panels | HANWHA | Q.PEAK DUO BLK ML-G10+ 415W |  | 0.415 | 4 | 270 | 18 |  | Fixed | Roof
NJADRE1557919554 | Administratively Determined Incentive Program | Woodbine | 8270 | 5.33 | Residential | Behind the Meter | Yes | EMT Renewables, LLC | AC Electric |  | Accepted | 2024-10-10 | 2024-10-23 | 2025-10-23 | Solar Panels | TRINA | TSM-NE09RC.05 |  | 0.41 | 10 | 218 | 39 |  | Fixed | Roof
NJADRE1557919554 | Administratively Determined Incentive Program | Woodbine | 8270 | 5.33 | Residential | Behind the Meter | Yes | EMT Renewables, LLC | AC Electric |  | Accepted | 2024-10-10 | 2024-10-23 | 2025-10-23 | Solar Panels | TRINA | TSM-NE09RC.05 |  | 0.41 | 3 | 38 | 39 |  | Fixed | Roof
NJADRE1557919554 | Administratively Determined Incentive Program | Woodbine | 8270 | 5.33 | Residential | Behind the Meter | Yes | EMT Renewables, LLC | AC Electric |  | Accepted | 2024-10-10 | 2024-10-23 | 2025-10-23 | Inverters | ENPHASE | IQ8+ | 290 |  | 13 |  |  | 0.98 |  | Other | UNDER EACH PANEL
NJADRE1557919643 | Administratively Determined Incentive Program | MONROE TOWNSHIP | 8831 | 115.5 | Commercial | Behind the Meter | No | Advanced Solar & Energy Solutions, LLC | JCP&L |  | Accepted | 2025-05-28 | 2025-06-23 | 2026-06-23 | Inverters | enphase | iq8plus-72-m-us | 290 |  | 210 |  |  | 0.97 |  | Outside
NJADRE1557919643 | Administratively Determined Incentive Program | MONROE TOWNSHIP | 8831 | 115.5 | Commercial | Behind the Meter | No | Advanced Solar & Energy Solutions, LLC | JCP&L |  | Accepted | 2025-05-28 | 2025-06-23 | 2026-06-23 | Solar Panels | axitec | AC-550MBT/144V |  | 0.55 | 150 | 135 | 20 |  | Fixed | Roof
NJADRE1557919643 | Administratively Determined Incentive Program | MONROE TOWNSHIP | 8831 | 115.5 | Commercial | Behind the Meter | No | Advanced Solar & Energy Solutions, LLC | JCP&L |  | Accepted | 2025-05-28 | 2025-06-23 | 2026-06-23 | Solar Panels | axitec | AC-550MBT/144V |  | 0.55 | 60 | 158 | 20 |  | Fixed | Roof
NJADRE1557919682 | Administratively Determined Incentive Program | PATERSON CITY | 7503 | 8.61 | Residential | Behind the Meter | Yes | Sunrun Installation Services, Inc. | PSE&G |  | Accepted | 2024-10-10 | 2024-10-23 | 2025-10-23 | Inverters | SolarEdge Technologies | SE5700H-USMN | 5760 |  | 1 |  |  | 0.99 |  | Outdoor | Next to meter
NJADRE1557919682 | Administratively Determined Incentive Program | PATERSON CITY | 7503 | 8.61 | Residential | Behind the Meter | Yes | Sunrun Installation Services, Inc. | PSE&G |  | Accepted | 2024-10-10 | 2024-10-23 | 2025-10-23 | Solar Panels | Hanwha Q-Cells | Q.PEAK DUO BLK ML-G10+ 410 |  | 0.41 | 14 | 167 | 20 |  | Fixed | Roof
NJADRE1557919682 | Administratively Determined Incentive Program | PATERSON CITY | 7503 | 8.61 | Residential | Behind the Meter | Yes | Sunrun Installation Services, Inc. | PSE&G |  | Accepted | 2024-10-10 | 2024-10-23 | 2025-10-23 | Solar Panels | Hanwha Q-Cells | Q.PEAK DUO BLK ML-G10+ 410 |  | 0.41 | 7 | 347 | 20 |  | Fixed | Roof
NJADRE1557920319 | Administratively Determined Incentive Program | SEWELL | 8080 | 8.93 | Residential | Behind the Meter | Yes | Sun Up Zero Down, LLC | AC Electric |  | Accepted | 2024-10-10 | 2024-10-24 | 2025-10-24 | Inverters | Enphase | IQ8HC-72-M-US | 360 |  | 21 |  |  | 0.976 |  | Outdoor
NJADRE1557920319 | Administratively Determined Incentive Program | SEWELL | 8080 | 8.93 | Residential | Behind the Meter | Yes | Sun Up Zero Down, LLC | AC Electric |  | Accepted | 2024-10-10 | 2024-10-24 | 2025-10-24 | Solar Panels | Trina | TSM-425-NE09RC.05 Vertex S+ |  | 0.425 | 21 | 220 | 30 |  | Fixed | Roof
NJADRE1557920319 | Administratively Determined Incentive Program | SEWELL | 8080 | 8.93 | Residential | Behind the Meter | Yes | Sun Up Zero Down, LLC | AC Electric |  | Accepted | 2024-10-10 | 2024-10-24 | 2025-10-24 | Meters | Enphase | TBD |  |  | 1 |  |  |  | Yes | Outdoor
NJADRE1557920447 | Administratively Determined Incentive Program | RIDGEFIELD | 7657 | 3.2 | Residential | Behind the Meter | Yes | Pro Custom Solar dba Momentum Solar | PSE&G |  | Accepted | 2024-10-10 | 2024-10-24 | 2025-10-24 | Solar Panels | Hanwha | Q.PEAK DUO BLK ML-G10+400 |  | 0.4 | 6 | 195 | 44 |  | Fixed | Roof
NJADRE1557920447 | Administratively Determined Incentive Program | RIDGEFIELD | 7657 | 3.2 | Residential | Behind the Meter | Yes | Pro Custom Solar dba Momentum Solar | PSE&G |  | Accepted | 2024-10-10 | 2024-10-24 | 2025-10-24 | Solar Panels | Hanwha | Q.PEAK DUO BLK ML-G10+400 |  | 0.4 | 2 | 15 | 43 |  | Fixed | Roof
NJADRE1557920447 | Administratively Determined Incentive Program | RIDGEFIELD | 7657 | 3.2 | Residential | Behind the Meter | Yes | Pro Custom Solar dba Momentum Solar | PSE&G |  | Accepted | 2024-10-10 | 2024-10-24 | 2025-10-24 | Inverters | Enphase | IQ8MC-72-M-US | 320 |  | 8 |  |  | 0.97 |  | Outdoor
NJADRE1557920719 | Administratively Determined Incentive Program | West Orange | 7052 | 6.56 | Residential | Behind the Meter | Yes | Trinity Solar, LLC | PSE&G |  | Accepted | 2024-10-10 | 2024-10-23 | 2025-10-23 | Solar Panels | HANWHA | Q.PEAK DUO BLK ML-G10+ 410 |  | 0.41 | 4 | 202 | 16 |  | Fixed | Roof
NJADRE1557920719 | Administratively Determined Incentive Program | West Orange | 7052 | 6.56 | Residential | Behind the Meter | Yes | Trinity Solar, LLC | PSE&G |  | Accepted | 2024-10-10 | 2024-10-23 | 2025-10-23 | Solar Panels | HANWHA | Q.PEAK DUO BLK ML-G10+ 410 |  | 0.41 | 4 | 202 | 40 |  | Fixed | Roof
NJADRE1557920719 | Administratively Determined Incentive Program | West Orange | 7052 | 6.56 | Residential | Behind the Meter | Yes | Trinity Solar, LLC | PSE&G |  | Accepted | 2024-10-10 | 2024-10-23 | 2025-10-23 | Solar Panels | HANWHA | Q.PEAK DUO BLK ML-G10+ 410 |  | 0.41 | 8 | 22 | 15 |  | Fixed | Roof
NJADRE1557920719 | Administratively Determined Incentive Program | West Orange | 7052 | 6.56 | Residential | Behind the Meter | Yes | Trinity Solar, LLC | PSE&G |  | Accepted | 2024-10-10 | 2024-10-23 | 2025-10-23 | Inverters | TESLA | 1538000-XX-Y | 5000 |  | 1 |  |  | 0.986 |  | Outside
NJADRE1557920731 | Administratively Determined Incentive Program | Andover | 7821 | 6.97 | Residential | Behind the Meter | Yes | Pro Custom Solar dba Momentum Solar | JCP&L |  | Accepted | 2024-10-10 | 2024-10-23 | 2025-10-23 | Solar Panels | Hanwha | Q.PEAK DUO BLK ML-G10+410 |  | 0.41 | 5 | 234 | 28 |  | Fixed | Roof
NJADRE1557920731 | Administratively Determined Incentive Program | Andover | 7821 | 6.97 | Residential | Behind the Meter | Yes | Pro Custom Solar dba Momentum Solar | JCP&L |  | Accepted | 2024-10-10 | 2024-10-23 | 2025-10-23 | Solar Panels | Hanwha | Q.PEAK DUO BLK ML-G10+410 |  | 0.41 | 10 | 54 | 28 |  | Fixed | Roof
NJADRE1557920731 | Administratively Determined Incentive Program | Andover | 7821 | 6.97 | Residential | Behind the Meter | Yes | Pro Custom Solar dba Momentum Solar | JCP&L |  | Accepted | 2024-10-10 | 2024-10-23 | 2025-10-23 | Solar Panels | Hanwha | Q.PEAK DUO BLK ML-G10+410 |  | 0.41 | 2 | 144 | 22 |  | Fixed | Roof
NJADRE1557920731 | Administratively Determined Incentive Program | Andover | 7821 | 6.97 | Residential | Behind the Meter | Yes | Pro Custom Solar dba Momentum Solar | JCP&L |  | Accepted | 2024-10-10 | 2024-10-23 | 2025-10-23 | Inverters | Enphase | IQ8MC-72-M-US | 320 |  | 17 |  |  | 0.97 |  | Outdoor
NJADRE1557920751 | Administratively Determined Incentive Program | Newton | 7860 | 6.04 | Residential | Behind the Meter | No | Solar Energy World | JCP&L |  | Accepted | 2024-10-10 | 2024-10-24 | 2025-10-24 | Solar Panels | LONGi | LR4-60HPB-355M |  | 0.355 | 17 | 168 | 23 |  | Fixed | Roof
NJADRE1557920751 | Administratively Determined Incentive Program | Newton | 7860 | 6.04 | Residential | Behind the Meter | No | Solar Energy World | JCP&L |  | Accepted | 2024-10-10 | 2024-10-24 | 2025-10-24 | Inverters | Enphase | IQ8+-72-M-US | 290 |  | 17 |  |  | 0.97 |  | Outside
NJADRE1557920786 | Administratively Determined Incentive Program | Newton | 7860 | 16 | Residential | Behind the Meter | Yes | Pro Custom Solar dba Momentum Solar | JCP&L |  | Accepted | 2024-10-10 | 2024-10-24 | 2025-10-24 | Inverters | Enphase | IQ8MC-72-M-US | 320 |  | 40 |  |  | 0.97 |  | Outdoor
NJADRE1557920786 | Administratively Determined Incentive Program | Newton | 7860 | 16 | Residential | Behind the Meter | Yes | Pro Custom Solar dba Momentum Solar | JCP&L |  | Accepted | 2024-10-10 | 2024-10-24 | 2025-10-24 | Solar Panels | Hanwha | Q.PEAK DUO BLK ML-G10+400 |  | 0.4 | 20 | 150 | 22 |  | Fixed | Roof
NJADRE1557920786 | Administratively Determined Incentive Program | Newton | 7860 | 16 | Residential | Behind the Meter | Yes | Pro Custom Solar dba Momentum Solar | JCP&L |  | Accepted | 2024-10-10 | 2024-10-24 | 2025-10-24 | Solar Panels | Hanwha | Q.PEAK DUO BLK ML-G10+400 |  | 0.4 | 20 | 330 | 20 |  | Fixed | Roof
NJADRE1557920846 | Administratively Determined Incentive Program | Plainfield | 7060 | 6.8 | Residential | Behind the Meter | Yes | PosiGen Developer, LLC | PSE&G |  | Accepted | 2024-10-10 | 2024-10-24 | 2025-10-24 | Solar Panels | SILFAB | SIL-400 HC+ |  | 0.4 | 17 | 79 | 45 |  | Fixed | Roof
NJADRE1557920846 | Administratively Determined Incentive Program | Plainfield | 7060 | 6.8 | Residential | Behind the Meter | Yes | PosiGen Developer, LLC | PSE&G |  | Accepted | 2024-10-10 | 2024-10-24 | 2025-10-24 | Inverters | SOLAREDGE | SE5700H-US | 5700 |  | 1 |  |  | 0.99 |  | Outside | Within ten feet of meter
NJADRE1557920880 | Administratively Determined Incentive Program | Vineland | 8360 | 4.8 | Residential | Behind the Meter | Yes | PosiGen Developer, LLC | AC Electric |  | Accepted | 2024-10-14 | 2024-10-28 | 2025-10-28 | Solar Panels | Silfab | SIL-400 HC+ |  | 0.4 | 3 | 183 | 45 |  | Fixed | Roof
NJADRE1557920880 | Administratively Determined Incentive Program | Vineland | 8360 | 4.8 | Residential | Behind the Meter | Yes | PosiGen Developer, LLC | AC Electric |  | Accepted | 2024-10-14 | 2024-10-28 | 2025-10-28 | Inverters | SolarEdge | SE5700H-US | 5700 |  | 1 |  |  | 0.99 |  | Outdoor | within ten feet of meter
NJADRE1557920880 | Administratively Determined Incentive Program | Vineland | 8360 | 4.8 | Residential | Behind the Meter | Yes | PosiGen Developer, LLC | AC Electric |  | Accepted | 2024-10-14 | 2024-10-28 | 2025-10-28 | Solar Panels | Silfab | SIL-400 HC+ |  | 0.4 | 5 | 183 | 37 |  | Fixed | Roof
NJADRE1557920880 | Administratively Determined Incentive Program | Vineland | 8360 | 4.8 | Residential | Behind the Meter | Yes | PosiGen Developer, LLC | AC Electric |  | Accepted | 2024-10-14 | 2024-10-28 | 2025-10-28 | Solar Panels | Silfab | SIL-400 HC+ |  | 0.4 | 4 | 93 | 45 |  | Fixed | Roof
NJADRE1557920955 | Administratively Determined Incentive Program | Paterson | 7501 | 6.4 | Residential | Behind the Meter | Yes | PosiGen Developer, LLC | PSE&G |  | Accepted | 2024-10-10 | 2024-10-24 | 2025-10-24 | Inverters | SOLAREDGE | SE5700H-US | 5700 |  | 1 |  |  | 0.99 |  | Outside | Within ten feet of meter
NJADRE1557920955 | Administratively Determined Incentive Program | Paterson | 7501 | 6.4 | Residential | Behind the Meter | Yes | PosiGen Developer, LLC | PSE&G |  | Accepted | 2024-10-10 | 2024-10-24 | 2025-10-24 | Solar Panels | SILFAB | SIL-400 HC+ |  | 0.4 | 11 | 281 | 34 |  | Fixed | Roof
NJADRE1557920955 | Administratively Determined Incentive Program | Paterson | 7501 | 6.4 | Residential | Behind the Meter | Yes | PosiGen Developer, LLC | PSE&G |  | Accepted | 2024-10-10 | 2024-10-24 | 2025-10-24 | Solar Panels | SILFAB | SIL-400 HC+ |  | 0.4 | 5 | 271 | 34 |  | Fixed | Roof
NJADRE1557921010 | Administratively Determined Incentive Program | Woodbridge Twp | 8861 | 13.94 | Residential | Behind the Meter | Yes | Sunrun Installation Services, Inc. | PSE&G |  | Accepted | 2024-10-10 | 2024-11-13 | 2025-11-13 | Inverters | TESLA | Powerwall 3 1707000-xx-y | 11500 |  | 1 |  |  | 0.97 |  | Outdoor | Next to meter
NJADRE1557921010 | Administratively Determined Incentive Program | Woodbridge Twp | 8861 | 13.94 | Residential | Behind the Meter | Yes | Sunrun Installation Services, Inc. | PSE&G |  | Accepted | 2024-10-10 | 2024-11-13 | 2025-11-13 | Electric Storage Battery | TESLA | POWERWALL 3 |  |  | 1 |  |  |  | Lithium Ion |  | Outside
NJADRE1557921010 | Administratively Determined Incentive Program | Woodbridge Twp | 8861 | 13.94 | Residential | Behind the Meter | Yes | Sunrun Installation Services, Inc. | PSE&G |  | Accepted | 2024-10-10 | 2024-11-13 | 2025-11-13 | Solar Panels | Hanwha Q-Cells | Q.PEAK DUO BLK ML-G10+ 410 |  | 0.41 | 17 | 199 | 21 |  | Fixed | Roof
NJADRE1557921010 | Administratively Determined Incentive Program | Woodbridge Twp | 8861 | 13.94 | Residential | Behind the Meter | Yes | Sunrun Installation Services, Inc. | PSE&G |  | Accepted | 2024-10-10 | 2024-11-13 | 2025-11-13 | Solar Panels | Hanwha Q-Cells | Q.PEAK DUO BLK ML-G10+ 410 |  | 0.41 | 17 | 20 | 20 |  | Fixed | Roof
NJADRE1557921022 | Administratively Determined Incentive Program | Pedricktown | 8067 | 12.75 | Residential | Behind the Meter | Yes | Sun Up Zero Down, LLC | AC Electric |  | Accepted | 2024-10-10 | 2024-10-24 | 2025-10-24 | Meters | Enphase Energy Inc | ENV-IQ-AM1-240M |  |  | 1 |  |  |  | Yes | Outdoor
NJADRE1557921022 | Administratively Determined Incentive Program | Pedricktown | 8067 | 12.75 | Residential | Behind the Meter | Yes | Sun Up Zero Down, LLC | AC Electric |  | Accepted | 2024-10-10 | 2024-10-24 | 2025-10-24 | Solar Panels | Trina Solar, Inc. | TSM-425NE09RC.05 |  | 0.425 | 6 | 210 | 39 |  | Fixed | Roof
NJADRE1557921022 | Administratively Determined Incentive Program | Pedricktown | 8067 | 12.75 | Residential | Behind the Meter | Yes | Sun Up Zero Down, LLC | AC Electric |  | Accepted | 2024-10-10 | 2024-10-24 | 2025-10-24 | Inverters | Enphase Energy Inc | IQ8HC-72-M-DOM-US | 290 |  | 30 |  |  | 0.99 |  | Outside
NJADRE1557921022 | Administratively Determined Incentive Program | Pedricktown | 8067 | 12.75 | Residential | Behind the Meter | Yes | Sun Up Zero Down, LLC | AC Electric |  | Accepted | 2024-10-10 | 2024-10-24 | 2025-10-24 | Solar Panels | Trina Solar, Inc. | TSM-425NE09RC.05 |  | 0.425 | 24 | 120 | 27 |  | Fixed | Roof
NJADRE1557921096 | Administratively Determined Incentive Program | MAYS LANDING | 8330 | 6.15 | Residential | Behind the Meter | Yes | Sunrun Installation Services, Inc. | AC Electric |  | Accepted | 2024-10-10 | 2024-10-24 | 2025-10-24 | Solar Panels | Hanwha Q Cells | Q.PEAK DUO BLK ML-G10+ 410 |  | 0.41 | 6 | 207 | 35 |  | Fixed | Roof
NJADRE1557921096 | Administratively Determined Incentive Program | MAYS LANDING | 8330 | 6.15 | Residential | Behind the Meter | Yes | Sunrun Installation Services, Inc. | AC Electric |  | Accepted | 2024-10-10 | 2024-10-24 | 2025-10-24 | Inverters | GROWATT NEW ENERGY TECHNOLOGY CO LTD | MIN 6000TL-XH-US | 6000 |  | 1 |  |  | 0.98 |  | Outside
NJADRE1557921096 | Administratively Determined Incentive Program | MAYS LANDING | 8330 | 6.15 | Residential | Behind the Meter | Yes | Sunrun Installation Services, Inc. | AC Electric |  | Accepted | 2024-10-10 | 2024-10-24 | 2025-10-24 | Solar Panels | Hanwha Q Cells | Q.PEAK DUO BLK ML-G10+ 410 |  | 0.41 | 9 | 117 | 26 |  | Fixed | Roof
NJADRE1557921107 | Administratively Determined Incentive Program | ORANGE | 7050 | 4.51 | Residential | Behind the Meter | Yes | Pro Custom Solar dba Momentum Solar | PSE&G |  | Accepted | 2024-10-10 | 2024-10-24 | 2025-10-24 | Solar Panels | Hanwha | Q.PEAK DUO BLK ML-G10+410 |  | 0.41 | 7 | 117 | 44 |  | Fixed | Roof
NJADRE1557921107 | Administratively Determined Incentive Program | ORANGE | 7050 | 4.51 | Residential | Behind the Meter | Yes | Pro Custom Solar dba Momentum Solar | PSE&G |  | Accepted | 2024-10-10 | 2024-10-24 | 2025-10-24 | Inverters | Enphase | IQ8MC-72-M-US | 320 |  | 11 |  |  | 0.97 |  | Outdoor
NJADRE1557921107 | Administratively Determined Incentive Program | ORANGE | 7050 | 4.51 | Residential | Behind the Meter | Yes | Pro Custom Solar dba Momentum Solar | PSE&G |  | Accepted | 2024-10-10 | 2024-10-24 | 2025-10-24 | Solar Panels | Hanwha | Q.PEAK DUO BLK ML-G10+410 |  | 0.41 | 2 | 297 | 8 |  | Fixed | Roof
NJADRE1557921107 | Administratively Determined Incentive Program | ORANGE | 7050 | 4.51 | Residential | Behind the Meter | Yes | Pro Custom Solar dba Momentum Solar | PSE&G |  | Accepted | 2024-10-10 | 2024-10-24 | 2025-10-24 | Solar Panels | Hanwha | Q.PEAK DUO BLK ML-G10+410 |  | 0.41 | 2 | 297 | 44 |  | Fixed | Roof
NJADRE1557924425 | Administratively Determined Incentive Program | Penns Grove | 8069 | 4.8 | Residential | Behind the Meter | Yes | PosiGen Developer, LLC | AC Electric |  | Accepted | 2024-10-11 | 2024-10-24 | 2025-10-24 | Inverters | SolarEdge | SE5700H-US | 5700 |  | 1 |  |  | 0.99 |  | Outside | within ten feet of meter
NJADRE1557924425 | Administratively Determined Incentive Program | Penns Grove | 8069 | 4.8 | Residential | Behind the Meter | Yes | PosiGen Developer, LLC | AC Electric |  | Accepted | 2024-10-11 | 2024-10-24 | 2025-10-24 | Solar Panels | SilFab Solar | SIL-400-HC+ |  | 0.4 | 12 | 219 | 18 |  | Fixed | Roof
NJADRE1557924445 | Administratively Determined Incentive Program | Whiting | 8759 | 7.38 | Residential | Behind the Meter | Yes | Trinity Solar, LLC | JCP&L |  | Accepted | 2024-10-11 | 2024-10-24 | 2025-10-24 | Inverters | Tesla | TESLA 5.7kW (1538000-XX-Y) | 5700 |  | 1 |  |  | 0.97 |  | Outdoor
NJADRE1557924445 | Administratively Determined Incentive Program | Whiting | 8759 | 7.38 | Residential | Behind the Meter | Yes | Trinity Solar, LLC | JCP&L |  | Accepted | 2024-10-11 | 2024-10-24 | 2025-10-24 | Solar Panels | HANWHA | (Q.PEAK DUO BLK ML-G10+ 410) |  | 0.41 | 18 | 324 | 19 |  | Fixed | Roof
NJADRE1557924460 | Administratively Determined Incentive Program | LAUREL SPRINGS | 8021 | 9.78 | Residential | Behind the Meter | No | Brilliant Installations, Inc. | AC Electric |  | Accepted | 2024-10-11 | 2024-10-24 | 2025-10-24 | Inverters | Enphase | IQ8PLUS-72-2-US | 290 |  | 23 |  |  | 0.97 |  | Outdoor
NJADRE1557924460 | Administratively Determined Incentive Program | LAUREL SPRINGS | 8021 | 9.78 | Residential | Behind the Meter | No | Brilliant Installations, Inc. | AC Electric |  | Accepted | 2024-10-11 | 2024-10-24 | 2025-10-24 | Solar Panels | JINKO SOLAR | JKM425N-54HL-4-B |  | 0.425 | 4 | 141 | 15 |  | Fixed | Roof
NJADRE1557924460 | Administratively Determined Incentive Program | LAUREL SPRINGS | 8021 | 9.78 | Residential | Behind the Meter | No | Brilliant Installations, Inc. | AC Electric |  | Accepted | 2024-10-11 | 2024-10-24 | 2025-10-24 | Solar Panels | JINKO SOLAR | JKM425N-54HL-4-B |  | 0.425 | 3 | 321 | 15 |  | Fixed | Roof
NJADRE1557924460 | Administratively Determined Incentive Program | LAUREL SPRINGS | 8021 | 9.78 | Residential | Behind the Meter | No | Brilliant Installations, Inc. | AC Electric |  | Accepted | 2024-10-11 | 2024-10-24 | 2025-10-24 | Solar Panels | JINKO SOLAR | JKM425N-54HL-4-B |  | 0.425 | 2 | 231 | 15 |  | Fixed | Roof
NJADRE1557924460 | Administratively Determined Incentive Program | LAUREL SPRINGS | 8021 | 9.78 | Residential | Behind the Meter | No | Brilliant Installations, Inc. | AC Electric |  | Accepted | 2024-10-11 | 2024-10-24 | 2025-10-24 | Solar Panels | JINKO SOLAR | JKM425N-54HL-4-B |  | 0.425 | 2 | 321 | 15 |  | Fixed | Roof
NJADRE1557924460 | Administratively Determined Incentive Program | LAUREL SPRINGS | 8021 | 9.78 | Residential | Behind the Meter | No | Brilliant Installations, Inc. | AC Electric |  | Accepted | 2024-10-11 | 2024-10-24 | 2025-10-24 | Solar Panels | JINKO SOLAR | JKM425N-54HL-4-B |  | 0.425 | 6 | 51 | 55 |  | Fixed | Roof
NJADRE1557924460 | Administratively Determined Incentive Program | LAUREL SPRINGS | 8021 | 9.78 | Residential | Behind the Meter | No | Brilliant Installations, Inc. | AC Electric |  | Accepted | 2024-10-11 | 2024-10-24 | 2025-10-24 | Solar Panels | JINKO SOLAR | JKM425N-54HL-4-B |  | 0.425 | 6 | 321 | 55 |  | Fixed | Roof
NJADRE1557924486 | Administratively Determined Incentive Program | South Brunswick Twp | 8824 | 14.76 | Residential | Behind the Meter | Yes | Sunrun Installation Services, Inc. | PSE&G |  | Accepted | 2024-10-11 | 2024-10-24 | 2025-10-24 | Inverters | SOLAREDGE TECHNOLOGIES | SE10000H-USMN | 10000 |  | 1 |  |  | 0.99 |  | Outdoor | Next to meter
NJADRE1557924486 | Administratively Determined Incentive Program | South Brunswick Twp | 8824 | 14.76 | Residential | Behind the Meter | Yes | Sunrun Installation Services, Inc. | PSE&G |  | Accepted | 2024-10-11 | 2024-10-24 | 2025-10-24 | Solar Panels | Hanwha Q-Cells | Q.PEAK DUO BLK ML-G10+ 410 |  | 0.41 | 6 | 34 | 19 |  | Fixed | Roof
NJADRE1557924486 | Administratively Determined Incentive Program | South Brunswick Twp | 8824 | 14.76 | Residential | Behind the Meter | Yes | Sunrun Installation Services, Inc. | PSE&G |  | Accepted | 2024-10-11 | 2024-10-24 | 2025-10-24 | Solar Panels | Hanwha Q-Cells | Q.PEAK DUO BLK ML-G10+ 410 |  | 0.41 | 30 | 214 | 19 |  | Fixed | Roof
NJADRE1557924487 | Administratively Determined Incentive Program | Newark | 7104 | 5.95 | Residential | Behind the Meter | Yes | Power Energy Solutions, LLC | PSE&G |  | Accepted | 2024-10-11 | 2024-10-24 | 2025-10-24 | Solar Panels | Trina Solar | TSM-425NE09RC.05 |  | 0.425 | 14 | 110 | 3 |  | Fixed | Roof
NJADRE1557924487 | Administratively Determined Incentive Program | Newark | 7104 | 5.95 | Residential | Behind the Meter | Yes | Power Energy Solutions, LLC | PSE&G |  | Accepted | 2024-10-11 | 2024-10-24 | 2025-10-24 | Inverters | SolarEdge | SE6000H-US | 6 |  | 1 |  |  | 0.97 |  | Outdoor
NJADRE1557924489 | Administratively Determined Incentive Program | Secaucus | 7094 | 3.28 | Residential | Behind the Meter | Yes | Trinity Solar, LLC | PSE&G |  | Accepted | 2024-10-11 | 2024-10-24 | 2025-10-24 | Inverters | Tesla | TESLA 3.8kW (1538000-XX-Y) | 3800 |  | 1 |  |  | 0.97 |  | Outdoor
NJADRE1557924489 | Administratively Determined Incentive Program | Secaucus | 7094 | 3.28 | Residential | Behind the Meter | Yes | Trinity Solar, LLC | PSE&G |  | Accepted | 2024-10-11 | 2024-10-24 | 2025-10-24 | Solar Panels | HANWHA | (Q.PEAK DUO BLK ML-G10+ 410) |  | 0.41 | 8 | 218 | 27 |  | Fixed | Roof
NJADRE1557924504 | Administratively Determined Incentive Program | LITTLE EGG HARBOR TWP | 8087 | 12.71 | Residential | Behind the Meter | Yes | Define Solar, LLC | AC Electric |  | Accepted | 2024-10-23 | 2024-11-19 | 2025-11-19 | Inverters | Enphase | IQ8PLUS-72-2-US | 290 |  | 6 |  |  | 0.976 |  | Outside | Under each pv panel
NJADRE1557924504 | Administratively Determined Incentive Program | LITTLE EGG HARBOR TWP | 8087 | 12.71 | Residential | Behind the Meter | Yes | Define Solar, LLC | AC Electric |  | Accepted | 2024-10-23 | 2024-11-19 | 2025-11-19 | Solar Panels | Znshine | ZXM7-SH108 410W |  | 0.41 | 6 | 146 | 20 |  | Fixed | Roof
NJADRE1557924504 | Administratively Determined Incentive Program | LITTLE EGG HARBOR TWP | 8087 | 12.71 | Residential | Behind the Meter | Yes | Define Solar, LLC | AC Electric |  | Accepted | 2024-10-23 | 2024-11-19 | 2025-11-19 | Inverters | Enphase | IQ8PLUS-72-2-US | 290 |  | 6 |  |  | 0.976 |  | Outside | Under each pv panel
NJADRE1557924504 | Administratively Determined Incentive Program | LITTLE EGG HARBOR TWP | 8087 | 12.71 | Residential | Behind the Meter | Yes | Define Solar, LLC | AC Electric |  | Accepted | 2024-10-23 | 2024-11-19 | 2025-11-19 | Inverters | Enphase | IQ8PLUS-72-2-US | 290 |  | 5 |  |  | 0.976 |  | Outside | Under each pv panel
NJADRE1557924504 | Administratively Determined Incentive Program | LITTLE EGG HARBOR TWP | 8087 | 12.71 | Residential | Behind the Meter | Yes | Define Solar, LLC | AC Electric |  | Accepted | 2024-10-23 | 2024-11-19 | 2025-11-19 | Inverters | Enphase | IQ8PLUS-72-2-US | 290 |  | 7 |  |  | 0.976 |  | Outside | Under each pv panel
NJADRE1557924504 | Administratively Determined Incentive Program | LITTLE EGG HARBOR TWP | 8087 | 12.71 | Residential | Behind the Meter | Yes | Define Solar, LLC | AC Electric |  | Accepted | 2024-10-23 | 2024-11-19 | 2025-11-19 | Solar Panels | Znshine | ZXM7-SH108 410W |  | 0.41 | 5 | 146 | 20 |  | Fixed | Roof
NJADRE1557924504 | Administratively Determined Incentive Program | LITTLE EGG HARBOR TWP | 8087 | 12.71 | Residential | Behind the Meter | Yes | Define Solar, LLC | AC Electric |  | Accepted | 2024-10-23 | 2024-11-19 | 2025-11-19 | Solar Panels | Znshine | ZXM7-SH108 410W |  | 0.41 | 7 | 55 | 23 |  | Fixed | Roof
NJADRE1557924504 | Administratively Determined Incentive Program | LITTLE EGG HARBOR TWP | 8087 | 12.71 | Residential | Behind the Meter | Yes | Define Solar, LLC | AC Electric |  | Accepted | 2024-10-23 | 2024-11-19 | 2025-11-19 | Inverters | Enphase | IQ8PLUS-72-2-US | 290 |  | 7 |  |  | 0.976 |  | Outside | Under each pv panel
NJADRE1557924504 | Administratively Determined Incentive Program | LITTLE EGG HARBOR TWP | 8087 | 12.71 | Residential | Behind the Meter | Yes | Define Solar, LLC | AC Electric |  | Accepted | 2024-10-23 | 2024-11-19 | 2025-11-19 | Solar Panels | Znshine | ZXM7-SH108 410W |  | 0.41 | 7 | 235 | 23 |  | Fixed | Roof
NJADRE1557924504 | Administratively Determined Incentive Program | LITTLE EGG HARBOR TWP | 8087 | 12.71 | Residential | Behind the Meter | Yes | Define Solar, LLC | AC Electric |  | Accepted | 2024-10-23 | 2024-11-19 | 2025-11-19 | Solar Panels | Znshine | ZXM7-SH108 410W |  | 0.41 | 6 | 326 | 20 |  | Fixed | Roof
NJADRE1557924536 | Administratively Determined Incentive Program | SEWELL | 8080 | 9.84 | Residential | Behind the Meter | Yes | Define Solar, LLC | AC Electric |  | Accepted | 2025-03-26 | 2025-04-16 | 2026-04-16 | Inverters | Enphase | IQ8PLUS-72-2-US | 290 |  | 24 |  |  | 0.976 |  | Outside | Under each pv panel
NJADRE1557924536 | Administratively Determined Incentive Program | SEWELL | 8080 | 9.84 | Residential | Behind the Meter | Yes | Define Solar, LLC | AC Electric |  | Accepted | 2025-03-26 | 2025-04-16 | 2026-04-16 | Solar Panels | Znshine | ZXM7-SH108 410W |  | 0.41 | 24 | 183 | 38 |  | Fixed | Roof
NJADRE1557924547 | Administratively Determined Incentive Program | Newton | 7860 | 6.97 | Residential | Behind the Meter | Yes | Trinity Solar, LLC | JCP&L |  | Accepted | 2024-10-11 | 2024-10-24 | 2025-10-24 | Solar Panels | HANWHA | (Q.PEAK DUO BLK ML-G10+ 410) |  | 0.41 | 17 | 118 | 23 |  | Fixed | Roof
NJADRE1557924547 | Administratively Determined Incentive Program | Newton | 7860 | 6.97 | Residential | Behind the Meter | Yes | Trinity Solar, LLC | JCP&L |  | Accepted | 2024-10-11 | 2024-10-24 | 2025-10-24 | Electric Storage Battery | Tesla | Powerwall 3 (1707000-xx-y) |  |  | 2 |  |  |  | Lithium Ion |  | inside
NJADRE1557924547 | Administratively Determined Incentive Program | Newton | 7860 | 6.97 | Residential | Behind the Meter | Yes | Trinity Solar, LLC | JCP&L |  | Accepted | 2024-10-11 | 2024-10-24 | 2025-10-24 | Inverters | Tesla | Powerwall 3 (1707000-xx-y) | 11500 |  | 2 |  |  | 0.97 |  | Outdoor
NJADRE1557924575 | Administratively Determined Incentive Program | Pine Hill | 8021 | 20.09 | Residential | Behind the Meter | Yes | EMT Renewables, LLC | AC Electric |  | Accepted | 2024-10-11 | 2024-10-25 | 2025-10-25 | Inverters | ENPHASE | IQ8+ | 290 |  | 49 |  |  | 0.98 |  | Other | UNDER EACH PANEL
NJADRE1557924575 | Administratively Determined Incentive Program | Pine Hill | 8021 | 20.09 | Residential | Behind the Meter | Yes | EMT Renewables, LLC | AC Electric |  | Accepted | 2024-10-11 | 2024-10-25 | 2025-10-25 | Solar Panels | TRINA | TSM-NE09RC.05 |  | 0.41 | 8 | 53 | 32 |  | Fixed | Roof
NJADRE1557924575 | Administratively Determined Incentive Program | Pine Hill | 8021 | 20.09 | Residential | Behind the Meter | Yes | EMT Renewables, LLC | AC Electric |  | Accepted | 2024-10-11 | 2024-10-25 | 2025-10-25 | Solar Panels | TRINA | TSM-NE09RC.05 |  | 0.41 | 9 | 54 | 32 |  | Fixed | Roof
NJADRE1557924575 | Administratively Determined Incentive Program | Pine Hill | 8021 | 20.09 | Residential | Behind the Meter | Yes | EMT Renewables, LLC | AC Electric |  | Accepted | 2024-10-11 | 2024-10-25 | 2025-10-25 | Solar Panels | TRINA | TSM-NE09RC.05 |  | 0.41 | 13 | 233 | 32 |  | Fixed | Roof
NJADRE1557924575 | Administratively Determined Incentive Program | Pine Hill | 8021 | 20.09 | Residential | Behind the Meter | Yes | EMT Renewables, LLC | AC Electric |  | Accepted | 2024-10-11 | 2024-10-25 | 2025-10-25 | Solar Panels | TRINA | TSM-NE09RC.05 |  | 0.41 | 15 | 171 | 19 |  | Fixed | Roof
NJADRE1557924575 | Administratively Determined Incentive Program | Pine Hill | 8021 | 20.09 | Residential | Behind the Meter | Yes | EMT Renewables, LLC | AC Electric |  | Accepted | 2024-10-11 | 2024-10-25 | 2025-10-25 | Solar Panels | TRINA | TSM-NE09RC.05 |  | 0.41 | 4 | 233 | 32 |  | Fixed | Roof
NJADRE1557924590 | Administratively Determined Incentive Program | Glassboro | 8028 | 8.2 | Residential | Behind the Meter | Yes | Define Solar, LLC | AC Electric |  | Accepted | 2024-11-22 | 2024-12-11 | 2025-12-11 | Inverters | Enphase | IQ8PLUS-72-2-US | 290 |  | 20 |  |  | 0.976 |  | Outside | Under each pv panel
NJADRE1557924590 | Administratively Determined Incentive Program | Glassboro | 8028 | 8.2 | Residential | Behind the Meter | Yes | Define Solar, LLC | AC Electric |  | Accepted | 2024-11-22 | 2024-12-11 | 2025-12-11 | Solar Panels | Znshine | ZXM7-SH108 410W |  | 0.41 | 20 | 202 | 27 |  | Fixed | Roof
NJADRE1557924608 | Administratively Determined Incentive Program | Voorhees Township | 8043 | 12.96 | Residential | Behind the Meter | No | Tesla Energy Operations, Inc. | PSE&G |  | Accepted | 2024-10-11 | 2024-10-25 | 2025-10-25 | Solar Panels | Hanwha | Q.PEAK DUO BLK ML-G10+/TS 405 |  | 0.405 | 2 | 183 | 37 |  | Fixed | Roof
NJADRE1557924608 | Administratively Determined Incentive Program | Voorhees Township | 8043 | 12.96 | Residential | Behind the Meter | No | Tesla Energy Operations, Inc. | PSE&G |  | Accepted | 2024-10-11 | 2024-10-25 | 2025-10-25 | Solar Panels | Hanwha | Q.PEAK DUO BLK ML-G10+/TS 405 |  | 0.405 | 2 | 183 | 37 |  | Fixed | Roof
NJADRE1557924608 | Administratively Determined Incentive Program | Voorhees Township | 8043 | 12.96 | Residential | Behind the Meter | No | Tesla Energy Operations, Inc. | PSE&G |  | Accepted | 2024-10-11 | 2024-10-25 | 2025-10-25 | Solar Panels | Hanwha | Q.PEAK DUO BLK ML-G10+/TS 405 |  | 0.405 | 2 | 3 | 41 |  | Fixed | Roof
NJADRE1557924608 | Administratively Determined Incentive Program | Voorhees Township | 8043 | 12.96 | Residential | Behind the Meter | No | Tesla Energy Operations, Inc. | PSE&G |  | Accepted | 2024-10-11 | 2024-10-25 | 2025-10-25 | Inverters | Tesla | 1707000-XX-Y | 11500 |  | 2 |  |  | 0.98 |  | Outdoor
NJADRE1557924608 | Administratively Determined Incentive Program | Voorhees Township | 8043 | 12.96 | Residential | Behind the Meter | No | Tesla Energy Operations, Inc. | PSE&G |  | Accepted | 2024-10-11 | 2024-10-25 | 2025-10-25 | Solar Panels | Hanwha | Q.PEAK DUO BLK ML-G10+/TS 405 |  | 0.405 | 3 | 3 | 37 |  | Fixed | Roof
NJADRE1557924608 | Administratively Determined Incentive Program | Voorhees Township | 8043 | 12.96 | Residential | Behind the Meter | No | Tesla Energy Operations, Inc. | PSE&G |  | Accepted | 2024-10-11 | 2024-10-25 | 2025-10-25 | Solar Panels | Hanwha | Q.PEAK DUO BLK ML-G10+/TS 405 |  | 0.405 | 6 | 93 | 37 |  | Fixed | Roof
NJADRE1557924608 | Administratively Determined Incentive Program | Voorhees Township | 8043 | 12.96 | Residential | Behind the Meter | No | Tesla Energy Operations, Inc. | PSE&G |  | Accepted | 2024-10-11 | 2024-10-25 | 2025-10-25 | Solar Panels | Hanwha | Q.PEAK DUO BLK ML-G10+/TS 405 |  | 0.405 | 4 | 273 | 37 |  | Fixed | Roof
NJADRE1557924608 | Administratively Determined Incentive Program | Voorhees Township | 8043 | 12.96 | Residential | Behind the Meter | No | Tesla Energy Operations, Inc. | PSE&G |  | Accepted | 2024-10-11 | 2024-10-25 | 2025-10-25 | Solar Panels | Hanwha | Q.PEAK DUO BLK ML-G10+/TS 405 |  | 0.405 | 3 | 273 | 37 |  | Fixed | Roof
NJADRE1557924608 | Administratively Determined Incentive Program | Voorhees Township | 8043 | 12.96 | Residential | Behind the Meter | No | Tesla Energy Operations, Inc. | PSE&G |  | Accepted | 2024-10-11 | 2024-10-25 | 2025-10-25 | Solar Panels | Hanwha | Q.PEAK DUO BLK ML-G10+/TS 405 |  | 0.405 | 6 | 273 | 37 |  | Fixed | Roof
NJADRE1557924608 | Administratively Determined Incentive Program | Voorhees Township | 8043 | 12.96 | Residential | Behind the Meter | No | Tesla Energy Operations, Inc. | PSE&G |  | Accepted | 2024-10-11 | 2024-10-25 | 2025-10-25 | Solar Panels | Hanwha | Q.PEAK DUO BLK ML-G10+/TS 405 |  | 0.405 | 4 | 93 | 37 |  | Fixed | Roof
NJADRE1557924608 | Administratively Determined Incentive Program | Voorhees Township | 8043 | 12.96 | Residential | Behind the Meter | No | Tesla Energy Operations, Inc. | PSE&G |  | Accepted | 2024-10-11 | 2024-10-25 | 2025-10-25 | Electric Storage Battery | Tesla | Powerwall3 |  |  | 3 |  |  |  | Lithium Ion |  | OUTSIDE
NJADRE1557924636 | Administratively Determined Incentive Program | NEWARK | 7112 | 6.56 | Residential | Behind the Meter | Yes | Define Solar, LLC | PSE&G |  | Accepted | 2024-10-24 | 2024-11-11 | 2025-11-11 | Inverters | Enphase | IQ8PLUS-72-2-US | 290 |  | 11 |  |  | 0.976 |  | Outside | Under each pv panel
NJADRE1557924636 | Administratively Determined Incentive Program | NEWARK | 7112 | 6.56 | Residential | Behind the Meter | Yes | Define Solar, LLC | PSE&G |  | Accepted | 2024-10-24 | 2024-11-11 | 2025-11-11 | Solar Panels | Znshine | ZXM7-SH108 410W |  | 0.41 | 2 | 210 | 36 |  | Fixed | Roof
NJADRE1557924636 | Administratively Determined Incentive Program | NEWARK | 7112 | 6.56 | Residential | Behind the Meter | Yes | Define Solar, LLC | PSE&G |  | Accepted | 2024-10-24 | 2024-11-11 | 2025-11-11 | Solar Panels | Znshine | ZXM7-SH108 410W |  | 0.41 | 11 | 30 | 13 |  | Fixed | Roof
NJADRE1557924636 | Administratively Determined Incentive Program | NEWARK | 7112 | 6.56 | Residential | Behind the Meter | Yes | Define Solar, LLC | PSE&G |  | Accepted | 2024-10-24 | 2024-11-11 | 2025-11-11 | Solar Panels | Znshine | ZXM7-SH108 410W |  | 0.41 | 3 | 30 | 3 |  | Fixed | Roof
NJADRE1557924636 | Administratively Determined Incentive Program | NEWARK | 7112 | 6.56 | Residential | Behind the Meter | Yes | Define Solar, LLC | PSE&G |  | Accepted | 2024-10-24 | 2024-11-11 | 2025-11-11 | Inverters | Enphase | IQ8PLUS-72-2-US | 290 |  | 3 |  |  | 0.976 |  | Outside | Under each pv panel
NJADRE1557924636 | Administratively Determined Incentive Program | NEWARK | 7112 | 6.56 | Residential | Behind the Meter | Yes | Define Solar, LLC | PSE&G |  | Accepted | 2024-10-24 | 2024-11-11 | 2025-11-11 | Inverters | Enphase | IQ8PLUS-72-2-US | 290 |  | 2 |  |  | 0.976 |  | Outside | Under each pv panel
NJADRE1557924791 | Administratively Determined Incentive Program | Garfield | 7026 | 22.1 | Residential | Behind the Meter | Yes | Brilliant Installations, Inc. | PSE&G |  | Accepted | 2024-10-11 | 2024-10-25 | 2025-10-25 | Inverters | Enphase | IQ8PLUS-72-2-US | 290 |  | 52 |  |  | 0.97 |  | Outdoor
NJADRE1557924791 | Administratively Determined Incentive Program | Garfield | 7026 | 22.1 | Residential | Behind the Meter | Yes | Brilliant Installations, Inc. | PSE&G |  | Accepted | 2024-10-11 | 2024-10-25 | 2025-10-25 | Solar Panels | JINKO SOLAR | JKM425N-54HL4-B |  | 0.425 | 20 | 345 | 25 |  | Fixed | Roof
NJADRE1557924791 | Administratively Determined Incentive Program | Garfield | 7026 | 22.1 | Residential | Behind the Meter | Yes | Brilliant Installations, Inc. | PSE&G |  | Accepted | 2024-10-11 | 2024-10-25 | 2025-10-25 | Solar Panels | JINKO SOLAR | JKM425N-54HL4-B |  | 0.425 | 32 | 165 | 25 |  | Fixed | Roof
NJADRE1557925042 | Administratively Determined Incentive Program | Jamesburg | 8831 | 34.85 | Commercial | Behind the Meter | No | Green Power Energy, LLC | JCP&L |  | Accepted | 2024-10-11 | 2024-10-25 | 2025-10-25 | Solar Panels | Hanwha | Q.PEAK DUO BLK ML-G10+ 410 |  | 0.41 | 46 | 230 | 23 |  | Fixed | Roof
NJADRE1557925042 | Administratively Determined Incentive Program | Jamesburg | 8831 | 34.85 | Commercial | Behind the Meter | No | Green Power Energy, LLC | JCP&L |  | Accepted | 2024-10-11 | 2024-10-25 | 2025-10-25 | Inverters | Enphase Energy | IQ8P-3P-72-E-US (208V) | 475 |  | 85 |  |  | 0.98 |  | Outside | roof
NJADRE1557925042 | Administratively Determined Incentive Program | Jamesburg | 8831 | 34.85 | Commercial | Behind the Meter | No | Green Power Energy, LLC | JCP&L |  | Accepted | 2024-10-11 | 2024-10-25 | 2025-10-25 | Solar Panels | Hanwha | Q.PEAK DUO BLK ML-G10+ 410 |  | 0.41 | 39 | 50 | 23 |  | Fixed | Roof
NJADRE1557925074 | Administratively Determined Incentive Program | Parsippany | 7054 | 16.4 | Residential | Behind the Meter | Yes | Sunrun Installation Services, Inc. | JCP&L |  | Accepted | 2024-10-11 | 2024-10-25 | 2025-10-25 | Inverters | SolarEdge Technologies | SE5700H-USMN | 5760 |  | 2 |  |  | 0.99 |  | Outside
NJADRE1557925074 | Administratively Determined Incentive Program | Parsippany | 7054 | 16.4 | Residential | Behind the Meter | Yes | Sunrun Installation Services, Inc. | JCP&L |  | Accepted | 2024-10-11 | 2024-10-25 | 2025-10-25 | Solar Panels | Hanwha Q Cells | Q.PEAK DUO BLK ML-G10+ 410 |  | 0.41 | 6 | 3 | 19 |  | Fixed | Roof
NJADRE1557925074 | Administratively Determined Incentive Program | Parsippany | 7054 | 16.4 | Residential | Behind the Meter | Yes | Sunrun Installation Services, Inc. | JCP&L |  | Accepted | 2024-10-11 | 2024-10-25 | 2025-10-25 | Solar Panels | Hanwha Q Cells | Q.PEAK DUO BLK ML-G10+ 410 |  | 0.41 | 6 | 183 | 19 |  | Fixed | Roof
NJADRE1557925074 | Administratively Determined Incentive Program | Parsippany | 7054 | 16.4 | Residential | Behind the Meter | Yes | Sunrun Installation Services, Inc. | JCP&L |  | Accepted | 2024-10-11 | 2024-10-25 | 2025-10-25 | Solar Panels | Hanwha Q Cells | Q.PEAK DUO BLK ML-G10+ 410 |  | 0.41 | 11 | 3 | 19 |  | Fixed | Roof
NJADRE1557925074 | Administratively Determined Incentive Program | Parsippany | 7054 | 16.4 | Residential | Behind the Meter | Yes | Sunrun Installation Services, Inc. | JCP&L |  | Accepted | 2024-10-11 | 2024-10-25 | 2025-10-25 | Solar Panels | Hanwha Q Cells | Q.PEAK DUO BLK ML-G10+ 410 |  | 0.41 | 11 | 183 | 19 |  | Fixed | Roof
NJADRE1557925074 | Administratively Determined Incentive Program | Parsippany | 7054 | 16.4 | Residential | Behind the Meter | Yes | Sunrun Installation Services, Inc. | JCP&L |  | Accepted | 2024-10-11 | 2024-10-25 | 2025-10-25 | Solar Panels | Hanwha Q Cells | Q.PEAK DUO BLK ML-G10+ 410 |  | 0.41 | 3 | 3 | 19 |  | Fixed | Roof
NJADRE1557925074 | Administratively Determined Incentive Program | Parsippany | 7054 | 16.4 | Residential | Behind the Meter | Yes | Sunrun Installation Services, Inc. | JCP&L |  | Accepted | 2024-10-11 | 2024-10-25 | 2025-10-25 | Solar Panels | Hanwha Q Cells | Q.PEAK DUO BLK ML-G10+ 410 |  | 0.41 | 3 | 183 | 19 |  | Fixed | Roof
NJADRE1557929579 | Administratively Determined Incentive Program | Califon | 7830 | 11.89 | Residential | Behind the Meter | Yes | Pro Custom Solar dba Momentum Solar | JCP&L |  | Accepted | 2024-10-11 | 2024-10-28 | 2025-10-28 | Inverters | Enphase | IQ8MC-72-M-US | 320 |  | 29 |  |  | 0.97 |  | Outdoor
NJADRE1557929579 | Administratively Determined Incentive Program | Califon | 7830 | 11.89 | Residential | Behind the Meter | Yes | Pro Custom Solar dba Momentum Solar | JCP&L |  | Accepted | 2024-10-11 | 2024-10-28 | 2025-10-28 | Solar Panels | Hanwha | Q.PEAK DUO BLK ML-G10+410 |  | 0.41 | 8 | 316 | 22 |  | Fixed | Roof
NJADRE1557929579 | Administratively Determined Incentive Program | Califon | 7830 | 11.89 | Residential | Behind the Meter | Yes | Pro Custom Solar dba Momentum Solar | JCP&L |  | Accepted | 2024-10-11 | 2024-10-28 | 2025-10-28 | Solar Panels | Hanwha | Q.PEAK DUO BLK ML-G10+410 |  | 0.41 | 21 | 136 | 22 |  | Fixed | Roof
NJADRE1557931585 | Administratively Determined Incentive Program | Princeton | 8540 | 11.01 | Residential | Behind the Meter | No | Solar Energy World | PSE&G |  | Accepted | 2024-10-11 | 2024-10-25 | 2025-10-25 | Solar Panels | LONGi | LR4-60HPB-355M |  | 0.355 | 21 | 135 | 23 |  | Fixed | Roof
NJADRE1557931585 | Administratively Determined Incentive Program | Princeton | 8540 | 11.01 | Residential | Behind the Meter | No | Solar Energy World | PSE&G |  | Accepted | 2024-10-11 | 2024-10-25 | 2025-10-25 | Solar Panels | LONGi | LR4-60HPB-355M |  | 0.355 | 10 | 315 | 22 |  | Fixed | Roof
NJADRE1557931585 | Administratively Determined Incentive Program | Princeton | 8540 | 11.01 | Residential | Behind the Meter | No | Solar Energy World | PSE&G |  | Accepted | 2024-10-11 | 2024-10-25 | 2025-10-25 | Inverters | Enphase | IQ8+-72-M-US | 290 |  | 31 |  |  | 0.97 |  | Outside
NJADRE1557931817 | Administratively Determined Incentive Program | MARLTON | 8053 | 148 | Commercial | Behind the Meter | No | 1st Light Energy, Inc. | AC Electric |  | Accepted | 2024-10-11 | 2024-10-28 | 2025-10-28 | Inverters | CHINT | CPS SCA60KTL-DO/US-480 | 2 |  | 2 |  |  | 0.97 |  | Outdoor
NJADRE1557931817 | Administratively Determined Incentive Program | MARLTON | 8053 | 148 | Commercial | Behind the Meter | No | 1st Light Energy, Inc. | AC Electric |  | Accepted | 2024-10-11 | 2024-10-28 | 2025-10-28 | Solar Panels | V SUN | VSUN370-120BMH |  | 0.37 | 400 | 90 | 3 |  | Fixed | Roof
NJADRE1557933542 | Administratively Determined Incentive Program | FLORENCE | 8518 | 4.92 | Residential | Behind the Meter | Yes | Sunrun Installation Services, Inc. | PSE&G |  | Accepted | 2024-10-15 | 2024-10-29 | 2025-10-29 | Inverters | SOLAREDGE TECHNOLOGIES | SE5700H-USMN | 5760 |  | 1 |  |  | 0.99 |  | Outdoor
NJADRE1557933542 | Administratively Determined Incentive Program | FLORENCE | 8518 | 4.92 | Residential | Behind the Meter | Yes | Sunrun Installation Services, Inc. | PSE&G |  | Accepted | 2024-10-15 | 2024-10-29 | 2025-10-29 | Solar Panels | HANWHA Q-CELLS | Q.PEAK DUO BLK ML-G10+ 410 |  | 0.41 | 3 | 198 | 18 |  | Fixed | Roof
NJADRE1557933542 | Administratively Determined Incentive Program | FLORENCE | 8518 | 4.92 | Residential | Behind the Meter | Yes | Sunrun Installation Services, Inc. | PSE&G |  | Accepted | 2024-10-15 | 2024-10-29 | 2025-10-29 | Solar Panels | HANWHA Q-CELLS | Q.PEAK DUO BLK ML-G10+ 410 |  | 0.41 | 2 | 288 | 40 |  | Fixed | Roof
NJADRE1557933542 | Administratively Determined Incentive Program | FLORENCE | 8518 | 4.92 | Residential | Behind the Meter | Yes | Sunrun Installation Services, Inc. | PSE&G |  | Accepted | 2024-10-15 | 2024-10-29 | 2025-10-29 | Solar Panels | HANWHA Q-CELLS | Q.PEAK DUO BLK ML-G10+ 410 |  | 0.41 | 5 | 18 | 40 |  | Fixed | Roof
NJADRE1557933542 | Administratively Determined Incentive Program | FLORENCE | 8518 | 4.92 | Residential | Behind the Meter | Yes | Sunrun Installation Services, Inc. | PSE&G |  | Accepted | 2024-10-15 | 2024-10-29 | 2025-10-29 | Solar Panels | HANWHA Q-CELLS | Q.PEAK DUO BLK ML-G10+ 410 |  | 0.41 | 2 | 109 | 40 |  | Fixed | Roof
NJADRE1557934263 | Administratively Determined Incentive Program | Wayne | 7470 | 13.94 | Residential | Behind the Meter | No | Tesla Energy Operations, Inc. | PSE&G |  | Accepted | 2024-10-11 | 2024-10-25 | 2025-10-25 | Solar Panels | Hanwha | Q Cells Q.PEAK DUO BLK ML-G10.a+/TS 410 |  | 0.41 | 15 | 233 | 23 |  | Fixed | Roof
NJADRE1557934263 | Administratively Determined Incentive Program | Wayne | 7470 | 13.94 | Residential | Behind the Meter | No | Tesla Energy Operations, Inc. | PSE&G |  | Accepted | 2024-10-11 | 2024-10-25 | 2025-10-25 | Solar Panels | Hanwha | Q Cells Q.PEAK DUO BLK ML-G10.a+/TS 410 |  | 0.41 | 2 | 232 | 23 |  | Fixed | Roof
NJADRE1557934263 | Administratively Determined Incentive Program | Wayne | 7470 | 13.94 | Residential | Behind the Meter | No | Tesla Energy Operations, Inc. | PSE&G |  | Accepted | 2024-10-11 | 2024-10-25 | 2025-10-25 | Solar Panels | Hanwha | Q Cells Q.PEAK DUO BLK ML-G10.a+/TS 410 |  | 0.41 | 15 | 53 | 23 |  | Fixed | Roof
NJADRE1557934263 | Administratively Determined Incentive Program | Wayne | 7470 | 13.94 | Residential | Behind the Meter | No | Tesla Energy Operations, Inc. | PSE&G |  | Accepted | 2024-10-11 | 2024-10-25 | 2025-10-25 | Inverters | Tesla | 1538000-XX-Y | 5000 |  | 1 |  |  | 0.98 |  | Outside
NJADRE1557934263 | Administratively Determined Incentive Program | Wayne | 7470 | 13.94 | Residential | Behind the Meter | No | Tesla Energy Operations, Inc. | PSE&G |  | Accepted | 2024-10-11 | 2024-10-25 | 2025-10-25 | Solar Panels | Hanwha | Q Cells Q.PEAK DUO BLK ML-G10.a+/TS 410 |  | 0.41 | 2 | 53 | 23 |  | Fixed | Roof
NJADRE1557934263 | Administratively Determined Incentive Program | Wayne | 7470 | 13.94 | Residential | Behind the Meter | No | Tesla Energy Operations, Inc. | PSE&G |  | Accepted | 2024-10-11 | 2024-10-25 | 2025-10-25 | Inverters | Tesla | 1538000-XX-Y | 7600 |  | 1 |  |  | 0.98 |  | Outside
NJADRE1557934483 | Administratively Determined Incentive Program | UNION | 7083 | 6.56 | Residential | Behind the Meter | Yes | Pro Custom Solar dba Momentum Solar | PSE&G |  | Accepted | 2024-10-11 | 2024-10-28 | 2025-10-28 | Solar Panels | Hanwha | Q.Peak DUO BLK ML-G10+410 |  | 0.41 | 7 | 15 | 12 |  | Fixed | Roof
NJADRE1557934483 | Administratively Determined Incentive Program | UNION | 7083 | 6.56 | Residential | Behind the Meter | Yes | Pro Custom Solar dba Momentum Solar | PSE&G |  | Accepted | 2024-10-11 | 2024-10-28 | 2025-10-28 | Solar Panels | Enphase | Q.Peak DUO BLK ML-G10+410 |  | 0.41 | 9 | 195 | 42 |  | Fixed | Roof
NJADRE1557934483 | Administratively Determined Incentive Program | UNION | 7083 | 6.56 | Residential | Behind the Meter | Yes | Pro Custom Solar dba Momentum Solar | PSE&G |  | Accepted | 2024-10-11 | 2024-10-28 | 2025-10-28 | Inverters | Enphase | IQ8PLUS-72-2-US | 320 |  | 16 |  |  | 0.97 |  | Outdoor
NJADRE1557934559 | Administratively Determined Incentive Program | PATERSON | 7524 | 10.27 | Residential | Behind the Meter | No | Bright Ops, Inc. | PSE&G |  | Accepted | 2024-10-11 | 2024-10-30 | 2025-10-30 | Inverters | SolarEdge | SE7600H-USRGM | 7600 |  | 1 |  |  | 0.98 |  | Outdoor | Outside
NJADRE1557934559 | Administratively Determined Incentive Program | PATERSON | 7524 | 10.27 | Residential | Behind the Meter | No | Bright Ops, Inc. | PSE&G |  | Accepted | 2024-10-11 | 2024-10-30 | 2025-10-30 | Solar Panels | Hanwha Q-Cells | Q.PEAK DUO BLK ML-G10.a+ 395 |  | 0.395 | 6 | 103 | 34 |  | Fixed | Roof
NJADRE1557934559 | Administratively Determined Incentive Program | PATERSON | 7524 | 10.27 | Residential | Behind the Meter | No | Bright Ops, Inc. | PSE&G |  | Accepted | 2024-10-11 | 2024-10-30 | 2025-10-30 | Solar Panels | Hanwha Q-Cells | Q.PEAK DUO BLK ML-G10.a+ 395 |  | 0.395 | 3 | 40 | 14 |  | Fixed | Roof
NJADRE1557934559 | Administratively Determined Incentive Program | PATERSON | 7524 | 10.27 | Residential | Behind the Meter | No | Bright Ops, Inc. | PSE&G |  | Accepted | 2024-10-11 | 2024-10-30 | 2025-10-30 | Solar Panels | Hanwha Q-Cells | Q.PEAK DUO BLK ML-G10.a+ 395 |  | 0.395 | 5 | 193 | 40 |  | Fixed | Roof
NJADRE1557934559 | Administratively Determined Incentive Program | PATERSON | 7524 | 10.27 | Residential | Behind the Meter | No | Bright Ops, Inc. | PSE&G |  | Accepted | 2024-10-11 | 2024-10-30 | 2025-10-30 | Solar Panels | Hanwha Q-Cells | Q.PEAK DUO BLK ML-G10.a+ 395 |  | 0.395 | 12 | 285 | 34 |  | Fixed | Roof
NJADRE1557939366 | Administratively Determined Incentive Program | Bergenfield | 7621 | 10.66 | Residential | Behind the Meter | Yes | Trinity Solar, LLC | PSE&G |  | Accepted | 2024-10-14 | 2024-10-25 | 2025-10-25 | Inverters | TESLA | 1538000-XX-Y | 5000 |  | 2 |  |  | 0.986 |  | Outside
NJADRE1557939366 | Administratively Determined Incentive Program | Bergenfield | 7621 | 10.66 | Residential | Behind the Meter | Yes | Trinity Solar, LLC | PSE&G |  | Accepted | 2024-10-14 | 2024-10-25 | 2025-10-25 | Solar Panels | HANWHA | Q.PEAK DUO BLK ML-G10+ 410 |  | 0.41 | 9 | 87 | 27 |  | Fixed | Roof
NJADRE1557939366 | Administratively Determined Incentive Program | Bergenfield | 7621 | 10.66 | Residential | Behind the Meter | Yes | Trinity Solar, LLC | PSE&G |  | Accepted | 2024-10-14 | 2024-10-25 | 2025-10-25 | Solar Panels | HANWHA | Q.PEAK DUO BLK ML-G10+ 410 |  | 0.41 | 5 | 87 | 18 |  | Fixed | Roof
NJADRE1557939366 | Administratively Determined Incentive Program | Bergenfield | 7621 | 10.66 | Residential | Behind the Meter | Yes | Trinity Solar, LLC | PSE&G |  | Accepted | 2024-10-14 | 2024-10-25 | 2025-10-25 | Solar Panels | HANWHA | Q.PEAK DUO BLK ML-G10+ 410 |  | 0.41 | 12 | 267 | 27 |  | Fixed | Roof
NJADRE1557939427 | Administratively Determined Incentive Program | EGG HARBOR TOWNSHIP | 8234 | 4.1 | Residential | Behind the Meter | Yes | Sunrun Installation Services, Inc. | AC Electric |  | Accepted | 2024-10-14 | 2024-10-28 | 2025-10-28 | Inverters | SOLAREDGE TECHNOLOGIES | SE3800H-USMN | 3800 |  | 1 |  |  | 0.99 |  | Outdoor
NJADRE1557939427 | Administratively Determined Incentive Program | EGG HARBOR TOWNSHIP | 8234 | 4.1 | Residential | Behind the Meter | Yes | Sunrun Installation Services, Inc. | AC Electric |  | Accepted | 2024-10-14 | 2024-10-28 | 2025-10-28 | Solar Panels | HANWHA Q-CELLS | Q.PEAK DUO BLK ML-G10+ 410 |  | 0.41 | 10 | 314 | 19 |  | Fixed | Roof
NJADRE1557939453 | Administratively Determined Incentive Program | SADDLE BROOK | 7663 | 5.74 | Residential | Behind the Meter | Yes | Trinity Solar, LLC | PSE&G |  | Accepted | 2024-10-14 | 2024-10-25 | 2025-10-25 | Inverters | TESLA | 1538000-XX-Y | 5000 |  | 1 |  |  | 0.986 |  | Outside
NJADRE1557939453 | Administratively Determined Incentive Program | SADDLE BROOK | 7663 | 5.74 | Residential | Behind the Meter | Yes | Trinity Solar, LLC | PSE&G |  | Accepted | 2024-10-14 | 2024-10-25 | 2025-10-25 | Solar Panels | HANWHA | Q.PEAK DUO BLK ML-G10+ 410 |  | 0.41 | 6 | 160 | 18 |  | Fixed | Roof
NJADRE1557939453 | Administratively Determined Incentive Program | SADDLE BROOK | 7663 | 5.74 | Residential | Behind the Meter | Yes | Trinity Solar, LLC | PSE&G |  | Accepted | 2024-10-14 | 2024-10-25 | 2025-10-25 | Solar Panels | HANWHA | Q.PEAK DUO BLK ML-G10+ 410 |  | 0.41 | 6 | 160 | 23 |  | Fixed | Roof
NJADRE1557939453 | Administratively Determined Incentive Program | SADDLE BROOK | 7663 | 5.74 | Residential | Behind the Meter | Yes | Trinity Solar, LLC | PSE&G |  | Accepted | 2024-10-14 | 2024-10-25 | 2025-10-25 | Solar Panels | HANWHA | Q.PEAK DUO BLK ML-G10+ 410 |  | 0.41 | 2 | 160 | 23 |  | Fixed | Roof
NJADRE1557939491 | Administratively Determined Incentive Program | North Bergen | 7047 | 6.4 | Residential | Behind the Meter | Yes | PosiGen Developer, LLC | PSE&G |  | Accepted | 2024-10-14 | 2024-10-28 | 2025-10-28 | Solar Panels | SILFAB | SIL-400 HC+ |  | 0.4 | 7 | 211 | 43 |  | Fixed | Roof
NJADRE1557939491 | Administratively Determined Incentive Program | North Bergen | 7047 | 6.4 | Residential | Behind the Meter | Yes | PosiGen Developer, LLC | PSE&G |  | Accepted | 2024-10-14 | 2024-10-28 | 2025-10-28 | Inverters | SOLAREDGE | SE5700H-US | 5700 |  | 1 |  |  | 0.99 |  | Outside | Within ten feet of meter
NJADRE1557939491 | Administratively Determined Incentive Program | North Bergen | 7047 | 6.4 | Residential | Behind the Meter | Yes | PosiGen Developer, LLC | PSE&G |  | Accepted | 2024-10-14 | 2024-10-28 | 2025-10-28 | Solar Panels | SILFAB | SIL-400 HC+ |  | 0.4 | 9 | 31 | 43 |  | Fixed | Roof
NJADRE1557939509 | Administratively Determined Incentive Program | Fanwood | 7023 | 11.07 | Residential | Behind the Meter | Yes | EMT Renewables, LLC | PSE&G |  | Accepted | 2024-10-14 | 2024-10-28 | 2025-10-28 | Solar Panels | Q CELLS | Q PEAK DUO BLK |  | 0.41 | 12 | 254 | 27 |  | Fixed | Roof
NJADRE1557939509 | Administratively Determined Incentive Program | Fanwood | 7023 | 11.07 | Residential | Behind the Meter | Yes | EMT Renewables, LLC | PSE&G |  | Accepted | 2024-10-14 | 2024-10-28 | 2025-10-28 | Inverters | ENPHASE | IQ8+ | 290 |  | 27 |  |  | 0.98 |  | Other | UNDER EACH PANEL
NJADRE1557939509 | Administratively Determined Incentive Program | Fanwood | 7023 | 11.07 | Residential | Behind the Meter | Yes | EMT Renewables, LLC | PSE&G |  | Accepted | 2024-10-14 | 2024-10-28 | 2025-10-28 | Solar Panels | Q CELLS | Q PEAK DUO BLK |  | 0.41 | 15 | 74 | 37 |  | Fixed | Roof
NJADRE1557939633 | Administratively Determined Incentive Program | Marlboro | 7746 | 8.2 | Residential | Behind the Meter | Yes | Trinity Solar, LLC | JCP&L |  | Accepted | 2024-10-14 | 2024-10-28 | 2025-10-28 | Solar Panels | HANWHA | HANWHA 410 (Q.PEAK DUO BLK ML-G10+ 410) |  | 0.41 | 20 | 197 | 30 |  | Fixed | Roof
NJADRE1557939633 | Administratively Determined Incentive Program | Marlboro | 7746 | 8.2 | Residential | Behind the Meter | Yes | Trinity Solar, LLC | JCP&L |  | Accepted | 2024-10-14 | 2024-10-28 | 2025-10-28 | Inverters | Tesla (PV Only) | Tesla 7.6KW 1538000-45-X | 7600 |  | 1 |  |  | 0.97 |  | Outside
NJADRE1557939649 | Administratively Determined Incentive Program | East Orange | 7018 | 4.1 | Residential | Behind the Meter | Yes | Trinity Solar, LLC | PSE&G |  | Accepted | 2024-10-14 | 2024-10-28 | 2025-10-28 | Inverters | Tesla | Tesla 3.8KW 1538000-XX-Y | 3800 |  | 1 |  |  | 0.986 |  | Outdoor
NJADRE1557939649 | Administratively Determined Incentive Program | East Orange | 7018 | 4.1 | Residential | Behind the Meter | Yes | Trinity Solar, LLC | PSE&G |  | Accepted | 2024-10-14 | 2024-10-28 | 2025-10-28 | Solar Panels | HANWHA | Q.PEAK DUO BLK ML-G10+ 410 |  | 0.41 | 10 | 290 | 34 |  | Fixed | Roof
NJADRE1557939712 | Administratively Determined Incentive Program | Wharton | 7885 | 5.74 | Residential | Behind the Meter | Yes | Trinity Solar, LLC | JCP&L |  | Accepted | 2024-10-14 | 2024-10-28 | 2025-10-28 | Solar Panels | HANWHA | Q.PEAK DUO BLK ML-G10+ 410 |  | 0.41 | 14 | 139 | 30 |  | Fixed | Roof
NJADRE1557939712 | Administratively Determined Incentive Program | Wharton | 7885 | 5.74 | Residential | Behind the Meter | Yes | Trinity Solar, LLC | JCP&L |  | Accepted | 2024-10-14 | 2024-10-28 | 2025-10-28 | Inverters | Tesla | 1538000-XX-Y | 5000 |  | 1 |  |  | 0.986 |  | Outdoor
NJADRE1557939803 | Administratively Determined Incentive Program | SOUTH HACKENSACK | 7606 | 36 | Commercial | Behind the Meter | No | InFEWsion, LLC | PSE&G |  | Accepted | 2024-10-31 | 2024-11-25 | 2025-11-25 | Meters | Solaredge | SE-RGMTR-3Y-480V-A |  |  | 1 |  |  |  | Yes | Outdoor
NJADRE1557939803 | Administratively Determined Incentive Program | SOUTH HACKENSACK | 7606 | 36 | Commercial | Behind the Meter | No | InFEWsion, LLC | PSE&G |  | Accepted | 2024-10-31 | 2024-11-25 | 2025-11-25 | Inverters | Solaredge | SE33.3k-US | 33 |  | 1 |  |  | 0.9 |  | Outdoor
NJADRE1557939803 | Administratively Determined Incentive Program | SOUTH HACKENSACK | 7606 | 36 | Commercial | Behind the Meter | No | InFEWsion, LLC | PSE&G |  | Accepted | 2024-10-31 | 2024-11-25 | 2025-11-25 | Solar Panels | ZNSHINE | ZXM6-NHLDD144-450/M |  | 0.45 | 80 | 0 | 5 |  | Double Axis | Roof
NJADRE1557939924 | Administratively Determined Incentive Program | Millville | 8332 | 19.13 | Residential | Behind the Meter | Yes | Velocity Energy & Home Solutions, Inc. | AC Electric |  | Accepted | 2024-10-14 | 2024-10-28 | 2025-10-28 | Solar Panels | TRINA | 425W |  | 0.425 | 7 | 238 | 30 |  | Fixed | Roof
NJADRE1557939924 | Administratively Determined Incentive Program | Millville | 8332 | 19.13 | Residential | Behind the Meter | Yes | Velocity Energy & Home Solutions, Inc. | AC Electric |  | Accepted | 2024-10-14 | 2024-10-28 | 2025-10-28 | Inverters | ENPHASE | IQ8PLUS | 290 |  | 45 |  |  | 0.99 |  | Outside | BEHIND PANELS
NJADRE1557939924 | Administratively Determined Incentive Program | Millville | 8332 | 19.13 | Residential | Behind the Meter | Yes | Velocity Energy & Home Solutions, Inc. | AC Electric |  | Accepted | 2024-10-14 | 2024-10-28 | 2025-10-28 | Solar Panels | trina | 425W |  | 0.425 | 4 | 148 | 20 |  | Fixed | Roof
NJADRE1557939924 | Administratively Determined Incentive Program | Millville | 8332 | 19.13 | Residential | Behind the Meter | Yes | Velocity Energy & Home Solutions, Inc. | AC Electric |  | Accepted | 2024-10-14 | 2024-10-28 | 2025-10-28 | Solar Panels | TRINA | 425W |  | 0.425 | 6 | 328 | 20 |  | Fixed | Roof
NJADRE1557939924 | Administratively Determined Incentive Program | Millville | 8332 | 19.13 | Residential | Behind the Meter | Yes | Velocity Energy & Home Solutions, Inc. | AC Electric |  | Accepted | 2024-10-14 | 2024-10-28 | 2025-10-28 | Solar Panels | trina | 425w |  | 0.425 | 3 | 58 | 30 |  | Fixed | Roof
NJADRE1557939924 | Administratively Determined Incentive Program | Millville | 8332 | 19.13 | Residential | Behind the Meter | Yes | Velocity Energy & Home Solutions, Inc. | AC Electric |  | Accepted | 2024-10-14 | 2024-10-28 | 2025-10-28 | Solar Panels | TRINA | 425W |  | 0.425 | 12 | 58 | 30 |  | Fixed | Roof
NJADRE1557939924 | Administratively Determined Incentive Program | Millville | 8332 | 19.13 | Residential | Behind the Meter | Yes | Velocity Energy & Home Solutions, Inc. | AC Electric |  | Accepted | 2024-10-14 | 2024-10-28 | 2025-10-28 | Solar Panels | TRINA | 425W |  | 0.425 | 13 | 238 | 30 |  | Fixed | Roof
NJADRE1557939937 | Administratively Determined Incentive Program | Atlantic City | 8401 | 7.65 | Residential | Behind the Meter | Yes | Solar Mite Solutions, LLC | AC Electric |  | Accepted | 2024-10-14 | 2024-10-28 | 2025-10-28 | Solar Panels | Jinko | JKM425N |  | 0.425 | 6 | 328 | 29 |  | Fixed | Roof
NJADRE1557939937 | Administratively Determined Incentive Program | Atlantic City | 8401 | 7.65 | Residential | Behind the Meter | Yes | Solar Mite Solutions, LLC | AC Electric |  | Accepted | 2024-10-14 | 2024-10-28 | 2025-10-28 | Solar Panels | Jinko | JKM425N |  | 0.425 | 12 | 148 | 29 |  | Fixed | Roof
NJADRE1557939937 | Administratively Determined Incentive Program | Atlantic City | 8401 | 7.65 | Residential | Behind the Meter | Yes | Solar Mite Solutions, LLC | AC Electric |  | Accepted | 2024-10-14 | 2024-10-28 | 2025-10-28 | Inverters | Enphase | IQ8PLUS-72-2 | 290 |  | 18 |  |  | 0.98 |  | Outside
NJADRE1557940032 | Administratively Determined Incentive Program | IRVINGTON | 7111 | 11.48 | Residential | Behind the Meter | Yes | Pro Custom Solar dba Momentum Solar | PSE&G |  | Accepted | 2024-10-14 | 2024-10-29 | 2025-10-29 | Inverters | Enphase | IQ8MC-72-M-US | 320 |  | 28 |  |  | 0.97 |  | Outdoor
NJADRE1557940032 | Administratively Determined Incentive Program | IRVINGTON | 7111 | 11.48 | Residential | Behind the Meter | Yes | Pro Custom Solar dba Momentum Solar | PSE&G |  | Accepted | 2024-10-14 | 2024-10-29 | 2025-10-29 | Solar Panels | Hanwha | Q.PEAK DUO BLK ML-G10+410 |  | 0.41 | 28 | 37 | 4 |  | Fixed | Roof
NJADRE1557940062 | Administratively Determined Incentive Program | Newark City | 7112 | 8 | Residential | Behind the Meter | Yes | PosiGen Developer, LLC | PSE&G |  | Accepted | 2024-10-14 | 2024-10-28 | 2025-10-28 | Solar Panels | SilFab Solar | SIL-400-HC+ |  | 0.4 | 20 | 108 | 29 |  | Fixed | Roof
NJADRE1557940062 | Administratively Determined Incentive Program | Newark City | 7112 | 8 | Residential | Behind the Meter | Yes | PosiGen Developer, LLC | PSE&G |  | Accepted | 2024-10-14 | 2024-10-28 | 2025-10-28 | Inverters | SolarEdge | SE7600H-US | 7600 |  | 1 |  |  | 0.99 |  | Outside | within ten feet of meter
NJADRE1557940150 | Administratively Determined Incentive Program | Paterson | 7513 | 7.38 | Residential | Behind the Meter | Yes | Freedom Forever New Jersey, LLC | PSE&G |  | Accepted | 2024-10-14 | 2024-10-29 | 2025-10-29 | Solar Panels | Hanwha | Q.PEAK DUO BLK ML-G10+ 410 |  | 0.41 | 12 | 278 | 33 |  | Fixed | Roof
NJADRE1557940150 | Administratively Determined Incentive Program | Paterson | 7513 | 7.38 | Residential | Behind the Meter | Yes | Freedom Forever New Jersey, LLC | PSE&G |  | Accepted | 2024-10-14 | 2024-10-29 | 2025-10-29 | Solar Panels | Hanwha | Q.PEAK DUO BLK ML-G10+ 410 |  | 0.41 | 6 | 98 | 33 |  | Fixed | Roof
NJADRE1557940150 | Administratively Determined Incentive Program | Paterson | 7513 | 7.38 | Residential | Behind the Meter | Yes | Freedom Forever New Jersey, LLC | PSE&G |  | Accepted | 2024-10-14 | 2024-10-29 | 2025-10-29 | Inverters | Solar Edge | USE5700H-USMNBL75 | 5700 |  | 1 |  |  | 0.99 |  | Outside
NJADRE1557940154 | Administratively Determined Incentive Program | Northfield | 8225 | 5.74 | Residential | Behind the Meter | Yes | Sunrun Installation Services, Inc. | AC Electric |  | Accepted | 2024-10-14 | 2024-10-29 | 2025-10-29 | Inverters | Growatt New Energy Technology Co Ltd | MIN 6000TL-XH-US | 6000 |  | 1 |  |  | 0.98 |  | Outdoor
NJADRE1557940154 | Administratively Determined Incentive Program | Northfield | 8225 | 5.74 | Residential | Behind the Meter | Yes | Sunrun Installation Services, Inc. | AC Electric |  | Accepted | 2024-10-14 | 2024-10-29 | 2025-10-29 | Solar Panels | Hanwha Q Cells | Q.PEAK DUO BLK ML-G10+ 410 |  | 0.41 | 14 | 207 | 21 |  | Fixed | Roof
NJADRE1557940183 | Administratively Determined Incentive Program | Jamesburg | 8831 | 6.56 | Residential | Behind the Meter | Yes | Sunrun Installation Services, Inc. | JCP&L |  | Accepted | 2024-10-14 | 2024-10-28 | 2025-10-28 | Solar Panels | Hanwha Q Cells | Q.PEAK DUO BLK ML-G10+ 410 |  | 0.41 | 12 | 240 | 14 |  | Fixed | Roof
NJADRE1557940183 | Administratively Determined Incentive Program | Jamesburg | 8831 | 6.56 | Residential | Behind the Meter | Yes | Sunrun Installation Services, Inc. | JCP&L |  | Accepted | 2024-10-14 | 2024-10-28 | 2025-10-28 | Solar Panels | Hanwha Q Cells | Q.PEAK DUO BLK ML-G10+ 410 |  | 0.41 | 4 | 60 | 14 |  | Fixed | Roof
NJADRE1557940183 | Administratively Determined Incentive Program | Jamesburg | 8831 | 6.56 | Residential | Behind the Meter | Yes | Sunrun Installation Services, Inc. | JCP&L |  | Accepted | 2024-10-14 | 2024-10-28 | 2025-10-28 | Electric Storage Battery | Tesla | Powerwall 3 1707000-xx-y |  |  | 1 |  |  |  | Lithium Ion |  | OUTSIDE
NJADRE1557940183 | Administratively Determined Incentive Program | Jamesburg | 8831 | 6.56 | Residential | Behind the Meter | Yes | Sunrun Installation Services, Inc. | JCP&L |  | Accepted | 2024-10-14 | 2024-10-28 | 2025-10-28 | Inverters | Tesla | Powerwall 3 1707000-xx-y | 11500 |  | 1 |  |  | 0.97 |  | Outdoor
NJADRE1557940291 | Administratively Determined Incentive Program | PLAINSBORO | 8536 | 416.7 | Commercial | Behind the Meter | No | Novitium Energy, LLC | PSE&G |  | Accepted | 2024-10-14 | 2024-11-08 | 2025-11-08 | Solar Panels | Zn Shine | ZXM6-NHLDD144 450 |  | 0.45 | 149 | 214 | 4 |  | Fixed | Roof
NJADRE1557940291 | Administratively Determined Incentive Program | PLAINSBORO | 8536 | 416.7 | Commercial | Behind the Meter | No | Novitium Energy, LLC | PSE&G |  | Accepted | 2024-10-14 | 2024-11-08 | 2025-11-08 | Solar Panels | Zn Shine | ZXM6-NHLDD144 450 |  | 0.45 | 115 | 178 | 5 |  | Fixed | Roof
NJADRE1557940291 | Administratively Determined Incentive Program | PLAINSBORO | 8536 | 416.7 | Commercial | Behind the Meter | No | Novitium Energy, LLC | PSE&G |  | Accepted | 2024-10-14 | 2024-11-08 | 2025-11-08 | Solar Panels | Zn Shine Solar | ZXM6-NHLDD144 450 |  | 0.45 | 107 | 223 | 5 |  | Fixed | Roof
NJADRE1557940291 | Administratively Determined Incentive Program | PLAINSBORO | 8536 | 416.7 | Commercial | Behind the Meter | No | Novitium Energy, LLC | PSE&G |  | Accepted | 2024-10-14 | 2024-11-08 | 2025-11-08 | Solar Panels | Zn Shine Solar | ZXM6-NHLDD144 450 |  | 0.45 | 112 | 203 | 5 |  | Fixed | Roof
NJADRE1557940291 | Administratively Determined Incentive Program | PLAINSBORO | 8536 | 416.7 | Commercial | Behind the Meter | No | Novitium Energy, LLC | PSE&G |  | Accepted | 2024-10-14 | 2024-11-08 | 2025-11-08 | Inverters | SolarEdge | SE100KUS | 100000 |  | 3 |  |  | 0.98 |  | Outdoor
NJADRE1557940291 | Administratively Determined Incentive Program | PLAINSBORO | 8536 | 416.7 | Commercial | Behind the Meter | No | Novitium Energy, LLC | PSE&G |  | Accepted | 2024-10-14 | 2024-11-08 | 2025-11-08 | Solar Panels | Zn Shine Solar | ZXM6-NHLDD144 450 |  | 0.45 | 81 | 143 | 5 |  | Fixed | Roof
NJADRE1557940291 | Administratively Determined Incentive Program | PLAINSBORO | 8536 | 416.7 | Commercial | Behind the Meter | No | Novitium Energy, LLC | PSE&G |  | Accepted | 2024-10-14 | 2024-11-08 | 2025-11-08 | Solar Panels | Zn Shine Solar | ZXM6-NHLDD144 450 |  | 0.45 | 14 | 100 | 5 |  | Fixed | Roof
NJADRE1557940291 | Administratively Determined Incentive Program | PLAINSBORO | 8536 | 416.7 | Commercial | Behind the Meter | No | Novitium Energy, LLC | PSE&G |  | Accepted | 2024-10-14 | 2024-11-08 | 2025-11-08 | Solar Panels | Zn Shine Solar | ZXM6-NHLDD144 450 |  | 0.45 | 73 | 156 | 4 |  | Fixed | Roof
NJADRE1557940291 | Administratively Determined Incentive Program | PLAINSBORO | 8536 | 416.7 | Commercial | Behind the Meter | No | Novitium Energy, LLC | PSE&G |  | Accepted | 2024-10-14 | 2024-11-08 | 2025-11-08 | Solar Panels | Zn Shine Solar | ZXM6-NHLDD144 450 |  | 0.45 | 242 | 186 | 4 |  | Fixed | Roof
NJADRE1557940291 | Administratively Determined Incentive Program | PLAINSBORO | 8536 | 416.7 | Commercial | Behind the Meter | No | Novitium Energy, LLC | PSE&G |  | Accepted | 2024-10-14 | 2024-11-08 | 2025-11-08 | Solar Panels | Zn Shine Solar | ZXM6-NHLDD144 450 |  | 0.45 | 33 | 195 | 5 |  | Fixed | Roof
NJADRE1557943217 | Administratively Determined Incentive Program | Warren | 7059 | 22.14 | Residential | Behind the Meter | Yes | Sunrun Installation Services, Inc. | JCP&L |  | Accepted | 2024-10-15 | 2024-10-29 | 2025-10-29 | Solar Panels | Hanwha Q Cells | Q.PEAK DUO BLK ML-G10+ 410 |  | 0.41 | 5 | 126 | 40 |  | Fixed | Roof
NJADRE1557943217 | Administratively Determined Incentive Program | Warren | 7059 | 22.14 | Residential | Behind the Meter | Yes | Sunrun Installation Services, Inc. | JCP&L |  | Accepted | 2024-10-15 | 2024-10-29 | 2025-10-29 | Solar Panels | Hanwha Q Cells | Q.PEAK DUO BLK ML-G10+ 410 |  | 0.41 | 3 | 216 | 44 |  | Fixed | Roof
NJADRE1557943217 | Administratively Determined Incentive Program | Warren | 7059 | 22.14 | Residential | Behind the Meter | Yes | Sunrun Installation Services, Inc. | JCP&L |  | Accepted | 2024-10-15 | 2024-10-29 | 2025-10-29 | Inverters | SolarEdge Technologies | SE7600H-USMN | 7600 |  | 2 |  |  | 0.99 |  | Outside
NJADRE1557943217 | Administratively Determined Incentive Program | Warren | 7059 | 22.14 | Residential | Behind the Meter | Yes | Sunrun Installation Services, Inc. | JCP&L |  | Accepted | 2024-10-15 | 2024-10-29 | 2025-10-29 | Solar Panels | Hanwha Q Cells | Q.PEAK DUO BLK ML-G10+ 410 |  | 0.41 | 26 | 307 | 31 |  | Fixed | Roof
NJADRE1557943217 | Administratively Determined Incentive Program | Warren | 7059 | 22.14 | Residential | Behind the Meter | Yes | Sunrun Installation Services, Inc. | JCP&L |  | Accepted | 2024-10-15 | 2024-10-29 | 2025-10-29 | Solar Panels | Hanwha Q Cells | Q.PEAK DUO BLK ML-G10+ 410 |  | 0.41 | 1 | 126 | 40 |  | Fixed | Roof
NJADRE1557943217 | Administratively Determined Incentive Program | Warren | 7059 | 22.14 | Residential | Behind the Meter | Yes | Sunrun Installation Services, Inc. | JCP&L |  | Accepted | 2024-10-15 | 2024-10-29 | 2025-10-29 | Solar Panels | Hanwha Q Cells | Q.PEAK DUO BLK ML-G10+ 410 |  | 0.41 | 5 | 39 | 44 |  | Fixed | Roof
NJADRE1557943217 | Administratively Determined Incentive Program | Warren | 7059 | 22.14 | Residential | Behind the Meter | Yes | Sunrun Installation Services, Inc. | JCP&L |  | Accepted | 2024-10-15 | 2024-10-29 | 2025-10-29 | Solar Panels | Hanwha Q Cells | Q.PEAK DUO BLK ML-G10+ 410 |  | 0.41 | 14 | 126 | 30 |  | Fixed | Roof
NJADRE1557943232 | Administratively Determined Incentive Program | Tewksbury Twp | 8858 | 17.43 | Residential | Behind the Meter | No | Ryan Inc | JCP&L |  | Accepted | 2024-10-15 | 2024-11-05 | 2025-11-05 | Solar Panels | Hanwha Qcell | Q.PEAK DUO BLK ML-G10+/t 400 |  | 0.415 | 42 | 164.6 | 40 |  | Fixed | Roof
NJADRE1557943232 | Administratively Determined Incentive Program | Tewksbury Twp | 8858 | 17.43 | Residential | Behind the Meter | No | Ryan Inc | JCP&L |  | Accepted | 2024-10-15 | 2024-11-05 | 2025-11-05 | Inverters | Enphase | IQ8PLUS-72-2-US | 290 |  | 42 |  |  | 0.977 |  | Outdoor
NJADRE1557943232 | Administratively Determined Incentive Program | Tewksbury Twp | 8858 | 17.43 | Residential | Behind the Meter | No | Ryan Inc | JCP&L |  | Accepted | 2024-10-15 | 2024-11-05 | 2025-11-05 | Meters | Enphase | X2-I2-AM1-240-4 IQ COMBINER 4 | 6 |  | 1 |  |  |  | Yes | Outdoor
NJADRE1557943242 | Administratively Determined Incentive Program | Carteret Boro | 7008 | 3.28 | Residential | Behind the Meter | Yes | Sunrun Installation Services, Inc. | PSE&G |  | Accepted | 2024-10-15 | 2024-10-29 | 2025-10-29 | Inverters | Growatt New Energy Technology Co Ltd | MIN 3800TL-XH-US | 3800 |  | 1 |  |  | 0.98 |  | Outdoor | Next to meter
NJADRE1557943242 | Administratively Determined Incentive Program | Carteret Boro | 7008 | 3.28 | Residential | Behind the Meter | Yes | Sunrun Installation Services, Inc. | PSE&G |  | Accepted | 2024-10-15 | 2024-10-29 | 2025-10-29 | Solar Panels | Hanwha Q-Cells | Q.PEAK DUO BLK ML-G10+ 410 |  | 0.41 | 8 | 25 | 18 |  | Fixed | Roof
NJADRE1557943274 | Administratively Determined Incentive Program | Manchester | 8759 | 12.33 | Residential | Behind the Meter | Yes | Velocity Energy & Home Solutions, Inc. | JCP&L |  | Accepted | 2024-10-15 | 2024-10-29 | 2025-10-29 | Solar Panels | trina | 425w |  | 0.425 | 29 | 204 | 33 |  | Fixed | Roof
NJADRE1557943274 | Administratively Determined Incentive Program | Manchester | 8759 | 12.33 | Residential | Behind the Meter | Yes | Velocity Energy & Home Solutions, Inc. | JCP&L |  | Accepted | 2024-10-15 | 2024-10-29 | 2025-10-29 | Inverters | enphase | iq8plus | 290 |  | 29 |  |  | 0.99 |  | Outside | behind panels
NJADRE1557943351 | Administratively Determined Incentive Program | West Windsor Twp | 8550 | 11.48 | Residential | Behind the Meter | No | EMT Renewables, LLC | PSE&G |  | Accepted | 2024-10-15 | 2024-10-29 | 2025-10-29 | Inverters | ENPHASE | IQ8+ | 290 |  | 28 |  |  | 0.98 |  | Other | UNDER EACH PANEL
NJADRE1557943351 | Administratively Determined Incentive Program | West Windsor Twp | 8550 | 11.48 | Residential | Behind the Meter | No | EMT Renewables, LLC | PSE&G |  | Accepted | 2024-10-15 | 2024-10-29 | 2025-10-29 | Solar Panels | Q.CELLS | Q.PEAK DUO |  | 0.41 | 28 | 264 | 35 |  | Fixed | Roof
NJADRE1557943500 | Administratively Determined Incentive Program | OLD BRIDGE | 8857 | 11.21 | Residential | Behind the Meter | Yes | SunnyMac, LLC | JCP&L |  | Accepted | 2024-10-15 | 2024-10-30 | 2025-10-30 | Solar Panels | HANWHA | Q.PEAK DUO BLK ML-G10+ 415W |  | 0.415 | 2 | 193 | 14 |  | Fixed | Roof
NJADRE1557943500 | Administratively Determined Incentive Program | OLD BRIDGE | 8857 | 11.21 | Residential | Behind the Meter | Yes | SunnyMac, LLC | JCP&L |  | Accepted | 2024-10-15 | 2024-10-30 | 2025-10-30 | Solar Panels | HANWHA | Q.PEAK DUO BLK ML-G10+ 415W |  | 0.415 | 9 | 193 | 29 |  | Fixed | Roof
NJADRE1557943500 | Administratively Determined Incentive Program | OLD BRIDGE | 8857 | 11.21 | Residential | Behind the Meter | Yes | SunnyMac, LLC | JCP&L |  | Accepted | 2024-10-15 | 2024-10-30 | 2025-10-30 | Solar Panels | HANWHA | Q.PEAK DUO BLK ML-G10+ 415W |  | 0.415 | 16 | 13 | 29 |  | Fixed | Roof
NJADRE1557943500 | Administratively Determined Incentive Program | OLD BRIDGE | 8857 | 11.21 | Residential | Behind the Meter | Yes | SunnyMac, LLC | JCP&L |  | Accepted | 2024-10-15 | 2024-10-30 | 2025-10-30 | Inverters | SOLAREDGE HOME HUB | SOLAREDGE HOME HUB | 7600 |  | 1 |  |  | 0.99 |  | Outdoor | next to meter
NJADRE1557943510 | Administratively Determined Incentive Program | Clifton | 7012 | 13.53 | Residential | Behind the Meter | Yes | Sunrun Installation Services, Inc. | PSE&G |  | Accepted | 2024-10-15 | 2024-10-29 | 2025-10-29 | Solar Panels | Hanwha Q Cells | Q.PEAK DUO BLK ML-G10+ 410 |  | 0.41 | 18 | 43 | 33 |  | Fixed | Roof
NJADRE1557943510 | Administratively Determined Incentive Program | Clifton | 7012 | 13.53 | Residential | Behind the Meter | Yes | Sunrun Installation Services, Inc. | PSE&G |  | Accepted | 2024-10-15 | 2024-10-29 | 2025-10-29 | Inverters | SolarEdge Technologies | SE10000H-USMN | 10000 |  | 1 |  |  | 0.99 |  | Outside
NJADRE1557943510 | Administratively Determined Incentive Program | Clifton | 7012 | 13.53 | Residential | Behind the Meter | Yes | Sunrun Installation Services, Inc. | PSE&G |  | Accepted | 2024-10-15 | 2024-10-29 | 2025-10-29 | Solar Panels | Hanwha Q Cells | Q.PEAK DUO BLK ML-G10+ 410 |  | 0.41 | 15 | 223 | 33 |  | Fixed | Roof
NJADRE1557943511 | Administratively Determined Incentive Program | PHILLIPSBURG | 8865 | 8 | Residential | Behind the Meter | Yes | PosiGen Developer, LLC | JCP&L |  | Accepted | 2024-10-15 | 2024-10-29 | 2025-10-29 | Solar Panels | Silfab | SIL-400 HC+ |  | 0.4 | 4 | 143 | 37 |  | Fixed | Roof
NJADRE1557943511 | Administratively Determined Incentive Program | PHILLIPSBURG | 8865 | 8 | Residential | Behind the Meter | Yes | PosiGen Developer, LLC | JCP&L |  | Accepted | 2024-10-15 | 2024-10-29 | 2025-10-29 | Solar Panels | Silfab | SIL-400 HC+ |  | 0.4 | 16 | 53 | 23 |  | Fixed | Roof
NJADRE1557943511 | Administratively Determined Incentive Program | PHILLIPSBURG | 8865 | 8 | Residential | Behind the Meter | Yes | PosiGen Developer, LLC | JCP&L |  | Accepted | 2024-10-15 | 2024-10-29 | 2025-10-29 | Inverters | SolarEdge | SE7600H-US | 7600 |  | 1 |  |  | 0.99 |  | Outdoor | within ten feet of meter
NJADRE1557943895 | Administratively Determined Incentive Program | Jamesburg | 8831 | 9.84 | Residential | Behind the Meter | Yes | Sunrun Installation Services, Inc. | JCP&L |  | Accepted | 2024-10-15 | 2024-10-29 | 2025-10-29 | Inverters | SolarEdge Technologies | SE7600H-USMN | 7600 |  | 1 |  |  | 0.99 |  | Outdoor | Next to meter
NJADRE1557943895 | Administratively Determined Incentive Program | Jamesburg | 8831 | 9.84 | Residential | Behind the Meter | Yes | Sunrun Installation Services, Inc. | JCP&L |  | Accepted | 2024-10-15 | 2024-10-29 | 2025-10-29 | Solar Panels | Hanwha Q-Cells | Q.PEAK DUO BLK ML-G10+ 410 |  | 0.41 | 12 | 51 | 38 |  | Fixed | Roof
NJADRE1557943895 | Administratively Determined Incentive Program | Jamesburg | 8831 | 9.84 | Residential | Behind the Meter | Yes | Sunrun Installation Services, Inc. | JCP&L |  | Accepted | 2024-10-15 | 2024-10-29 | 2025-10-29 | Solar Panels | Hanwha Q-Cells | Q.PEAK DUO BLK ML-G10+ 410 |  | 0.41 | 12 | 231 | 38 |  | Fixed | Roof
NJADRE1557943895 | Administratively Determined Incentive Program | Jamesburg | 8831 | 9.84 | Residential | Behind the Meter | Yes | Sunrun Installation Services, Inc. | JCP&L |  | Accepted | 2024-10-15 | 2024-10-29 | 2025-10-29 | Meters | SOLAREDGE TECHNOLOGIES | SE7600H-USMN |  |  | 1 |  |  |  | Yes | Outdoor
NJADRE1557944080 | Administratively Determined Incentive Program | Trenton City | 8611 | 4.1 | Residential | Behind the Meter | Yes | Sunrun Installation Services, Inc. | PSE&G |  | Accepted | 2024-10-15 | 2024-10-29 | 2025-10-29 | Inverters | SolarEdge Technologies | SE3800H-USMN | 3800 |  | 1 |  |  | 0.99 |  | Outdoor
NJADRE1557944080 | Administratively Determined Incentive Program | Trenton City | 8611 | 4.1 | Residential | Behind the Meter | Yes | Sunrun Installation Services, Inc. | PSE&G |  | Accepted | 2024-10-15 | 2024-10-29 | 2025-10-29 | Solar Panels | Hanwha Q Cells | Q.PEAK DUO BLK ML-G10+ 410 |  | 0.41 | 6 | 259 | 15 |  | Fixed | Roof
NJADRE1557944080 | Administratively Determined Incentive Program | Trenton City | 8611 | 4.1 | Residential | Behind the Meter | Yes | Sunrun Installation Services, Inc. | PSE&G |  | Accepted | 2024-10-15 | 2024-10-29 | 2025-10-29 | Solar Panels | Hanwha Q Cells | Q.PEAK DUO BLK ML-G10+ 410 |  | 0.41 | 4 | 80 | 14 |  | Fixed | Roof
NJADRE1557944117 | Administratively Determined Incentive Program | Budd Lake | 7828 | 6.4 | Residential | Behind the Meter | Yes | PosiGen Developer, LLC | JCP&L |  | Accepted | 2024-10-15 | 2024-10-29 | 2025-10-29 | Inverters | SolarEdge | SE5700H-US | 5700 |  | 1 |  |  | 0.99 |  | Outdoor | within ten feet of meter
NJADRE1557944117 | Administratively Determined Incentive Program | Budd Lake | 7828 | 6.4 | Residential | Behind the Meter | Yes | PosiGen Developer, LLC | JCP&L |  | Accepted | 2024-10-15 | 2024-10-29 | 2025-10-29 | Solar Panels | Silfab | SIL-400 HC+ |  | 0.4 | 6 | 223 | 27 |  | Fixed | Roof
NJADRE1557944117 | Administratively Determined Incentive Program | Budd Lake | 7828 | 6.4 | Residential | Behind the Meter | Yes | PosiGen Developer, LLC | JCP&L |  | Accepted | 2024-10-15 | 2024-10-29 | 2025-10-29 | Solar Panels | Silfab | SIL-400 HC+ |  | 0.4 | 5 | 223 | 37 |  | Fixed | Roof
NJADRE1557944117 | Administratively Determined Incentive Program | Budd Lake | 7828 | 6.4 | Residential | Behind the Meter | Yes | PosiGen Developer, LLC | JCP&L |  | Accepted | 2024-10-15 | 2024-10-29 | 2025-10-29 | Solar Panels | Silfab | SIL-400 HC+ |  | 0.4 | 5 | 223 | 37 |  | Fixed | Roof
NJADRE1557944977 | Administratively Determined Incentive Program | CLIFTON | 7013 | 4.1 | Residential | Behind the Meter | Yes | Sunrun Installation Services, Inc. | PSE&G |  | Accepted | 2024-10-17 | 2024-10-31 | 2025-10-31 | Solar Panels | HANWHA Q-CELLS | Q.PEAK DUO BLK ML-G10+ 410 |  | 0.41 | 6 | 38 | 7 |  | Fixed | Roof
NJADRE1557944977 | Administratively Determined Incentive Program | CLIFTON | 7013 | 4.1 | Residential | Behind the Meter | Yes | Sunrun Installation Services, Inc. | PSE&G |  | Accepted | 2024-10-17 | 2024-10-31 | 2025-10-31 | Inverters | SOLAREDGE TECHNOLOGIES | SE3800H-USMN | 3800 |  | 1 |  |  | 0.99 |  | Outdoor
NJADRE1557944977 | Administratively Determined Incentive Program | CLIFTON | 7013 | 4.1 | Residential | Behind the Meter | Yes | Sunrun Installation Services, Inc. | PSE&G |  | Accepted | 2024-10-17 | 2024-10-31 | 2025-10-31 | Solar Panels | HANWHA Q-CELLS | Q.PEAK DUO BLK ML-G10+ 410 |  | 0.41 | 4 | 219 | 6 |  | Fixed | Roof
NJADRE1557945504 | Administratively Determined Incentive Program | FORKED RIVER | 8731 | 12.71 | Residential | Behind the Meter | Yes | Trinity Solar, LLC | JCP&L |  | Accepted | 2024-10-15 | 2024-11-18 | 2025-11-18 | Solar Panels | HANWHA | Q.PEAK DUO BLK ML-G10+ 410 |  | 0.41 | 2 | 22 | 18 |  | Fixed | Roof
NJADRE1557945504 | Administratively Determined Incentive Program | FORKED RIVER | 8731 | 12.71 | Residential | Behind the Meter | Yes | Trinity Solar, LLC | JCP&L |  | Accepted | 2024-10-15 | 2024-11-18 | 2025-11-18 | Inverters | TESLA | 1538000-XX-Y | 5000 |  | 2 |  |  | 0.986 |  | Outside
NJADRE1557945504 | Administratively Determined Incentive Program | FORKED RIVER | 8731 | 12.71 | Residential | Behind the Meter | Yes | Trinity Solar, LLC | JCP&L |  | Accepted | 2024-10-15 | 2024-11-18 | 2025-11-18 | Solar Panels | HANWHA | Q.PEAK DUO BLK ML-G10+ 410 |  | 0.41 | 2 | 202 | 18 |  | Fixed | Roof
NJADRE1557945504 | Administratively Determined Incentive Program | FORKED RIVER | 8731 | 12.71 | Residential | Behind the Meter | Yes | Trinity Solar, LLC | JCP&L |  | Accepted | 2024-10-15 | 2024-11-18 | 2025-11-18 | Solar Panels | HANWHA | Q.PEAK DUO BLK ML-G10+ 410 |  | 0.41 | 10 | 112 | 18 |  | Fixed | Roof
NJADRE1557945504 | Administratively Determined Incentive Program | FORKED RIVER | 8731 | 12.71 | Residential | Behind the Meter | Yes | Trinity Solar, LLC | JCP&L |  | Accepted | 2024-10-15 | 2024-11-18 | 2025-11-18 | Solar Panels | HANWHA | Q.PEAK DUO BLK ML-G10+ 410 |  | 0.41 | 17 | 112 | 27 |  | Fixed | Roof
NJADRE1557946145 | Administratively Determined Incentive Program | Rosenhayn | 8352 | 19.27 | Residential | Behind the Meter | Yes | Sunrun Installation Services, Inc. | AC Electric |  | Accepted | 2024-10-15 | 2024-10-29 | 2025-10-29 | Inverters | SOLAREDGE TECHNOLOGIES | SE5700H-USMN | 5760 |  | 1 |  |  | 0.99 |  | Outdoor
NJADRE1557946145 | Administratively Determined Incentive Program | Rosenhayn | 8352 | 19.27 | Residential | Behind the Meter | Yes | Sunrun Installation Services, Inc. | AC Electric |  | Accepted | 2024-10-15 | 2024-10-29 | 2025-10-29 | Solar Panels | HANWHA Q-CELLS | Q.PEAK DUO BLK ML-G10+ 410 |  | 0.41 | 7 | 253 | 29 |  | Fixed | Roof
NJADRE1557946145 | Administratively Determined Incentive Program | Rosenhayn | 8352 | 19.27 | Residential | Behind the Meter | Yes | Sunrun Installation Services, Inc. | AC Electric |  | Accepted | 2024-10-15 | 2024-10-29 | 2025-10-29 | Solar Panels | HANWHA Q-CELLS | Q.PEAK DUO BLK ML-G10+ 410 |  | 0.41 | 8 | 163 | 36 |  | Fixed | Roof
NJADRE1557946145 | Administratively Determined Incentive Program | Rosenhayn | 8352 | 19.27 | Residential | Behind the Meter | Yes | Sunrun Installation Services, Inc. | AC Electric |  | Accepted | 2024-10-15 | 2024-10-29 | 2025-10-29 | Solar Panels | HANWHA Q-CELLS | Q.PEAK DUO BLK ML-G10+ 410 |  | 0.41 | 6 | 253 | 29 |  | Fixed | Roof
NJADRE1557946145 | Administratively Determined Incentive Program | Rosenhayn | 8352 | 19.27 | Residential | Behind the Meter | Yes | Sunrun Installation Services, Inc. | AC Electric |  | Accepted | 2024-10-15 | 2024-10-29 | 2025-10-29 | Solar Panels | HANWHA Q-CELLS | Q.PEAK DUO BLK ML-G10+ 410 |  | 0.41 | 11 | 249 | 23 |  | Fixed | Roof
NJADRE1557946145 | Administratively Determined Incentive Program | Rosenhayn | 8352 | 19.27 | Residential | Behind the Meter | Yes | Sunrun Installation Services, Inc. | AC Electric |  | Accepted | 2024-10-15 | 2024-10-29 | 2025-10-29 | Solar Panels | HANWHA Q-CELLS | Q.PEAK DUO BLK ML-G10+ 410 |  | 0.41 | 12 | 159 | 30 |  | Fixed | Roof | Garage
NJADRE1557946145 | Administratively Determined Incentive Program | Rosenhayn | 8352 | 19.27 | Residential | Behind the Meter | Yes | Sunrun Installation Services, Inc. | AC Electric |  | Accepted | 2024-10-15 | 2024-10-29 | 2025-10-29 | Inverters | SOLAREDGE TECHNOLOGIES | SE7600H-USMN | 7600 |  | 1 |  |  | 0.99 |  | Outdoor
NJADRE1557946145 | Administratively Determined Incentive Program | Rosenhayn | 8352 | 19.27 | Residential | Behind the Meter | Yes | Sunrun Installation Services, Inc. | AC Electric |  | Accepted | 2024-10-15 | 2024-10-29 | 2025-10-29 | Meters | SOLAREDGE TECHNOLOGIES | SE5700H-USMN |  |  | 1 |  |  |  | Yes | Outdoor
NJADRE1557946145 | Administratively Determined Incentive Program | Rosenhayn | 8352 | 19.27 | Residential | Behind the Meter | Yes | Sunrun Installation Services, Inc. | AC Electric |  | Accepted | 2024-10-15 | 2024-10-29 | 2025-10-29 | Meters | SOLAREDGE TECHNOLOGIES | SE7600H-USMN |  |  | 1 |  |  |  | Yes | Outdoor
NJADRE1557946145 | Administratively Determined Incentive Program | Rosenhayn | 8352 | 19.27 | Residential | Behind the Meter | Yes | Sunrun Installation Services, Inc. | AC Electric |  | Accepted | 2024-10-15 | 2024-10-29 | 2025-10-29 | Solar Panels | HANWHA Q-CELLS | Q.PEAK DUO BLK ML-G10+ 410 |  | 0.41 | 3 | 57 | 23 |  | Fixed | Roof
NJADRE1557947548 | Administratively Determined Incentive Program | Fair Lawn | 7410 | 6.97 | Residential | Behind the Meter | Yes | Sunrun Installation Services, Inc. | PSE&G |  | Accepted | 2024-10-15 | 2024-10-29 | 2025-10-29 | Inverters | SolarEdge Technologies | SE5700H-USMN | 5760 |  | 1 |  |  | 0.99 |  | Outside
NJADRE1557947548 | Administratively Determined Incentive Program | Fair Lawn | 7410 | 6.97 | Residential | Behind the Meter | Yes | Sunrun Installation Services, Inc. | PSE&G |  | Accepted | 2024-10-15 | 2024-10-29 | 2025-10-29 | Solar Panels | Hanwha Q Cells | Q.PEAK DUO BLK ML-G10+ 410 |  | 0.41 | 14 | 160 | 23 |  | Fixed | Roof
NJADRE1557947548 | Administratively Determined Incentive Program | Fair Lawn | 7410 | 6.97 | Residential | Behind the Meter | Yes | Sunrun Installation Services, Inc. | PSE&G |  | Accepted | 2024-10-15 | 2024-10-29 | 2025-10-29 | Solar Panels | Hanwha Q Cells | Q.PEAK DUO BLK ML-G10+ 410 |  | 0.41 | 3 | 340 | 23 |  | Fixed | Roof
NJADRE1557948401 | Administratively Determined Incentive Program | Belle Mead | 8502 | 11.89 | Residential | Behind the Meter | No | Tesla Energy Operations, Inc. | PSE&G |  | Accepted | 2024-10-15 | 2024-10-30 | 2025-10-30 | Solar Panels | Hanwha | Q.PEAK DUO BLK ML-G10.a+/TS 410 |  | 0.41 | 12 | 53 | 37 |  | Fixed | Roof
NJADRE1557948401 | Administratively Determined Incentive Program | Belle Mead | 8502 | 11.89 | Residential | Behind the Meter | No | Tesla Energy Operations, Inc. | PSE&G |  | Accepted | 2024-10-15 | 2024-10-30 | 2025-10-30 | Solar Panels | Hanwha | Q.PEAK DUO BLK ML-G10.a+/TS 410 |  | 0.41 | 3 | 143 | 40 |  | Fixed | Roof
NJADRE1557948401 | Administratively Determined Incentive Program | Belle Mead | 8502 | 11.89 | Residential | Behind the Meter | No | Tesla Energy Operations, Inc. | PSE&G |  | Accepted | 2024-10-15 | 2024-10-30 | 2025-10-30 | Solar Panels | Hanwha | Q.PEAK DUO BLK ML-G10.a+/TS 410Q.PEAK DUO BLK ML-G10.a+ |  | 0.41 | 7 | 143 | 44 |  | Fixed | Roof
NJADRE1557948401 | Administratively Determined Incentive Program | Belle Mead | 8502 | 11.89 | Residential | Behind the Meter | No | Tesla Energy Operations, Inc. | PSE&G |  | Accepted | 2024-10-15 | 2024-10-30 | 2025-10-30 | Solar Panels | Hanwha | Q.PEAK DUO BLK ML-G10.a+/TS 410 |  | 0.41 | 3 | 234 | 37 |  | Fixed | Roof
NJADRE1557948401 | Administratively Determined Incentive Program | Belle Mead | 8502 | 11.89 | Residential | Behind the Meter | No | Tesla Energy Operations, Inc. | PSE&G |  | Accepted | 2024-10-15 | 2024-10-30 | 2025-10-30 | Inverters | Tesla | 1707000-XX-Y | 11500 |  | 1 |  |  | 0.98 |  | Outside
NJADRE1557948401 | Administratively Determined Incentive Program | Belle Mead | 8502 | 11.89 | Residential | Behind the Meter | No | Tesla Energy Operations, Inc. | PSE&G |  | Accepted | 2024-10-15 | 2024-10-30 | 2025-10-30 | Electric Storage Battery | Tesla | Powerwall 3 |  |  | 1 |  |  |  | Lithium Ion |  | OUTSIDE
NJADRE1557948401 | Administratively Determined Incentive Program | Belle Mead | 8502 | 11.89 | Residential | Behind the Meter | No | Tesla Energy Operations, Inc. | PSE&G |  | Accepted | 2024-10-15 | 2024-10-30 | 2025-10-30 | Solar Panels | Hanwha | Q.PEAK DUO BLK ML-G10.a+/TS 410 |  | 0.41 | 4 | 233 | 37 |  | Fixed | Roof
NJADRE1557948923 | Administratively Determined Incentive Program | Roselle Park Boro | 7204 | 6.56 | Residential | Behind the Meter | Yes | Sunrun Installation Services, Inc. | PSE&G |  | Accepted | 2024-10-15 | 2024-10-29 | 2025-10-29 | Solar Panels | Hanwha Q-Cells | Q.PEAK DUO BLK ML-G10+ 410 |  | 0.41 | 8 | 229 | 21 |  | Fixed | Roof
NJADRE1557948923 | Administratively Determined Incentive Program | Roselle Park Boro | 7204 | 6.56 | Residential | Behind the Meter | Yes | Sunrun Installation Services, Inc. | PSE&G |  | Accepted | 2024-10-15 | 2024-10-29 | 2025-10-29 | Solar Panels | Hanwha Q-Cells | Q.PEAK DUO BLK ML-G10+ 410 |  | 0.41 | 8 | 139 | 21 |  | Fixed | Roof
NJADRE1557948923 | Administratively Determined Incentive Program | Roselle Park Boro | 7204 | 6.56 | Residential | Behind the Meter | Yes | Sunrun Installation Services, Inc. | PSE&G |  | Accepted | 2024-10-15 | 2024-10-29 | 2025-10-29 | Inverters | TESLA | Powerwall 3 1707000-xx-y | 11500 |  | 1 |  |  | 0.97 |  | Outdoor | Next to meter
NJADRE1557948923 | Administratively Determined Incentive Program | Roselle Park Boro | 7204 | 6.56 | Residential | Behind the Meter | Yes | Sunrun Installation Services, Inc. | PSE&G |  | Accepted | 2024-10-15 | 2024-10-29 | 2025-10-29 | Electric Storage Battery | TESLA | POWERWALL 3 |  |  | 1 |  |  |  | Lithium Ion |  | Outside
NJADRE1557951214 | Administratively Determined Incentive Program | Newark | 7106 | 6.15 | Residential | Behind the Meter | Yes | Pro Custom Solar dba Momentum Solar | PSE&G |  | Accepted | 2024-10-15 | 2024-10-29 | 2025-10-29 | Inverters | Enphase | IQ8MC-72-M-US | 320 |  | 15 |  |  | 0.97 |  | Outdoor
NJADRE1557951214 | Administratively Determined Incentive Program | Newark | 7106 | 6.15 | Residential | Behind the Meter | Yes | Pro Custom Solar dba Momentum Solar | PSE&G |  | Accepted | 2024-10-15 | 2024-10-29 | 2025-10-29 | Solar Panels | Hanwha | Q.PEAK DUO BLK ML-G10+410 |  | 0.41 | 15 | 22 | 4 |  | Fixed | Roof
NJADRE1557952374 | Administratively Determined Incentive Program | Ridgewood | 7450 | 4.05 | Residential | Behind the Meter | No | SmartRoof LLC | PSE&G |  | Accepted | 2024-10-15 | 2024-10-31 | 2025-10-31 | Solar Panels | GAF | TLS1 |  | 0.046 | 72 | 281 | 27 |  | Fixed | Roof
NJADRE1557952374 | Administratively Determined Incentive Program | Ridgewood | 7450 | 4.05 | Residential | Behind the Meter | No | SmartRoof LLC | PSE&G |  | Accepted | 2024-10-15 | 2024-10-31 | 2025-10-31 | Inverters | DELTA | delta m6 tl us | 6 |  | 1 |  |  | 0.98 |  | Outside
NJADRE1557952374 | Administratively Determined Incentive Program | Ridgewood | 7450 | 4.05 | Residential | Behind the Meter | No | SmartRoof LLC | PSE&G |  | Accepted | 2024-10-15 | 2024-10-31 | 2025-10-31 | Solar Panels | GAF | TLS1 |  | 0.046 | 16 | 281 | 43 |  | Fixed | Roof
NJADRE1557952376 | Administratively Determined Incentive Program | Burlington Twp | 8046 | 5.33 | Residential | Behind the Meter | Yes | Sunrun Installation Services, Inc. | PSE&G |  | Accepted | 2024-10-15 | 2024-10-30 | 2025-10-30 | Inverters | SOLAREDGE TECHNOLOGIES | SE3800H-USMN | 3800 |  | 1 |  |  | 0.99 |  | Indoor
NJADRE1557952376 | Administratively Determined Incentive Program | Burlington Twp | 8046 | 5.33 | Residential | Behind the Meter | Yes | Sunrun Installation Services, Inc. | PSE&G |  | Accepted | 2024-10-15 | 2024-10-30 | 2025-10-30 | Solar Panels | HANWHA Q-CELLS | Q.PEAK DUO BLK ML-G10+ 410 |  | 0.41 | 8 | 153 | 23 |  | Fixed | Roof
NJADRE1557952376 | Administratively Determined Incentive Program | Burlington Twp | 8046 | 5.33 | Residential | Behind the Meter | Yes | Sunrun Installation Services, Inc. | PSE&G |  | Accepted | 2024-10-15 | 2024-10-30 | 2025-10-30 | Solar Panels | HANWHA Q-CELLS | Q.PEAK DUO BLK ML-G10+ 410 |  | 0.41 | 5 | 333 | 22 |  | Fixed | Roof
NJADRE1557952391 | Administratively Determined Incentive Program | Cedarville | 8311 | 11.89 | Residential | Behind the Meter | Yes | EMT Renewables, LLC | AC Electric |  | Accepted | 2024-10-15 | 2024-10-30 | 2025-10-30 | Solar Panels | TRINA | TSM-NE09RC.05 |  | 0.41 | 9 | 75 | 42 |  | Fixed | Roof
NJADRE1557952391 | Administratively Determined Incentive Program | Cedarville | 8311 | 11.89 | Residential | Behind the Meter | Yes | EMT Renewables, LLC | AC Electric |  | Accepted | 2024-10-15 | 2024-10-30 | 2025-10-30 | Solar Panels | TRINA | TSM-NE09RC.05 |  | 0.41 | 8 | 345 | 51 |  | Fixed | Roof
NJADRE1557952391 | Administratively Determined Incentive Program | Cedarville | 8311 | 11.89 | Residential | Behind the Meter | Yes | EMT Renewables, LLC | AC Electric |  | Accepted | 2024-10-15 | 2024-10-30 | 2025-10-30 | Inverters | ENPHASE | IQ8+ | 290 |  | 29 |  |  | 0.98 |  | Other | UNDER EACH PANEL
NJADRE1557952391 | Administratively Determined Incentive Program | Cedarville | 8311 | 11.89 | Residential | Behind the Meter | Yes | EMT Renewables, LLC | AC Electric |  | Accepted | 2024-10-15 | 2024-10-30 | 2025-10-30 | Solar Panels | TRINA | TSM-NE09RC.05 |  | 0.41 | 3 | 165 | 51 |  | Fixed | Roof
NJADRE1557952391 | Administratively Determined Incentive Program | Cedarville | 8311 | 11.89 | Residential | Behind the Meter | Yes | EMT Renewables, LLC | AC Electric |  | Accepted | 2024-10-15 | 2024-10-30 | 2025-10-30 | Solar Panels | TRINA | TSM-NE09RC.05 |  | 0.41 | 9 | 255 | 42 |  | Fixed | Roof
NJADRE1557952433 | Administratively Determined Incentive Program | Pennsauken Twp | 8109 | 10.64 | Residential | Behind the Meter | Yes | Freedom Forever New Jersey, LLC | PSE&G |  | Accepted | 2024-10-15 | 2024-11-05 | 2025-11-05 | Solar Panels | Silfab | SIL-380 HC |  | 0.38 | 9 | 146 | 18 |  | Fixed | Roof
NJADRE1557952433 | Administratively Determined Incentive Program | Pennsauken Twp | 8109 | 10.64 | Residential | Behind the Meter | Yes | Freedom Forever New Jersey, LLC | PSE&G |  | Accepted | 2024-10-15 | 2024-11-05 | 2025-11-05 | Solar Panels | Silfab | SIL-380 HC |  | 0.38 | 19 | 236 | 18 |  | Fixed | Roof
NJADRE1557952433 | Administratively Determined Incentive Program | Pennsauken Twp | 8109 | 10.64 | Residential | Behind the Meter | Yes | Freedom Forever New Jersey, LLC | PSE&G |  | Accepted | 2024-10-15 | 2024-11-05 | 2025-11-05 | Inverters | Solar Edge | SE10000H-USRGM [SI1] | 10000 |  | 1 |  |  | 0.99 |  | Outside
NJADRE1557952462 | Administratively Determined Incentive Program | Maywood | 7607 | 4.51 | Residential | Behind the Meter | Yes | Freedom Forever New Jersey, LLC | PSE&G |  | Accepted | 2024-10-15 | 2024-10-30 | 2025-10-30 | Solar Panels | Hanwha | Q.PEAK DUO BLK ML-G10+ 410 |  | 0.41 | 2 | 37 | 46 |  | Fixed | Roof
NJADRE1557952462 | Administratively Determined Incentive Program | Maywood | 7607 | 4.51 | Residential | Behind the Meter | Yes | Freedom Forever New Jersey, LLC | PSE&G |  | Accepted | 2024-10-15 | 2024-10-30 | 2025-10-30 | Solar Panels | Hanwha | Q.PEAK DUO BLK ML-G10+ 410 |  | 0.41 | 4 | 217 | 10 |  | Fixed | Roof
NJADRE1557952462 | Administratively Determined Incentive Program | Maywood | 7607 | 4.51 | Residential | Behind the Meter | Yes | Freedom Forever New Jersey, LLC | PSE&G |  | Accepted | 2024-10-15 | 2024-10-30 | 2025-10-30 | Inverters | Solar Edge | SE3800H-USMNBBL | 3800 |  | 1 |  |  | 0.99 |  | Outdoor
NJADRE1557952462 | Administratively Determined Incentive Program | Maywood | 7607 | 4.51 | Residential | Behind the Meter | Yes | Freedom Forever New Jersey, LLC | PSE&G |  | Accepted | 2024-10-15 | 2024-10-30 | 2025-10-30 | Solar Panels | Hanwha | Q.PEAK DUO BLK ML-G10+ 410 |  | 0.41 | 5 | 306 | 13 |  | Fixed | Roof
NJADRE1557952512 | Administratively Determined Incentive Program | Vineland | 8361 | 11.07 | Residential | Behind the Meter | Yes | Sunrun Installation Services, Inc. | Vineland Muni Electric |  | Accepted | 2024-10-15 | 2024-10-30 | 2025-10-30 | Inverters | SolarEdge Technologies | SE10000H-USMN | 10000 |  | 1 |  |  | 0.99 |  | Outdoor
NJADRE1557952512 | Administratively Determined Incentive Program | Vineland | 8361 | 11.07 | Residential | Behind the Meter | Yes | Sunrun Installation Services, Inc. | Vineland Muni Electric |  | Accepted | 2024-10-15 | 2024-10-30 | 2025-10-30 | Solar Panels | Hanwha Q Cells | Q.PEAK DUO BLK ML-G10+ 410 |  | 0.41 | 17 | 273 | 34 |  | Fixed | Roof
NJADRE1557952512 | Administratively Determined Incentive Program | Vineland | 8361 | 11.07 | Residential | Behind the Meter | Yes | Sunrun Installation Services, Inc. | Vineland Muni Electric |  | Accepted | 2024-10-15 | 2024-10-30 | 2025-10-30 | Solar Panels | Hanwha Q Cells | Q.PEAK DUO BLK ML-G10+ 410 |  | 0.41 | 10 | 183 | 34 |  | Fixed | Roof
NJADRE1557952592 | Administratively Determined Incentive Program | Scotch Plains | 7076 | 16 | Residential | Behind the Meter | No | Public Service Solar, LLC | PSE&G |  | Accepted | 2024-10-15 | 2024-10-30 | 2025-10-30 | Solar Panels | Panasonic | EVPV400HK |  | 0.4 | 16 | 307 | 34 |  | Fixed | Roof
NJADRE1557952592 | Administratively Determined Incentive Program | Scotch Plains | 7076 | 16 | Residential | Behind the Meter | No | Public Service Solar, LLC | PSE&G |  | Accepted | 2024-10-15 | 2024-10-30 | 2025-10-30 | Solar Panels | Panasonic | EVPV400HK |  | 0.4 | 24 | 127 | 34 |  | Fixed | Roof
NJADRE1557952672 | Administratively Determined Incentive Program | Cresskill | 7626 | 3.28 | Residential | Behind the Meter | Yes | Sunrun Installation Services, Inc. | Orange Rockland Electric |  | Accepted | 2024-10-15 | 2024-10-30 | 2025-10-30 | Inverters | Tesla | Powerwall 3 1707000-xx-y | 11500 |  | 1 |  |  | 0.97 |  | Outdoor
NJADRE1557952672 | Administratively Determined Incentive Program | Cresskill | 7626 | 3.28 | Residential | Behind the Meter | Yes | Sunrun Installation Services, Inc. | Orange Rockland Electric |  | Accepted | 2024-10-15 | 2024-10-30 | 2025-10-30 | Electric Storage Battery | Tesla | Powerwall 3 1707000-xx-y |  |  | 1 |  |  |  | Lithium Ion |  | OUTSIDE
NJADRE1557952672 | Administratively Determined Incentive Program | Cresskill | 7626 | 3.28 | Residential | Behind the Meter | Yes | Sunrun Installation Services, Inc. | Orange Rockland Electric |  | Accepted | 2024-10-15 | 2024-10-30 | 2025-10-30 | Solar Panels | Hanwha Q Cells | Q.PEAK DUO BLK ML-G10+ 410 |  | 0.41 | 8 | 176 | 40 |  | Fixed | Roof
NJADRE1557953316 | Administratively Determined Incentive Program | Fair Lawn | 7410 | 8.2 | Residential | Behind the Meter | No | Sunrun Installation Services, Inc. | PSE&G |  | Accepted | 2024-10-15 | 2024-10-30 | 2025-10-30 | Inverters | SolarEdge Technologies | SE5700H-USMN | 5760 |  | 1 |  |  | 0.99 |  | Outside
NJADRE1557953316 | Administratively Determined Incentive Program | Fair Lawn | 7410 | 8.2 | Residential | Behind the Meter | No | Sunrun Installation Services, Inc. | PSE&G |  | Accepted | 2024-10-15 | 2024-10-30 | 2025-10-30 | Solar Panels | Hanwha Q Cells | Q.PEAK DUO BLK ML-G10+ 410 |  | 0.41 | 20 | 101 | 23 |  | Fixed | Roof
NJADRE1557956794 | Administratively Determined Incentive Program | OLD BRIDGE | 8857 | 13.12 | Residential | Behind the Meter | Yes | Sunrun Installation Services, Inc. | JCP&L |  | Accepted | 2024-10-16 | 2024-10-30 | 2025-10-30 | Solar Panels | Hanwha Q-Cells | Q.PEAK DUO BLK ML-G10+ 410 |  | 0.41 | 4 | 241 | 14 |  | Fixed | Roof
NJADRE1557956794 | Administratively Determined Incentive Program | OLD BRIDGE | 8857 | 13.12 | Residential | Behind the Meter | Yes | Sunrun Installation Services, Inc. | JCP&L |  | Accepted | 2024-10-16 | 2024-10-30 | 2025-10-30 | Inverters | SolarEdge Technologies | SE10000H-USMN | 10000 |  | 1 |  |  | 0.99 |  | Outdoor | Next to meter
NJADRE1557956794 | Administratively Determined Incentive Program | OLD BRIDGE | 8857 | 13.12 | Residential | Behind the Meter | Yes | Sunrun Installation Services, Inc. | JCP&L |  | Accepted | 2024-10-16 | 2024-10-30 | 2025-10-30 | Solar Panels | Hanwha Q-Cells | Q.PEAK DUO BLK ML-G10+ 410 |  | 0.41 | 2 | 241 | 18 |  | Fixed | Roof
NJADRE1557956794 | Administratively Determined Incentive Program | OLD BRIDGE | 8857 | 13.12 | Residential | Behind the Meter | Yes | Sunrun Installation Services, Inc. | JCP&L |  | Accepted | 2024-10-16 | 2024-10-30 | 2025-10-30 | Solar Panels | Hanwha Q-Cells | Q.PEAK DUO BLK ML-G10+ 410 |  | 0.41 | 8 | 242 | 18 |  | Fixed | Roof
NJADRE1557956794 | Administratively Determined Incentive Program | OLD BRIDGE | 8857 | 13.12 | Residential | Behind the Meter | Yes | Sunrun Installation Services, Inc. | JCP&L |  | Accepted | 2024-10-16 | 2024-10-30 | 2025-10-30 | Solar Panels | Hanwha Q-Cells | Q.PEAK DUO BLK ML-G10+ 410 |  | 0.41 | 18 | 62 | 19 |  | Fixed | Roof
NJADRE1557956812 | Administratively Determined Incentive Program | Englewood | 7631 | 5.81 | Residential | Behind the Meter | Yes | SunnyMac, LLC | PSE&G |  | Accepted | 2024-10-16 | 2024-10-30 | 2025-10-30 | Solar Panels | HANWHA | Q.PEAK DUO BLK ML-G10+ 415W |  | 0.415 | 8 | 262 | 34 |  | Fixed | Roof
NJADRE1557956812 | Administratively Determined Incentive Program | Englewood | 7631 | 5.81 | Residential | Behind the Meter | Yes | SunnyMac, LLC | PSE&G |  | Accepted | 2024-10-16 | 2024-10-30 | 2025-10-30 | Inverters | SOLAREDGE HOME HUB | SE5700H-US | 5700 |  | 1 |  |  | 0.99 |  | Outdoor | next to meter
NJADRE1557956812 | Administratively Determined Incentive Program | Englewood | 7631 | 5.81 | Residential | Behind the Meter | Yes | SunnyMac, LLC | PSE&G |  | Accepted | 2024-10-16 | 2024-10-30 | 2025-10-30 | Solar Panels | HANWHA | Q.PEAK DUO BLK ML-G10+ 415W |  | 0.415 | 6 | 82 | 34 |  | Fixed | Roof
NJADRE1557956898 | Administratively Determined Incentive Program | Hamilton | 8610 | 6.64 | Residential | Behind the Meter | Yes | SunnyMac, LLC | PSE&G |  | Accepted | 2024-10-16 | 2024-10-30 | 2025-10-30 | Solar Panels | HANWHA | Q.PEAK DUO BLK ML-G10+ 415W |  | 0.415 | 6 | 169 | 38 |  | Fixed | Roof
NJADRE1557956898 | Administratively Determined Incentive Program | Hamilton | 8610 | 6.64 | Residential | Behind the Meter | Yes | SunnyMac, LLC | PSE&G |  | Accepted | 2024-10-16 | 2024-10-30 | 2025-10-30 | Solar Panels | HANWHA | Q.PEAK DUO BLK ML-G10+ 415W |  | 0.415 | 8 | 349 | 12 |  | Fixed | Roof
NJADRE1557956898 | Administratively Determined Incentive Program | Hamilton | 8610 | 6.64 | Residential | Behind the Meter | Yes | SunnyMac, LLC | PSE&G |  | Accepted | 2024-10-16 | 2024-10-30 | 2025-10-30 | Inverters | SOLAREDGE HOME HUB | SE5700H-US | 5700 |  | 1 |  |  | 0.99 |  | Outdoor | next to meter
NJADRE1557956898 | Administratively Determined Incentive Program | Hamilton | 8610 | 6.64 | Residential | Behind the Meter | Yes | SunnyMac, LLC | PSE&G |  | Accepted | 2024-10-16 | 2024-10-30 | 2025-10-30 | Solar Panels | HANWHA | Q.PEAK DUO BLK ML-G10+ 415W |  | 0.415 | 2 | 169 | 38 |  | Fixed | Roof
NJADRE1557956974 | Administratively Determined Incentive Program | MILLTOWN | 8850 | 10.25 | Residential | Behind the Meter | Yes | Trinity Solar, LLC | Milltown |  | Accepted | 2024-10-16 | 2024-10-30 | 2025-10-30 | Solar Panels | HANWHA | Q.PEAK DUO BLK ML-G10+ 410 |  | 0.41 | 19 | 220 | 26 |  | Fixed | Roof
NJADRE1557956974 | Administratively Determined Incentive Program | MILLTOWN | 8850 | 10.25 | Residential | Behind the Meter | Yes | Trinity Solar, LLC | Milltown |  | Accepted | 2024-10-16 | 2024-10-30 | 2025-10-30 | Solar Panels | HANWHA | Q.PEAK DUO BLK ML-G10+ 410 |  | 0.41 | 6 | 130 | 27 |  | Fixed | Roof
NJADRE1557956974 | Administratively Determined Incentive Program | MILLTOWN | 8850 | 10.25 | Residential | Behind the Meter | Yes | Trinity Solar, LLC | Milltown |  | Accepted | 2024-10-16 | 2024-10-30 | 2025-10-30 | Inverters | TESLA | 1538000-XX-Y | 7600 |  | 1 |  |  | 0.986 |  | Outside
NJADRE1557956987 | Administratively Determined Incentive Program | CARTERET | 7008 | 7.6 | Residential | Behind the Meter | Yes | Pro Custom Solar dba Momentum Solar | PSE&G |  | Accepted | 2024-10-16 | 2024-10-30 | 2025-10-30 | Inverters | Enphase | IQ8MC-72-M-US | 320 |  | 19 |  |  | 0.97 |  | Outdoor
NJADRE1557956987 | Administratively Determined Incentive Program | CARTERET | 7008 | 7.6 | Residential | Behind the Meter | Yes | Pro Custom Solar dba Momentum Solar | PSE&G |  | Accepted | 2024-10-16 | 2024-10-30 | 2025-10-30 | Solar Panels | Hanwha | Q.PEAK DUO BLK ML-G10+400 |  | 0.4 | 3 | 12 | 25 |  | Fixed | Roof
NJADRE1557956987 | Administratively Determined Incentive Program | CARTERET | 7008 | 7.6 | Residential | Behind the Meter | Yes | Pro Custom Solar dba Momentum Solar | PSE&G |  | Accepted | 2024-10-16 | 2024-10-30 | 2025-10-30 | Solar Panels | Hanwha | Q.PEAK DUO BLK ML-G10+400 |  | 0.4 | 10 | 192 | 17 |  | Fixed | Roof
NJADRE1557956987 | Administratively Determined Incentive Program | CARTERET | 7008 | 7.6 | Residential | Behind the Meter | Yes | Pro Custom Solar dba Momentum Solar | PSE&G |  | Accepted | 2024-10-16 | 2024-10-30 | 2025-10-30 | Solar Panels | Hanwha | Q.PEAK DUO BLK ML-G10+400 |  | 0.4 | 6 | 192 | 34 |  | Fixed | Roof
NJADRE1557957011 | Administratively Determined Incentive Program | Salem | 8079 | 14.35 | Residential | Behind the Meter | Yes | Sunrun Installation Services, Inc. | AC Electric |  | Accepted | 2024-10-16 | 2024-10-31 | 2025-10-31 | Inverters | TESLA | POWERWALL 3 1707000-XX-Y | 11500 |  | 1 |  |  | 0.97 |  | Outdoor
NJADRE1557957011 | Administratively Determined Incentive Program | Salem | 8079 | 14.35 | Residential | Behind the Meter | Yes | Sunrun Installation Services, Inc. | AC Electric |  | Accepted | 2024-10-16 | 2024-10-31 | 2025-10-31 | Solar Panels | HANWHA Q-CELLS | Q.PEAK DUO BLK ML-G10+ 410 |  | 0.41 | 17 | 128 | 21 |  | Fixed | Roof
NJADRE1557957011 | Administratively Determined Incentive Program | Salem | 8079 | 14.35 | Residential | Behind the Meter | Yes | Sunrun Installation Services, Inc. | AC Electric |  | Accepted | 2024-10-16 | 2024-10-31 | 2025-10-31 | Solar Panels | HANWHA Q-CELLS | Q.PEAK DUO BLK ML-G10+ 410 |  | 0.41 | 18 | 308 | 19 |  | Fixed | Roof
NJADRE1557957011 | Administratively Determined Incentive Program | Salem | 8079 | 14.35 | Residential | Behind the Meter | Yes | Sunrun Installation Services, Inc. | AC Electric |  | Accepted | 2024-10-16 | 2024-10-31 | 2025-10-31 | Electric Storage Battery | TESLA | POWERWALL 3 1707000-XX-Y |  |  | 1 |  |  |  | Lithium Ion |  | OUTSIDE
NJADRE1557957023 | Administratively Determined Incentive Program | EAST ORANGE | 7018 | 2.05 | Residential | Behind the Meter | Yes | Trinity Solar, LLC | PSE&G |  | Accepted | 2024-10-16 | 2024-10-30 | 2025-10-30 | Solar Panels | HANWHA | Q.PEAK DUO BLK ML-G10+ 410 |  | 0.41 | 5 | 200 | 45 |  | Fixed | Roof
NJADRE1557957023 | Administratively Determined Incentive Program | EAST ORANGE | 7018 | 2.05 | Residential | Behind the Meter | Yes | Trinity Solar, LLC | PSE&G |  | Accepted | 2024-10-16 | 2024-10-30 | 2025-10-30 | Inverters | Enphase | (IQ8PLUS-72-2-US) | 290 |  | 5 |  |  | 0.97 |  | Outside
NJADRE1557957035 | Administratively Determined Incentive Program | Little Egg Harbor Twp | 8087 | 9.84 | Residential | Behind the Meter | Yes | Trinity Solar, LLC | AC Electric |  | Accepted | 2024-10-16 | 2024-10-30 | 2025-10-30 | Solar Panels | HANWHA | HANWHA 410 (Q.PEAK DUO BLK ML-G10+ 410) |  | 0.41 | 8 | 95 | 23 |  | Fixed | Roof
NJADRE1557957035 | Administratively Determined Incentive Program | Little Egg Harbor Twp | 8087 | 9.84 | Residential | Behind the Meter | Yes | Trinity Solar, LLC | AC Electric |  | Accepted | 2024-10-16 | 2024-10-30 | 2025-10-30 | Inverters | Tesla (PV Only) | 1538000-45-X | 7600 |  | 1 |  |  | 0.97 |  | Outside
NJADRE1557957035 | Administratively Determined Incentive Program | Little Egg Harbor Twp | 8087 | 9.84 | Residential | Behind the Meter | Yes | Trinity Solar, LLC | AC Electric |  | Accepted | 2024-10-16 | 2024-10-30 | 2025-10-30 | Solar Panels | HANWHA | HANWHA 410 (Q.PEAK DUO BLK ML-G10+ 410) |  | 0.41 | 16 | 275 | 23 |  | Fixed | Roof
NJADRE1557957044 | Administratively Determined Incentive Program | Pleasantville | 8232 | 4.92 | Residential | Behind the Meter | Yes | EMT Renewables, LLC | AC Electric |  | Accepted | 2024-10-16 | 2024-10-31 | 2025-10-31 | Inverters | ENPHASE | IQ8+ | 290 |  | 12 |  |  | 0.98 |  | Other | UNDER EACH PANEL
NJADRE1557957044 | Administratively Determined Incentive Program | Pleasantville | 8232 | 4.92 | Residential | Behind the Meter | Yes | EMT Renewables, LLC | AC Electric |  | Accepted | 2024-10-16 | 2024-10-31 | 2025-10-31 | Solar Panels | TRINA | TSM-NE09RC.05 |  | 0.41 | 4 | 26 | 12 |  | Fixed | Roof
NJADRE1557957044 | Administratively Determined Incentive Program | Pleasantville | 8232 | 4.92 | Residential | Behind the Meter | Yes | EMT Renewables, LLC | AC Electric |  | Accepted | 2024-10-16 | 2024-10-31 | 2025-10-31 | Solar Panels | TRINA | TSM-NE09RC.05 |  | 0.41 | 4 | 26 | 22 |  | Fixed | Roof
NJADRE1557957044 | Administratively Determined Incentive Program | Pleasantville | 8232 | 4.92 | Residential | Behind the Meter | Yes | EMT Renewables, LLC | AC Electric |  | Accepted | 2024-10-16 | 2024-10-31 | 2025-10-31 | Solar Panels | TRINA | TSM-NE09RC.05 |  | 0.41 | 4 | 26 | 22 |  | Fixed | Roof
NJADRE1557957213 | Administratively Determined Incentive Program | Deptford Twp | 8096 | 7.11 | Residential | Behind the Meter | Yes | Team Sunshine Construction, LLC | PSE&G |  | Accepted | 2024-10-16 | 2024-11-07 | 2025-11-07 | Inverters | ENPHASE | IQ8M-72-2-US | 330 |  | 18 |  |  | 0.98 |  | Outdoor
NJADRE1557957213 | Administratively Determined Incentive Program | Deptford Twp | 8096 | 7.11 | Residential | Behind the Meter | Yes | Team Sunshine Construction, LLC | PSE&G |  | Accepted | 2024-10-16 | 2024-11-07 | 2025-11-07 | Solar Panels | LONGI | LR5-54HABB-395M |  | 0.395 | 7 | 188 | 18 |  | Fixed | Roof
NJADRE1557957213 | Administratively Determined Incentive Program | Deptford Twp | 8096 | 7.11 | Residential | Behind the Meter | Yes | Team Sunshine Construction, LLC | PSE&G |  | Accepted | 2024-10-16 | 2024-11-07 | 2025-11-07 | Solar Panels | LONGI | LR5-54HABB-395M |  | 0.395 | 6 | 98 | 18 |  | Fixed | Roof
NJADRE1557957213 | Administratively Determined Incentive Program | Deptford Twp | 8096 | 7.11 | Residential | Behind the Meter | Yes | Team Sunshine Construction, LLC | PSE&G |  | Accepted | 2024-10-16 | 2024-11-07 | 2025-11-07 | Solar Panels | LONGI | LR5-54HABB-395M |  | 0.395 | 5 | 8 | 18 |  | Fixed | Roof
NJADRE1557957308 | Administratively Determined Incentive Program | PROSPECT PARK | 7508 | 6.97 | Residential | Behind the Meter | Yes | Sunrun Installation Services, Inc. | PSE&G |  | Accepted | 2024-10-16 | 2024-10-30 | 2025-10-30 | Inverters | SOLAREDGE TECHNOLOGIES | SE5700H-USMN | 5760 |  | 1 |  |  | 0.99 |  | Outdoor
NJADRE1557957308 | Administratively Determined Incentive Program | PROSPECT PARK | 7508 | 6.97 | Residential | Behind the Meter | Yes | Sunrun Installation Services, Inc. | PSE&G |  | Accepted | 2024-10-16 | 2024-10-30 | 2025-10-30 | Solar Panels | HANWHA Q-CELLS | Q.PEAK DUO BLK ML-G10+ 410 |  | 0.41 | 3 | 66 | 23 |  | Fixed | Roof
NJADRE1557957308 | Administratively Determined Incentive Program | PROSPECT PARK | 7508 | 6.97 | Residential | Behind the Meter | Yes | Sunrun Installation Services, Inc. | PSE&G |  | Accepted | 2024-10-16 | 2024-10-30 | 2025-10-30 | Solar Panels | HANWHA Q-CELLS | Q.PEAK DUO BLK ML-G10+ 410 |  | 0.41 | 7 | 246 | 43 |  | Fixed | Roof
NJADRE1557957308 | Administratively Determined Incentive Program | PROSPECT PARK | 7508 | 6.97 | Residential | Behind the Meter | Yes | Sunrun Installation Services, Inc. | PSE&G |  | Accepted | 2024-10-16 | 2024-10-30 | 2025-10-30 | Solar Panels | HANWHA Q-CELLS | Q.PEAK DUO BLK ML-G10+ 410 |  | 0.41 | 5 | 65 | 43 |  | Fixed | Roof
NJADRE1557957308 | Administratively Determined Incentive Program | PROSPECT PARK | 7508 | 6.97 | Residential | Behind the Meter | Yes | Sunrun Installation Services, Inc. | PSE&G |  | Accepted | 2024-10-16 | 2024-10-30 | 2025-10-30 | Solar Panels | HANWHA Q-CELLS | Q.PEAK DUO BLK ML-G10+ 410 |  | 0.41 | 2 | 245 | 23 |  | Fixed | Roof
NJADRE1557957337 | Administratively Determined Incentive Program | LODI | 7644 | 12.3 | Residential | Behind the Meter | Yes | Sunrun Installation Services, Inc. | PSE&G |  | Accepted | 2024-10-16 | 2024-10-30 | 2025-10-30 | Inverters | SolarEdge Technologies | SE10000H-USMN | 10000 |  | 1 |  |  | 0.99 |  | Outdoor | Next to meter
NJADRE1557957337 | Administratively Determined Incentive Program | LODI | 7644 | 12.3 | Residential | Behind the Meter | Yes | Sunrun Installation Services, Inc. | PSE&G |  | Accepted | 2024-10-16 | 2024-10-30 | 2025-10-30 | Solar Panels | Hanwha Q-Cells | Q.PEAK DUO BLK ML-G10+ 410 |  | 0.41 | 8 | 129 | 19 |  | Fixed | Roof
NJADRE1557957337 | Administratively Determined Incentive Program | LODI | 7644 | 12.3 | Residential | Behind the Meter | Yes | Sunrun Installation Services, Inc. | PSE&G |  | Accepted | 2024-10-16 | 2024-10-30 | 2025-10-30 | Solar Panels | Hanwha Q-Cells | Q.PEAK DUO BLK ML-G10+ 410 |  | 0.41 | 9 | 217 | 19 |  | Fixed | Roof
NJADRE1557957337 | Administratively Determined Incentive Program | LODI | 7644 | 12.3 | Residential | Behind the Meter | Yes | Sunrun Installation Services, Inc. | PSE&G |  | Accepted | 2024-10-16 | 2024-10-30 | 2025-10-30 | Solar Panels | Hanwha Q-Cells | Q.PEAK DUO BLK ML-G10+ 410 |  | 0.41 | 13 | 38 | 19 |  | Fixed | Roof
NJADRE1557957345 | Administratively Determined Incentive Program | NEWARK | 7112 | 11.07 | Residential | Behind the Meter | Yes | Pro Custom Solar dba Momentum Solar | PSE&G |  | Accepted | 2024-10-16 | 2024-10-30 | 2025-10-30 | Solar Panels | Hanwha | Q.PEAK DUO BLK ML-G10+410 |  | 0.41 | 13 | 108 | 28 |  | Fixed | Roof
NJADRE1557957345 | Administratively Determined Incentive Program | NEWARK | 7112 | 11.07 | Residential | Behind the Meter | Yes | Pro Custom Solar dba Momentum Solar | PSE&G |  | Accepted | 2024-10-16 | 2024-10-30 | 2025-10-30 | Inverters | Enphase | IQ8MC-72-M-US | 320 |  | 27 |  |  | 0.97 |  | Outdoor
NJADRE1557957345 | Administratively Determined Incentive Program | NEWARK | 7112 | 11.07 | Residential | Behind the Meter | Yes | Pro Custom Solar dba Momentum Solar | PSE&G |  | Accepted | 2024-10-16 | 2024-10-30 | 2025-10-30 | Solar Panels | Hanwha | Q.PEAK DUO BLK ML-G10+410 |  | 0.41 | 14 | 288 | 28 |  | Fixed | Roof
NJADRE1557962017 | Administratively Determined Incentive Program | PATERSON | 7522 | 3.2 | Residential | Behind the Meter | Yes | Fusion Solar Energy, LLC | PSE&G |  | Accepted | 2024-10-16 | 2024-10-31 | 2025-10-31 | Solar Panels | LONGI | LR5-54HABB-400M |  | 0.4 | 3 | 139.01 | 34 |  | Fixed | Roof
NJADRE1557962017 | Administratively Determined Incentive Program | PATERSON | 7522 | 3.2 | Residential | Behind the Meter | Yes | Fusion Solar Energy, LLC | PSE&G |  | Accepted | 2024-10-16 | 2024-10-31 | 2025-10-31 | Solar Panels | LONGI | LR5-54HABB-400M |  | 0.4 | 1 | 139.01 | 32 |  | Fixed | Roof
NJADRE1557962017 | Administratively Determined Incentive Program | PATERSON | 7522 | 3.2 | Residential | Behind the Meter | Yes | Fusion Solar Energy, LLC | PSE&G |  | Accepted | 2024-10-16 | 2024-10-31 | 2025-10-31 | Solar Panels | LONGI | LR5-54HABB-400M |  | 0.4 | 3 | 228.64 | 24 |  | Fixed | Roof
NJADRE1557962017 | Administratively Determined Incentive Program | PATERSON | 7522 | 3.2 | Residential | Behind the Meter | Yes | Fusion Solar Energy, LLC | PSE&G |  | Accepted | 2024-10-16 | 2024-10-31 | 2025-10-31 | Solar Panels | LONGI | LR5-54HABB-400M |  | 0.4 | 1 | 229.98 | 53 |  | Fixed | Roof
NJADRE1557962017 | Administratively Determined Incentive Program | PATERSON | 7522 | 3.2 | Residential | Behind the Meter | Yes | Fusion Solar Energy, LLC | PSE&G |  | Accepted | 2024-10-16 | 2024-10-31 | 2025-10-31 | Inverters | Enphase | IQ8HC-72-M-DOM-US | 380 |  | 8 |  |  | 0.97 |  | Outside | Roof
NJADRE1557964441 | Administratively Determined Incentive Program | Woodbine | 8270 | 23.78 | Residential | Behind the Meter | Yes | Trinity Solar, LLC | AC Electric |  | Accepted | 2024-10-16 | 2024-10-31 | 2025-10-31 | Solar Panels | HANWHA | Q.PEAK DUO BLK ML-G10+ 410 |  | 0.41 | 5 | 205 | 38 |  | Fixed | Roof
NJADRE1557964441 | Administratively Determined Incentive Program | Woodbine | 8270 | 23.78 | Residential | Behind the Meter | Yes | Trinity Solar, LLC | AC Electric |  | Accepted | 2024-10-16 | 2024-10-31 | 2025-10-31 | Solar Panels | HANWHA | Q.PEAK DUO BLK ML-G10+ 410 |  | 0.41 | 15 | 25 | 8 |  | Fixed | Roof
NJADRE1557964441 | Administratively Determined Incentive Program | Woodbine | 8270 | 23.78 | Residential | Behind the Meter | Yes | Trinity Solar, LLC | AC Electric |  | Accepted | 2024-10-16 | 2024-10-31 | 2025-10-31 | Solar Panels | HANWHA | Q.PEAK DUO BLK ML-G10+ 410 |  | 0.41 | 2 | 205 | 30 |  | Fixed | Roof
NJADRE1557964441 | Administratively Determined Incentive Program | Woodbine | 8270 | 23.78 | Residential | Behind the Meter | Yes | Trinity Solar, LLC | AC Electric |  | Accepted | 2024-10-16 | 2024-10-31 | 2025-10-31 | Solar Panels | HANWHA | Q.PEAK DUO BLK ML-G10+ 410 |  | 0.41 | 12 | 205 | 30 |  | Fixed | Roof
NJADRE1557964441 | Administratively Determined Incentive Program | Woodbine | 8270 | 23.78 | Residential | Behind the Meter | Yes | Trinity Solar, LLC | AC Electric |  | Accepted | 2024-10-16 | 2024-10-31 | 2025-10-31 | Solar Panels | HANWHA | Q.PEAK DUO BLK ML-G10+ 410 |  | 0.41 | 7 | 205 | 34 |  | Fixed | Roof
NJADRE1557964441 | Administratively Determined Incentive Program | Woodbine | 8270 | 23.78 | Residential | Behind the Meter | Yes | Trinity Solar, LLC | AC Electric |  | Accepted | 2024-10-16 | 2024-10-31 | 2025-10-31 | Inverters | TESLA | Tesla 5.7KW 1538000-XX-Y | 5700 |  | 2 |  |  | 0.986 |  | Outside
NJADRE1557964441 | Administratively Determined Incentive Program | Woodbine | 8270 | 23.78 | Residential | Behind the Meter | Yes | Trinity Solar, LLC | AC Electric |  | Accepted | 2024-10-16 | 2024-10-31 | 2025-10-31 | Solar Panels | HANWHA | Q.PEAK DUO BLK ML-G10+ 410 |  | 0.41 | 17 | 25 | 30 |  | Fixed | Roof
NJADRE1557964441 | Administratively Determined Incentive Program | Woodbine | 8270 | 23.78 | Residential | Behind the Meter | Yes | Trinity Solar, LLC | AC Electric |  | Accepted | 2024-10-16 | 2024-10-31 | 2025-10-31 | Inverters | TESLA | Tesla 7.6KW 1538000-XX-Y | 7600 |  | 1 |  |  | 0.986 |  | Outside
NJADRE1557964678 | Administratively Determined Incentive Program | CRANBURY | 8512 | 10.25 | Residential | Behind the Meter | Yes | Sunrun Installation Services, Inc. | PSE&G |  | Accepted | 2024-10-16 | 2024-10-31 | 2025-10-31 | Electric Storage Battery | TESLA | POWERWALL 3 |  |  | 2 |  |  |  | Lithium Ion |  | Inside
NJADRE1557964678 | Administratively Determined Incentive Program | CRANBURY | 8512 | 10.25 | Residential | Behind the Meter | Yes | Sunrun Installation Services, Inc. | PSE&G |  | Accepted | 2024-10-16 | 2024-10-31 | 2025-10-31 | Solar Panels | Hanwha Q-Cells | Q.PEAK DUO BLK ML-G10+ 410 |  | 0.41 | 10 | 176 | 24 |  | Fixed | Roof
NJADRE1557964678 | Administratively Determined Incentive Program | CRANBURY | 8512 | 10.25 | Residential | Behind the Meter | Yes | Sunrun Installation Services, Inc. | PSE&G |  | Accepted | 2024-10-16 | 2024-10-31 | 2025-10-31 | Inverters | TESLA | Powerwall 3 1707000-xx-y | 23000 |  | 2 |  |  | 0.97 |  | Indoor | Next to meter
NJADRE1557964678 | Administratively Determined Incentive Program | CRANBURY | 8512 | 10.25 | Residential | Behind the Meter | Yes | Sunrun Installation Services, Inc. | PSE&G |  | Accepted | 2024-10-16 | 2024-10-31 | 2025-10-31 | Solar Panels | Hanwha Q-Cells | Q.PEAK DUO BLK ML-G10+ 410 |  | 0.41 | 15 | 356 | 25 |  | Fixed | Roof
NJADRE1557964785 | Administratively Determined Incentive Program | HIGHTSTOWN | 8520 | 4.1 | Residential | Behind the Meter | Yes | Pro Custom Solar dba Momentum Solar | JCP&L |  | Accepted | 2024-10-16 | 2024-10-31 | 2025-10-31 | Inverters | Enphase | IQ8MC-72-M-US | 320 |  | 10 |  |  | 0.97 |  | Outdoor
NJADRE1557964785 | Administratively Determined Incentive Program | HIGHTSTOWN | 8520 | 4.1 | Residential | Behind the Meter | Yes | Pro Custom Solar dba Momentum Solar | JCP&L |  | Accepted | 2024-10-16 | 2024-10-31 | 2025-10-31 | Solar Panels | Hanwha | Q.PEAK DUO BLK ML-G10+410 |  | 0.41 | 10 | 191 | 18 |  | Fixed | Roof
NJADRE1557964816 | Administratively Determined Incentive Program | Cedar Grove | 7009 | 4.8 | Residential | Behind the Meter | Yes | PosiGen Developer, LLC | PSE&G |  | Accepted | 2024-10-16 | 2024-10-31 | 2025-10-31 | Inverters | SOLAREDGE | SE5700H-US | 5700 |  | 1 |  |  | 0.99 |  | Outside | Within ten feet of meter
NJADRE1557964816 | Administratively Determined Incentive Program | Cedar Grove | 7009 | 4.8 | Residential | Behind the Meter | Yes | PosiGen Developer, LLC | PSE&G |  | Accepted | 2024-10-16 | 2024-10-31 | 2025-10-31 | Solar Panels | SILFAB | SIL-400 HC+ |  | 0.4 | 12 | 182 | 30 |  | Fixed | Roof
NJADRE1557965053 | Administratively Determined Incentive Program | BASKING RIDGE | 7920 | 1864.48 | Commercial | Behind the Meter | No | Distributed Solar Operations, LLC | JCP&L |  | Registration On Hold-PTO Prior to Acceptance | 2024-10-24 |  |  | Inverters | SMA America | STP62-US-41 | 62500 |  | 24 |  |  | 0.98 |  | Outdoor | parking lot
NJADRE1557965053 | Administratively Determined Incentive Program | BASKING RIDGE | 7920 | 1864.48 | Commercial | Behind the Meter | No | Distributed Solar Operations, LLC | JCP&L |  | Registration On Hold-PTO Prior to Acceptance | 2024-10-24 |  |  | Solar Panels | Hanwha Q Cells | Q PEAK DUO XL-G8.2 430w |  | 0.43 | 2168 | 89 | 5 |  | Fixed | Parking Lot
NJADRE1557965053 | Administratively Determined Incentive Program | BASKING RIDGE | 7920 | 1864.48 | Commercial | Behind the Meter | No | Distributed Solar Operations, LLC | JCP&L |  | Registration On Hold-PTO Prior to Acceptance | 2024-10-24 |  |  | Solar Panels | Hanwha Q Cells | Q PEAK DUO XL-G8.2 430w |  | 0.43 | 2168 | 271 | 5 |  | Fixed | Parking Lot
NJADRE1557967353 | Administratively Determined Incentive Program | Hackensack | 7601 | 6.4 | Residential | Behind the Meter | Yes | PosiGen Developer, LLC | PSE&G |  | Accepted | 2024-10-16 | 2024-10-31 | 2025-10-31 | Inverters | SolarEdge | SE5700H-US | 5700 |  | 1 |  |  | 0.99 |  | Outdoor | within ten feet of meter
NJADRE1557967353 | Administratively Determined Incentive Program | Hackensack | 7601 | 6.4 | Residential | Behind the Meter | Yes | PosiGen Developer, LLC | PSE&G |  | Accepted | 2024-10-16 | 2024-10-31 | 2025-10-31 | Solar Panels | Silfab | SIL-400 HC+ |  | 0.4 | 6 | 38 | 37 |  | Fixed | Roof
NJADRE1557967353 | Administratively Determined Incentive Program | Hackensack | 7601 | 6.4 | Residential | Behind the Meter | Yes | PosiGen Developer, LLC | PSE&G |  | Accepted | 2024-10-16 | 2024-10-31 | 2025-10-31 | Solar Panels | Silfab | SIL-400 HC+ |  | 0.4 | 10 | 218 | 25 |  | Fixed | Roof
NJADRE1557969510 | Administratively Determined Incentive Program | WEST ORANGE | 7052 | 3.69 | Residential | Behind the Meter | Yes | Sunrun Installation Services, Inc. | PSE&G |  | Accepted | 2024-10-17 | 2024-10-31 | 2025-10-31 | Solar Panels | Hanwha Q Cells | Q.PEAK DUO BLK ML-G10+ 410 |  | 0.41 | 5 | 113 | 32 |  | Fixed | Roof
NJADRE1557969510 | Administratively Determined Incentive Program | WEST ORANGE | 7052 | 3.69 | Residential | Behind the Meter | Yes | Sunrun Installation Services, Inc. | PSE&G |  | Accepted | 2024-10-17 | 2024-10-31 | 2025-10-31 | Inverters | SolarEdge Technologies | SE3800H-USMN | 3800 |  | 1 |  |  | 0.99 |  | Outdoor
NJADRE1557969510 | Administratively Determined Incentive Program | WEST ORANGE | 7052 | 3.69 | Residential | Behind the Meter | Yes | Sunrun Installation Services, Inc. | PSE&G |  | Accepted | 2024-10-17 | 2024-10-31 | 2025-10-31 | Solar Panels | Hanwha Q Cells | Q.PEAK DUO BLK ML-G10+ 410 |  | 0.41 | 4 | 293 | 31 |  | Fixed | Roof
NJADRE1557969510 | Administratively Determined Incentive Program | WEST ORANGE | 7052 | 3.69 | Residential | Behind the Meter | Yes | Sunrun Installation Services, Inc. | PSE&G |  | Accepted | 2024-10-17 | 2024-10-31 | 2025-10-31 | Meters | Solaredge Technologies | SE3800H-USMN |  |  | 1 |  |  |  | Yes | Outdoor
NJADRE1557972173 | Administratively Determined Incentive Program | Cherry Hill | 8034 | 6.15 | Residential | Behind the Meter | Yes | EMT Renewables, LLC | PSE&G |  | Accepted | 2024-10-17 | 2024-10-31 | 2025-10-31 | Solar Panels | TRINA | TSM-NE09RC.05 |  | 0.41 | 8 | 120 | 24 |  | Fixed | Roof
NJADRE1557972173 | Administratively Determined Incentive Program | Cherry Hill | 8034 | 6.15 | Residential | Behind the Meter | Yes | EMT Renewables, LLC | PSE&G |  | Accepted | 2024-10-17 | 2024-10-31 | 2025-10-31 | Inverters | ENPHASE | IQ8+ | 290 |  | 15 |  |  | 0.98 |  | Other | UNDER EACH PANEL
NJADRE1557972173 | Administratively Determined Incentive Program | Cherry Hill | 8034 | 6.15 | Residential | Behind the Meter | Yes | EMT Renewables, LLC | PSE&G |  | Accepted | 2024-10-17 | 2024-10-31 | 2025-10-31 | Solar Panels | TRINA | TSM-NE09RC.05 |  | 0.41 | 3 | 211 | 22 |  | Fixed | Roof
NJADRE1557972173 | Administratively Determined Incentive Program | Cherry Hill | 8034 | 6.15 | Residential | Behind the Meter | Yes | EMT Renewables, LLC | PSE&G |  | Accepted | 2024-10-17 | 2024-10-31 | 2025-10-31 | Solar Panels | TRINA | TSM-NE09RC.05 |  | 0.41 | 3 | 122 | 12 |  | Fixed | Roof
NJADRE1557972173 | Administratively Determined Incentive Program | Cherry Hill | 8034 | 6.15 | Residential | Behind the Meter | Yes | EMT Renewables, LLC | PSE&G |  | Accepted | 2024-10-17 | 2024-10-31 | 2025-10-31 | Solar Panels | TRINA | TSM-NE09RC.05 |  | 0.41 | 1 | 121 | 22 |  | Fixed | Roof
NJADRE1557972294 | Administratively Determined Incentive Program | Dover | 7801 | 8.69 | Residential | Behind the Meter | Yes | Big Wave Roofing and Solar, LLC | JCP&L |  | Accepted | 2024-10-17 | 2024-10-31 | 2025-10-31 | Solar Panels | Canadian Solar | CS6R-395MS-HL |  | 0.395 | 4 | 52 | 25 |  | Fixed | Roof
NJADRE1557972294 | Administratively Determined Incentive Program | Dover | 7801 | 8.69 | Residential | Behind the Meter | Yes | Big Wave Roofing and Solar, LLC | JCP&L |  | Accepted | 2024-10-17 | 2024-10-31 | 2025-10-31 | Solar Panels | Canadian Solar | CS6R-395MS-HL |  | 0.395 | 8 | 232 | 33 |  | Fixed | Roof
NJADRE1557972294 | Administratively Determined Incentive Program | Dover | 7801 | 8.69 | Residential | Behind the Meter | Yes | Big Wave Roofing and Solar, LLC | JCP&L |  | Accepted | 2024-10-17 | 2024-10-31 | 2025-10-31 | Inverters | Enphase | IQ8HC-72-M-DOM-US | 380 |  | 22 |  |  | 0.98 |  | Outside
NJADRE1557972294 | Administratively Determined Incentive Program | Dover | 7801 | 8.69 | Residential | Behind the Meter | Yes | Big Wave Roofing and Solar, LLC | JCP&L |  | Accepted | 2024-10-17 | 2024-10-31 | 2025-10-31 | Solar Panels | Canadian Solar | CS6R-395MS-HL |  | 0.395 | 5 | 232 | 25 |  | Fixed | Roof
NJADRE1557972294 | Administratively Determined Incentive Program | Dover | 7801 | 8.69 | Residential | Behind the Meter | Yes | Big Wave Roofing and Solar, LLC | JCP&L |  | Accepted | 2024-10-17 | 2024-10-31 | 2025-10-31 | Solar Panels | Canadian Solar | CS6R-395MS-HL |  | 0.395 | 5 | 142 | 10 |  | Fixed | Roof
NJADRE1557972364 | Administratively Determined Incentive Program | Carteret | 7008 | 10.63 | Residential | Behind the Meter | Yes | Velocity Energy & Home Solutions, Inc. | PSE&G |  | Accepted | 2024-10-17 | 2024-11-04 | 2025-11-04 | Inverters | enphase | iq8hc | 290 |  | 25 |  |  | 0.99 |  | Outside | behind panels
NJADRE1557972364 | Administratively Determined Incentive Program | Carteret | 7008 | 10.63 | Residential | Behind the Meter | Yes | Velocity Energy & Home Solutions, Inc. | PSE&G |  | Accepted | 2024-10-17 | 2024-11-04 | 2025-11-04 | Solar Panels | TRINA | 425 |  | 0.425 | 8 | 259 | 44 |  | Fixed | Roof
NJADRE1557972364 | Administratively Determined Incentive Program | Carteret | 7008 | 10.63 | Residential | Behind the Meter | Yes | Velocity Energy & Home Solutions, Inc. | PSE&G |  | Accepted | 2024-10-17 | 2024-11-04 | 2025-11-04 | Solar Panels | trina | 425w |  | 0.425 | 17 | 79 | 41 |  | Fixed | Roof
NJADRE1557972386 | Administratively Determined Incentive Program | PORT REPUBLIC | 8241 | 12.33 | Residential | Behind the Meter | Yes | Velocity Energy & Home Solutions, Inc. | AC Electric |  | Accepted | 2024-10-17 | 2024-11-04 | 2025-11-04 | Inverters | ENPHASE | IQ8PLUS | 290 |  | 29 |  |  | 0.99 |  | Outside | BEHIND PANELS
NJADRE1557972386 | Administratively Determined Incentive Program | PORT REPUBLIC | 8241 | 12.33 | Residential | Behind the Meter | Yes | Velocity Energy & Home Solutions, Inc. | AC Electric |  | Accepted | 2024-10-17 | 2024-11-04 | 2025-11-04 | Solar Panels | trina | 425w |  | 0.425 | 15 | 272 | 27 |  | Fixed | Roof
NJADRE1557972386 | Administratively Determined Incentive Program | PORT REPUBLIC | 8241 | 12.33 | Residential | Behind the Meter | Yes | Velocity Energy & Home Solutions, Inc. | AC Electric |  | Accepted | 2024-10-17 | 2024-11-04 | 2025-11-04 | Solar Panels | trina | 425 |  | 0.425 | 14 | 92 | 27 |  | Fixed | Roof
NJADRE1557972479 | Administratively Determined Incentive Program | ASBURY | 8802 | 16.81 | Residential | Behind the Meter | Yes | Trinity Solar, LLC | JCP&L |  | Accepted | 2024-10-17 | 2024-10-31 | 2025-10-31 | Solar Panels | HANWHA | (Q.PEAK DUO BLK ML-G10+ 410) |  | 0.41 | 6 | 135 | 41 |  | Fixed | Roof
NJADRE1557972479 | Administratively Determined Incentive Program | ASBURY | 8802 | 16.81 | Residential | Behind the Meter | Yes | Trinity Solar, LLC | JCP&L |  | Accepted | 2024-10-17 | 2024-10-31 | 2025-10-31 | Inverters | Tesla | TESLA 7.6kW (1538000-XX-Y) | 7600 |  | 1 |  |  | 0.97 |  | Outdoor
NJADRE1557972479 | Administratively Determined Incentive Program | ASBURY | 8802 | 16.81 | Residential | Behind the Meter | Yes | Trinity Solar, LLC | JCP&L |  | Accepted | 2024-10-17 | 2024-10-31 | 2025-10-31 | Inverters | Tesla | TESLA 5.7kW (1538000-XX-Y) | 5700 |  | 1 |  |  | 0.97 |  | Outdoor
NJADRE1557972479 | Administratively Determined Incentive Program | ASBURY | 8802 | 16.81 | Residential | Behind the Meter | Yes | Trinity Solar, LLC | JCP&L |  | Accepted | 2024-10-17 | 2024-10-31 | 2025-10-31 | Solar Panels | HANWHA | (Q.PEAK DUO BLK ML-G10+ 410) |  | 0.41 | 14 | 135 | 37 |  | Fixed | Roof
NJADRE1557972479 | Administratively Determined Incentive Program | ASBURY | 8802 | 16.81 | Residential | Behind the Meter | Yes | Trinity Solar, LLC | JCP&L |  | Accepted | 2024-10-17 | 2024-10-31 | 2025-10-31 | Solar Panels | HANWHA | (Q.PEAK DUO BLK ML-G10+ 410) |  | 0.41 | 10 | 135 | 43 |  | Fixed | Roof
NJADRE1557972479 | Administratively Determined Incentive Program | ASBURY | 8802 | 16.81 | Residential | Behind the Meter | Yes | Trinity Solar, LLC | JCP&L |  | Accepted | 2024-10-17 | 2024-10-31 | 2025-10-31 | Solar Panels | HANWHA | (Q.PEAK DUO BLK ML-G10+ 410) |  | 0.41 | 11 | 315 | 37 |  | Fixed | Roof
NJADRE1557972492 | Administratively Determined Incentive Program | Egg Harbor Twp | 8234 | 6.15 | Residential | Behind the Meter | Yes | EMT Renewables, LLC | AC Electric |  | Accepted | 2024-10-17 | 2024-11-01 | 2025-11-01 | Solar Panels | TRINA | TSM-NE09RC.05 |  | 0.41 | 5 | 175 | 30 |  | Fixed | Roof
NJADRE1557972492 | Administratively Determined Incentive Program | Egg Harbor Twp | 8234 | 6.15 | Residential | Behind the Meter | Yes | EMT Renewables, LLC | AC Electric |  | Accepted | 2024-10-17 | 2024-11-01 | 2025-11-01 | Solar Panels | TRINA | TSM-NE09RC.05 |  | 0.41 | 10 | 175 | 30 |  | Fixed | Roof
NJADRE1557972492 | Administratively Determined Incentive Program | Egg Harbor Twp | 8234 | 6.15 | Residential | Behind the Meter | Yes | EMT Renewables, LLC | AC Electric |  | Accepted | 2024-10-17 | 2024-11-01 | 2025-11-01 | Inverters | ENPHASE | IQ8+ | 290 |  | 15 |  |  | 0.98 |  | Other | UNDER EACH PANEL
NJADRE1557972638 | Administratively Determined Incentive Program | Princeton | 8540 | 8.3 | Residential | Behind the Meter | Yes | SunnyMac, LLC | PSE&G |  | Accepted | 2024-10-17 | 2024-11-01 | 2025-11-01 | Solar Panels | HANWHA | Q.PEAK DUO BLK ML-G10+ 415W |  | 0.415 | 14 | 250 | 34 |  | Fixed | Roof
NJADRE1557972638 | Administratively Determined Incentive Program | Princeton | 8540 | 8.3 | Residential | Behind the Meter | Yes | SunnyMac, LLC | PSE&G |  | Accepted | 2024-10-17 | 2024-11-01 | 2025-11-01 | Inverters | SOLAREDGE HOME HUB | SE7600H-US | 7600 |  | 1 |  |  | 0.99 |  | Outdoor | next to meter
NJADRE1557972638 | Administratively Determined Incentive Program | Princeton | 8540 | 8.3 | Residential | Behind the Meter | Yes | SunnyMac, LLC | PSE&G |  | Accepted | 2024-10-17 | 2024-11-01 | 2025-11-01 | Solar Panels | HANWHA | Q.PEAK DUO BLK ML-G10+ 415W |  | 0.415 | 6 | 160 | 45 |  | Fixed | Roof
NJADRE1557972645 | Administratively Determined Incentive Program | Bordentown Twp | 8505 | 4.51 | Residential | Behind the Meter | Yes | Sunrun Installation Services, Inc. | PSE&G |  | Accepted | 2024-10-17 | 2024-11-01 | 2025-11-01 | Inverters | SOLAREDGE TECHNOLOGIES | SE3800H-USMN | 3800 |  | 1 |  |  | 0.99 |  | Outdoor
NJADRE1557972645 | Administratively Determined Incentive Program | Bordentown Twp | 8505 | 4.51 | Residential | Behind the Meter | Yes | Sunrun Installation Services, Inc. | PSE&G |  | Accepted | 2024-10-17 | 2024-11-01 | 2025-11-01 | Solar Panels | HANWHA Q-CELLS | Q.PEAK DUO BLK ML-G10+ 410 |  | 0.41 | 11 | 202 | 40 |  | Fixed | Roof
NJADRE1557972701 | Administratively Determined Incentive Program | Teaneck | 7666 | 8.3 | Residential | Behind the Meter | Yes | SunnyMac, LLC | PSE&G |  | Accepted | 2024-10-17 | 2024-11-26 | 2025-11-26 | Solar Panels | HANWHA | Q.PEAK DUO BLK ML-G10+ 415W |  | 0.415 | 9 | 25 | 34 |  | Fixed | Roof
NJADRE1557972701 | Administratively Determined Incentive Program | Teaneck | 7666 | 8.3 | Residential | Behind the Meter | Yes | SunnyMac, LLC | PSE&G |  | Accepted | 2024-10-17 | 2024-11-26 | 2025-11-26 | Solar Panels | HANWHA | Q.PEAK DUO BLK ML-G10+ 415W |  | 0.415 | 2 | 25 | 14 |  | Fixed | Roof
NJADRE1557972701 | Administratively Determined Incentive Program | Teaneck | 7666 | 8.3 | Residential | Behind the Meter | Yes | SunnyMac, LLC | PSE&G |  | Accepted | 2024-10-17 | 2024-11-26 | 2025-11-26 | Inverters | SOLAREDGE HOME HUB | SE 5700H -US | 5700 |  | 1 |  |  | 0.99 |  | Outdoor | next to meter
NJADRE1557972701 | Administratively Determined Incentive Program | Teaneck | 7666 | 8.3 | Residential | Behind the Meter | Yes | SunnyMac, LLC | PSE&G |  | Accepted | 2024-10-17 | 2024-11-26 | 2025-11-26 | Solar Panels | HANWHA | Q.PEAK DUO BLK ML-G10+ 415W |  | 0.415 | 9 | 205 | 34 |  | Fixed | Roof
NJADRE1557975283 | Administratively Determined Incentive Program | ROSELLE | 7203 | 12.3 | Residential | Behind the Meter | Yes | Sunrun Installation Services, Inc. | PSE&G |  | Accepted | 2024-10-17 | 2024-11-01 | 2025-11-01 | Electric Storage Battery | TESLA | POWERWALL 3 1707000-XX-Y |  |  | 1 |  |  |  | Lithium Ion |  | OUTSIDE
NJADRE1557975283 | Administratively Determined Incentive Program | ROSELLE | 7203 | 12.3 | Residential | Behind the Meter | Yes | Sunrun Installation Services, Inc. | PSE&G |  | Accepted | 2024-10-17 | 2024-11-01 | 2025-11-01 | Solar Panels | HANWHA Q-CELLS | Q.PEAK DUO BLK ML-G10+ 410 |  | 0.41 | 4 | 80 | 14 |  | Fixed | Roof
NJADRE1557975283 | Administratively Determined Incentive Program | ROSELLE | 7203 | 12.3 | Residential | Behind the Meter | Yes | Sunrun Installation Services, Inc. | PSE&G |  | Accepted | 2024-10-17 | 2024-11-01 | 2025-11-01 | Solar Panels | HANWHA Q-CELLS | Q.PEAK DUO BLK ML-G10+ 410 |  | 0.41 | 4 | 260 | 14 |  | Fixed | Roof
NJADRE1557975283 | Administratively Determined Incentive Program | ROSELLE | 7203 | 12.3 | Residential | Behind the Meter | Yes | Sunrun Installation Services, Inc. | PSE&G |  | Accepted | 2024-10-17 | 2024-11-01 | 2025-11-01 | Solar Panels | HANWHA Q-CELLS | Q.PEAK DUO BLK ML-G10+ 410 |  | 0.41 | 12 | 81 | 40 |  | Fixed | Roof
NJADRE1557975283 | Administratively Determined Incentive Program | ROSELLE | 7203 | 12.3 | Residential | Behind the Meter | Yes | Sunrun Installation Services, Inc. | PSE&G |  | Accepted | 2024-10-17 | 2024-11-01 | 2025-11-01 | Inverters | TESLA | POWERWALL 3 1707000-XX-Y | 11500 |  | 1 |  |  | 0.97 |  | Outdoor
NJADRE1557975283 | Administratively Determined Incentive Program | ROSELLE | 7203 | 12.3 | Residential | Behind the Meter | Yes | Sunrun Installation Services, Inc. | PSE&G |  | Accepted | 2024-10-17 | 2024-11-01 | 2025-11-01 | Solar Panels | HANWHA Q-CELLS | Q.PEAK DUO BLK ML-G10+ 410 |  | 0.41 | 10 | 260 | 40 |  | Fixed | Roof
NJADRE1557975410 | Administratively Determined Incentive Program | TUCKERTON | 8087 | 10.66 | Residential | Behind the Meter | Yes | Trinity Solar, LLC | AC Electric |  | Accepted | 2024-10-17 | 2024-11-01 | 2025-11-01 | Inverters | TESLA | 1538000-XX-Y | 3800 |  | 1 |  |  | 0.986 |  | Outside
NJADRE1557975410 | Administratively Determined Incentive Program | TUCKERTON | 8087 | 10.66 | Residential | Behind the Meter | Yes | Trinity Solar, LLC | AC Electric |  | Accepted | 2024-10-17 | 2024-11-01 | 2025-11-01 | Inverters | TESLA | 1538000-XX-Y | 7600 |  | 1 |  |  | 0.986 |  | Outside
NJADRE1557975410 | Administratively Determined Incentive Program | TUCKERTON | 8087 | 10.66 | Residential | Behind the Meter | Yes | Trinity Solar, LLC | AC Electric |  | Accepted | 2024-10-17 | 2024-11-01 | 2025-11-01 | Solar Panels | HANWHA | Q.PEAK DUO BLK ML-G10+ 410 |  | 0.41 | 19 | 194 | 34 |  | Fixed | Roof
NJADRE1557975410 | Administratively Determined Incentive Program | TUCKERTON | 8087 | 10.66 | Residential | Behind the Meter | Yes | Trinity Solar, LLC | AC Electric |  | Accepted | 2024-10-17 | 2024-11-01 | 2025-11-01 | Solar Panels | HANWHA | Q.PEAK DUO BLK ML-G10+ 410 |  | 0.41 | 7 | 194 | 34 |  | Fixed | Roof
NJADRE1557975491 | Administratively Determined Incentive Program | South Orange | 7079 | 6.56 | Residential | Behind the Meter | Yes | Trinity Solar, LLC | PSE&G |  | Accepted | 2024-10-17 | 2024-11-01 | 2025-11-01 | Solar Panels | HANWHA | Q.PEAK DUO BLK ML-G10+ 410 |  | 0.41 | 5 | 227 | 38 |  | Fixed | Roof
NJADRE1557975491 | Administratively Determined Incentive Program | South Orange | 7079 | 6.56 | Residential | Behind the Meter | Yes | Trinity Solar, LLC | PSE&G |  | Accepted | 2024-10-17 | 2024-11-01 | 2025-11-01 | Solar Panels | HANWHA | Q.PEAK DUO BLK ML-G10+ 410 |  | 0.41 | 11 | 47 | 38 |  | Fixed | Roof
NJADRE1557975491 | Administratively Determined Incentive Program | South Orange | 7079 | 6.56 | Residential | Behind the Meter | Yes | Trinity Solar, LLC | PSE&G |  | Accepted | 2024-10-17 | 2024-11-01 | 2025-11-01 | Inverters | TESLA | 1538000-XX-Y | 5000 |  | 1 |  |  | 0.986 |  | Outside
NJADRE1557975542 | Administratively Determined Incentive Program | Carteret Boro | 7008 | 5.33 | Residential | Behind the Meter | Yes | Sunrun Installation Services, Inc. | PSE&G |  | Accepted | 2024-10-17 | 2024-11-01 | 2025-11-01 | Inverters | SolarEdge Technologies | SE3800H-USMN | 3800 |  | 1 |  |  | 0.99 |  | Outside
NJADRE1557975542 | Administratively Determined Incentive Program | Carteret Boro | 7008 | 5.33 | Residential | Behind the Meter | Yes | Sunrun Installation Services, Inc. | PSE&G |  | Accepted | 2024-10-17 | 2024-11-01 | 2025-11-01 | Solar Panels | Hanwha Q Cells | Q.PEAK DUO BLK ML-G10+ 410 |  | 0.41 | 13 | 125 | 42 |  | Fixed | Roof
NJADRE1557985371 | Administratively Determined Incentive Program | Manahawkin | 8050 | 2.03 | Residential | Behind the Meter | Yes | Brilliant Installations, Inc. | AC Electric |  | Accepted | 2024-10-17 | 2024-11-12 | 2025-11-12 | Inverters | Enphase | IQ8PLUS-72-2-US | 290 |  | 5 |  |  | 0.97 |  | Outdoor
NJADRE1557985371 | Administratively Determined Incentive Program | Manahawkin | 8050 | 2.03 | Residential | Behind the Meter | Yes | Brilliant Installations, Inc. | AC Electric |  | Accepted | 2024-10-17 | 2024-11-12 | 2025-11-12 | Solar Panels | HANWHA | Q.PEAK DUO BLK ML-G10+ 405 |  | 0.405 | 5 | 133 | 9 |  | Fixed | Roof
NJADRE1557997733 | Administratively Determined Incentive Program | SOUTH PLAINFIELD | 7080 | 7.41 | Residential | Behind the Meter | Yes | Freedom Forever New Jersey, LLC | PSE&G |  | Accepted | 2024-10-17 | 2024-11-04 | 2025-11-04 | Solar Panels | JINKO SOLAR | JKM390M-72HBL-V |  | 0.39 | 11 | 109 | 30 |  | Fixed | Roof
NJADRE1557997733 | Administratively Determined Incentive Program | SOUTH PLAINFIELD | 7080 | 7.41 | Residential | Behind the Meter | Yes | Freedom Forever New Jersey, LLC | PSE&G |  | Accepted | 2024-10-17 | 2024-11-04 | 2025-11-04 | Inverters | Solar Edge | SE6000H-USRGM [SI1 | 6000 |  | 1 |  |  | 0.99 |  | Outside
NJADRE1557997733 | Administratively Determined Incentive Program | SOUTH PLAINFIELD | 7080 | 7.41 | Residential | Behind the Meter | Yes | Freedom Forever New Jersey, LLC | PSE&G |  | Accepted | 2024-10-17 | 2024-11-04 | 2025-11-04 | Solar Panels | Jinko Solar | JKM390M-72HBL-V |  | 0.39 | 3 | 199 | 30 |  | Fixed | Roof
NJADRE1557997733 | Administratively Determined Incentive Program | SOUTH PLAINFIELD | 7080 | 7.41 | Residential | Behind the Meter | Yes | Freedom Forever New Jersey, LLC | PSE&G |  | Accepted | 2024-10-17 | 2024-11-04 | 2025-11-04 | Solar Panels | JINKO SOLAR | JKM390M-72HBL-V |  | 0.39 | 3 | 289 | 30 |  | Fixed | Roof
NJADRE1557997733 | Administratively Determined Incentive Program | SOUTH PLAINFIELD | 7080 | 7.41 | Residential | Behind the Meter | Yes | Freedom Forever New Jersey, LLC | PSE&G |  | Accepted | 2024-10-17 | 2024-11-04 | 2025-11-04 | Solar Panels | JINKO SOLAR | JKM390M-72HBL-V |  | 0.39 | 2 | 199 | 30 |  | Fixed | Roof
NJADRE1557997762 | Administratively Determined Incentive Program | Hammonton | 8037 | 7.38 | Residential | Behind the Meter | Yes | Pro Custom Solar dba Momentum Solar | AC Electric |  | Accepted | 2024-10-17 | 2024-11-01 | 2025-11-01 | Inverters | Enphase | IQ8MC-72-M-US | 320 |  | 18 |  |  | 0.97 |  | Outdoor
NJADRE1557997762 | Administratively Determined Incentive Program | Hammonton | 8037 | 7.38 | Residential | Behind the Meter | Yes | Pro Custom Solar dba Momentum Solar | AC Electric |  | Accepted | 2024-10-17 | 2024-11-01 | 2025-11-01 | Solar Panels | Hanwha | Q.PEAK DUO BLK ML-G10+410 |  | 0.41 | 12 | 128 | 23 |  | Fixed | Roof
NJADRE1557997762 | Administratively Determined Incentive Program | Hammonton | 8037 | 7.38 | Residential | Behind the Meter | Yes | Pro Custom Solar dba Momentum Solar | AC Electric |  | Accepted | 2024-10-17 | 2024-11-01 | 2025-11-01 | Solar Panels | Hanwha | Q.PEAK DUO BLK ML-G10+410 |  | 0.41 | 6 | 128 | 23 |  | Fixed | Roof
NJADRE1557997832 | Administratively Determined Incentive Program | Washington Twp | 8080 | 7.74 | Residential | Behind the Meter | Yes | Freedom Forever New Jersey, LLC | AC Electric |  | Accepted | 2024-10-17 | 2024-11-01 | 2025-11-01 | Inverters | Solar Edge | USE7600H-USMNBL75 | 7600 |  | 1 |  |  | 0.99 |  | Outside
NJADRE1557997832 | Administratively Determined Incentive Program | Washington Twp | 8080 | 7.74 | Residential | Behind the Meter | Yes | Freedom Forever New Jersey, LLC | AC Electric |  | Accepted | 2024-10-17 | 2024-11-01 | 2025-11-01 | Solar Panels | Silfab | SIL-430QD |  | 0.43 | 8 | 309 | 18 |  | Fixed | Roof
NJADRE1557997832 | Administratively Determined Incentive Program | Washington Twp | 8080 | 7.74 | Residential | Behind the Meter | Yes | Freedom Forever New Jersey, LLC | AC Electric |  | Accepted | 2024-10-17 | 2024-11-01 | 2025-11-01 | Solar Panels | Silfab | SIL-430QD |  | 0.43 | 10 | 129 | 18 |  | Fixed | Roof
NJADRE1557998080 | Administratively Determined Incentive Program | Newark City | 7112 | 3.16 | Residential | Behind the Meter | No | Bright Ops, Inc. | PSE&G |  | Accepted | 2024-10-17 | 2024-11-04 | 2025-11-04 | Solar Panels | Hanwha Q-Cells | Q.PEAK DUO BLK ML-G10.a+ 395 |  | 0.395 | 8 | 126 | 34 |  | Fixed | Roof
NJADRE1557998080 | Administratively Determined Incentive Program | Newark City | 7112 | 3.16 | Residential | Behind the Meter | No | Bright Ops, Inc. | PSE&G |  | Accepted | 2024-10-17 | 2024-11-04 | 2025-11-04 | Inverters | SolarEdge | SE3000H-USRGM | 3000 |  | 1 |  |  | 0.98 |  | Outdoor | Outside
NJADRE1557998234 | Administratively Determined Incentive Program | HILLSIDE TWP | 7205 | 8 | Residential | Behind the Meter | Yes | Bright Ops, Inc. | PSE&G |  | Accepted | 2024-10-17 | 2024-11-04 | 2025-11-04 | Inverters | SolarEdge Technologies | SE6000H-USRGM | 6000 |  | 1 |  |  | 0.98 |  | Outdoor | Outside
NJADRE1557998234 | Administratively Determined Incentive Program | HILLSIDE TWP | 7205 | 8 | Residential | Behind the Meter | Yes | Bright Ops, Inc. | PSE&G |  | Accepted | 2024-10-17 | 2024-11-04 | 2025-11-04 | Solar Panels | Hanwha Q-Cells | Q.PEAK DUO BLK ML-G10+ 400 |  | 0.4 | 6 | 52 | 37 |  | Fixed | Roof
NJADRE1557998234 | Administratively Determined Incentive Program | HILLSIDE TWP | 7205 | 8 | Residential | Behind the Meter | Yes | Bright Ops, Inc. | PSE&G |  | Accepted | 2024-10-17 | 2024-11-04 | 2025-11-04 | Solar Panels | Hanwha Q-Cells | Q.PEAK DUO BLK ML-G10+ 400 |  | 0.4 | 7 | 232 | 27 |  | Fixed | Roof
NJADRE1557998234 | Administratively Determined Incentive Program | HILLSIDE TWP | 7205 | 8 | Residential | Behind the Meter | Yes | Bright Ops, Inc. | PSE&G |  | Accepted | 2024-10-17 | 2024-11-04 | 2025-11-04 | Solar Panels | Hanwha Q-Cells | Q.PEAK DUO BLK ML-G10+ 400 |  | 0.4 | 1 | 142 | 37 |  | Fixed | Roof
NJADRE1557998234 | Administratively Determined Incentive Program | HILLSIDE TWP | 7205 | 8 | Residential | Behind the Meter | Yes | Bright Ops, Inc. | PSE&G |  | Accepted | 2024-10-17 | 2024-11-04 | 2025-11-04 | Solar Panels | Hanwha Q-Cells | Q.PEAK DUO BLK ML-G10+ 400 |  | 0.4 | 3 | 143 | 30 |  | Fixed | Roof
NJADRE1557998234 | Administratively Determined Incentive Program | HILLSIDE TWP | 7205 | 8 | Residential | Behind the Meter | Yes | Bright Ops, Inc. | PSE&G |  | Accepted | 2024-10-17 | 2024-11-04 | 2025-11-04 | Solar Panels | Hanwha Q-Cells | Q.PEAK DUO BLK ML-G10+ 400 |  | 0.4 | 3 | 233 | 37 |  | Fixed | Roof
NJADRE1557998505 | Administratively Determined Incentive Program | Newark | 7106 | 3.5 | Residential | Behind the Meter | Yes | Bright Ops, Inc. | PSE&G |  | Accepted | 2024-10-17 | 2024-11-04 | 2025-11-04 | Inverters | SolarEdge Technologies | SE3000H-USRGM | 3000 |  | 1 |  |  | 0.98 |  | Outdoor | Outside
NJADRE1557998505 | Administratively Determined Incentive Program | Newark | 7106 | 3.5 | Residential | Behind the Meter | Yes | Bright Ops, Inc. | PSE&G |  | Accepted | 2024-10-17 | 2024-11-04 | 2025-11-04 | Solar Panels | LONGi | LR4-60HPB-350M |  | 0.35 | 4 | 24 | 30 |  | Fixed | Roof
NJADRE1557998505 | Administratively Determined Incentive Program | Newark | 7106 | 3.5 | Residential | Behind the Meter | Yes | Bright Ops, Inc. | PSE&G |  | Accepted | 2024-10-17 | 2024-11-04 | 2025-11-04 | Solar Panels | LONGi | LR4-60HPB-350M |  | 0.35 | 2 | 25 | 27 |  | Fixed | Roof
NJADRE1557998505 | Administratively Determined Incentive Program | Newark | 7106 | 3.5 | Residential | Behind the Meter | Yes | Bright Ops, Inc. | PSE&G |  | Accepted | 2024-10-17 | 2024-11-04 | 2025-11-04 | Solar Panels | LONGi | LR4-60HPB-350M |  | 0.35 | 4 | 204 | 23 |  | Fixed | Roof
NJADRE1558001465 | Administratively Determined Incentive Program | Kresson | 8053 | 7.79 | Residential | Behind the Meter | Yes | Sunrun Installation Services, Inc. | AC Electric |  | Accepted | 2024-10-18 | 2024-11-04 | 2025-11-04 | Inverters | SOLAREDGE TECHNOLOGIES | SE5700H-USMN | 5760 |  | 1 |  |  | 0.99 |  | Outdoor | Next to meter
NJADRE1558001465 | Administratively Determined Incentive Program | Kresson | 8053 | 7.79 | Residential | Behind the Meter | Yes | Sunrun Installation Services, Inc. | AC Electric |  | Accepted | 2024-10-18 | 2024-11-04 | 2025-11-04 | Solar Panels | Hanwha Q-Cells | Q.PEAK DUO BLK ML-G10+ 410 |  | 0.41 | 5 | 84 | 33 |  | Fixed | Roof
NJADRE1558001465 | Administratively Determined Incentive Program | Kresson | 8053 | 7.79 | Residential | Behind the Meter | Yes | Sunrun Installation Services, Inc. | AC Electric |  | Accepted | 2024-10-18 | 2024-11-04 | 2025-11-04 | Solar Panels | Hanwha Q-Cells | Q.PEAK DUO BLK ML-G10+ 410 |  | 0.41 | 14 | 267 | 34 |  | Fixed | Roof
NJADRE1558001743 | Administratively Determined Incentive Program | Wayne Twp | 7470 | 5.74 | Residential | Behind the Meter | Yes | Sunrun Installation Services, Inc. | PSE&G |  | Accepted | 2024-10-18 | 2024-11-04 | 2025-11-04 | Inverters | SolarEdge Technologies | SE7600H-USMN | 7600 |  | 1 |  |  | 0.99 |  | Outdoor
NJADRE1558001743 | Administratively Determined Incentive Program | Wayne Twp | 7470 | 5.74 | Residential | Behind the Meter | Yes | Sunrun Installation Services, Inc. | PSE&G |  | Accepted | 2024-10-18 | 2024-11-04 | 2025-11-04 | Solar Panels | Hanwha Q Cells | Q.PEAK DUO BLK ML-G10+ 410 |  | 0.41 | 14 | 158 | 30 |  | Fixed | Roof
NJADRE1558001793 | Administratively Determined Incentive Program | MONMOUTH JUNCTION | 8852 | 5.74 | Residential | Behind the Meter | Yes | Trinity Solar, LLC | PSE&G |  | Accepted | 2024-10-18 | 2024-11-04 | 2025-11-04 | Inverters | TESLA | 1538000-XX-Y | 5000 |  | 1 |  |  | 0.986 |  | Outside
NJADRE1558001793 | Administratively Determined Incentive Program | MONMOUTH JUNCTION | 8852 | 5.74 | Residential | Behind the Meter | Yes | Trinity Solar, LLC | PSE&G |  | Accepted | 2024-10-18 | 2024-11-04 | 2025-11-04 | Solar Panels | HANWHA | Q.PEAK DUO BLK ML-G10+ 410 |  | 0.41 | 14 | 245 | 24 |  | Fixed | Roof
NJADRE1558001803 | Administratively Determined Incentive Program | Petersburg | 8270 | 14.94 | Residential | Behind the Meter | No | Green Power Energy, LLC | AC Electric |  | Accepted | 2024-10-18 | 2024-11-04 | 2025-11-04 | Inverters | Enphase Energy | IQ8M-72-M-US [240V] | 325 |  | 36 |  |  | 0.98 |  | Outside | Roof
NJADRE1558001803 | Administratively Determined Incentive Program | Petersburg | 8270 | 14.94 | Residential | Behind the Meter | No | Green Power Energy, LLC | AC Electric |  | Accepted | 2024-10-18 | 2024-11-04 | 2025-11-04 | Solar Panels | Hanwha | Q.PEAK DUO BLK ML-G10+ 415 |  | 0.415 | 14 | 303 | 27 |  | Fixed | Roof
NJADRE1558001803 | Administratively Determined Incentive Program | Petersburg | 8270 | 14.94 | Residential | Behind the Meter | No | Green Power Energy, LLC | AC Electric |  | Accepted | 2024-10-18 | 2024-11-04 | 2025-11-04 | Solar Panels | Hanwha | Q.PEAK DUO BLK ML-G10+ 415 |  | 0.415 | 22 | 123 | 27 |  | Fixed | Roof
NJADRE1558001811 | Administratively Determined Incentive Program | Saddle River | 7458 | 15.58 | Residential | Behind the Meter | No | Tesla Energy Operations, Inc. | Orange Rockland Electric |  | Accepted | 2024-10-18 | 2024-11-04 | 2025-11-04 | Solar Panels | Hanwha | Q.PEAK DUO BLK ML-G10.a+/TS 410 |  | 0.41 | 7 | 275 | 41 |  | Fixed | Roof
NJADRE1558001811 | Administratively Determined Incentive Program | Saddle River | 7458 | 15.58 | Residential | Behind the Meter | No | Tesla Energy Operations, Inc. | Orange Rockland Electric |  | Accepted | 2024-10-18 | 2024-11-04 | 2025-11-04 | Inverters | Tesla | 1707000-XX-Y | 11500 |  | 2 |  |  | 0.98 |  | Outside
NJADRE1558001811 | Administratively Determined Incentive Program | Saddle River | 7458 | 15.58 | Residential | Behind the Meter | No | Tesla Energy Operations, Inc. | Orange Rockland Electric |  | Accepted | 2024-10-18 | 2024-11-04 | 2025-11-04 | Solar Panels | Hanwha | Q.PEAK DUO BLK ML-G10.a+/TS 410 |  | 0.41 | 6 | 275 | 41 |  | Fixed | Roof
NJADRE1558001811 | Administratively Determined Incentive Program | Saddle River | 7458 | 15.58 | Residential | Behind the Meter | No | Tesla Energy Operations, Inc. | Orange Rockland Electric |  | Accepted | 2024-10-18 | 2024-11-04 | 2025-11-04 | Solar Panels | Hanwha | Q.PEAK DUO BLK ML-G10.a+/TS 410 |  | 0.41 | 7 | 185 | 41 |  | Fixed | Roof
NJADRE1558001811 | Administratively Determined Incentive Program | Saddle River | 7458 | 15.58 | Residential | Behind the Meter | No | Tesla Energy Operations, Inc. | Orange Rockland Electric |  | Accepted | 2024-10-18 | 2024-11-04 | 2025-11-04 | Solar Panels | Hanwha | Q.PEAK DUO BLK ML-G10.a+/TS 410 |  | 0.41 | 8 | 275 | 41 |  | Fixed | Roof
NJADRE1558001811 | Administratively Determined Incentive Program | Saddle River | 7458 | 15.58 | Residential | Behind the Meter | No | Tesla Energy Operations, Inc. | Orange Rockland Electric |  | Accepted | 2024-10-18 | 2024-11-04 | 2025-11-04 | Solar Panels | Hanwha | Q.PEAK DUO BLK ML-G10.a+/TS 410 |  | 0.41 | 10 | 5 | 41 |  | Fixed | Roof
NJADRE1558001811 | Administratively Determined Incentive Program | Saddle River | 7458 | 15.58 | Residential | Behind the Meter | No | Tesla Energy Operations, Inc. | Orange Rockland Electric |  | Accepted | 2024-10-18 | 2024-11-04 | 2025-11-04 | Electric Storage Battery | Tesla | Powerwall 3 |  |  | 2 |  |  |  | Lithium Ion |  | OUTSIDE
NJADRE1558001817 | Administratively Determined Incentive Program | Whitehouse Station | 8889 | 16.8 | Residential | Behind the Meter | Yes | PosiGen Developer, LLC | JCP&L |  | Accepted | 2024-10-18 | 2024-11-04 | 2025-11-04 | Solar Panels | SILFAB SOLAR | SIL-400 HC+ |  | 0.4 | 9 | 119 | 33 |  | Fixed | Roof
NJADRE1558001817 | Administratively Determined Incentive Program | Whitehouse Station | 8889 | 16.8 | Residential | Behind the Meter | Yes | PosiGen Developer, LLC | JCP&L |  | Accepted | 2024-10-18 | 2024-11-04 | 2025-11-04 | Solar Panels | SILFAB SOLAR | SIL-400 HC+ |  | 0.4 | 12 | 119 | 34 |  | Fixed | Roof
NJADRE1558001817 | Administratively Determined Incentive Program | Whitehouse Station | 8889 | 16.8 | Residential | Behind the Meter | Yes | PosiGen Developer, LLC | JCP&L |  | Accepted | 2024-10-18 | 2024-11-04 | 2025-11-04 | Solar Panels | SILFAB SOLAR | SIL-400 HC+ |  | 0.4 | 11 | 209 | 32 |  | Fixed | Roof
NJADRE1558001817 | Administratively Determined Incentive Program | Whitehouse Station | 8889 | 16.8 | Residential | Behind the Meter | Yes | PosiGen Developer, LLC | JCP&L |  | Accepted | 2024-10-18 | 2024-11-04 | 2025-11-04 | Solar Panels | SILFAB SOLAR | SIL-400 HC+ |  | 0.4 | 10 | 29 | 34 |  | Fixed | Roof
NJADRE1558001817 | Administratively Determined Incentive Program | Whitehouse Station | 8889 | 16.8 | Residential | Behind the Meter | Yes | PosiGen Developer, LLC | JCP&L |  | Accepted | 2024-10-18 | 2024-11-04 | 2025-11-04 | Inverters | SOLAREDGE | SE7600H-US | 15200 |  | 2 |  |  | 0.99 |  | Outside
NJADRE1558001824 | Administratively Determined Incentive Program | Brick Twp | 8723 | 13.2 | Residential | Behind the Meter | Yes | AllSeason Solar | JCP&L |  | Accepted | 2024-10-18 | 2024-11-04 | 2025-11-04 | Inverters | Enphase | IQ8Plus | 290 |  | 33 |  |  | 0.97 |  | Outside
NJADRE1558001824 | Administratively Determined Incentive Program | Brick Twp | 8723 | 13.2 | Residential | Behind the Meter | Yes | AllSeason Solar | JCP&L |  | Accepted | 2024-10-18 | 2024-11-04 | 2025-11-04 | Solar Panels | JA Solar | JAM54S31 |  | 0.4 | 8 | 243 | 14 |  | Fixed | Roof
NJADRE1558001824 | Administratively Determined Incentive Program | Brick Twp | 8723 | 13.2 | Residential | Behind the Meter | Yes | AllSeason Solar | JCP&L |  | Accepted | 2024-10-18 | 2024-11-04 | 2025-11-04 | Solar Panels | JA Solar | JAM54S31 |  | 0.4 | 17 | 243 | 20 |  | Fixed | Roof
NJADRE1558001824 | Administratively Determined Incentive Program | Brick Twp | 8723 | 13.2 | Residential | Behind the Meter | Yes | AllSeason Solar | JCP&L |  | Accepted | 2024-10-18 | 2024-11-04 | 2025-11-04 | Solar Panels | JA Solar | JAM54S31 |  | 0.4 | 8 | 63 | 21 |  | Fixed | Roof
NJADRE1558001871 | Administratively Determined Incentive Program | Ventnor City | 8406 | 6.97 | Residential | Behind the Meter | Yes | Define Solar, LLC | AC Electric |  | Accepted | 2024-10-25 | 2024-11-12 | 2025-11-12 | Solar Panels | Znshine | ZXM7-SH108 410W |  | 0.41 | 10 | 140 | 30 |  | Fixed | Roof
NJADRE1558001871 | Administratively Determined Incentive Program | Ventnor City | 8406 | 6.97 | Residential | Behind the Meter | Yes | Define Solar, LLC | AC Electric |  | Accepted | 2024-10-25 | 2024-11-12 | 2025-11-12 | Solar Panels | Znshine | ZXM7-SH108 410W |  | 0.41 | 4 | 328 | 30 |  | Fixed | Roof
NJADRE1558001871 | Administratively Determined Incentive Program | Ventnor City | 8406 | 6.97 | Residential | Behind the Meter | Yes | Define Solar, LLC | AC Electric |  | Accepted | 2024-10-25 | 2024-11-12 | 2025-11-12 | Inverters | Enphase | IQ8PLUS-72-2-US | 290 |  | 10 |  |  | 0.976 |  | Outside | Under each pv panel
NJADRE1558001871 | Administratively Determined Incentive Program | Ventnor City | 8406 | 6.97 | Residential | Behind the Meter | Yes | Define Solar, LLC | AC Electric |  | Accepted | 2024-10-25 | 2024-11-12 | 2025-11-12 | Inverters | Enphase | IQ8PLUS-72-2-US | 290 |  | 3 |  |  | 0.976 |  | Outside | Under each pv panel
NJADRE1558001871 | Administratively Determined Incentive Program | Ventnor City | 8406 | 6.97 | Residential | Behind the Meter | Yes | Define Solar, LLC | AC Electric |  | Accepted | 2024-10-25 | 2024-11-12 | 2025-11-12 | Inverters | Enphase | IQ8PLUS-72-2-US | 290 |  | 4 |  |  | 0.976 |  | Outside | Under each pv panel
NJADRE1558001871 | Administratively Determined Incentive Program | Ventnor City | 8406 | 6.97 | Residential | Behind the Meter | Yes | Define Solar, LLC | AC Electric |  | Accepted | 2024-10-25 | 2024-11-12 | 2025-11-12 | Solar Panels | Znshine | ZXM7-SH108 410W |  | 0.41 | 3 | 238 | 30 |  | Fixed | Roof
NJADRE1558001878 | Administratively Determined Incentive Program | Laurel Lake | 8332 | 8.2 | Residential | Behind the Meter | Yes | Sunrun Installation Services, Inc. | AC Electric |  | Accepted | 2024-10-18 | 2024-11-04 | 2025-11-04 | Solar Panels | Hanwha Q-Cells | Q.PEAK DUO BLK ML-G10+ 410 |  | 0.41 | 20 | 178 | 26 |  | Fixed | Roof
NJADRE1558001878 | Administratively Determined Incentive Program | Laurel Lake | 8332 | 8.2 | Residential | Behind the Meter | Yes | Sunrun Installation Services, Inc. | AC Electric |  | Accepted | 2024-10-18 | 2024-11-04 | 2025-11-04 | Inverters | SolarEdge Technologies | SE5700H-USMN | 5760 |  | 1 |  |  | 0.99 |  | Outdoor | Next to meter
NJADRE1558001885 | Administratively Determined Incentive Program | Bridgewater | 8807 | 8.8 | Residential | Behind the Meter | No | Morgan & Associates Consulting, LLC | JCP&L |  | Accepted | 2024-10-18 | 2024-11-08 | 2025-11-08 | Solar Panels | Hanwha | QPEAK DUO 400W |  | 0.4 | 4 | 258 | 23 |  | Fixed | Roof
NJADRE1558001885 | Administratively Determined Incentive Program | Bridgewater | 8807 | 8.8 | Residential | Behind the Meter | No | Morgan & Associates Consulting, LLC | JCP&L |  | Accepted | 2024-10-18 | 2024-11-08 | 2025-11-08 | Inverters | Enphase | IQ8PLUS | 290 |  | 22 |  |  | 0.98 |  | Outdoor
NJADRE1558001885 | Administratively Determined Incentive Program | Bridgewater | 8807 | 8.8 | Residential | Behind the Meter | No | Morgan & Associates Consulting, LLC | JCP&L |  | Accepted | 2024-10-18 | 2024-11-08 | 2025-11-08 | Meters | ENPHASE | X2-IQ-AM1-240-4 |  |  | 1 |  |  |  | Yes | Outdoor
NJADRE1558001885 | Administratively Determined Incentive Program | Bridgewater | 8807 | 8.8 | Residential | Behind the Meter | No | Morgan & Associates Consulting, LLC | JCP&L |  | Accepted | 2024-10-18 | 2024-11-08 | 2025-11-08 | Solar Panels | Hanwha | qcells 400 |  | 0.4 | 18 | 258 | 23 |  | Fixed | Roof
NJADRE1558002200 | Administratively Determined Incentive Program | NEWFIELD | 8344 | 10.66 | Residential | Behind the Meter | Yes | Trinity Solar, LLC | AC Electric |  | Accepted | 2024-10-18 | 2024-11-04 | 2025-11-04 | Inverters | Tesla (PV Only) | 1538000-45-X | 3800 |  | 1 |  |  | 0.97 |  | Outside
NJADRE1558002200 | Administratively Determined Incentive Program | NEWFIELD | 8344 | 10.66 | Residential | Behind the Meter | Yes | Trinity Solar, LLC | AC Electric |  | Accepted | 2024-10-18 | 2024-11-04 | 2025-11-04 | Inverters | Tesla (PV Only) | 1538000-45-X | 5700 |  | 1 |  |  | 0.97 |  | Outside
NJADRE1558002200 | Administratively Determined Incentive Program | NEWFIELD | 8344 | 10.66 | Residential | Behind the Meter | Yes | Trinity Solar, LLC | AC Electric |  | Accepted | 2024-10-18 | 2024-11-04 | 2025-11-04 | Solar Panels | HANWHA | HANWHA 410 (Q.PEAK DUO BLK ML-G10+ 410) |  | 0.41 | 8 | 102 | 30 |  | Fixed | Roof
NJADRE1558002200 | Administratively Determined Incentive Program | NEWFIELD | 8344 | 10.66 | Residential | Behind the Meter | Yes | Trinity Solar, LLC | AC Electric |  | Accepted | 2024-10-18 | 2024-11-04 | 2025-11-04 | Solar Panels | HANWHA | HANWHA 410 (Q.PEAK DUO BLK ML-G10+ 410) |  | 0.41 | 18 | 102 | 30 |  | Fixed | Roof
NJADRE1558002316 | Administratively Determined Incentive Program | MARLTON | 8053 | 7.47 | Residential | Behind the Meter | Yes | SunnyMac, LLC | PSE&G |  | Accepted | 2024-10-18 | 2024-11-04 | 2025-11-04 | Solar Panels | HANWHA | Q.PEAK DUO BLK ML-G10+ 415W |  | 0.415 | 7 | 171 | 38 |  | Fixed | Roof
NJADRE1558002316 | Administratively Determined Incentive Program | MARLTON | 8053 | 7.47 | Residential | Behind the Meter | Yes | SunnyMac, LLC | PSE&G |  | Accepted | 2024-10-18 | 2024-11-04 | 2025-11-04 | Inverters | SOLAREDGE HOME HUB | SE5700H-US | 5700 |  | 1 |  |  | 0.99 |  | Outdoor | next to meter
NJADRE1558002316 | Administratively Determined Incentive Program | MARLTON | 8053 | 7.47 | Residential | Behind the Meter | Yes | SunnyMac, LLC | PSE&G |  | Accepted | 2024-10-18 | 2024-11-04 | 2025-11-04 | Solar Panels | HANWHA | Q.PEAK DUO BLK ML-G10+ 415W |  | 0.415 | 11 | 261 | 38 |  | Fixed | Roof
NJADRE1558002583 | Administratively Determined Incentive Program | CALDWELL | 7006 | 9.84 | Residential | Behind the Meter | Yes | Trinity Solar, LLC | PSE&G |  | Accepted | 2024-10-18 | 2024-11-04 | 2025-11-04 | Solar Panels | HANWHA | Q.PEAK DUO BLK ML-G10+ 410 |  | 0.41 | 24 | 133 | 32 |  | Fixed | Roof
NJADRE1558002583 | Administratively Determined Incentive Program | CALDWELL | 7006 | 9.84 | Residential | Behind the Meter | Yes | Trinity Solar, LLC | PSE&G |  | Accepted | 2024-10-18 | 2024-11-04 | 2025-11-04 | Inverters | TESLA | 1538000-XX-Y | 7600 |  | 1 |  |  | 0.986 |  | Outside
NJADRE1558002627 | Administratively Determined Incentive Program | Egg Harbor Twp | 8234 | 16.4 | Residential | Behind the Meter | Yes | Pro Custom Solar dba Momentum Solar | AC Electric |  | Accepted | 2024-10-18 | 2024-11-04 | 2025-11-04 | Solar Panels | Hanwha | Q.PEAK DUO BLK ML-G10+410 |  | 0.41 | 18 | 230 | 20 |  | Fixed | Roof
NJADRE1558002627 | Administratively Determined Incentive Program | Egg Harbor Twp | 8234 | 16.4 | Residential | Behind the Meter | Yes | Pro Custom Solar dba Momentum Solar | AC Electric |  | Accepted | 2024-10-18 | 2024-11-04 | 2025-11-04 | Solar Panels | Hanwha | Q.PEAK DUO BLK ML-G10+410 |  | 0.41 | 10 | 50 | 20 |  | Fixed | Roof
NJADRE1558002627 | Administratively Determined Incentive Program | Egg Harbor Twp | 8234 | 16.4 | Residential | Behind the Meter | Yes | Pro Custom Solar dba Momentum Solar | AC Electric |  | Accepted | 2024-10-18 | 2024-11-04 | 2025-11-04 | Solar Panels | Hanwha | Q.PEAK DUO BLK ML-G10+410 |  | 0.41 | 2 | 140 | 20 |  | Fixed | Roof
NJADRE1558002627 | Administratively Determined Incentive Program | Egg Harbor Twp | 8234 | 16.4 | Residential | Behind the Meter | Yes | Pro Custom Solar dba Momentum Solar | AC Electric |  | Accepted | 2024-10-18 | 2024-11-04 | 2025-11-04 | Inverters | Enphase | IQ8PLUS-72-2-US | 290 |  | 40 |  |  | 0.97 |  | Outdoor
NJADRE1558002627 | Administratively Determined Incentive Program | Egg Harbor Twp | 8234 | 16.4 | Residential | Behind the Meter | Yes | Pro Custom Solar dba Momentum Solar | AC Electric |  | Accepted | 2024-10-18 | 2024-11-04 | 2025-11-04 | Solar Panels | Hanwha | Q.PEAK DUO BLK ML-G10+410 |  | 0.41 | 10 | 320 | 20 |  | Fixed | Roof
NJADRE1558002711 | Administratively Determined Incentive Program | MANCHESTER TOWNSHIP | 8759 | 12.71 | Residential | Behind the Meter | Yes | Trinity Solar, LLC | JCP&L |  | Accepted | 2024-10-18 | 2024-11-05 | 2025-11-05 | Solar Panels | HANWHA | HANWHA 410 (Q.PEAK DUO BLK ML-G10+ 410) |  | 0.41 | 19 | 134 | 27 |  | Fixed | Roof
NJADRE1558002711 | Administratively Determined Incentive Program | MANCHESTER TOWNSHIP | 8759 | 12.71 | Residential | Behind the Meter | Yes | Trinity Solar, LLC | JCP&L |  | Accepted | 2024-10-18 | 2024-11-05 | 2025-11-05 | Inverters | Solar Edge | SE10000H-US | 10000 |  | 1 |  |  | 0.97 |  | Outside
NJADRE1558002711 | Administratively Determined Incentive Program | MANCHESTER TOWNSHIP | 8759 | 12.71 | Residential | Behind the Meter | Yes | Trinity Solar, LLC | JCP&L |  | Accepted | 2024-10-18 | 2024-11-05 | 2025-11-05 | Solar Panels | HANWHA | HANWHA 410 (Q.PEAK DUO BLK ML-G10+ 410) |  | 0.41 | 12 | 134 | 27 |  | Fixed | Roof
NJADRE1558002782 | Administratively Determined Incentive Program | HADDON TOWNSHIP | 8108 | 7.06 | Residential | Behind the Meter | Yes | SunnyMac, LLC | PSE&G |  | Accepted | 2024-10-18 | 2024-11-05 | 2025-11-05 | Inverters | SOLAREDGE HOME HUB | SE5700H-US | 5700 |  | 1 |  |  | 0.99 |  | Outdoor | next to meter
NJADRE1558002782 | Administratively Determined Incentive Program | HADDON TOWNSHIP | 8108 | 7.06 | Residential | Behind the Meter | Yes | SunnyMac, LLC | PSE&G |  | Accepted | 2024-10-18 | 2024-11-05 | 2025-11-05 | Solar Panels | HANWHA | Q.PEAK DUO BLK ML-G10+ 415W |  | 0.415 | 9 | 198 | 23 |  | Fixed | Roof
NJADRE1558002782 | Administratively Determined Incentive Program | HADDON TOWNSHIP | 8108 | 7.06 | Residential | Behind the Meter | Yes | SunnyMac, LLC | PSE&G |  | Accepted | 2024-10-18 | 2024-11-05 | 2025-11-05 | Solar Panels | HANWHA | Q.PEAK DUO BLK ML-G10+ 415W |  | 0.415 | 8 | 18 | 23 |  | Fixed | Roof
NJADRE1558002888 | Administratively Determined Incentive Program | Lincoln Park | 7035 | 6.38 | Residential | Behind the Meter | Yes | Brilliant Installations, Inc. | JCP&L |  | Accepted | 2024-10-18 | 2024-11-05 | 2025-11-05 | Solar Panels | JINKO SOLAR | JKM425N-54HL-4-B |  | 0.425 | 10 | 142 | 30 |  | Fixed | Roof
NJADRE1558002888 | Administratively Determined Incentive Program | Lincoln Park | 7035 | 6.38 | Residential | Behind the Meter | Yes | Brilliant Installations, Inc. | JCP&L |  | Accepted | 2024-10-18 | 2024-11-05 | 2025-11-05 | Inverters | Enphase | IQ8HC-72-M-DOM-US (Domestic) | 290 |  | 15 |  |  | 0.97 |  | Outdoor
NJADRE1558002888 | Administratively Determined Incentive Program | Lincoln Park | 7035 | 6.38 | Residential | Behind the Meter | Yes | Brilliant Installations, Inc. | JCP&L |  | Accepted | 2024-10-18 | 2024-11-05 | 2025-11-05 | Solar Panels | JINKO SOLAR | JKM425N-54HL-4-B |  | 0.425 | 5 | 322 | 10 |  | Fixed | Roof
NJADRE1558006989 | Administratively Determined Incentive Program | Plainfield | 7062 | 6.38 | Residential | Behind the Meter | No | New Jersey Sun Tech | PSE&G |  | Accepted | 2024-10-19 | 2024-11-14 | 2025-11-14 | Solar Panels | Trina Solar | TSM425 |  | 0.425 | 4 | 126 | 14 |  | Fixed | Roof
NJADRE1558006989 | Administratively Determined Incentive Program | Plainfield | 7062 | 6.38 | Residential | Behind the Meter | No | New Jersey Sun Tech | PSE&G |  | Accepted | 2024-10-19 | 2024-11-14 | 2025-11-14 | Solar Panels | Trina Solar | TSM425 |  | 0.425 | 7 | 127 | 42 |  | Fixed | Roof
NJADRE1558006989 | Administratively Determined Incentive Program | Plainfield | 7062 | 6.38 | Residential | Behind the Meter | No | New Jersey Sun Tech | PSE&G |  | Accepted | 2024-10-19 | 2024-11-14 | 2025-11-14 | Solar Panels | Trina Solar | TSM425 |  | 0.425 | 4 | 217 | 14 |  | Fixed | Roof
NJADRE1558006989 | Administratively Determined Incentive Program | Plainfield | 7062 | 6.38 | Residential | Behind the Meter | No | New Jersey Sun Tech | PSE&G |  | Accepted | 2024-10-19 | 2024-11-14 | 2025-11-14 | Inverters | Solaredge | SE5000H-US | 5000 |  | 1 |  |  | 0.98 |  | Outdoor
NJADRE1558007173 | Administratively Determined Incentive Program | West Deptford | 8086 | 10.79 | Residential | Behind the Meter | Yes | SunnyMac, LLC | PSE&G |  | Accepted | 2024-10-29 | 2024-11-27 | 2025-11-27 | Solar Panels | Qcells | Q.PEAK DUO BLK ML-G10+ 415 |  | 0.415 | 23 | 240 | 32 |  | Fixed | Roof
NJADRE1558007173 | Administratively Determined Incentive Program | West Deptford | 8086 | 10.79 | Residential | Behind the Meter | Yes | SunnyMac, LLC | PSE&G |  | Accepted | 2024-10-29 | 2024-11-27 | 2025-11-27 | Meters | SolarEdge Technologies Inc. | SE10000H-USMNUBL15 |  |  | 1 |  |  |  | Yes | Outdoor
NJADRE1558007173 | Administratively Determined Incentive Program | West Deptford | 8086 | 10.79 | Residential | Behind the Meter | Yes | SunnyMac, LLC | PSE&G |  | Accepted | 2024-10-29 | 2024-11-27 | 2025-11-27 | Solar Panels | Qcells | Q.PEAK DUO BLK ML-G10+ 415 |  | 0.415 | 3 | 240 | 35 |  | Fixed | Roof
NJADRE1558007173 | Administratively Determined Incentive Program | West Deptford | 8086 | 10.79 | Residential | Behind the Meter | Yes | SunnyMac, LLC | PSE&G |  | Accepted | 2024-10-29 | 2024-11-27 | 2025-11-27 | Inverters | SolarEdge Technologies Inc. | SE10000H-USMNUBL15 | 10000 |  | 1 |  |  | 0.99 |  | Outside
NJADRE1558009248 | Administratively Determined Incentive Program | Willingboro | 8046 | 3.28 | Residential | Behind the Meter | Yes | Sunrun Installation Services, Inc. | PSE&G |  | Accepted | 2024-10-21 | 2024-11-05 | 2025-11-05 | Inverters | SolarEdge Technologies | SE3800H-USMN | 3800 |  | 1 |  |  | 0.99 |  | Outdoor | Next to meter
NJADRE1558009248 | Administratively Determined Incentive Program | Willingboro | 8046 | 3.28 | Residential | Behind the Meter | Yes | Sunrun Installation Services, Inc. | PSE&G |  | Accepted | 2024-10-21 | 2024-11-05 | 2025-11-05 | Solar Panels | Hanwha Q-Cells | Q.PEAK DUO BLK ML-G10+ 410 |  | 0.41 | 8 | 313 | 19 |  | Fixed | Roof
NJADRE1558009264 | Administratively Determined Incentive Program | Lebanon | 8833 | 8.93 | Residential | Behind the Meter | Yes | Savkat Inc | JCP&L |  | Accepted | 2024-10-29 | 2024-11-18 | 2025-11-18 | Solar Panels | Jinko | Jinko JKM425N-54HL4-B |  | 0.425 | 12 | 232 | 32 |  | Fixed | Roof
NJADRE1558009264 | Administratively Determined Incentive Program | Lebanon | 8833 | 8.93 | Residential | Behind the Meter | Yes | Savkat Inc | JCP&L |  | Accepted | 2024-10-29 | 2024-11-18 | 2025-11-18 | Solar Panels | Jinko | Jinko JKM425N-54HL4-B |  | 0.425 | 9 | 232 | 36 |  | Fixed | Roof
NJADRE1558009264 | Administratively Determined Incentive Program | Lebanon | 8833 | 8.93 | Residential | Behind the Meter | Yes | Savkat Inc | JCP&L |  | Accepted | 2024-10-29 | 2024-11-18 | 2025-11-18 | Inverters | Solaredge | SE7600H-US | 8 |  | 1 |  |  | 0.97 |  | Outdoor
NJADRE1558009268 | Administratively Determined Incentive Program | Haddonfield | 8033 | 8.72 | Residential | Behind the Meter | Yes | SunnyMac, LLC | PSE&G |  | Accepted | 2024-10-21 | 2024-11-05 | 2025-11-05 | Solar Panels | HANWHA | Q.PEAK DUO BLK ML-G10+ 415W |  | 0.415 | 11 | 225 | 39 |  | Fixed | Roof
NJADRE1558009268 | Administratively Determined Incentive Program | Haddonfield | 8033 | 8.72 | Residential | Behind the Meter | Yes | SunnyMac, LLC | PSE&G |  | Accepted | 2024-10-21 | 2024-11-05 | 2025-11-05 | Inverters | SOLAREDGE HOME HUB | SE5700H-US | 5700 |  | 1 |  |  | 0.99 |  | Outdoor | next to meter
NJADRE1558009268 | Administratively Determined Incentive Program | Haddonfield | 8033 | 8.72 | Residential | Behind the Meter | Yes | SunnyMac, LLC | PSE&G |  | Accepted | 2024-10-21 | 2024-11-05 | 2025-11-05 | Solar Panels | HANWHA | Q.PEAK DUO BLK ML-G10+ 415W |  | 0.415 | 10 | 45 | 39 |  | Fixed | Roof
NJADRE1558009292 | Administratively Determined Incentive Program | Holmdel | 7733 | 13.12 | Residential | Behind the Meter | Yes | Sunrun Installation Services, Inc. | JCP&L |  | Accepted | 2024-10-21 | 2024-11-05 | 2025-11-05 | Inverters | Tesla | Powerwall 3 1707000-xx-y | 11500 |  | 1 |  |  | 0.97 |  | Outdoor
NJADRE1558009292 | Administratively Determined Incentive Program | Holmdel | 7733 | 13.12 | Residential | Behind the Meter | Yes | Sunrun Installation Services, Inc. | JCP&L |  | Accepted | 2024-10-21 | 2024-11-05 | 2025-11-05 | Solar Panels | Hanwha Q Cells | Q.PEAK DUO BLK ML-G10+ 410 |  | 0.41 | 11 | 166 | 45 |  | Fixed | Roof
NJADRE1558009292 | Administratively Determined Incentive Program | Holmdel | 7733 | 13.12 | Residential | Behind the Meter | Yes | Sunrun Installation Services, Inc. | JCP&L |  | Accepted | 2024-10-21 | 2024-11-05 | 2025-11-05 | Electric Storage Battery | Tesla | Powerwall 3 1707000-xx-y |  |  | 1 |  |  |  | Lithium Ion |  | OUTSIDE
NJADRE1558009292 | Administratively Determined Incentive Program | Holmdel | 7733 | 13.12 | Residential | Behind the Meter | Yes | Sunrun Installation Services, Inc. | JCP&L |  | Accepted | 2024-10-21 | 2024-11-05 | 2025-11-05 | Solar Panels | Hanwha Q Cells | Q.PEAK DUO BLK ML-G10+ 410 |  | 0.41 | 21 | 167 | 44 |  | Fixed | Roof
NJADRE1558009295 | Administratively Determined Incentive Program | Clifton | 7013 | 7.38 | Residential | Behind the Meter | Yes | Trinity Solar, LLC | PSE&G |  | Accepted | 2024-10-21 | 2024-11-11 | 2025-11-11 | Solar Panels | HANWHA | HANWHA 410 (Q.PEAK DUO BLK ML-G10+ 410) |  | 0.41 | 6 | 42 | 12 |  | Fixed | Roof
NJADRE1558009295 | Administratively Determined Incentive Program | Clifton | 7013 | 7.38 | Residential | Behind the Meter | Yes | Trinity Solar, LLC | PSE&G |  | Accepted | 2024-10-21 | 2024-11-11 | 2025-11-11 | Inverters | Tesla (PV Only) | 1538000-45-X | 5700 |  | 1 |  |  | 0.97 |  | Outside
NJADRE1558009295 | Administratively Determined Incentive Program | Clifton | 7013 | 7.38 | Residential | Behind the Meter | Yes | Trinity Solar, LLC | PSE&G |  | Accepted | 2024-10-21 | 2024-11-11 | 2025-11-11 | Solar Panels | HANWHA | HANWHA 410 (Q.PEAK DUO BLK ML-G10+ 410) |  | 0.41 | 12 | 42 | 12 |  | Fixed | Roof
NJADRE1558009301 | Administratively Determined Incentive Program | Millville | 8332 | 11.48 | Residential | Behind the Meter | Yes | EMT Renewables, LLC | AC Electric |  | Accepted | 2024-10-21 | 2024-11-05 | 2025-11-05 | Solar Panels | TRINA | TSM-NE09RC.05 |  | 0.41 | 22 | 266 | 25 |  | Fixed | Roof
NJADRE1558009301 | Administratively Determined Incentive Program | Millville | 8332 | 11.48 | Residential | Behind the Meter | Yes | EMT Renewables, LLC | AC Electric |  | Accepted | 2024-10-21 | 2024-11-05 | 2025-11-05 | Solar Panels | TRINA | TSM-NE09RC.05 |  | 0.41 | 2 | 85 | 8 |  | Fixed | Roof
NJADRE1558009301 | Administratively Determined Incentive Program | Millville | 8332 | 11.48 | Residential | Behind the Meter | Yes | EMT Renewables, LLC | AC Electric |  | Accepted | 2024-10-21 | 2024-11-05 | 2025-11-05 | Inverters | ENPHASE | IQ8+ | 290 |  | 28 |  |  | 0.98 |  | Other | UNDER EACH PANEL
NJADRE1558009301 | Administratively Determined Incentive Program | Millville | 8332 | 11.48 | Residential | Behind the Meter | Yes | EMT Renewables, LLC | AC Electric |  | Accepted | 2024-10-21 | 2024-11-05 | 2025-11-05 | Solar Panels | TRINA | TSM-NE09RC.05 |  | 0.41 | 4 | 175 | 20 |  | Fixed | Roof
NJADRE1558009303 | Administratively Determined Incentive Program | Woodbridge Twp | 8830 | 5.74 | Residential | Behind the Meter | Yes | Sunrun Installation Services, Inc. | PSE&G |  | Accepted | 2024-10-21 | 2024-11-05 | 2025-11-05 | Solar Panels | HANWHA Q-CELLS | Q.PEAK DUO BLK ML-G10+ 410 |  | 0.41 | 9 | 262 | 36 |  | Fixed | Roof
NJADRE1558009303 | Administratively Determined Incentive Program | Woodbridge Twp | 8830 | 5.74 | Residential | Behind the Meter | Yes | Sunrun Installation Services, Inc. | PSE&G |  | Accepted | 2024-10-21 | 2024-11-05 | 2025-11-05 | Solar Panels | HANWHA Q-CELLS | Q.PEAK DUO BLK ML-G10+ 410 |  | 0.41 | 5 | 82 | 36 |  | Fixed | Roof
NJADRE1558009303 | Administratively Determined Incentive Program | Woodbridge Twp | 8830 | 5.74 | Residential | Behind the Meter | Yes | Sunrun Installation Services, Inc. | PSE&G |  | Accepted | 2024-10-21 | 2024-11-05 | 2025-11-05 | Inverters | SOLAREDGE TECHNOLOGIES | SE7600H-USMN | 7600 |  | 1 |  |  | 0.99 |  | Outdoor
NJADRE1558009334 | Administratively Determined Incentive Program | Wyckoff Twp | 7481 | 11.07 | Residential | Behind the Meter | Yes | Sunrun Installation Services, Inc. | PSE&G |  | Accepted | 2024-10-21 | 2024-11-05 | 2025-11-05 | Solar Panels | Hanwha Q Cells | Q.PEAK DUO BLK ML-G10+ 410 |  | 0.41 | 4 | 303 | 21 |  | Fixed | Roof
NJADRE1558009334 | Administratively Determined Incentive Program | Wyckoff Twp | 7481 | 11.07 | Residential | Behind the Meter | Yes | Sunrun Installation Services, Inc. | PSE&G |  | Accepted | 2024-10-21 | 2024-11-05 | 2025-11-05 | Inverters | SolarEdge Technologies | SE7600H-USMN | 7600 |  | 1 |  |  | 0.99 |  | Outdoor
NJADRE1558009334 | Administratively Determined Incentive Program | Wyckoff Twp | 7481 | 11.07 | Residential | Behind the Meter | Yes | Sunrun Installation Services, Inc. | PSE&G |  | Accepted | 2024-10-21 | 2024-11-05 | 2025-11-05 | Solar Panels | Hanwha Q Cells | Q.PEAK DUO BLK ML-G10+ 410 |  | 0.41 | 23 | 123 | 21 |  | Fixed | Roof
NJADRE1558009377 | Administratively Determined Incentive Program | Monroe Township | 8831 | 6.15 | Residential | Behind the Meter | Yes | Trinity Solar, LLC | JCP&L |  | Accepted | 2024-10-21 | 2024-11-05 | 2025-11-05 | Electric Storage Battery | Tesla | Tesla Powerwall 3 |  |  | 2 |  |  |  | Lithium Ion |  | Inside
NJADRE1558009377 | Administratively Determined Incentive Program | Monroe Township | 8831 | 6.15 | Residential | Behind the Meter | Yes | Trinity Solar, LLC | JCP&L |  | Accepted | 2024-10-21 | 2024-11-05 | 2025-11-05 | Solar Panels | Hanwha | HANWHA 410 (Q.PEAK DUO BLK ML-G10+ 410) |  | 0.41 | 2 | 144 | 18 |  | Fixed | Roof
NJADRE1558009377 | Administratively Determined Incentive Program | Monroe Township | 8831 | 6.15 | Residential | Behind the Meter | Yes | Trinity Solar, LLC | JCP&L |  | Accepted | 2024-10-21 | 2024-11-05 | 2025-11-05 | Inverters | Tesla | Tesla Powerwall 3 | 11500 |  | 2 |  |  | 0.97 |  | Outdoor
NJADRE1558009377 | Administratively Determined Incentive Program | Monroe Township | 8831 | 6.15 | Residential | Behind the Meter | Yes | Trinity Solar, LLC | JCP&L |  | Accepted | 2024-10-21 | 2024-11-05 | 2025-11-05 | Solar Panels | Hanwha | HANWHA 410 (Q.PEAK DUO BLK ML-G10+ 410) |  | 0.41 | 13 | 144 | 34 |  | Fixed | Roof
NJADRE1558009411 | Administratively Determined Incentive Program | PASSAIC | 7055 | 11.89 | Residential | Behind the Meter | Yes | Trinity Solar, LLC | PSE&G |  | Accepted | 2024-10-21 | 2024-11-05 | 2025-11-05 | Inverters | Tesla | Powerwall 3 (1707000-xx-y) | 11500 |  | 2 |  |  | 0.97 |  | Outdoor
NJADRE1558009411 | Administratively Determined Incentive Program | PASSAIC | 7055 | 11.89 | Residential | Behind the Meter | Yes | Trinity Solar, LLC | PSE&G |  | Accepted | 2024-10-21 | 2024-11-05 | 2025-11-05 | Electric Storage Battery | Tesla | Powerwall 3 (1707000-xx-y) |  |  | 2 |  |  |  | Lithium Ion |  | outdoor
NJADRE1558009411 | Administratively Determined Incentive Program | PASSAIC | 7055 | 11.89 | Residential | Behind the Meter | Yes | Trinity Solar, LLC | PSE&G |  | Accepted | 2024-10-21 | 2024-11-05 | 2025-11-05 | Solar Panels | HANWHA | (Q.PEAK DUO BLK ML-G10+ 410) |  | 0.41 | 21 | 251 | 47 |  | Fixed | Roof
NJADRE1558009411 | Administratively Determined Incentive Program | PASSAIC | 7055 | 11.89 | Residential | Behind the Meter | Yes | Trinity Solar, LLC | PSE&G |  | Accepted | 2024-10-21 | 2024-11-05 | 2025-11-05 | Solar Panels | HANWHA | (Q.PEAK DUO BLK ML-G10+ 410) |  | 0.41 | 8 | 71 | 47 |  | Fixed | Roof
NJADRE1558009473 | Administratively Determined Incentive Program | Petersburg | 8270 | 13.94 | Residential | Behind the Meter | Yes | Sunrun Installation Services, Inc. | AC Electric |  | Accepted | 2024-10-21 | 2024-11-05 | 2025-11-05 | Solar Panels | HANWHA Q-CELLS | Q.PEAK DUO BLK ML-G10+ 410 |  | 0.41 | 4 | 278 | 17 |  | Fixed | Roof
NJADRE1558009473 | Administratively Determined Incentive Program | Petersburg | 8270 | 13.94 | Residential | Behind the Meter | Yes | Sunrun Installation Services, Inc. | AC Electric |  | Accepted | 2024-10-21 | 2024-11-05 | 2025-11-05 | Solar Panels | HANWHA Q-CELLS | Q.PEAK DUO BLK ML-G10+ 410 |  | 0.41 | 9 | 98 | 40 |  | Fixed | Roof
NJADRE1558009473 | Administratively Determined Incentive Program | Petersburg | 8270 | 13.94 | Residential | Behind the Meter | Yes | Sunrun Installation Services, Inc. | AC Electric |  | Accepted | 2024-10-21 | 2024-11-05 | 2025-11-05 | Solar Panels | HANWHA Q-CELLS | Q.PEAK DUO BLK ML-G10+ 410 |  | 0.41 | 21 | 278 | 40 |  | Fixed | Roof
NJADRE1558009473 | Administratively Determined Incentive Program | Petersburg | 8270 | 13.94 | Residential | Behind the Meter | Yes | Sunrun Installation Services, Inc. | AC Electric |  | Accepted | 2024-10-21 | 2024-11-05 | 2025-11-05 | Inverters | SOLAREDGE TECHNOLOGIES | SE10000H-USMN | 10000 |  | 1 |  |  | 0.99 |  | Outdoor
NJADRE1558009553 | Administratively Determined Incentive Program | BRIDGETON | 8302 | 8 | Residential | Behind the Meter | Yes | PosiGen Developer, LLC | AC Electric |  | Accepted | 2024-10-21 | 2024-11-06 | 2025-11-06 | Solar Panels | SILFAB | SIL-400 HC+ |  | 0.4 | 8 | 258 | 37 |  | Fixed | Roof
NJADRE1558009553 | Administratively Determined Incentive Program | BRIDGETON | 8302 | 8 | Residential | Behind the Meter | Yes | PosiGen Developer, LLC | AC Electric |  | Accepted | 2024-10-21 | 2024-11-06 | 2025-11-06 | Solar Panels | SILFAB | SIL-400 HC+ |  | 0.4 | 4 | 348 | 9 |  | Fixed | Roof
NJADRE1558009553 | Administratively Determined Incentive Program | BRIDGETON | 8302 | 8 | Residential | Behind the Meter | Yes | PosiGen Developer, LLC | AC Electric |  | Accepted | 2024-10-21 | 2024-11-06 | 2025-11-06 | Solar Panels | SILFAB | SIL-400 HC+ |  | 0.4 | 8 | 78 | 37 |  | Fixed | Roof
NJADRE1558009553 | Administratively Determined Incentive Program | BRIDGETON | 8302 | 8 | Residential | Behind the Meter | Yes | PosiGen Developer, LLC | AC Electric |  | Accepted | 2024-10-21 | 2024-11-06 | 2025-11-06 | Inverters | SOLAREDGE | SE7600H-US | 7600 |  | 1 |  |  | 0.99 |  | Outside | Within ten feet of meter
NJADRE1558009562 | Administratively Determined Incentive Program | Monroe | 8094 | 7.29 | Residential | Behind the Meter | No | Tesla Energy Operations, Inc. | AC Electric |  | Accepted | 2024-10-21 | 2024-11-06 | 2025-11-06 | Inverters | Tesla | 1707000-XX-Y | 11500 |  | 3 |  |  | 0.98 |  | Outside
NJADRE1558009562 | Administratively Determined Incentive Program | Monroe | 8094 | 7.29 | Residential | Behind the Meter | No | Tesla Energy Operations, Inc. | AC Electric |  | Accepted | 2024-10-21 | 2024-11-06 | 2025-11-06 | Electric Storage Battery | Tesla | Powerwall 3 |  |  | 3 |  |  |  | Lithium Ion |  | OUTSIDE
NJADRE1558009562 | Administratively Determined Incentive Program | Monroe | 8094 | 7.29 | Residential | Behind the Meter | No | Tesla Energy Operations, Inc. | AC Electric |  | Accepted | 2024-10-21 | 2024-11-06 | 2025-11-06 | Solar Panels | Hanwha | Q.PEAK DUO BLK ML-G10+/TS 405 |  | 0.405 | 18 | 171 | 36 |  | Fixed | Roof
NJADRE1558009575 | Administratively Determined Incentive Program | South Brunswick Twp | 8852 | 4.92 | Residential | Behind the Meter | Yes | Sunrun Installation Services, Inc. | PSE&G |  | Accepted | 2024-10-21 | 2024-11-06 | 2025-11-06 | Solar Panels | HANWHA Q-CELLS | Q.PEAK DUO BLK ML-G10+ 410 |  | 0.41 | 9 | 134 | 29 |  | Fixed | Roof
NJADRE1558009575 | Administratively Determined Incentive Program | South Brunswick Twp | 8852 | 4.92 | Residential | Behind the Meter | Yes | Sunrun Installation Services, Inc. | PSE&G |  | Accepted | 2024-10-21 | 2024-11-06 | 2025-11-06 | Inverters | SOLAREDGE TECHNOLOGIES | SE3800H-USMN | 3800 |  | 1 |  |  | 0.99 |  | Outdoor
NJADRE1558009575 | Administratively Determined Incentive Program | South Brunswick Twp | 8852 | 4.92 | Residential | Behind the Meter | Yes | Sunrun Installation Services, Inc. | PSE&G |  | Accepted | 2024-10-21 | 2024-11-06 | 2025-11-06 | Solar Panels | HANWHA Q-CELLS | Q.PEAK DUO BLK ML-G10+ 410 |  | 0.41 | 3 | 224 | 32 |  | Fixed | Roof
NJADRE1558009605 | Administratively Determined Incentive Program | Lincoln Park | 7035 | 6.56 | Residential | Behind the Meter | Yes | Pro Custom Solar dba Momentum Solar | JCP&L |  | Accepted | 2024-10-21 | 2024-11-06 | 2025-11-06 | Inverters | Enphase | IQ8MC-72-M-US | 320 |  | 16 |  |  | 0.97 |  | Outdoor
NJADRE1558009605 | Administratively Determined Incentive Program | Lincoln Park | 7035 | 6.56 | Residential | Behind the Meter | Yes | Pro Custom Solar dba Momentum Solar | JCP&L |  | Accepted | 2024-10-21 | 2024-11-06 | 2025-11-06 | Solar Panels | Hanwha | Q.PEAK DUO BLK ML-G10+410 |  | 0.41 | 16 | 173 | 16 |  | Fixed | Roof
NJADRE1558009615 | Administratively Determined Incentive Program | NEW EGYPT | 8533 | 8.5 | Residential | Behind the Meter | Yes | Velocity Energy & Home Solutions, Inc. | JCP&L |  | Accepted | 2024-10-21 | 2024-11-06 | 2025-11-06 | Inverters | enphase | iq8plus | 290 |  | 20 |  |  | 0.99 |  | Outside | behind panels
NJADRE1558009615 | Administratively Determined Incentive Program | NEW EGYPT | 8533 | 8.5 | Residential | Behind the Meter | Yes | Velocity Energy & Home Solutions, Inc. | JCP&L |  | Accepted | 2024-10-21 | 2024-11-06 | 2025-11-06 | Solar Panels | trina | 425w |  | 0.425 | 6 | 179 | 38 |  | Fixed | Roof
NJADRE1558009615 | Administratively Determined Incentive Program | NEW EGYPT | 8533 | 8.5 | Residential | Behind the Meter | Yes | Velocity Energy & Home Solutions, Inc. | JCP&L |  | Accepted | 2024-10-21 | 2024-11-06 | 2025-11-06 | Solar Panels | trina | 425w |  | 0.425 | 9 | 179 | 37 |  | Fixed | Roof
NJADRE1558009615 | Administratively Determined Incentive Program | NEW EGYPT | 8533 | 8.5 | Residential | Behind the Meter | Yes | Velocity Energy & Home Solutions, Inc. | JCP&L |  | Accepted | 2024-10-21 | 2024-11-06 | 2025-11-06 | Solar Panels | trina | 425w |  | 0.425 | 3 | 179 | 34 |  | Fixed | Roof
NJADRE1558009615 | Administratively Determined Incentive Program | NEW EGYPT | 8533 | 8.5 | Residential | Behind the Meter | Yes | Velocity Energy & Home Solutions, Inc. | JCP&L |  | Accepted | 2024-10-21 | 2024-11-06 | 2025-11-06 | Solar Panels | trina | 425w |  | 0.425 | 2 | 269 | 45 |  | Fixed | Roof
NJADRE1558009653 | Administratively Determined Incentive Program | Bridgeton | 8302 | 7.38 | Residential | Behind the Meter | Yes | Sunrun Installation Services, Inc. | AC Electric |  | Accepted | 2024-10-21 | 2024-11-07 | 2025-11-07 | Solar Panels | Hanwha Q Cells | Q.PEAK DUO BLK ML-G10+ 410 |  | 0.41 | 10 | 115 | 37 |  | Fixed | Roof
NJADRE1558009653 | Administratively Determined Incentive Program | Bridgeton | 8302 | 7.38 | Residential | Behind the Meter | Yes | Sunrun Installation Services, Inc. | AC Electric |  | Accepted | 2024-10-21 | 2024-11-07 | 2025-11-07 | Solar Panels | Hanwha Q Cells | Q.PEAK DUO BLK ML-G10+ 410 |  | 0.41 | 8 | 294 | 37 |  | Fixed | Roof
NJADRE1558009653 | Administratively Determined Incentive Program | Bridgeton | 8302 | 7.38 | Residential | Behind the Meter | Yes | Sunrun Installation Services, Inc. | AC Electric |  | Accepted | 2024-10-21 | 2024-11-07 | 2025-11-07 | Inverters | SolarEdge Technologies | SE5700H-USMN | 5760 |  | 1 |  |  | 0.99 |  | Outside
NJADRE1558009656 | Administratively Determined Incentive Program | Morris Plains | 7950 | 9.43 | Residential | Behind the Meter | Yes | Sunrun Installation Services, Inc. | JCP&L |  | Accepted | 2024-10-21 | 2024-11-06 | 2025-11-06 | Inverters | SolarEdge Technologies | SE7600H-USMN | 7600 |  | 1 |  |  | 0.99 |  | Outdoor
NJADRE1558009656 | Administratively Determined Incentive Program | Morris Plains | 7950 | 9.43 | Residential | Behind the Meter | Yes | Sunrun Installation Services, Inc. | JCP&L |  | Accepted | 2024-10-21 | 2024-11-06 | 2025-11-06 | Solar Panels | Hanwha Q Cells | Q.PEAK DUO BLK ML-G10+ 410 |  | 0.41 | 11 | 104 | 38 |  | Fixed | Roof
NJADRE1558009656 | Administratively Determined Incentive Program | Morris Plains | 7950 | 9.43 | Residential | Behind the Meter | Yes | Sunrun Installation Services, Inc. | JCP&L |  | Accepted | 2024-10-21 | 2024-11-06 | 2025-11-06 | Solar Panels | Hanwha Q Cells | Q.PEAK DUO BLK ML-G10+ 410 |  | 0.41 | 12 | 284 | 36 |  | Fixed | Roof
NJADRE1558009698 | Administratively Determined Incentive Program | Pittsgrove | 8318 | 4.1 | Residential | Behind the Meter | Yes | Trinity Solar, LLC | AC Electric |  | Accepted | 2024-10-21 | 2024-11-07 | 2025-11-07 | Solar Panels | Hanwha | HANWHA 410 (Q.PEAK DUO BLK ML-G10+ 410) |  | 0.41 | 10 | 187 | 23 |  | Fixed | Roof
NJADRE1558009698 | Administratively Determined Incentive Program | Pittsgrove | 8318 | 4.1 | Residential | Behind the Meter | Yes | Trinity Solar, LLC | AC Electric |  | Accepted | 2024-10-21 | 2024-11-07 | 2025-11-07 | Inverters | Solar Edge | SE3800H-US | 3800 |  | 1 |  |  | 0.97 |  | Outdoor
NJADRE1558009701 | Administratively Determined Incentive Program | Willingboro | 8046 | 11.2 | Residential | Behind the Meter | Yes | GenSun Roofing and Solar, LLC | PSE&G |  | Accepted | 2024-10-21 | 2024-11-06 | 2025-11-06 | Solar Panels | LONGI SOLAR | LR5-54HABB- 400W |  | 0.4 | 14 | 190 | 14 |  | Fixed | Roof
NJADRE1558009701 | Administratively Determined Incentive Program | Willingboro | 8046 | 11.2 | Residential | Behind the Meter | Yes | GenSun Roofing and Solar, LLC | PSE&G |  | Accepted | 2024-10-21 | 2024-11-06 | 2025-11-06 | Inverters | Solaredge | SE10000H-US | 10000 |  | 1 |  |  | 0.99 |  | Outside
NJADRE1558009701 | Administratively Determined Incentive Program | Willingboro | 8046 | 11.2 | Residential | Behind the Meter | Yes | GenSun Roofing and Solar, LLC | PSE&G |  | Accepted | 2024-10-21 | 2024-11-06 | 2025-11-06 | Solar Panels | LONGI SOLAR | LR5-54HABB- 400W |  | 0.4 | 14 | 190 | 14 |  | Fixed | Roof
NJADRE1558009701 | Administratively Determined Incentive Program | Willingboro | 8046 | 11.2 | Residential | Behind the Meter | Yes | GenSun Roofing and Solar, LLC | PSE&G |  | Accepted | 2024-10-21 | 2024-11-06 | 2025-11-06 | Meters | solaredge | SE10000H-US |  |  | 1 |  |  |  | Yes | Outdoor
NJADRE1558009706 | Administratively Determined Incentive Program | Glen Rock Boro | 7452 | 10.25 | Residential | Behind the Meter | Yes | Sunrun Installation Services, Inc. | PSE&G |  | Accepted | 2024-10-21 | 2024-11-06 | 2025-11-06 | Electric Storage Battery | Tesla | Powerwall 3 1707000-xx-y |  |  | 1 |  |  |  | Lithium Ion |  | OUTSIDE
NJADRE1558009706 | Administratively Determined Incentive Program | Glen Rock Boro | 7452 | 10.25 | Residential | Behind the Meter | Yes | Sunrun Installation Services, Inc. | PSE&G |  | Accepted | 2024-10-21 | 2024-11-06 | 2025-11-06 | Solar Panels | Hanwha Q Cells | Q.PEAK DUO BLK ML-G10+ 410 |  | 0.41 | 10 | 166 | 28 |  | Fixed | Roof
NJADRE1558009706 | Administratively Determined Incentive Program | Glen Rock Boro | 7452 | 10.25 | Residential | Behind the Meter | Yes | Sunrun Installation Services, Inc. | PSE&G |  | Accepted | 2024-10-21 | 2024-11-06 | 2025-11-06 | Solar Panels | Hanwha Q Cells | Q.PEAK DUO BLK ML-G10+ 410 |  | 0.41 | 15 | 346 | 28 |  | Fixed | Roof
NJADRE1558009706 | Administratively Determined Incentive Program | Glen Rock Boro | 7452 | 10.25 | Residential | Behind the Meter | Yes | Sunrun Installation Services, Inc. | PSE&G |  | Accepted | 2024-10-21 | 2024-11-06 | 2025-11-06 | Inverters | Tesla | Powerwall 3 1707000-xx-y | 11500 |  | 1 |  |  | 0.97 |  | Outdoor
NJADRE1558009749 | Administratively Determined Incentive Program | Berkeley Township | 8721 | 8.61 | Residential | Behind the Meter | Yes | Trinity Solar, LLC | JCP&L |  | Accepted | 2024-10-21 | 2024-11-06 | 2025-11-06 | Solar Panels | HANWHA | HANWHA 410 (Q.PEAK DUO BLK ML-G10+ 410) |  | 0.41 | 3 | 83 | 33 |  | Fixed | Roof
NJADRE1558009749 | Administratively Determined Incentive Program | Berkeley Township | 8721 | 8.61 | Residential | Behind the Meter | Yes | Trinity Solar, LLC | JCP&L |  | Accepted | 2024-10-21 | 2024-11-06 | 2025-11-06 | Inverters | Tesla (PV Only) | 1538000-45-X | 7600 |  | 1 |  |  | 0.97 |  | Outside
NJADRE1558009749 | Administratively Determined Incentive Program | Berkeley Township | 8721 | 8.61 | Residential | Behind the Meter | Yes | Trinity Solar, LLC | JCP&L |  | Accepted | 2024-10-21 | 2024-11-06 | 2025-11-06 | Solar Panels | HANWHA | HANWHA 410 (Q.PEAK DUO BLK ML-G10+ 410) |  | 0.41 | 18 | 83 | 33 |  | Fixed | Roof
NJADRE1558009786 | Administratively Determined Incentive Program | Millville | 8332 | 5.74 | Residential | Behind the Meter | Yes | Sunrun Installation Services, Inc. | AC Electric |  | Accepted | 2024-10-21 | 2024-11-06 | 2025-11-06 | Inverters | SOLAREDGE TECHNOLOGIES | SE7600H-USMN | 7600 |  | 1 |  |  | 0.99 |  | Outdoor
NJADRE1558009786 | Administratively Determined Incentive Program | Millville | 8332 | 5.74 | Residential | Behind the Meter | Yes | Sunrun Installation Services, Inc. | AC Electric |  | Accepted | 2024-10-21 | 2024-11-06 | 2025-11-06 | Solar Panels | HANWHA Q-CELLS | Q.PEAK DUO BLK ML-G10+ 410 |  | 0.41 | 10 | 65 | 42 |  | Fixed | Roof
NJADRE1558009786 | Administratively Determined Incentive Program | Millville | 8332 | 5.74 | Residential | Behind the Meter | Yes | Sunrun Installation Services, Inc. | AC Electric |  | Accepted | 2024-10-21 | 2024-11-06 | 2025-11-06 | Solar Panels | HANWHA Q-CELLS | Q.PEAK DUO BLK ML-G10+ 410 |  | 0.41 | 2 | 244 | 20 |  | Fixed | Roof
NJADRE1558009786 | Administratively Determined Incentive Program | Millville | 8332 | 5.74 | Residential | Behind the Meter | Yes | Sunrun Installation Services, Inc. | AC Electric |  | Accepted | 2024-10-21 | 2024-11-06 | 2025-11-06 | Solar Panels | HANWHA Q-CELLS | Q.PEAK DUO BLK ML-G10+ 410 |  | 0.41 | 2 | 64 | 20 |  | Fixed | Roof
NJADRE1558009901 | Administratively Determined Incentive Program | BURLINGTON | 8016 | 28.91 | Commercial | Behind the Meter | No | Opal Energy Group LLC | PSE&G |  | Accepted | 2024-10-21 | 2024-11-13 | 2025-11-13 | Solar Panels | QCELLS | Q.PEAK DUO XL-G11S SERIES |  | 0.59 | 49 | 80 | 20 |  | Fixed | Roof
NJADRE1558009901 | Administratively Determined Incentive Program | BURLINGTON | 8016 | 28.91 | Commercial | Behind the Meter | No | Opal Energy Group LLC | PSE&G |  | Accepted | 2024-10-21 | 2024-11-13 | 2025-11-13 | Inverters | SOLAREDGE | SE10KUS | 10000 |  | 1 |  |  | 0.97 |  | Outside
NJADRE1558009901 | Administratively Determined Incentive Program | BURLINGTON | 8016 | 28.91 | Commercial | Behind the Meter | No | Opal Energy Group LLC | PSE&G |  | Accepted | 2024-10-21 | 2024-11-13 | 2025-11-13 | Inverters | SOLAREDGE | SE17.3KUS | 17300 |  | 1 |  |  | 0.975 |  | Outside
NJADRE1558009975 | Administratively Determined Incentive Program | CRESSKILL | 7626 | 8.2 | Residential | Behind the Meter | Yes | Sunrun Installation Services, Inc. | Orange Rockland Electric |  | Accepted | 2024-10-21 | 2024-11-06 | 2025-11-06 | Solar Panels | Hanwha Q Cells | Q.PEAK DUO BLK ML-G10+ 410 |  | 0.41 | 8 | 266 | 20 |  | Fixed | Roof
NJADRE1558009975 | Administratively Determined Incentive Program | CRESSKILL | 7626 | 8.2 | Residential | Behind the Meter | Yes | Sunrun Installation Services, Inc. | Orange Rockland Electric |  | Accepted | 2024-10-21 | 2024-11-06 | 2025-11-06 | Electric Storage Battery | Tesla | Powerwall 3 1707000-xx-y |  |  | 1 |  |  |  | Lithium Ion |  | OUTSIDE
NJADRE1558009975 | Administratively Determined Incentive Program | CRESSKILL | 7626 | 8.2 | Residential | Behind the Meter | Yes | Sunrun Installation Services, Inc. | Orange Rockland Electric |  | Accepted | 2024-10-21 | 2024-11-06 | 2025-11-06 | Inverters | Tesla | Powerwall 3 1707000-xx-y | 11500 |  | 1 |  |  | 0.97 |  | Outdoor
NJADRE1558009975 | Administratively Determined Incentive Program | CRESSKILL | 7626 | 8.2 | Residential | Behind the Meter | Yes | Sunrun Installation Services, Inc. | Orange Rockland Electric |  | Accepted | 2024-10-21 | 2024-11-06 | 2025-11-06 | Solar Panels | Hanwha Q Cells | Q.PEAK DUO BLK ML-G10+ 410 |  | 0.41 | 12 | 86 | 20 |  | Fixed | Roof
NJADRE1558010005 | Administratively Determined Incentive Program | Hillsborough Twp | 8844 | 12.3 | Residential | Behind the Meter | Yes | Sunrun Installation Services, Inc. | PSE&G |  | Accepted | 2024-10-21 | 2024-11-07 | 2025-11-07 | Solar Panels | HANWHA Q-CELLS | Q.PEAK DUO BLK ML-G10+ 410 |  | 0.41 | 4 | 174 | 39 |  | Fixed | Roof
NJADRE1558010005 | Administratively Determined Incentive Program | Hillsborough Twp | 8844 | 12.3 | Residential | Behind the Meter | Yes | Sunrun Installation Services, Inc. | PSE&G |  | Accepted | 2024-10-21 | 2024-11-07 | 2025-11-07 | Solar Panels | HANWHA Q-CELLS | Q.PEAK DUO BLK ML-G10+ 410 |  | 0.41 | 4 | 174 | 37 |  | Fixed | Roof
NJADRE1558010005 | Administratively Determined Incentive Program | Hillsborough Twp | 8844 | 12.3 | Residential | Behind the Meter | Yes | Sunrun Installation Services, Inc. | PSE&G |  | Accepted | 2024-10-21 | 2024-11-07 | 2025-11-07 | Solar Panels | HANWHA Q-CELLS | Q.PEAK DUO BLK ML-G10+ 410 |  | 0.41 | 22 | 354 | 35 |  | Fixed | Roof
NJADRE1558010005 | Administratively Determined Incentive Program | Hillsborough Twp | 8844 | 12.3 | Residential | Behind the Meter | Yes | Sunrun Installation Services, Inc. | PSE&G |  | Accepted | 2024-10-21 | 2024-11-07 | 2025-11-07 | Inverters | SOLAREDGE TECHNOLOGIES | SE10000H-USMN | 10000 |  | 1 |  |  | 0.99 |  | Outdoor
NJADRE1558010005 | Administratively Determined Incentive Program | Hillsborough Twp | 8844 | 12.3 | Residential | Behind the Meter | Yes | Sunrun Installation Services, Inc. | PSE&G |  | Accepted | 2024-10-21 | 2024-11-07 | 2025-11-07 | Meters | SOLAREDGE TECHNOLOGIES | SE10000H-USMN |  |  | 1 |  |  |  | Yes | Outdoor
NJADRE1558010022 | Administratively Determined Incentive Program | Cliffwood Beach | 7735 | 14.4 | Residential | Behind the Meter | Yes | Sunrun Installation Services, Inc. | JCP&L |  | Accepted | 2024-10-21 | 2024-11-06 | 2025-11-06 | Inverters | Growatt New Energy Technology Co Ltd | MIN 6000TL-XH-US | 6000 |  | 2 |  |  | 0.98 |  | Outdoor
NJADRE1558010022 | Administratively Determined Incentive Program | Cliffwood Beach | 7735 | 14.4 | Residential | Behind the Meter | Yes | Sunrun Installation Services, Inc. | JCP&L |  | Accepted | 2024-10-21 | 2024-11-06 | 2025-11-06 | Solar Panels | Hanwha Q Cells | Q.PEAK DUO BLK ML-G10+/t 400 |  | 0.4 | 21 | 210 | 27 |  | Fixed | Roof
NJADRE1558010022 | Administratively Determined Incentive Program | Cliffwood Beach | 7735 | 14.4 | Residential | Behind the Meter | Yes | Sunrun Installation Services, Inc. | JCP&L |  | Accepted | 2024-10-21 | 2024-11-06 | 2025-11-06 | Solar Panels | Hanwha Q Cells | Q.PEAK DUO BLK ML-G10+/t 400 |  | 0.4 | 15 | 210 | 30 |  | Fixed | Roof
NJADRE1558010036 | Administratively Determined Incentive Program | MANVILLE | 8835 | 8.61 | Residential | Behind the Meter | Yes | Trinity Solar, LLC | PSE&G |  | Accepted | 2024-10-21 | 2024-11-07 | 2025-11-07 | Solar Panels | HANWHA | Q.PEAK DUO BLK ML-G10+ 410 |  | 0.41 | 7 | 41 | 31 |  | Fixed | Roof
NJADRE1558010036 | Administratively Determined Incentive Program | MANVILLE | 8835 | 8.61 | Residential | Behind the Meter | Yes | Trinity Solar, LLC | PSE&G |  | Accepted | 2024-10-21 | 2024-11-07 | 2025-11-07 | Inverters | TESLA | 1538000-XX-Y | 7600 |  | 1 |  |  | 0.986 |  | Outside
NJADRE1558010036 | Administratively Determined Incentive Program | MANVILLE | 8835 | 8.61 | Residential | Behind the Meter | Yes | Trinity Solar, LLC | PSE&G |  | Accepted | 2024-10-21 | 2024-11-07 | 2025-11-07 | Solar Panels | HANWHA | Q.PEAK DUO BLK ML-G10+ 410 |  | 0.41 | 14 | 221 | 31 |  | Fixed | Roof
NJADRE1558010067 | Administratively Determined Incentive Program | TEANECK | 7666 | 5.33 | Residential | Behind the Meter | Yes | Pro Custom Solar dba Momentum Solar | PSE&G |  | Accepted | 2024-10-21 | 2024-11-07 | 2025-11-07 | Inverters | Enphase | IQ8MC-72-M-US | 320 |  | 13 |  |  | 0.97 |  | Outdoor
NJADRE1558010067 | Administratively Determined Incentive Program | TEANECK | 7666 | 5.33 | Residential | Behind the Meter | Yes | Pro Custom Solar dba Momentum Solar | PSE&G |  | Accepted | 2024-10-21 | 2024-11-07 | 2025-11-07 | Solar Panels | Hanwha | Q.PEAK DUO BLK ML-G10+410 |  | 0.41 | 13 | 202 | 45 |  | Fixed | Roof
NJADRE1558010117 | Administratively Determined Incentive Program | WASHINGTON | 7882 | 15.17 | Residential | Behind the Meter | Yes | Pro Custom Solar dba Momentum Solar | JCP&L |  | Accepted | 2024-10-21 | 2024-11-07 | 2025-11-07 | Solar Panels | Hanwha | Q.PEAK DUO BLK ML-G10+410 |  | 0.41 | 9 | 200 | 40 |  | Fixed | Roof
NJADRE1558010117 | Administratively Determined Incentive Program | WASHINGTON | 7882 | 15.17 | Residential | Behind the Meter | Yes | Pro Custom Solar dba Momentum Solar | JCP&L |  | Accepted | 2024-10-21 | 2024-11-07 | 2025-11-07 | Solar Panels | Hanwha | Q.PEAK DUO BLK ML-G10+410 |  | 0.41 | 5 | 199 | 17 |  | Fixed | Roof
NJADRE1558010117 | Administratively Determined Incentive Program | WASHINGTON | 7882 | 15.17 | Residential | Behind the Meter | Yes | Pro Custom Solar dba Momentum Solar | JCP&L |  | Accepted | 2024-10-21 | 2024-11-07 | 2025-11-07 | Solar Panels | Hanwha | Q.PEAK DUO BLK ML-G10+410 |  | 0.41 | 17 | 290 | 33 |  | Fixed | Roof
NJADRE1558010117 | Administratively Determined Incentive Program | WASHINGTON | 7882 | 15.17 | Residential | Behind the Meter | Yes | Pro Custom Solar dba Momentum Solar | JCP&L |  | Accepted | 2024-10-21 | 2024-11-07 | 2025-11-07 | Inverters | Enphase | IQ8MC-72-M-US | 320 |  | 37 |  |  | 0.97 |  | Outdoor
NJADRE1558010117 | Administratively Determined Incentive Program | WASHINGTON | 7882 | 15.17 | Residential | Behind the Meter | Yes | Pro Custom Solar dba Momentum Solar | JCP&L |  | Accepted | 2024-10-21 | 2024-11-07 | 2025-11-07 | Solar Panels | Hanwha | Q.PEAK DUO BLK ML-G10+410 |  | 0.41 | 6 | 110 | 33 |  | Fixed | Roof
NJADRE1558015397 | Administratively Determined Incentive Program | Fair Lawn | 7410 | 3.28 | Residential | Behind the Meter | No | Sunrun Installation Services, Inc. | PSE&G |  | Accepted | 2024-10-22 | 2024-11-06 | 2025-11-06 | Solar Panels | Hanwha Q Cells | Q.PEAK DUO BLK ML-G10+ 410 |  | 0.41 | 8 | 100 | 22 |  | Fixed | Roof
NJADRE1558015397 | Administratively Determined Incentive Program | Fair Lawn | 7410 | 3.28 | Residential | Behind the Meter | No | Sunrun Installation Services, Inc. | PSE&G |  | Accepted | 2024-10-22 | 2024-11-06 | 2025-11-06 | Inverters | SolarEdge Technologies | SE3800H-USMN | 3800 |  | 1 |  |  | 0.99 |  | Outside
NJADRE1558015471 | Administratively Determined Incentive Program | Roselle | 7203 | 5.33 | Residential | Behind the Meter | Yes | Sunrun Installation Services, Inc. | PSE&G |  | Accepted | 2024-10-22 | 2024-11-07 | 2025-11-07 | Solar Panels | HANWHA Q-CELLS | Q.PEAK DUO BLK ML-G10+ 410 |  | 0.41 | 4 | 171 | 43 |  | Fixed | Roof
NJADRE1558015471 | Administratively Determined Incentive Program | Roselle | 7203 | 5.33 | Residential | Behind the Meter | Yes | Sunrun Installation Services, Inc. | PSE&G |  | Accepted | 2024-10-22 | 2024-11-07 | 2025-11-07 | Solar Panels | HANWHA Q-CELLS | Q.PEAK DUO BLK ML-G10+ 410 |  | 0.41 | 3 | 171 | 42 |  | Fixed | Roof
NJADRE1558015471 | Administratively Determined Incentive Program | Roselle | 7203 | 5.33 | Residential | Behind the Meter | Yes | Sunrun Installation Services, Inc. | PSE&G |  | Accepted | 2024-10-22 | 2024-11-07 | 2025-11-07 | Inverters | GROWATT NEW ENERGY TECHNOLOGY CO LTD | MIN 3800TL-XH-US | 3800 |  | 1 |  |  | 0.98 |  | Outdoor
NJADRE1558015471 | Administratively Determined Incentive Program | Roselle | 7203 | 5.33 | Residential | Behind the Meter | Yes | Sunrun Installation Services, Inc. | PSE&G |  | Accepted | 2024-10-22 | 2024-11-07 | 2025-11-07 | Solar Panels | HANWHA Q-CELLS | Q.PEAK DUO BLK ML-G10+ 410 |  | 0.41 | 2 | 351 | 44 |  | Fixed | Roof
NJADRE1558015471 | Administratively Determined Incentive Program | Roselle | 7203 | 5.33 | Residential | Behind the Meter | Yes | Sunrun Installation Services, Inc. | PSE&G |  | Accepted | 2024-10-22 | 2024-11-07 | 2025-11-07 | Solar Panels | HANWHA Q-CELLS | Q.PEAK DUO BLK ML-G10+ 410 |  | 0.41 | 4 | 351 | 44 |  | Fixed | Roof
NJADRE1558015486 | Administratively Determined Incentive Program | South Amboy | 8879 | 10.13 | Residential | Behind the Meter | Yes | Sunrun Installation Services, Inc. | JCP&L |  | Accepted | 2024-10-22 | 2024-11-07 | 2025-11-07 | Solar Panels | VIKRAM SOLAR | VSMDHT.60.375.05 |  | 0.375 | 20 | 347 | 27 |  | Fixed | Roof | OUTSIDE
NJADRE1558015486 | Administratively Determined Incentive Program | South Amboy | 8879 | 10.13 | Residential | Behind the Meter | Yes | Sunrun Installation Services, Inc. | JCP&L |  | Accepted | 2024-10-22 | 2024-11-07 | 2025-11-07 | Inverters | SOLAREDGE TECHNOLOGIES | SE7600H-USSN | 7600 |  | 1 |  |  | 0.99 |  | Outdoor
NJADRE1558015486 | Administratively Determined Incentive Program | South Amboy | 8879 | 10.13 | Residential | Behind the Meter | Yes | Sunrun Installation Services, Inc. | JCP&L |  | Accepted | 2024-10-22 | 2024-11-07 | 2025-11-07 | Solar Panels | VIKRAM SOLAR | VSMDHT.60.375.05 |  | 0.375 | 2 | 256 | 29 |  | Fixed | Roof
NJADRE1558015486 | Administratively Determined Incentive Program | South Amboy | 8879 | 10.13 | Residential | Behind the Meter | Yes | Sunrun Installation Services, Inc. | JCP&L |  | Accepted | 2024-10-22 | 2024-11-07 | 2025-11-07 | Solar Panels | VIKRAM SOLAR | VSMDHT.60.375.05 |  | 0.375 | 3 | 168 | 27 |  | Fixed | Roof
NJADRE1558015486 | Administratively Determined Incentive Program | South Amboy | 8879 | 10.13 | Residential | Behind the Meter | Yes | Sunrun Installation Services, Inc. | JCP&L |  | Accepted | 2024-10-22 | 2024-11-07 | 2025-11-07 | Solar Panels | VIKRAM SOLAR | VSMDHT.60.375.05 |  | 0.375 | 2 | 78 | 29 |  | Fixed | Roof
NJADRE1558015516 | Administratively Determined Incentive Program | HACKENSACK | 7601 | 8.17 | Residential | Behind the Meter | Yes | SeaPoint Solar Energy LLC | PSE&G |  | Accepted | 2024-10-22 | 2024-11-07 | 2025-11-07 | Inverters | ENPHASE IQ8PLUS | IQ8PLUS-72-2-US | 290 |  | 19 |  |  | 0.97 |  | Outside
NJADRE1558015516 | Administratively Determined Incentive Program | HACKENSACK | 7601 | 8.17 | Residential | Behind the Meter | Yes | SeaPoint Solar Energy LLC | PSE&G |  | Accepted | 2024-10-22 | 2024-11-07 | 2025-11-07 | Solar Panels | SILFAB SOLAR | Silfab Sil-430 QD |  | 0.43 | 10 | 205 | 33 |  | Fixed | Roof
NJADRE1558015516 | Administratively Determined Incentive Program | HACKENSACK | 7601 | 8.17 | Residential | Behind the Meter | Yes | SeaPoint Solar Energy LLC | PSE&G |  | Accepted | 2024-10-22 | 2024-11-07 | 2025-11-07 | Solar Panels | SILFAB SOLAR | Silfab Sil-430 QD |  | 0.43 | 9 | 205 | 33 |  | Fixed | Roof
NJADRE1558015554 | Administratively Determined Incentive Program | GALLOWAY | 8205 | 8.61 | Residential | Behind the Meter | Yes | Whitman Construction, LLC | AC Electric |  | Accepted | 2024-10-22 | 2024-11-08 | 2025-11-08 | Solar Panels | TRINA SOLAR | TSM-410NE09RC.05 |  | 0.41 | 13 | 274 | 22 |  | Fixed | Roof
NJADRE1558015554 | Administratively Determined Incentive Program | GALLOWAY | 8205 | 8.61 | Residential | Behind the Meter | Yes | Whitman Construction, LLC | AC Electric |  | Accepted | 2024-10-22 | 2024-11-08 | 2025-11-08 | Inverters | Enphase | IQ8PLUS-72-2-US | 290 |  | 21 |  |  | 0.975 |  | Outdoor
NJADRE1558015554 | Administratively Determined Incentive Program | GALLOWAY | 8205 | 8.61 | Residential | Behind the Meter | Yes | Whitman Construction, LLC | AC Electric |  | Accepted | 2024-10-22 | 2024-11-08 | 2025-11-08 | Solar Panels | TRINA SOLAR | TSM-410NE09RC.05 |  | 0.41 | 8 | 94 | 23 |  | Fixed | Roof
NJADRE1558015593 | Administratively Determined Incentive Program | Wayne | 7470 | 5.33 | Residential | Behind the Meter | Yes | EMT Renewables, LLC | PSE&G |  | Accepted | 2024-10-22 | 2024-11-08 | 2025-11-08 | Solar Panels | TRINA | TSM-NE09RC.05 |  | 0.41 | 9 | 104 | 37 |  | Fixed | Roof
NJADRE1558015593 | Administratively Determined Incentive Program | Wayne | 7470 | 5.33 | Residential | Behind the Meter | Yes | EMT Renewables, LLC | PSE&G |  | Accepted | 2024-10-22 | 2024-11-08 | 2025-11-08 | Inverters | ENPHASE | IQ8+ | 290 |  | 13 |  |  | 0.98 |  | Other | UNDER EACH PANEL
NJADRE1558015593 | Administratively Determined Incentive Program | Wayne | 7470 | 5.33 | Residential | Behind the Meter | Yes | EMT Renewables, LLC | PSE&G |  | Accepted | 2024-10-22 | 2024-11-08 | 2025-11-08 | Solar Panels | TRINA | TSM-NE09RC.05 |  | 0.41 | 4 | 284 | 9 |  | Fixed | Roof
NJADRE1558016059 | Administratively Determined Incentive Program | GARFIELD | 7026 | 3.69 | Residential | Behind the Meter | Yes | Sunrun Installation Services, Inc. | PSE&G |  | Accepted | 2024-10-22 | 2024-11-07 | 2025-11-07 | Inverters | SolarEdge Technologies | SE3800H-USMN | 3800 |  | 1 |  |  | 0.99 |  | Outdoor | Next to meter
NJADRE1558016059 | Administratively Determined Incentive Program | GARFIELD | 7026 | 3.69 | Residential | Behind the Meter | Yes | Sunrun Installation Services, Inc. | PSE&G |  | Accepted | 2024-10-22 | 2024-11-07 | 2025-11-07 | Solar Panels | Hanwha Q-Cells | Q.PEAK DUO BLK ML-G10+ 410 |  | 0.41 | 9 | 164 | 35 |  | Fixed | Roof
NJADRE1558016293 | Administratively Determined Incentive Program | TEANECK | 7666 | 8 | Residential | Behind the Meter | Yes | GenSun Roofing and Solar, LLC | PSE&G |  | Accepted | 2024-10-22 | 2024-11-14 | 2025-11-14 | Inverters | SOLAREDGE | SE7600H-US | 7600 |  | 1 |  |  | 0.99 |  | Outside
NJADRE1558016293 | Administratively Determined Incentive Program | TEANECK | 7666 | 8 | Residential | Behind the Meter | Yes | GenSun Roofing and Solar, LLC | PSE&G |  | Accepted | 2024-10-22 | 2024-11-14 | 2025-11-14 | Solar Panels | LONGI SOLAR | LR5-54HABB- 400W |  | 0.4 | 12 | 206 | 35 |  | Fixed | Roof
NJADRE1558016293 | Administratively Determined Incentive Program | TEANECK | 7666 | 8 | Residential | Behind the Meter | Yes | GenSun Roofing and Solar, LLC | PSE&G |  | Accepted | 2024-10-22 | 2024-11-14 | 2025-11-14 | Solar Panels | LONGI SOLAR | LR5-54HABB- 400W |  | 0.4 | 8 | 26 | 35 |  | Fixed | Roof
NJADRE1558016301 | Administratively Determined Incentive Program | WOODBINE | 8270 | 16.4 | Residential | Behind the Meter | Yes | Trinity Solar, LLC | AC Electric |  | Accepted | 2024-10-22 | 2024-11-07 | 2025-11-07 | Inverters | TESLA | 1707000-xx-y | 11500 |  | 2 |  |  | 0.986 |  | Outside
NJADRE1558016301 | Administratively Determined Incentive Program | WOODBINE | 8270 | 16.4 | Residential | Behind the Meter | Yes | Trinity Solar, LLC | AC Electric |  | Accepted | 2024-10-22 | 2024-11-07 | 2025-11-07 | Electric Storage Battery | TESLA | 1707000-xx-y |  |  | 2 |  |  |  | Lithium Ion |  | Outdoors
NJADRE1558016301 | Administratively Determined Incentive Program | WOODBINE | 8270 | 16.4 | Residential | Behind the Meter | Yes | Trinity Solar, LLC | AC Electric |  | Accepted | 2024-10-22 | 2024-11-07 | 2025-11-07 | Solar Panels | HANWHA | Q.PEAK DUO BLK ML-G10+ 410 |  | 0.41 | 23 | 282 | 45 |  | Fixed | Roof
NJADRE1558016301 | Administratively Determined Incentive Program | WOODBINE | 8270 | 16.4 | Residential | Behind the Meter | Yes | Trinity Solar, LLC | AC Electric |  | Accepted | 2024-10-22 | 2024-11-07 | 2025-11-07 | Solar Panels | HANWHA | Q.PEAK DUO BLK ML-G10+ 410 |  | 0.41 | 17 | 102 | 45 |  | Fixed | Roof
NJADRE1558016357 | Administratively Determined Incentive Program | MORGANVILLE | 7751 | 4.51 | Residential | Behind the Meter | Yes | Trinity Solar, LLC | JCP&L |  | Accepted | 2024-10-22 | 2024-11-07 | 2025-11-07 | Solar Panels | HANWHA | HANWHA 410 (Q.PEAK DUO BLK ML-G10+ 410) |  | 0.41 | 11 | 245 | 30 |  | Fixed | Roof
NJADRE1558016357 | Administratively Determined Incentive Program | MORGANVILLE | 7751 | 4.51 | Residential | Behind the Meter | Yes | Trinity Solar, LLC | JCP&L |  | Accepted | 2024-10-22 | 2024-11-07 | 2025-11-07 | Inverters | Solar Edge | SE3800H-US | 3800 |  | 1 |  |  | 0.97 |  | Outside
NJADRE1558016378 | Administratively Determined Incentive Program | MAYS LANDING | 8330 | 5.2 | Residential | Behind the Meter | Yes | GenSun Roofing and Solar, LLC | AC Electric |  | Accepted | 2024-10-22 | 2024-11-14 | 2025-11-14 | Inverters | SOLAREDGE | SE5000H-US | 5000 |  | 1 |  |  | 0.99 |  | Outside
NJADRE1558016378 | Administratively Determined Incentive Program | MAYS LANDING | 8330 | 5.2 | Residential | Behind the Meter | Yes | GenSun Roofing and Solar, LLC | AC Electric |  | Accepted | 2024-10-22 | 2024-11-14 | 2025-11-14 | Solar Panels | LONGI SOLAR | LR5-54HABB- 400W |  | 0.4 | 4 | 87 | 28 |  | Fixed | Roof
NJADRE1558016378 | Administratively Determined Incentive Program | MAYS LANDING | 8330 | 5.2 | Residential | Behind the Meter | Yes | GenSun Roofing and Solar, LLC | AC Electric |  | Accepted | 2024-10-22 | 2024-11-14 | 2025-11-14 | Solar Panels | LONGI SOLAR | LR5-54HABB- 400W |  | 0.4 | 4 | 267 | 28 |  | Fixed | Roof
NJADRE1558016378 | Administratively Determined Incentive Program | MAYS LANDING | 8330 | 5.2 | Residential | Behind the Meter | Yes | GenSun Roofing and Solar, LLC | AC Electric |  | Accepted | 2024-10-22 | 2024-11-14 | 2025-11-14 | Solar Panels | LONGI SOLAR | LR5-54HABB- 400W |  | 0.4 | 5 | 357 | 28 |  | Fixed | Roof
NJADRE1558016390 | Administratively Determined Incentive Program | Paterson | 7502 | 9.88 | Residential | Behind the Meter | Yes | Freedom Forever New Jersey, LLC | PSE&G |  | Accepted | 2024-10-22 | 2024-11-08 | 2025-11-08 | Solar Panels | Silfab | SIL-380 HC |  | 0.38 | 6 | 228 | 9 |  | Fixed | Roof
NJADRE1558016390 | Administratively Determined Incentive Program | Paterson | 7502 | 9.88 | Residential | Behind the Meter | Yes | Freedom Forever New Jersey, LLC | PSE&G |  | Accepted | 2024-10-22 | 2024-11-08 | 2025-11-08 | Inverters | Solar Edge | SE7600H-USRGM [SI1 | 7600 |  | 1 |  |  | 0.99 |  | Outside
NJADRE1558016390 | Administratively Determined Incentive Program | Paterson | 7502 | 9.88 | Residential | Behind the Meter | Yes | Freedom Forever New Jersey, LLC | PSE&G |  | Accepted | 2024-10-22 | 2024-11-08 | 2025-11-08 | Solar Panels | Silfab | SIL-380 HC |  | 0.38 | 20 | 48 | 36 |  | Fixed | Roof
NJADRE1558016400 | Administratively Determined Incentive Program | Atlantic City | 8401 | 4 | Residential | Behind the Meter | Yes | GenSun Roofing and Solar, LLC | AC Electric |  | Accepted | 2024-10-22 | 2024-11-14 | 2025-11-14 | Solar Panels | LONGI SOLAR | LR5-54HABB- 400W |  | 0.4 | 2 | 242 | 10 |  | Fixed | Roof
NJADRE1558016400 | Administratively Determined Incentive Program | Atlantic City | 8401 | 4 | Residential | Behind the Meter | Yes | GenSun Roofing and Solar, LLC | AC Electric |  | Accepted | 2024-10-22 | 2024-11-14 | 2025-11-14 | Inverters | SOLAREDGE | SE3800h-us | 3800 |  | 1 |  |  | 0.99 |  | Outside
NJADRE1558016400 | Administratively Determined Incentive Program | Atlantic City | 8401 | 4 | Residential | Behind the Meter | Yes | GenSun Roofing and Solar, LLC | AC Electric |  | Accepted | 2024-10-22 | 2024-11-14 | 2025-11-14 | Solar Panels | LONGI SOLAR | LR5-54HABB- 400W |  | 0.4 | 4 | 332 | 28 |  | Fixed | Roof
NJADRE1558016400 | Administratively Determined Incentive Program | Atlantic City | 8401 | 4 | Residential | Behind the Meter | Yes | GenSun Roofing and Solar, LLC | AC Electric |  | Accepted | 2024-10-22 | 2024-11-14 | 2025-11-14 | Solar Panels | LONGI SOLAR | LR5-54HABB- 400W |  | 0.4 | 4 | 152 | 28 |  | Fixed | Roof
NJADRE1558016400 | Administratively Determined Incentive Program | Atlantic City | 8401 | 4 | Residential | Behind the Meter | Yes | GenSun Roofing and Solar, LLC | AC Electric |  | Accepted | 2024-10-22 | 2024-11-14 | 2025-11-14 | Meters | SOLAREDGE | SE3800H-US |  |  | 1 |  |  |  | Yes | Outdoor
NJADRE1558016429 | Administratively Determined Incentive Program | Rahway City | 7065 | 6.97 | Residential | Behind the Meter | Yes | Sunrun Installation Services, Inc. | PSE&G |  | Accepted | 2024-10-22 | 2024-11-07 | 2025-11-07 | Electric Storage Battery | Tesla | Powerwall 3 1707000-xx-y |  |  | 2 |  |  |  | Lithium Ion |  | OUTSIDE
NJADRE1558016429 | Administratively Determined Incentive Program | Rahway City | 7065 | 6.97 | Residential | Behind the Meter | Yes | Sunrun Installation Services, Inc. | PSE&G |  | Accepted | 2024-10-22 | 2024-11-07 | 2025-11-07 | Solar Panels | Hanwha Q Cells | Q.PEAK DUO BLK ML-G10+ 410 |  | 0.41 | 14 | 282 | 39 |  | Fixed | Roof
NJADRE1558016429 | Administratively Determined Incentive Program | Rahway City | 7065 | 6.97 | Residential | Behind the Meter | Yes | Sunrun Installation Services, Inc. | PSE&G |  | Accepted | 2024-10-22 | 2024-11-07 | 2025-11-07 | Inverters | Tesla | Powerwall 3 1707000-xx-y | 11500 |  | 2 |  |  | 0.97 |  | Outdoor
NJADRE1558016429 | Administratively Determined Incentive Program | Rahway City | 7065 | 6.97 | Residential | Behind the Meter | Yes | Sunrun Installation Services, Inc. | PSE&G |  | Accepted | 2024-10-22 | 2024-11-07 | 2025-11-07 | Solar Panels | Hanwha Q Cells | Q.PEAK DUO BLK ML-G10+ 410 |  | 0.41 | 3 | 282 | 29 |  | Fixed | Roof
NJADRE1558016440 | Administratively Determined Incentive Program | Woodbridge | 7095 | 17.22 | Residential | Behind the Meter | Yes | Sunrun Installation Services, Inc. | PSE&G |  | Accepted | 2024-10-22 | 2024-11-07 | 2025-11-07 | Solar Panels | HANWHA Q-CELLS | Q.PEAK DUO BLK ML-G10+ 410 |  | 0.41 | 20 | 203 | 35 |  | Fixed | Roof
NJADRE1558016440 | Administratively Determined Incentive Program | Woodbridge | 7095 | 17.22 | Residential | Behind the Meter | Yes | Sunrun Installation Services, Inc. | PSE&G |  | Accepted | 2024-10-22 | 2024-11-07 | 2025-11-07 | Inverters | TESLA | POWERWALL 3 1707000-XX-Y | 11500 |  | 1 |  |  | 0.97 |  | Outdoor
NJADRE1558016440 | Administratively Determined Incentive Program | Woodbridge | 7095 | 17.22 | Residential | Behind the Meter | Yes | Sunrun Installation Services, Inc. | PSE&G |  | Accepted | 2024-10-22 | 2024-11-07 | 2025-11-07 | Solar Panels | HANWHA Q-CELLS | Q.PEAK DUO BLK ML-G10+ 410 |  | 0.41 | 22 | 23 | 36 |  | Fixed | Roof
NJADRE1558016440 | Administratively Determined Incentive Program | Woodbridge | 7095 | 17.22 | Residential | Behind the Meter | Yes | Sunrun Installation Services, Inc. | PSE&G |  | Accepted | 2024-10-22 | 2024-11-07 | 2025-11-07 | Electric Storage Battery | TESLA | POWERWALL 3 1707000-XX-Y |  |  | 1 |  |  |  | Lithium Ion |  | OUTSIDE
NJADRE1558016522 | Administratively Determined Incentive Program | Lanoka Harbor | 8734 | 12.3 | Residential | Behind the Meter | Yes | Trinity Solar, LLC | JCP&L |  | Accepted | 2024-10-22 | 2024-11-07 | 2025-11-07 | Solar Panels | HANWHA | (Q.PEAK DUO BLK ML-G10+ 410) |  | 0.41 | 14 | 123 | 34 |  | Fixed | Roof
NJADRE1558016522 | Administratively Determined Incentive Program | Lanoka Harbor | 8734 | 12.3 | Residential | Behind the Meter | Yes | Trinity Solar, LLC | JCP&L |  | Accepted | 2024-10-22 | 2024-11-07 | 2025-11-07 | Inverters | Tesla | TESLA 5.0kW (1538000-XX-Y) | 5000 |  | 2 |  |  | 0.97 |  | Outdoor
NJADRE1558016522 | Administratively Determined Incentive Program | Lanoka Harbor | 8734 | 12.3 | Residential | Behind the Meter | Yes | Trinity Solar, LLC | JCP&L |  | Accepted | 2024-10-22 | 2024-11-07 | 2025-11-07 | Solar Panels | HANWHA | (Q.PEAK DUO BLK ML-G10+ 410) |  | 0.41 | 16 | 123 | 34 |  | Fixed | Roof
NJADRE1558016613 | Administratively Determined Incentive Program | PATERSON | 7503 | 8.2 | Residential | Behind the Meter | Yes | Freedom Forever New Jersey, LLC | PSE&G |  | Accepted | 2024-10-22 | 2024-11-07 | 2025-11-07 | Inverters | Solar Edge | USE5700H-USMNBL75 | 5700 |  | 1 |  |  | 0.99 |  | Outdoor
NJADRE1558016613 | Administratively Determined Incentive Program | PATERSON | 7503 | 8.2 | Residential | Behind the Meter | Yes | Freedom Forever New Jersey, LLC | PSE&G |  | Accepted | 2024-10-22 | 2024-11-07 | 2025-11-07 | Solar Panels | Hanwha | Q.PEAK DUO BLK ML-G10+ 410 |  | 0.41 | 8 | 37 | 31 |  | Fixed | Roof
NJADRE1558016613 | Administratively Determined Incentive Program | PATERSON | 7503 | 8.2 | Residential | Behind the Meter | Yes | Freedom Forever New Jersey, LLC | PSE&G |  | Accepted | 2024-10-22 | 2024-11-07 | 2025-11-07 | Solar Panels | Hanwha | Q.PEAK DUO BLK ML-G10+ 410 |  | 0.41 | 12 | 217 | 6 |  | Fixed | Roof
NJADRE1558016643 | Administratively Determined Incentive Program | NEWARK | 7108 | 9.84 | Residential | Behind the Meter | Yes | Pro Custom Solar dba Momentum Solar | PSE&G |  | Accepted | 2024-10-22 | 2024-11-07 | 2025-11-07 | Inverters | Enphase | IQ8MC-72-M-US | 320 |  | 24 |  |  | 0.97 |  | Outdoor
NJADRE1558016643 | Administratively Determined Incentive Program | NEWARK | 7108 | 9.84 | Residential | Behind the Meter | Yes | Pro Custom Solar dba Momentum Solar | PSE&G |  | Accepted | 2024-10-22 | 2024-11-07 | 2025-11-07 | Solar Panels | Hanwha | Q.PEAK DUO BLK ML-G10+410 |  | 0.41 | 9 | 195 | 45 |  | Fixed | Roof
NJADRE1558016643 | Administratively Determined Incentive Program | NEWARK | 7108 | 9.84 | Residential | Behind the Meter | Yes | Pro Custom Solar dba Momentum Solar | PSE&G |  | Accepted | 2024-10-22 | 2024-11-07 | 2025-11-07 | Solar Panels | Hanwha | Q.PEAK DUO BLK ML-G10+410 |  | 0.41 | 15 | 105 | 45 |  | Fixed | Roof
NJADRE1558016660 | Administratively Determined Incentive Program | LAWRENCE TWP MER | 8648 | 6.97 | Residential | Behind the Meter | Yes | Sunrun Installation Services, Inc. | PSE&G |  | Accepted | 2024-10-22 | 2024-11-13 | 2025-11-13 | Inverters | SolarEdge Technologies | SE5700H-USMN | 5760 |  | 1 |  |  | 0.99 |  | Outdoor | Next to meter
NJADRE1558016660 | Administratively Determined Incentive Program | LAWRENCE TWP MER | 8648 | 6.97 | Residential | Behind the Meter | Yes | Sunrun Installation Services, Inc. | PSE&G |  | Accepted | 2024-10-22 | 2024-11-13 | 2025-11-13 | Solar Panels | Hanwha Q-Cells | Q.PEAK DUO BLK ML-G10+ 410 |  | 0.41 | 14 | 6 | 18 |  | Fixed | Roof
NJADRE1558016660 | Administratively Determined Incentive Program | LAWRENCE TWP MER | 8648 | 6.97 | Residential | Behind the Meter | Yes | Sunrun Installation Services, Inc. | PSE&G |  | Accepted | 2024-10-22 | 2024-11-13 | 2025-11-13 | Solar Panels | Hanwha Q-Cells | Q.PEAK DUO BLK ML-G10+ 410 |  | 0.41 | 3 | 97 | 19 |  | Fixed | Roof
NJADRE1558016722 | Administratively Determined Incentive Program | Teaneck | 7666 | 4 | Residential | Behind the Meter | Yes | Big Wave Roofing and Solar, LLC | PSE&G |  | Accepted | 2024-10-22 | 2024-11-19 | 2025-11-19 | Solar Panels | Longi | LR5-54HABB-400M |  | 0.4 | 6 | 295 | 5 |  | Fixed | Roof
NJADRE1558016722 | Administratively Determined Incentive Program | Teaneck | 7666 | 4 | Residential | Behind the Meter | Yes | Big Wave Roofing and Solar, LLC | PSE&G |  | Accepted | 2024-10-22 | 2024-11-19 | 2025-11-19 | Solar Panels | Longi | LR5-54HABB-400M |  | 0.4 | 4 | 115 | 5 |  | Fixed | Roof
NJADRE1558016722 | Administratively Determined Incentive Program | Teaneck | 7666 | 4 | Residential | Behind the Meter | Yes | Big Wave Roofing and Solar, LLC | PSE&G |  | Accepted | 2024-10-22 | 2024-11-19 | 2025-11-19 | Meters | Enphase Energy Inc | X-IQ-AM1-240-5C |  |  | 1 |  |  |  | Yes | Outdoor
NJADRE1558016722 | Administratively Determined Incentive Program | Teaneck | 7666 | 4 | Residential | Behind the Meter | Yes | Big Wave Roofing and Solar, LLC | PSE&G |  | Accepted | 2024-10-22 | 2024-11-19 | 2025-11-19 | Inverters | Enphase Energy Inc | IQ8HC-72-M-DOM-US | 290 |  | 10 |  |  | 0.99 |  | Outside
NJADRE1558016865 | Administratively Determined Incentive Program | East Orange | 7018 | 4.8 | Residential | Behind the Meter | Yes | PosiGen Developer, LLC | PSE&G |  | Accepted | 2024-10-22 | 2024-11-11 | 2025-11-11 | Inverters | SolarEdge | SE5700H-US | 5700 |  | 1 |  |  | 0.99 |  | Outdoor | within ten feet of meter
NJADRE1558016865 | Administratively Determined Incentive Program | East Orange | 7018 | 4.8 | Residential | Behind the Meter | Yes | PosiGen Developer, LLC | PSE&G |  | Accepted | 2024-10-22 | 2024-11-11 | 2025-11-11 | Solar Panels | Silfab | SIL-400 HC+ |  | 0.4 | 12 | 110 | 5 |  | Fixed | Roof
NJADRE1558023758 | Administratively Determined Incentive Program | JERSEY CITY | 7306 | 5.6 | Residential | Behind the Meter | Yes | PosiGen Developer, LLC | PSE&G |  | Accepted | 2024-10-23 | 2024-11-08 | 2025-11-08 | Inverters | SolarEdge | SE5700H-US | 5700 |  | 1 |  |  | 0.99 |  | Outside | within ten feet of meter
NJADRE1558023758 | Administratively Determined Incentive Program | JERSEY CITY | 7306 | 5.6 | Residential | Behind the Meter | Yes | PosiGen Developer, LLC | PSE&G |  | Accepted | 2024-10-23 | 2024-11-08 | 2025-11-08 | Solar Panels | SilFab Solar | SIL-400-HC+ |  | 0.4 | 14 | 301 | 18 |  | Fixed | Roof
NJADRE1558023779 | Administratively Determined Incentive Program | STOCKTON | 8559 | 13.53 | Residential | Behind the Meter | Yes | Trinity Solar, LLC | JCP&L |  | Accepted | 2024-10-23 | 2024-11-08 | 2025-11-08 | Solar Panels | HANWHA | HANWHA 410 (Q.PEAK DUO BLK ML-G10+ 410) |  | 0.41 | 17 | 177 | 18 |  | Fixed | Roof
NJADRE1558023779 | Administratively Determined Incentive Program | STOCKTON | 8559 | 13.53 | Residential | Behind the Meter | Yes | Trinity Solar, LLC | JCP&L |  | Accepted | 2024-10-23 | 2024-11-08 | 2025-11-08 | Solar Panels | HANWHA | HANWHA 410 (Q.PEAK DUO BLK ML-G10+ 410) |  | 0.41 | 16 | 267 | 21 |  | Fixed | Roof
NJADRE1558023779 | Administratively Determined Incentive Program | STOCKTON | 8559 | 13.53 | Residential | Behind the Meter | Yes | Trinity Solar, LLC | JCP&L |  | Accepted | 2024-10-23 | 2024-11-08 | 2025-11-08 | Inverters | Solar Edge | SE11400H-USMNUBL15(HH) | 11400 |  | 1 |  |  | 0.97 |  | Outside
NJADRE1558023859 | Administratively Determined Incentive Program | Bayonne City | 7002 | 6.4 | Residential | Behind the Meter | Yes | PosiGen Developer, LLC | PSE&G |  | Accepted | 2024-10-23 | 2024-11-08 | 2025-11-08 | Inverters | SolarEdge | SE5700H-US | 5700 |  | 1 |  |  | 0.99 |  | Outside | within ten feet of meter
NJADRE1558023859 | Administratively Determined Incentive Program | Bayonne City | 7002 | 6.4 | Residential | Behind the Meter | Yes | PosiGen Developer, LLC | PSE&G |  | Accepted | 2024-10-23 | 2024-11-08 | 2025-11-08 | Solar Panels | SilFab Solar | SIL-400-HC+ |  | 0.4 | 16 | 32 | 2 |  | Fixed | Roof
NJADRE1558023898 | Administratively Determined Incentive Program | Willingboro Twp | 8046 | 6.56 | Residential | Behind the Meter | Yes | Sunrun Installation Services, Inc. | PSE&G |  | Accepted | 2024-10-23 | 2024-11-08 | 2025-11-08 | Inverters | SolarEdge Technologies | SE5700H-USMN | 5760 |  | 1 |  |  | 0.99 |  | Outdoor | Next to meter
NJADRE1558023898 | Administratively Determined Incentive Program | Willingboro Twp | 8046 | 6.56 | Residential | Behind the Meter | Yes | Sunrun Installation Services, Inc. | PSE&G |  | Accepted | 2024-10-23 | 2024-11-08 | 2025-11-08 | Solar Panels | Hanwha Q-Cells | Q.PEAK DUO BLK ML-G10+ 410 |  | 0.41 | 4 | 288 | 30 |  | Fixed | Roof
NJADRE1558023898 | Administratively Determined Incentive Program | Willingboro Twp | 8046 | 6.56 | Residential | Behind the Meter | Yes | Sunrun Installation Services, Inc. | PSE&G |  | Accepted | 2024-10-23 | 2024-11-08 | 2025-11-08 | Solar Panels | Hanwha Q-Cells | Q.PEAK DUO BLK ML-G10+ 410 |  | 0.41 | 6 | 107 | 37 |  | Fixed | Roof
NJADRE1558023898 | Administratively Determined Incentive Program | Willingboro Twp | 8046 | 6.56 | Residential | Behind the Meter | Yes | Sunrun Installation Services, Inc. | PSE&G |  | Accepted | 2024-10-23 | 2024-11-08 | 2025-11-08 | Solar Panels | Hanwha Q-Cells | Q.PEAK DUO BLK ML-G10+ 410 |  | 0.41 | 6 | 108 | 30 |  | Fixed | Roof
NJADRE1558023942 | Administratively Determined Incentive Program | Teaneck | 7666 | 2.8 | Residential | Behind the Meter | Yes | Big Wave Roofing and Solar, LLC | PSE&G |  | Accepted | 2024-10-23 | 2024-11-08 | 2025-11-08 | Inverters | Enphase Energy Inc | IQ8HC-72-M-DOM-US | 380 |  | 7 |  |  | 0.98 |  | Outside
NJADRE1558023942 | Administratively Determined Incentive Program | Teaneck | 7666 | 2.8 | Residential | Behind the Meter | Yes | Big Wave Roofing and Solar, LLC | PSE&G |  | Accepted | 2024-10-23 | 2024-11-08 | 2025-11-08 | Solar Panels | Trina Solar, Inc. | TSM-400NE09RC.05 |  | 0.4 | 7 | 116 | 8 |  | Fixed | Roof
NJADRE1558023956 | Administratively Determined Incentive Program | WOODSTOWN | 8098 | 15.64 | Residential | Behind the Meter | Yes | Sea Bright Solar, LLC | AC Electric |  | Accepted | 2024-11-07 | 2024-11-25 | 2025-11-25 | Inverters | Enphase | IQ8X-80-M-US | 380 |  | 34 |  |  | 0.97 |  | Outdoor
NJADRE1558023956 | Administratively Determined Incentive Program | WOODSTOWN | 8098 | 15.64 | Residential | Behind the Meter | Yes | Sea Bright Solar, LLC | AC Electric |  | Accepted | 2024-11-07 | 2024-11-25 | 2025-11-25 | Solar Panels | REC | REC460AA Pure-RX |  | 0.46 | 12 | 198 | 24 |  | Fixed | Roof
NJADRE1558023956 | Administratively Determined Incentive Program | WOODSTOWN | 8098 | 15.64 | Residential | Behind the Meter | Yes | Sea Bright Solar, LLC | AC Electric |  | Accepted | 2024-11-07 | 2024-11-25 | 2025-11-25 | Solar Panels | REC | REC460AA Pure-RX |  | 0.46 | 15 | 106 | 29 |  | Fixed | Roof
NJADRE1558023956 | Administratively Determined Incentive Program | WOODSTOWN | 8098 | 15.64 | Residential | Behind the Meter | Yes | Sea Bright Solar, LLC | AC Electric |  | Accepted | 2024-11-07 | 2024-11-25 | 2025-11-25 | Solar Panels | REC | REC460AA Pure-RX |  | 0.46 | 7 | 266 | 29 |  | Fixed | Roof
NJADRE1558023956 | Administratively Determined Incentive Program | WOODSTOWN | 8098 | 15.64 | Residential | Behind the Meter | Yes | Sea Bright Solar, LLC | AC Electric |  | Accepted | 2024-11-07 | 2024-11-25 | 2025-11-25 | Meters | Enphase | IQ Envoy |  |  | 1 |  |  |  | Yes | Outdoor
NJADRE1558023962 | Administratively Determined Incentive Program | Port Elizabeth | 8348 | 6.15 | Residential | Behind the Meter | Yes | Define Solar, LLC | AC Electric |  | Accepted | 2024-11-04 | 2024-11-20 | 2025-11-20 | Solar Panels | Znshine | ZXM7-SH108 410W |  | 0.41 | 15 | 180 | 30 |  | Fixed | Ground
NJADRE1558023962 | Administratively Determined Incentive Program | Port Elizabeth | 8348 | 6.15 | Residential | Behind the Meter | Yes | Define Solar, LLC | AC Electric |  | Accepted | 2024-11-04 | 2024-11-20 | 2025-11-20 | Inverters | Enphase | IQ8PLUS-72-2-US | 290 |  | 15 |  |  | 0.976 |  | Outside | Under each pv panel
NJADRE1558023993 | Administratively Determined Incentive Program | BRIDGETON | 8302 | 13.12 | Residential | Behind the Meter | Yes | Define Solar, LLC | AC Electric |  | Accepted | 2025-05-02 | 2025-05-30 | 2026-05-30 | Solar Panels | Znshine | ZXM7-SH108 410W |  | 0.41 | 16 | 300 | 23 |  | Fixed | Roof
NJADRE1558023993 | Administratively Determined Incentive Program | BRIDGETON | 8302 | 13.12 | Residential | Behind the Meter | Yes | Define Solar, LLC | AC Electric |  | Accepted | 2025-05-02 | 2025-05-30 | 2026-05-30 | Inverters | Enphase | IQ8PLUS-72-2-US | 290 |  | 16 |  |  | 0.976 |  | Outside | Under each pv panel
NJADRE1558023993 | Administratively Determined Incentive Program | BRIDGETON | 8302 | 13.12 | Residential | Behind the Meter | Yes | Define Solar, LLC | AC Electric |  | Accepted | 2025-05-02 | 2025-05-30 | 2026-05-30 | Inverters | Enphase | IQ8PLUS-72-2-US | 290 |  | 16 |  |  | 0.976 |  | Outside | Under each pv panel
NJADRE1558023993 | Administratively Determined Incentive Program | BRIDGETON | 8302 | 13.12 | Residential | Behind the Meter | Yes | Define Solar, LLC | AC Electric |  | Accepted | 2025-05-02 | 2025-05-30 | 2026-05-30 | Solar Panels | Znshine | ZXM7-SH108 410W |  | 0.41 | 16 | 120 | 23 |  | Fixed | Roof
NJADRE1558024004 | Administratively Determined Incentive Program | Woodbridge Twp | 8863 | 6.4 | Residential | Behind the Meter | Yes | PosiGen Developer, LLC | PSE&G |  | Accepted | 2024-10-23 | 2024-11-08 | 2025-11-08 | Inverters | SolarEdge | SE5700H-US | 5700 |  | 1 |  |  | 0.99 |  | Outdoor | within ten feet of meter
NJADRE1558024004 | Administratively Determined Incentive Program | Woodbridge Twp | 8863 | 6.4 | Residential | Behind the Meter | Yes | PosiGen Developer, LLC | PSE&G |  | Accepted | 2024-10-23 | 2024-11-08 | 2025-11-08 | Solar Panels | Silfab | SIL-400 HC+ |  | 0.4 | 5 | 81 | 21 |  | Fixed | Roof
NJADRE1558024004 | Administratively Determined Incentive Program | Woodbridge Twp | 8863 | 6.4 | Residential | Behind the Meter | Yes | PosiGen Developer, LLC | PSE&G |  | Accepted | 2024-10-23 | 2024-11-08 | 2025-11-08 | Solar Panels | Silfab | SIL-400 HC+ |  | 0.4 | 11 | 261 | 21 |  | Fixed | Roof
NJADRE1558024042 | Administratively Determined Incentive Program | Corbin City | 8270 | 5.33 | Residential | Behind the Meter | Yes | Define Solar, LLC | AC Electric |  | Accepted | 2024-11-04 | 2024-11-21 | 2025-11-21 | Inverters | Enphase | IQ8PLUS-72-2-US | 290 |  | 1 |  |  | 0.976 |  | Outside | Under each pv panel
NJADRE1558024042 | Administratively Determined Incentive Program | Corbin City | 8270 | 5.33 | Residential | Behind the Meter | Yes | Define Solar, LLC | AC Electric |  | Accepted | 2024-11-04 | 2024-11-21 | 2025-11-21 | Solar Panels | Znshine | ZXM7-SH108 410W |  | 0.41 | 12 | 180 | 30 |  | Fixed | Ground
NJADRE1558024042 | Administratively Determined Incentive Program | Corbin City | 8270 | 5.33 | Residential | Behind the Meter | Yes | Define Solar, LLC | AC Electric |  | Accepted | 2024-11-04 | 2024-11-21 | 2025-11-21 | Inverters | Enphase | IQ8PLUS-72-2-US | 290 |  | 12 |  |  | 0.976 |  | Outside | Under each pv panel
NJADRE1558024042 | Administratively Determined Incentive Program | Corbin City | 8270 | 5.33 | Residential | Behind the Meter | Yes | Define Solar, LLC | AC Electric |  | Accepted | 2024-11-04 | 2024-11-21 | 2025-11-21 | Solar Panels | Znshine | ZXM7-SH108 410W |  | 0.41 | 1 | 180 | 30 |  | Fixed | Ground
NJADRE1558024088 | Administratively Determined Incentive Program | Colonia | 7067 | 4.8 | Residential | Behind the Meter | Yes | Pro Custom Solar dba Momentum Solar | PSE&G |  | Accepted | 2024-10-23 | 2024-11-11 | 2025-11-11 | Inverters | Enphase | IQ8MC-72-M-US | 320 |  | 12 |  |  | 0.97 |  | Outdoor
NJADRE1558024088 | Administratively Determined Incentive Program | Colonia | 7067 | 4.8 | Residential | Behind the Meter | Yes | Pro Custom Solar dba Momentum Solar | PSE&G |  | Accepted | 2024-10-23 | 2024-11-11 | 2025-11-11 | Solar Panels | Hanwha | Q.PEAK DUO BLK ML-G10+400 |  | 0.4 | 2 | 0 | 32 |  | Fixed | Roof
NJADRE1558024088 | Administratively Determined Incentive Program | Colonia | 7067 | 4.8 | Residential | Behind the Meter | Yes | Pro Custom Solar dba Momentum Solar | PSE&G |  | Accepted | 2024-10-23 | 2024-11-11 | 2025-11-11 | Solar Panels | Hanwha | Q.PEAK DUO BLK ML-G10+400 |  | 0.4 | 8 | 180 | 32 |  | Fixed | Roof
NJADRE1558024088 | Administratively Determined Incentive Program | Colonia | 7067 | 4.8 | Residential | Behind the Meter | Yes | Pro Custom Solar dba Momentum Solar | PSE&G |  | Accepted | 2024-10-23 | 2024-11-11 | 2025-11-11 | Solar Panels | Hanwha | Q.PEAK DUO BLK ML-G10+400 |  | 0.4 | 2 | 90 | 22 |  | Fixed | Roof
NJADRE1558024104 | Administratively Determined Incentive Program | Jersey City | 7305 | 4.8 | Residential | Behind the Meter | Yes | PosiGen Developer, LLC | PSE&G |  | Accepted | 2024-10-23 | 2024-11-08 | 2025-11-08 | Solar Panels | Silfab | SIL-400 HC+ |  | 0.4 | 12 | 135 | 45 |  | Fixed | Roof
NJADRE1558024104 | Administratively Determined Incentive Program | Jersey City | 7305 | 4.8 | Residential | Behind the Meter | Yes | PosiGen Developer, LLC | PSE&G |  | Accepted | 2024-10-23 | 2024-11-08 | 2025-11-08 | Inverters | SolarEdge | SE5700H-US | 5700 |  | 1 |  |  | 0.99 |  | Outdoor | within ten feet of meter
NJADRE1558025264 | Administratively Determined Incentive Program | NEWARK | 7106 | 4.8 | Residential | Behind the Meter | Yes | PosiGen Developer, LLC | PSE&G |  | Accepted | 2024-10-23 | 2024-11-08 | 2025-11-08 | Inverters | SolarEdge | SE5700H-US | 5700 |  | 1 |  |  | 0.99 |  | Outdoor | within ten feet of meter
NJADRE1558025264 | Administratively Determined Incentive Program | NEWARK | 7106 | 4.8 | Residential | Behind the Meter | Yes | PosiGen Developer, LLC | PSE&G |  | Accepted | 2024-10-23 | 2024-11-08 | 2025-11-08 | Solar Panels | Silfab | SIL-400 HC+ |  | 0.4 | 12 | 292 | 27 |  | Fixed | Roof
NJADRE1558025756 | Administratively Determined Incentive Program | Barnegat | 8005 | 6.97 | Residential | Behind the Meter | Yes | Pro Custom Solar dba Momentum Solar | JCP&L |  | Accepted | 2024-10-23 | 2024-11-11 | 2025-11-11 | Inverters | Enphase | IQ8MC-72-M-US | 320 |  | 17 |  |  | 0.97 |  | Outdoor
NJADRE1558025756 | Administratively Determined Incentive Program | Barnegat | 8005 | 6.97 | Residential | Behind the Meter | Yes | Pro Custom Solar dba Momentum Solar | JCP&L |  | Accepted | 2024-10-23 | 2024-11-11 | 2025-11-11 | Solar Panels | Hanwha | Q.PEAK DUO BLK ML-G10+410 |  | 0.41 | 17 | 103 | 25 |  | Fixed | Roof
NJADRE1558025764 | Administratively Determined Incentive Program | New Milford Boro | 7646 | 6.56 | Residential | Behind the Meter | Yes | Sunrun Installation Services, Inc. | PSE&G |  | Accepted | 2024-10-23 | 2024-11-11 | 2025-11-11 | Electric Storage Battery | Tesla | Powerwall 3 1707000-xx-y |  |  | 1 |  |  |  | Lithium Ion |  | OUTSIDE
NJADRE1558025764 | Administratively Determined Incentive Program | New Milford Boro | 7646 | 6.56 | Residential | Behind the Meter | Yes | Sunrun Installation Services, Inc. | PSE&G |  | Accepted | 2024-10-23 | 2024-11-11 | 2025-11-11 | Inverters | Tesla | Powerwall 3 1707000-xx-y | 11500 |  | 1 |  |  | 0.97 |  | Outdoor
NJADRE1558025764 | Administratively Determined Incentive Program | New Milford Boro | 7646 | 6.56 | Residential | Behind the Meter | Yes | Sunrun Installation Services, Inc. | PSE&G |  | Accepted | 2024-10-23 | 2024-11-11 | 2025-11-11 | Solar Panels | Hanwha Q Cells | Q.PEAK DUO BLK ML-G10+ 410 |  | 0.41 | 6 | 210 | 22 |  | Fixed | Roof
NJADRE1558025764 | Administratively Determined Incentive Program | New Milford Boro | 7646 | 6.56 | Residential | Behind the Meter | Yes | Sunrun Installation Services, Inc. | PSE&G |  | Accepted | 2024-10-23 | 2024-11-11 | 2025-11-11 | Solar Panels | Hanwha Q Cells | Q.PEAK DUO BLK ML-G10+ 410 |  | 0.41 | 7 | 29 | 24 |  | Fixed | Roof
NJADRE1558025764 | Administratively Determined Incentive Program | New Milford Boro | 7646 | 6.56 | Residential | Behind the Meter | Yes | Sunrun Installation Services, Inc. | PSE&G |  | Accepted | 2024-10-23 | 2024-11-11 | 2025-11-11 | Solar Panels | Hanwha Q Cells | Q.PEAK DUO BLK ML-G10+ 410 |  | 0.41 | 3 | 29 | 24 |  | Fixed | Roof
NJADRE1558025787 | Administratively Determined Incentive Program | PARSIPPANY | 7054 | 2.46 | Residential | Behind the Meter | Yes | Trinity Solar, LLC | JCP&L |  | Accepted | 2024-10-23 | 2024-11-11 | 2025-11-11 | Solar Panels | HANWHA | (Q.PEAK DUO BLK ML-G10+ 410) |  | 0.41 | 3 | 274 | 30 |  | Fixed | Roof
NJADRE1558025787 | Administratively Determined Incentive Program | PARSIPPANY | 7054 | 2.46 | Residential | Behind the Meter | Yes | Trinity Solar, LLC | JCP&L |  | Accepted | 2024-10-23 | 2024-11-11 | 2025-11-11 | Inverters | Solar Edge | SE3800H-US | 3800 |  | 1 |  |  | 0.97 |  | Outdoor
NJADRE1558025787 | Administratively Determined Incentive Program | PARSIPPANY | 7054 | 2.46 | Residential | Behind the Meter | Yes | Trinity Solar, LLC | JCP&L |  | Accepted | 2024-10-23 | 2024-11-11 | 2025-11-11 | Solar Panels | HANWHA | (Q.PEAK DUO BLK ML-G10+ 410) |  | 0.41 | 3 | 184 | 25 |  | Fixed | Roof
NJADRE1558025877 | Administratively Determined Incentive Program | Fair Lawn Boro | 7410 | 6.15 | Residential | Behind the Meter | Yes | Sunrun Installation Services, Inc. | PSE&G |  | Accepted | 2024-10-23 | 2024-11-11 | 2025-11-11 | Inverters | Tesla | Powerwall 3 1707000-xx-y | 11500 |  | 1 |  |  | 0.97 |  | Outdoor
NJADRE1558025877 | Administratively Determined Incentive Program | Fair Lawn Boro | 7410 | 6.15 | Residential | Behind the Meter | Yes | Sunrun Installation Services, Inc. | PSE&G |  | Accepted | 2024-10-23 | 2024-11-11 | 2025-11-11 | Solar Panels | Hanwha Q Cells | Q.PEAK DUO BLK ML-G10+ 410 |  | 0.41 | 5 | 162 | 41 |  | Fixed | Roof
NJADRE1558025877 | Administratively Determined Incentive Program | Fair Lawn Boro | 7410 | 6.15 | Residential | Behind the Meter | Yes | Sunrun Installation Services, Inc. | PSE&G |  | Accepted | 2024-10-23 | 2024-11-11 | 2025-11-11 | Solar Panels | Hanwha Q Cells | Q.PEAK DUO BLK ML-G10+ 410 |  | 0.41 | 10 | 162 | 40 |  | Fixed | Roof
NJADRE1558025877 | Administratively Determined Incentive Program | Fair Lawn Boro | 7410 | 6.15 | Residential | Behind the Meter | Yes | Sunrun Installation Services, Inc. | PSE&G |  | Accepted | 2024-10-23 | 2024-11-11 | 2025-11-11 | Electric Storage Battery | Tesla | Powerwall 3 1707000-xx-y |  |  | 1 |  |  |  | Lithium Ion |  | OUTSIDE
NJADRE1558026119 | Administratively Determined Incentive Program | Bloomfield | 7003 | 9.84 | Residential | Behind the Meter | Yes | Pro Custom Solar dba Momentum Solar | PSE&G |  | Accepted | 2024-10-24 | 2024-11-11 | 2025-11-11 | Solar Panels | Hanwha | Q.PEAK DUO BLK ML-G10+410 |  | 0.41 | 6 | 187 | 26 |  | Fixed | Roof
NJADRE1558026119 | Administratively Determined Incentive Program | Bloomfield | 7003 | 9.84 | Residential | Behind the Meter | Yes | Pro Custom Solar dba Momentum Solar | PSE&G |  | Accepted | 2024-10-24 | 2024-11-11 | 2025-11-11 | Inverters | Enphase | IQ8MC-72-M-US | 320 |  | 24 |  |  | 0.97 |  | Outdoor
NJADRE1558026119 | Administratively Determined Incentive Program | Bloomfield | 7003 | 9.84 | Residential | Behind the Meter | Yes | Pro Custom Solar dba Momentum Solar | PSE&G |  | Accepted | 2024-10-24 | 2024-11-11 | 2025-11-11 | Solar Panels | Hanwha | Q.PEAK DUO BLK ML-G10+410 |  | 0.41 | 10 | 97 | 27 |  | Fixed | Roof
NJADRE1558026119 | Administratively Determined Incentive Program | Bloomfield | 7003 | 9.84 | Residential | Behind the Meter | Yes | Pro Custom Solar dba Momentum Solar | PSE&G |  | Accepted | 2024-10-24 | 2024-11-11 | 2025-11-11 | Solar Panels | Hanwha | Q.PEAK DUO BLK ML-G10+410 |  | 0.41 | 8 | 277 | 27 |  | Fixed | Roof
NJADRE1558026138 | Administratively Determined Incentive Program | Vineland | 8360 | 5.33 | Residential | Behind the Meter | Yes | Brilliant Installations, Inc. | Vineland Muni Electric |  | Accepted | 2024-10-23 | 2024-11-11 | 2025-11-11 | Solar Panels | HANWHA | Q.PEAK DUO BLK ML-G10+ 410 |  | 0.41 | 7 | 273 | 18 |  | Fixed | Roof
NJADRE1558026138 | Administratively Determined Incentive Program | Vineland | 8360 | 5.33 | Residential | Behind the Meter | Yes | Brilliant Installations, Inc. | Vineland Muni Electric |  | Accepted | 2024-10-23 | 2024-11-11 | 2025-11-11 | Inverters | Enphase | IQ8PLUS-72-2-US | 290 |  | 13 |  |  | 0.97 |  | Outdoor
NJADRE1558026138 | Administratively Determined Incentive Program | Vineland | 8360 | 5.33 | Residential | Behind the Meter | Yes | Brilliant Installations, Inc. | Vineland Muni Electric |  | Accepted | 2024-10-23 | 2024-11-11 | 2025-11-11 | Solar Panels | HANWHA | Q.PEAK DUO BLK ML-G10+ 410 |  | 0.41 | 6 | 183 | 21 |  | Fixed | Roof
NJADRE1558026158 | Administratively Determined Incentive Program | HARRISON | 7029 | 13.94 | Residential | Behind the Meter | Yes | Trinity Solar, LLC | PSE&G |  | Accepted | 2024-10-23 | 2024-11-11 | 2025-11-11 | Inverters | TESLA | 1538000-XX-Y | 3800 |  | 1 |  |  | 0.986 |  | Outside
NJADRE1558026158 | Administratively Determined Incentive Program | HARRISON | 7029 | 13.94 | Residential | Behind the Meter | Yes | Trinity Solar, LLC | PSE&G |  | Accepted | 2024-10-23 | 2024-11-11 | 2025-11-11 | Solar Panels | HANWHA | Q.PEAK DUO BLK ML-G10+ 410 |  | 0.41 | 16 | 260 | 20 |  | Fixed | Roof
NJADRE1558026158 | Administratively Determined Incentive Program | HARRISON | 7029 | 13.94 | Residential | Behind the Meter | Yes | Trinity Solar, LLC | PSE&G |  | Accepted | 2024-10-23 | 2024-11-11 | 2025-11-11 | Solar Panels | HANWHA | Q.PEAK DUO BLK ML-G10+ 410 |  | 0.41 | 10 | 170 | 23 |  | Fixed | Roof
NJADRE1558026158 | Administratively Determined Incentive Program | HARRISON | 7029 | 13.94 | Residential | Behind the Meter | Yes | Trinity Solar, LLC | PSE&G |  | Accepted | 2024-10-23 | 2024-11-11 | 2025-11-11 | Inverters | TESLA | 1538000-XX-Y | 7600 |  | 1 |  |  | 0.986 |  | Outside
NJADRE1558026158 | Administratively Determined Incentive Program | HARRISON | 7029 | 13.94 | Residential | Behind the Meter | Yes | Trinity Solar, LLC | PSE&G |  | Accepted | 2024-10-23 | 2024-11-11 | 2025-11-11 | Solar Panels | HANWHA | Q.PEAK DUO BLK ML-G10+ 410 |  | 0.41 | 8 | 80 | 20 |  | Fixed | Roof
NJADRE1558026193 | Administratively Determined Incentive Program | Clifton | 7011 | 9.02 | Residential | Behind the Meter | Yes | Pro Custom Solar dba Momentum Solar | PSE&G |  | Accepted | 2024-10-23 | 2024-11-11 | 2025-11-11 | Inverters | Enphase | IQ8MC-72-M-US | 320 |  | 22 |  |  | 0.97 |  | Outdoor
NJADRE1558026193 | Administratively Determined Incentive Program | Clifton | 7011 | 9.02 | Residential | Behind the Meter | Yes | Pro Custom Solar dba Momentum Solar | PSE&G |  | Accepted | 2024-10-23 | 2024-11-11 | 2025-11-11 | Solar Panels | Hanwha | Q.PEAK DUO BLK ML-G10+410 |  | 0.41 | 2 | 77 | 23 |  | Fixed | Roof
NJADRE1558026193 | Administratively Determined Incentive Program | Clifton | 7011 | 9.02 | Residential | Behind the Meter | Yes | Pro Custom Solar dba Momentum Solar | PSE&G |  | Accepted | 2024-10-23 | 2024-11-11 | 2025-11-11 | Solar Panels | Hanwha | Q.PEAK DUO BLK ML-G10+410 |  | 0.41 | 2 | 257 | 23 |  | Fixed | Roof
NJADRE1558026193 | Administratively Determined Incentive Program | Clifton | 7011 | 9.02 | Residential | Behind the Meter | Yes | Pro Custom Solar dba Momentum Solar | PSE&G |  | Accepted | 2024-10-23 | 2024-11-11 | 2025-11-11 | Solar Panels | Hanwha | Q.PEAK DUO BLK ML-G10+410 |  | 0.41 | 10 | 167 | 23 |  | Fixed | Roof
NJADRE1558026193 | Administratively Determined Incentive Program | Clifton | 7011 | 9.02 | Residential | Behind the Meter | Yes | Pro Custom Solar dba Momentum Solar | PSE&G |  | Accepted | 2024-10-23 | 2024-11-11 | 2025-11-11 | Solar Panels | Hanwha | Q.PEAK DUO BLK ML-G10+410 |  | 0.41 | 8 | 347 | 23 |  | Fixed | Roof
NJADRE1558026235 | Administratively Determined Incentive Program | North Brunswick | 8902 | 10.12 | Residential | Behind the Meter | No | GAF Energy | PSE&G |  | Accepted | 2024-10-23 | 2024-11-11 | 2025-11-11 | Solar Panels | GAF Energy | TLS-1 |  | 0.046 | 96 | 238 | 34 |  | Fixed | Roof
NJADRE1558026235 | Administratively Determined Incentive Program | North Brunswick | 8902 | 10.12 | Residential | Behind the Meter | No | GAF Energy | PSE&G |  | Accepted | 2024-10-23 | 2024-11-11 | 2025-11-11 | Solar Panels | GAF Energy | TLS-1 |  | 0.046 | 24 | 148 | 45 |  | Fixed | Roof
NJADRE1558026235 | Administratively Determined Incentive Program | North Brunswick | 8902 | 10.12 | Residential | Behind the Meter | No | GAF Energy | PSE&G |  | Accepted | 2024-10-23 | 2024-11-11 | 2025-11-11 | Solar Panels | GAF Energy | TLS-1 |  | 0.046 | 24 | 148 | 45 |  | Fixed | Roof
NJADRE1558026235 | Administratively Determined Incentive Program | North Brunswick | 8902 | 10.12 | Residential | Behind the Meter | No | GAF Energy | PSE&G |  | Accepted | 2024-10-23 | 2024-11-11 | 2025-11-11 | Inverters | Delta Electronics | M6-TL-US | 6000 |  | 1 |  |  | 0.975 |  | Outdoor
NJADRE1558026235 | Administratively Determined Incentive Program | North Brunswick | 8902 | 10.12 | Residential | Behind the Meter | No | GAF Energy | PSE&G |  | Accepted | 2024-10-23 | 2024-11-11 | 2025-11-11 | Solar Panels | GAF Energy | TLS-1 |  | 0.046 | 16 | 238 | 21 |  | Fixed | Roof
NJADRE1558026235 | Administratively Determined Incentive Program | North Brunswick | 8902 | 10.12 | Residential | Behind the Meter | No | GAF Energy | PSE&G |  | Accepted | 2024-10-23 | 2024-11-11 | 2025-11-11 | Solar Panels | GAF Energy | TLS-1 |  | 0.046 | 36 | 58 | 34 |  | Fixed | Roof
NJADRE1558026235 | Administratively Determined Incentive Program | North Brunswick | 8902 | 10.12 | Residential | Behind the Meter | No | GAF Energy | PSE&G |  | Accepted | 2024-10-23 | 2024-11-11 | 2025-11-11 | Inverters | Delta Electronics | M-4-TL-US | 4000 |  | 1 |  |  | 0.975 |  | Outdoor
NJADRE1558026235 | Administratively Determined Incentive Program | North Brunswick | 8902 | 10.12 | Residential | Behind the Meter | No | GAF Energy | PSE&G |  | Accepted | 2024-10-23 | 2024-11-11 | 2025-11-11 | Solar Panels | ga | TLS-1 |  | 0.046 | 24 | 238 | 18 |  | Fixed | Roof
NJADRE1558026269 | Administratively Determined Incentive Program | Absecon | 8201 | 8.61 | Residential | Behind the Meter | Yes | Sunnova Expert Services | AC Electric |  | Accepted | 2024-10-23 | 2024-11-15 | 2025-11-15 | Solar Panels | Qcells | Q.PEAK DUO BLK ML-G10+ 410 |  | 0.41 | 9 | 223 | 23 |  | Fixed | Roof
NJADRE1558026269 | Administratively Determined Incentive Program | Absecon | 8201 | 8.61 | Residential | Behind the Meter | Yes | Sunnova Expert Services | AC Electric |  | Accepted | 2024-10-23 | 2024-11-15 | 2025-11-15 | Solar Panels | Qcells | Q.PEAK DUO BLK ML-G10+ 410 |  | 0.41 | 12 | 43 | 23 |  | Fixed | Roof
NJADRE1558026269 | Administratively Determined Incentive Program | Absecon | 8201 | 8.61 | Residential | Behind the Meter | Yes | Sunnova Expert Services | AC Electric |  | Accepted | 2024-10-23 | 2024-11-15 | 2025-11-15 | Inverters | Enphase Energy Inc | IQ8PLUS-72-2-US | 290 |  | 21 |  |  | 0.99 |  | Outside
NJADRE1558026269 | Administratively Determined Incentive Program | Absecon | 8201 | 8.61 | Residential | Behind the Meter | Yes | Sunnova Expert Services | AC Electric |  | Accepted | 2024-10-23 | 2024-11-15 | 2025-11-15 | Meters | Enphase Energy Inc | X-IQ-AM1-240-4 |  |  | 1 |  |  |  | Yes | Outdoor
NJADRE1558027398 | Administratively Determined Incentive Program | Orange City | 7050 | 9.02 | Residential | Behind the Meter | Yes | Sunrun Installation Services, Inc. | PSE&G |  | Accepted | 2024-10-24 | 2024-11-11 | 2025-11-11 | Inverters | Tesla | POWERWALL 3 1707000-XX-Y | 11500 |  | 2 |  |  | 0.97 |  | Outside
NJADRE1558027398 | Administratively Determined Incentive Program | Orange City | 7050 | 9.02 | Residential | Behind the Meter | Yes | Sunrun Installation Services, Inc. | PSE&G |  | Accepted | 2024-10-24 | 2024-11-11 | 2025-11-11 | Electric Storage Battery | Tesla | POWERWALL 3 1707000-XX-Y |  |  | 2 |  |  |  | Lithium Ion |  | Outside
NJADRE1558027398 | Administratively Determined Incentive Program | Orange City | 7050 | 9.02 | Residential | Behind the Meter | Yes | Sunrun Installation Services, Inc. | PSE&G |  | Accepted | 2024-10-24 | 2024-11-11 | 2025-11-11 | Solar Panels | Hanwha Q Cells | Q.PEAK DUO BLK ML-G10+ 410 |  | 0.41 | 11 | 31 | 28 |  | Fixed | Roof
NJADRE1558027398 | Administratively Determined Incentive Program | Orange City | 7050 | 9.02 | Residential | Behind the Meter | Yes | Sunrun Installation Services, Inc. | PSE&G |  | Accepted | 2024-10-24 | 2024-11-11 | 2025-11-11 | Solar Panels | Hanwha Q Cells | Q.PEAK DUO BLK ML-G10+ 410 |  | 0.41 | 11 | 211 | 28 |  | Fixed | Roof
NJADRE1558027398 | Administratively Determined Incentive Program | Orange City | 7050 | 9.02 | Residential | Behind the Meter | Yes | Sunrun Installation Services, Inc. | PSE&G |  | Accepted | 2024-10-24 | 2024-11-11 | 2025-11-11 | Meters | Tesla | POWERWALL 3 1707000-XX-Y |  |  | 1 |  |  |  | Yes | Outdoor
NJADRE1558027398 | Administratively Determined Incentive Program | Orange City | 7050 | 9.02 | Residential | Behind the Meter | Yes | Sunrun Installation Services, Inc. | PSE&G |  | Accepted | 2024-10-24 | 2024-11-11 | 2025-11-11 | Meters | Tesla | POWERWALL 3 1707000-XX-Y |  |  | 1 |  |  |  | Yes | Outdoor
NJADRE1558029110 | Administratively Determined Incentive Program | VERONA | 7044 | 5.74 | Residential | Behind the Meter | Yes | Sunrun Installation Services, Inc. | PSE&G |  | Accepted | 2024-10-24 | 2024-11-11 | 2025-11-11 | Solar Panels | Hanwha Q-Cells | Q.PEAK DUO BLK ML-G10+ 410 |  | 0.41 | 14 | 201 | 13 |  | Fixed | Roof
NJADRE1558029110 | Administratively Determined Incentive Program | VERONA | 7044 | 5.74 | Residential | Behind the Meter | Yes | Sunrun Installation Services, Inc. | PSE&G |  | Accepted | 2024-10-24 | 2024-11-11 | 2025-11-11 | Inverters | SolarEdge Technologies | SE7600H-USMN | 7600 |  | 1 |  |  | 0.99 |  | Outdoor | Next to meter
NJADRE1558029110 | Administratively Determined Incentive Program | VERONA | 7044 | 5.74 | Residential | Behind the Meter | Yes | Sunrun Installation Services, Inc. | PSE&G |  | Accepted | 2024-10-24 | 2024-11-11 | 2025-11-11 | Meters | Solaredge Technologies | SE7600H-USMN |  |  | 1 |  |  |  | Yes | Outdoor
NJADRE1558029167 | Administratively Determined Incentive Program | Perth Amboy | 8861 | 20.5 | Residential | Behind the Meter | Yes | Trinity Solar, LLC | PSE&G |  | Accepted | 2024-10-24 | 2024-11-11 | 2025-11-11 | Inverters | Tesla | TESLA 5.0kW (1538000-XX-Y) | 5000 |  | 1 |  |  | 0.97 |  | Outdoor
NJADRE1558029167 | Administratively Determined Incentive Program | Perth Amboy | 8861 | 20.5 | Residential | Behind the Meter | Yes | Trinity Solar, LLC | PSE&G |  | Accepted | 2024-10-24 | 2024-11-11 | 2025-11-11 | Solar Panels | HANWHA | (Q.PEAK DUO BLK ML-G10+ 410) |  | 0.41 | 9 | 291 | 37 |  | Fixed | Roof
NJADRE1558029167 | Administratively Determined Incentive Program | Perth Amboy | 8861 | 20.5 | Residential | Behind the Meter | Yes | Trinity Solar, LLC | PSE&G |  | Accepted | 2024-10-24 | 2024-11-11 | 2025-11-11 | Inverters | Tesla | TESLA 7.6kW (1538000-XX-Y) | 7600 |  | 1 |  |  | 0.97 |  | Outdoor
NJADRE1558029167 | Administratively Determined Incentive Program | Perth Amboy | 8861 | 20.5 | Residential | Behind the Meter | Yes | Trinity Solar, LLC | PSE&G |  | Accepted | 2024-10-24 | 2024-11-11 | 2025-11-11 | Solar Panels | HANWHA | (Q.PEAK DUO BLK ML-G10+ 410) |  | 0.41 | 23 | 291 | 5 |  | Fixed | Roof
NJADRE1558029167 | Administratively Determined Incentive Program | Perth Amboy | 8861 | 20.5 | Residential | Behind the Meter | Yes | Trinity Solar, LLC | PSE&G |  | Accepted | 2024-10-24 | 2024-11-11 | 2025-11-11 | Inverters | Tesla | TESLA 3.8kW (1538000-XX-Y) | 3800 |  | 1 |  |  | 0.97 |  | Outdoor
NJADRE1558029167 | Administratively Determined Incentive Program | Perth Amboy | 8861 | 20.5 | Residential | Behind the Meter | Yes | Trinity Solar, LLC | PSE&G |  | Accepted | 2024-10-24 | 2024-11-11 | 2025-11-11 | Solar Panels | HANWHA | (Q.PEAK DUO BLK ML-G10+ 410) |  | 0.41 | 8 | 291 | 4 |  | Fixed | Roof
NJADRE1558029167 | Administratively Determined Incentive Program | Perth Amboy | 8861 | 20.5 | Residential | Behind the Meter | Yes | Trinity Solar, LLC | PSE&G |  | Accepted | 2024-10-24 | 2024-11-11 | 2025-11-11 | Solar Panels | HANWHA | (Q.PEAK DUO BLK ML-G10+ 410) |  | 0.41 | 10 | 111 | 37 |  | Fixed | Roof
NJADRE1558029186 | Administratively Determined Incentive Program | Irvington | 7111 | 5.33 | Residential | Behind the Meter | Yes | Trinity Solar, LLC | PSE&G |  | Accepted | 2024-10-24 | 2024-11-11 | 2025-11-11 | Inverters | Solar Edge | USE5700H-USMNBL75 | 5700 |  | 1 |  |  | 0.97 |  | Outside
NJADRE1558029186 | Administratively Determined Incentive Program | Irvington | 7111 | 5.33 | Residential | Behind the Meter | Yes | Trinity Solar, LLC | PSE&G |  | Accepted | 2024-10-24 | 2024-11-11 | 2025-11-11 | Solar Panels | HANWHA | Q.PEAK DUO BLK ML-G10+ 410 |  | 0.41 | 13 | 116 | 44 |  | Fixed | Roof
NJADRE1558029265 | Administratively Determined Incentive Program | NUTLEY | 7110 | 5.46 | Residential | Behind the Meter | Yes | EMT Renewables, LLC | PSE&G |  | Accepted | 2024-10-24 | 2024-11-11 | 2025-11-11 | Solar Panels | REC ALPHA | REC 420 |  | 0.42 | 6 | 209 | 38 |  | Fixed | Roof
NJADRE1558029265 | Administratively Determined Incentive Program | NUTLEY | 7110 | 5.46 | Residential | Behind the Meter | Yes | EMT Renewables, LLC | PSE&G |  | Accepted | 2024-10-24 | 2024-11-11 | 2025-11-11 | Solar Panels | REC ALPHA | REC 420 |  | 0.42 | 1 | 29 | 36 |  | Fixed | Roof
NJADRE1558029265 | Administratively Determined Incentive Program | NUTLEY | 7110 | 5.46 | Residential | Behind the Meter | Yes | EMT Renewables, LLC | PSE&G |  | Accepted | 2024-10-24 | 2024-11-11 | 2025-11-11 | Inverters | Enphase | IQ7X | 315 |  | 13 |  |  | 0.98 |  | Other | UNDER EACH PANEL
NJADRE1558029265 | Administratively Determined Incentive Program | NUTLEY | 7110 | 5.46 | Residential | Behind the Meter | Yes | EMT Renewables, LLC | PSE&G |  | Accepted | 2024-10-24 | 2024-11-11 | 2025-11-11 | Solar Panels | RECALPHA | REC420 |  | 0.42 | 4 | 29 | 37 |  | Fixed | Roof
NJADRE1558029265 | Administratively Determined Incentive Program | NUTLEY | 7110 | 5.46 | Residential | Behind the Meter | Yes | EMT Renewables, LLC | PSE&G |  | Accepted | 2024-10-24 | 2024-11-11 | 2025-11-11 | Solar Panels | REC ALPHA | REC 420 |  | 0.42 | 2 | 119 | 46 |  | Fixed | Roof
NJADRE1558029296 | Administratively Determined Incentive Program | Nutley | 7110 | 4.2 | Residential | Behind the Meter | Yes | EMT Renewables, LLC | PSE&G |  | Accepted | 2024-10-24 | 2024-11-21 | 2025-11-21 | Solar Panels | REC ALPHA | REC 420 |  | 0.42 | 2 | 299 | 10 |  | Fixed | Roof
NJADRE1558029296 | Administratively Determined Incentive Program | Nutley | 7110 | 4.2 | Residential | Behind the Meter | Yes | EMT Renewables, LLC | PSE&G |  | Accepted | 2024-10-24 | 2024-11-21 | 2025-11-21 | Solar Panels | REC ALPHA | REC 420 |  | 0.42 | 6 | 299 | 46 |  | Fixed | Roof
NJADRE1558029296 | Administratively Determined Incentive Program | Nutley | 7110 | 4.2 | Residential | Behind the Meter | Yes | EMT Renewables, LLC | PSE&G |  | Accepted | 2024-10-24 | 2024-11-21 | 2025-11-21 | Inverters | Enphase | IQ7X | 315 |  | 10 |  |  | 0.98 |  | Other | UNDER EACH PANEL
NJADRE1558029296 | Administratively Determined Incentive Program | Nutley | 7110 | 4.2 | Residential | Behind the Meter | Yes | EMT Renewables, LLC | PSE&G |  | Accepted | 2024-10-24 | 2024-11-21 | 2025-11-21 | Solar Panels | REC ALPHA | REC 420 |  | 0.42 | 2 | 209 | 36 |  | Fixed | Roof
NJADRE1558029302 | Administratively Determined Incentive Program | PISCATAWAY | 8854 | 6.15 | Residential | Behind the Meter | Yes | Pro Custom Solar dba Momentum Solar | PSE&G |  | Accepted | 2024-10-24 | 2024-11-12 | 2025-11-12 | Inverters | Enphase | Iq7plus-72-2-US | 320 |  | 15 |  |  | 0.97 |  | Outdoor
NJADRE1558029302 | Administratively Determined Incentive Program | PISCATAWAY | 8854 | 6.15 | Residential | Behind the Meter | Yes | Pro Custom Solar dba Momentum Solar | PSE&G |  | Accepted | 2024-10-24 | 2024-11-12 | 2025-11-12 | Solar Panels | Hanwha | Q.PEAK DUO BLK ML-G10+410 |  | 0.41 | 15 | 131 | 20 |  | Fixed | Roof
NJADRE1558029312 | Administratively Determined Incentive Program | PENNSAUKEN | 8110 | 2.05 | Residential | Behind the Meter | Yes | Trinity Solar, LLC | PSE&G |  | Accepted | 2024-10-24 | 2024-11-12 | 2025-11-12 | Solar Panels | HANWHA | (Q.PEAK DUO BLK ML-G10+ 410) |  | 0.41 | 2 | 149 | 36 |  | Fixed | Roof
NJADRE1558029312 | Administratively Determined Incentive Program | PENNSAUKEN | 8110 | 2.05 | Residential | Behind the Meter | Yes | Trinity Solar, LLC | PSE&G |  | Accepted | 2024-10-24 | 2024-11-12 | 2025-11-12 | Inverters | Tesla | TESLA 3.8kW (1538000-XX-Y) | 3800 |  | 1 |  |  | 0.97 |  | Outdoor
NJADRE1558029312 | Administratively Determined Incentive Program | PENNSAUKEN | 8110 | 2.05 | Residential | Behind the Meter | Yes | Trinity Solar, LLC | PSE&G |  | Accepted | 2024-10-24 | 2024-11-12 | 2025-11-12 | Solar Panels | HANWHA | (Q.PEAK DUO BLK ML-G10+ 410) |  | 0.41 | 3 | 329 | 36 |  | Fixed | Roof
NJADRE1558029770 | Administratively Determined Incentive Program | Piscataway Twp | 8854 | 11.89 | Residential | Behind the Meter | Yes | Sunrun Installation Services, Inc. | PSE&G |  | Accepted | 2024-10-24 | 2024-11-12 | 2025-11-12 | Inverters | SolarEdge Technologies | SE10000H-USMN | 10000 |  | 1 |  |  | 0.99 |  | Outside
NJADRE1558029770 | Administratively Determined Incentive Program | Piscataway Twp | 8854 | 11.89 | Residential | Behind the Meter | Yes | Sunrun Installation Services, Inc. | PSE&G |  | Accepted | 2024-10-24 | 2024-11-12 | 2025-11-12 | Solar Panels | Hanwha Q Cells | Q.PEAK DUO BLK ML-G10+ 410 |  | 0.41 | 8 | 164 | 23 |  | Fixed | Roof
NJADRE1558029770 | Administratively Determined Incentive Program | Piscataway Twp | 8854 | 11.89 | Residential | Behind the Meter | Yes | Sunrun Installation Services, Inc. | PSE&G |  | Accepted | 2024-10-24 | 2024-11-12 | 2025-11-12 | Solar Panels | Hanwha Q Cells | Q.PEAK DUO BLK ML-G10+ 410 |  | 0.41 | 21 | 164 | 23 |  | Fixed | Roof
NJADRE1558029885 | Administratively Determined Incentive Program | Bridgeton | 8302 | 5.33 | Residential | Behind the Meter | Yes | Sunrun Installation Services, Inc. | AC Electric |  | Accepted | 2024-10-24 | 2024-11-12 | 2025-11-12 | Inverters | SOLAREDGE TECHNOLOGIES | SE3800H-USMN | 3800 |  | 1 |  |  | 0.99 |  | Outdoor
NJADRE1558029885 | Administratively Determined Incentive Program | Bridgeton | 8302 | 5.33 | Residential | Behind the Meter | Yes | Sunrun Installation Services, Inc. | AC Electric |  | Accepted | 2024-10-24 | 2024-11-12 | 2025-11-12 | Electric Storage Battery | Tesla | POWERWALL 2 |  |  | 1 |  |  |  | Lithium Ion |  | OUTSIDE
NJADRE1558029885 | Administratively Determined Incentive Program | Bridgeton | 8302 | 5.33 | Residential | Behind the Meter | Yes | Sunrun Installation Services, Inc. | AC Electric |  | Accepted | 2024-10-24 | 2024-11-12 | 2025-11-12 | Solar Panels | Hanwha Q Cells | Q.PEAK DUO BLK ML-G10+ 410 |  | 0.41 | 6 | 190 | 15 |  | Fixed | Roof
NJADRE1558029885 | Administratively Determined Incentive Program | Bridgeton | 8302 | 5.33 | Residential | Behind the Meter | Yes | Sunrun Installation Services, Inc. | AC Electric |  | Accepted | 2024-10-24 | 2024-11-12 | 2025-11-12 | Solar Panels | Hanwha Q Cells | Q.PEAK DUO BLK ML-G10+ 410 |  | 0.41 | 7 | 10 | 5 |  | Fixed | Roof
NJADRE1558029885 | Administratively Determined Incentive Program | Bridgeton | 8302 | 5.33 | Residential | Behind the Meter | Yes | Sunrun Installation Services, Inc. | AC Electric |  | Accepted | 2024-10-24 | 2024-11-12 | 2025-11-12 | Meters | SOLAREDGE TECHNOLOGIES | SE3800H-USMN |  |  | 1 |  |  |  | Yes | Outdoor
NJADRE1558029924 | Administratively Determined Incentive Program | Paterson | 7504 | 9.43 | Residential | Behind the Meter | Yes | Trinity Solar, LLC | PSE&G |  | Accepted | 2024-10-24 | 2024-11-12 | 2025-11-12 | Solar Panels | Hanwha | HANWHA 410 (Q.PEAK DUO BLK ML-G10+ 410) |  | 0.41 | 11 | 99 | 21 |  | Fixed | Roof
NJADRE1558029924 | Administratively Determined Incentive Program | Paterson | 7504 | 9.43 | Residential | Behind the Meter | Yes | Trinity Solar, LLC | PSE&G |  | Accepted | 2024-10-24 | 2024-11-12 | 2025-11-12 | Solar Panels | Hanwha | HANWHA 410 (Q.PEAK DUO BLK ML-G10+ 410) |  | 0.41 | 12 | 279 | 21 |  | Fixed | Roof
NJADRE1558029924 | Administratively Determined Incentive Program | Paterson | 7504 | 9.43 | Residential | Behind the Meter | Yes | Trinity Solar, LLC | PSE&G |  | Accepted | 2024-10-24 | 2024-11-12 | 2025-11-12 | Inverters | HANWHA | SE7600H-US | 7600 |  | 1 |  |  | 0.97 |  | Outdoor
NJADRE1558030142 | Administratively Determined Incentive Program | PISCATAWAY | 8854 | 4.51 | Residential | Behind the Meter | Yes | Pro Custom Solar dba Momentum Solar | PSE&G |  | Accepted | 2024-10-24 | 2024-11-12 | 2025-11-12 | Solar Panels | Hanwha | Q.PEAK DUO BLK ML-G10+410 |  | 0.41 | 11 | 152 | 23 |  | Fixed | Roof
NJADRE1558030142 | Administratively Determined Incentive Program | PISCATAWAY | 8854 | 4.51 | Residential | Behind the Meter | Yes | Pro Custom Solar dba Momentum Solar | PSE&G |  | Accepted | 2024-10-24 | 2024-11-12 | 2025-11-12 | Inverters | Enphase | IQ8MC-72-M-US | 320 |  | 11 |  |  | 0.97 |  | Outdoor
NJADRE1558030186 | Administratively Determined Incentive Program | Union City | 7087 | 9.24 | Commercial | Behind the Meter | No | Infinity Solar Systems, LLC | PSE&G |  | Accepted | 2024-10-24 | 2024-11-12 | 2025-11-12 | Solar Panels | SEG SOLAR | SEG-420-BTD-BG |  | 0.42 | 22 | 211 | 1 |  | Fixed | Roof
NJADRE1558030186 | Administratively Determined Incentive Program | Union City | 7087 | 9.24 | Commercial | Behind the Meter | No | Infinity Solar Systems, LLC | PSE&G |  | Accepted | 2024-10-24 | 2024-11-12 | 2025-11-12 | Inverters | Enphase | IQ8MC-72-M-US | 320 |  | 22 |  |  | 0.97 |  | Outdoor
NJADRE1558030267 | Administratively Determined Incentive Program | Irvington | 7111 | 10.66 | Residential | Behind the Meter | Yes | Sunrun Installation Services, Inc. | PSE&G |  | Accepted | 2024-10-24 | 2024-11-12 | 2025-11-12 | Inverters | Tesla | Powerwall 3 1707000-xx-y | 11500 |  | 1 |  |  | 0.97 |  | Outdoor
NJADRE1558030267 | Administratively Determined Incentive Program | Irvington | 7111 | 10.66 | Residential | Behind the Meter | Yes | Sunrun Installation Services, Inc. | PSE&G |  | Accepted | 2024-10-24 | 2024-11-12 | 2025-11-12 | Solar Panels | Hanwha Q Cells | Q.PEAK DUO BLK ML-G10+ 410 |  | 0.41 | 16 | 209 | 36 |  | Fixed | Roof
NJADRE1558030267 | Administratively Determined Incentive Program | Irvington | 7111 | 10.66 | Residential | Behind the Meter | Yes | Sunrun Installation Services, Inc. | PSE&G |  | Accepted | 2024-10-24 | 2024-11-12 | 2025-11-12 | Electric Storage Battery | Tesla | Powerwall 3 1707000-xx-y |  |  | 1 |  |  |  | Lithium Ion |  | OUTSIDE
NJADRE1558030267 | Administratively Determined Incentive Program | Irvington | 7111 | 10.66 | Residential | Behind the Meter | Yes | Sunrun Installation Services, Inc. | PSE&G |  | Accepted | 2024-10-24 | 2024-11-12 | 2025-11-12 | Solar Panels | Hanwha Q Cells | Q.PEAK DUO BLK ML-G10+ 410 |  | 0.41 | 10 | 28 | 34 |  | Fixed | Roof
NJADRE1558030309 | Administratively Determined Incentive Program | EGG HARBOR TOWNSHIP | 8234 | 10.66 | Residential | Behind the Meter | Yes | Trinity Solar, LLC | AC Electric |  | Accepted | 2024-10-24 | 2024-11-12 | 2025-11-12 | Solar Panels | HANWHA | Q.PEAK DUO BLK ML-G10+ 410 |  | 0.41 | 12 | 201 | 23 |  | Fixed | Roof
NJADRE1558030309 | Administratively Determined Incentive Program | EGG HARBOR TOWNSHIP | 8234 | 10.66 | Residential | Behind the Meter | Yes | Trinity Solar, LLC | AC Electric |  | Accepted | 2024-10-24 | 2024-11-12 | 2025-11-12 | Solar Panels | HANWHA | Q.PEAK DUO BLK ML-G10+ 410 |  | 0.41 | 14 | 21 | 23 |  | Fixed | Roof
NJADRE1558030309 | Administratively Determined Incentive Program | EGG HARBOR TOWNSHIP | 8234 | 10.66 | Residential | Behind the Meter | Yes | Trinity Solar, LLC | AC Electric |  | Accepted | 2024-10-24 | 2024-11-12 | 2025-11-12 | Inverters | TESLA | 1538000-XX-Y | 7600 |  | 1 |  |  | 0.986 |  | Outside
NJADRE1558030418 | Administratively Determined Incentive Program | Milltown | 8850 | 10.66 | Residential | Behind the Meter | Yes | Trinity Solar, LLC | Milltown |  | Accepted | 2024-10-24 | 2024-11-12 | 2025-11-12 | Inverters | Solar Edge | SE10000H-US | 10000 |  | 1 |  |  | 0.97 |  | Outdoor
NJADRE1558030418 | Administratively Determined Incentive Program | Milltown | 8850 | 10.66 | Residential | Behind the Meter | Yes | Trinity Solar, LLC | Milltown |  | Accepted | 2024-10-24 | 2024-11-12 | 2025-11-12 | Solar Panels | Hanwha | HANWHA 410 (Q.PEAK DUO BLK ML-G10+ 410) |  | 0.41 | 6 | 254 | 27 |  | Fixed | Roof
NJADRE1558030418 | Administratively Determined Incentive Program | Milltown | 8850 | 10.66 | Residential | Behind the Meter | Yes | Trinity Solar, LLC | Milltown |  | Accepted | 2024-10-24 | 2024-11-12 | 2025-11-12 | Solar Panels | Hanwha | HANWHA 410 (Q.PEAK DUO BLK ML-G10+ 410) |  | 0.41 | 12 | 164 | 27 |  | Fixed | Roof
NJADRE1558030418 | Administratively Determined Incentive Program | Milltown | 8850 | 10.66 | Residential | Behind the Meter | Yes | Trinity Solar, LLC | Milltown |  | Accepted | 2024-10-24 | 2024-11-12 | 2025-11-12 | Solar Panels | Hanwha | HANWHA 410 (Q.PEAK DUO BLK ML-G10+ 410) |  | 0.41 | 8 | 164 | 27 |  | Fixed | Roof
NJADRE1558030451 | Administratively Determined Incentive Program | Franklin | 8322 | 15.4 | Residential | Behind the Meter | Yes | Freedom Forever New Jersey, LLC | AC Electric |  | Accepted | 2024-10-24 | 2024-11-12 | 2025-11-12 | Solar Panels | JINKO SOLAR | JKM385M-6RL3-B |  | 0.385 | 3 | 161 | 20 |  | Fixed | Roof
NJADRE1558030451 | Administratively Determined Incentive Program | Franklin | 8322 | 15.4 | Residential | Behind the Meter | Yes | Freedom Forever New Jersey, LLC | AC Electric |  | Accepted | 2024-10-24 | 2024-11-12 | 2025-11-12 | Solar Panels | JINKO SOLAR | JKM385M-6RL3-B |  | 0.385 | 15 | 341 | 29 |  | Fixed | Roof
NJADRE1558030451 | Administratively Determined Incentive Program | Franklin | 8322 | 15.4 | Residential | Behind the Meter | Yes | Freedom Forever New Jersey, LLC | AC Electric |  | Accepted | 2024-10-24 | 2024-11-12 | 2025-11-12 | Inverters | Solar Edge | SE3800H-USRGM [SI1] | 3800 |  | 1 |  |  | 0.99 |  | Outdoor
NJADRE1558030451 | Administratively Determined Incentive Program | Franklin | 8322 | 15.4 | Residential | Behind the Meter | Yes | Freedom Forever New Jersey, LLC | AC Electric |  | Accepted | 2024-10-24 | 2024-11-12 | 2025-11-12 | Inverters | Solar Edge | SE7600H-USRGM [SI1] | 7600 |  | 1 |  |  | 0.99 |  | Outdoor
NJADRE1558030451 | Administratively Determined Incentive Program | Franklin | 8322 | 15.4 | Residential | Behind the Meter | Yes | Freedom Forever New Jersey, LLC | AC Electric |  | Accepted | 2024-10-24 | 2024-11-12 | 2025-11-12 | Solar Panels | JINKO SOLAR | JKM385M-6RL3-B |  | 0.385 | 5 | 71 | 45 |  | Fixed | Roof
NJADRE1558030451 | Administratively Determined Incentive Program | Franklin | 8322 | 15.4 | Residential | Behind the Meter | Yes | Freedom Forever New Jersey, LLC | AC Electric |  | Accepted | 2024-10-24 | 2024-11-12 | 2025-11-12 | Solar Panels | JINKO SOLAR | JKM385M-6RL3-B |  | 0.385 | 10 | 161 | 29 |  | Fixed | Roof
NJADRE1558030451 | Administratively Determined Incentive Program | Franklin | 8322 | 15.4 | Residential | Behind the Meter | Yes | Freedom Forever New Jersey, LLC | AC Electric |  | Accepted | 2024-10-24 | 2024-11-12 | 2025-11-12 | Solar Panels | JINKO SOLAR | JKM385M-6RL3-B |  | 0.385 | 4 | 341 | 29 |  | Fixed | Roof
NJADRE1558030451 | Administratively Determined Incentive Program | Franklin | 8322 | 15.4 | Residential | Behind the Meter | Yes | Freedom Forever New Jersey, LLC | AC Electric |  | Accepted | 2024-10-24 | 2024-11-12 | 2025-11-12 | Solar Panels | JINKO SOLAR | JKM385M-6RL3-B |  | 0.385 | 3 | 161 | 35 |  | Fixed | Roof
NJADRE1558035274 | Administratively Determined Incentive Program | ELIZABETH | 7208 | 14.35 | Residential | Behind the Meter | Yes | Pro Custom Solar dba Momentum Solar | PSE&G |  | Accepted | 2024-10-24 | 2024-11-12 | 2025-11-12 | Solar Panels | Hanwha | Q.PEAK DUO BLK ML-G10+410 |  | 0.41 | 3 | 241 | 34 |  | Fixed | Roof
NJADRE1558035274 | Administratively Determined Incentive Program | ELIZABETH | 7208 | 14.35 | Residential | Behind the Meter | Yes | Pro Custom Solar dba Momentum Solar | PSE&G |  | Accepted | 2024-10-24 | 2024-11-12 | 2025-11-12 | Inverters | Enphase | IQ8MC-72-M-US | 320 |  | 35 |  |  | 0.97 |  | Outdoor
NJADRE1558035274 | Administratively Determined Incentive Program | ELIZABETH | 7208 | 14.35 | Residential | Behind the Meter | Yes | Pro Custom Solar dba Momentum Solar | PSE&G |  | Accepted | 2024-10-24 | 2024-11-12 | 2025-11-12 | Solar Panels | Hanwha | Q.PEAK DUO BLK ML-G10+410 |  | 0.41 | 14 | 332 | 24 |  | Fixed | Roof
NJADRE1558035274 | Administratively Determined Incentive Program | ELIZABETH | 7208 | 14.35 | Residential | Behind the Meter | Yes | Pro Custom Solar dba Momentum Solar | PSE&G |  | Accepted | 2024-10-24 | 2024-11-12 | 2025-11-12 | Solar Panels | Hanwha | Q.PEAK DUO BLK ML-G10+410 |  | 0.41 | 3 | 331 | 34 |  | Fixed | Roof
NJADRE1558035274 | Administratively Determined Incentive Program | ELIZABETH | 7208 | 14.35 | Residential | Behind the Meter | Yes | Pro Custom Solar dba Momentum Solar | PSE&G |  | Accepted | 2024-10-24 | 2024-11-12 | 2025-11-12 | Solar Panels | Hanwha | Q.PEAK DUO BLK ML-G10+410 |  | 0.41 | 10 | 152 | 24 |  | Fixed | Roof
NJADRE1558035274 | Administratively Determined Incentive Program | ELIZABETH | 7208 | 14.35 | Residential | Behind the Meter | Yes | Pro Custom Solar dba Momentum Solar | PSE&G |  | Accepted | 2024-10-24 | 2024-11-12 | 2025-11-12 | Solar Panels | Hanwha | Q.PEAK DUO BLK ML-G10+410 |  | 0.41 | 2 | 61 | 34 |  | Fixed | Roof
NJADRE1558035274 | Administratively Determined Incentive Program | ELIZABETH | 7208 | 14.35 | Residential | Behind the Meter | Yes | Pro Custom Solar dba Momentum Solar | PSE&G |  | Accepted | 2024-10-24 | 2024-11-12 | 2025-11-12 | Solar Panels | Hanwha | Q.PEAK DUO BLK ML-G10+410 |  | 0.41 | 3 | 151 | 34 |  | Fixed | Roof
NJADRE1558043926 | Administratively Determined Incentive Program | Marlboro | 7746 | 8.2 | Residential | Behind the Meter | Yes | Sunrun Installation Services, Inc. | JCP&L |  | Accepted | 2024-10-24 | 2024-11-12 | 2025-11-12 | Solar Panels | Hanwha Q-Cells | Q.PEAK DUO BLK ML-G10+ 410 |  | 0.41 | 7 | 197 | 24 |  | Fixed | Roof
NJADRE1558043926 | Administratively Determined Incentive Program | Marlboro | 7746 | 8.2 | Residential | Behind the Meter | Yes | Sunrun Installation Services, Inc. | JCP&L |  | Accepted | 2024-10-24 | 2024-11-12 | 2025-11-12 | Solar Panels | Hanwha Q-Cells | Q.PEAK DUO BLK ML-G10+ 410 |  | 0.41 | 13 | 197 | 24 |  | Fixed | Roof
NJADRE1558043926 | Administratively Determined Incentive Program | Marlboro | 7746 | 8.2 | Residential | Behind the Meter | Yes | Sunrun Installation Services, Inc. | JCP&L |  | Accepted | 2024-10-24 | 2024-11-12 | 2025-11-12 | Inverters | SolarEdge Technologies | SE5700H-USMN | 5760 |  | 1 |  |  | 0.99 |  | Outdoor | Next to meter
NJADRE1558043943 | Administratively Determined Incentive Program | Minotola | 8341 | 16.1 | Residential | Behind the Meter | No | NJ Solar Power, LLC | AC Electric |  | Accepted | 2024-10-24 | 2024-11-12 | 2025-11-12 | Solar Panels | Hanwha | Q.TRON BLK M-G2+ 435 |  | 0.435 | 3 | 186 | 25 |  | Fixed | Roof | Roof 1
NJADRE1558043943 | Administratively Determined Incentive Program | Minotola | 8341 | 16.1 | Residential | Behind the Meter | No | NJ Solar Power, LLC | AC Electric |  | Accepted | 2024-10-24 | 2024-11-12 | 2025-11-12 | Inverters | SolarEdge | SE7600H-US | 7599 |  | 1 |  |  | 0 |  | Outside
NJADRE1558043943 | Administratively Determined Incentive Program | Minotola | 8341 | 16.1 | Residential | Behind the Meter | No | NJ Solar Power, LLC | AC Electric |  | Accepted | 2024-10-24 | 2024-11-12 | 2025-11-12 | Inverters | SolarEdge | SE6000H-US | 6000 |  | 1 |  |  | 0.99 |  | Outside
NJADRE1558043943 | Administratively Determined Incentive Program | Minotola | 8341 | 16.1 | Residential | Behind the Meter | No | NJ Solar Power, LLC | AC Electric |  | Accepted | 2024-10-24 | 2024-11-12 | 2025-11-12 | Solar Panels | Hanwha | Q.TRON BLK M-G2+ 435 |  | 0.435 | 16 | 275 | 33 |  | Fixed | Roof | Roof 2
NJADRE1558043943 | Administratively Determined Incentive Program | Minotola | 8341 | 16.1 | Residential | Behind the Meter | No | NJ Solar Power, LLC | AC Electric |  | Accepted | 2024-10-24 | 2024-11-12 | 2025-11-12 | Solar Panels | Hanwha | Q.TRON BLK M-G2+ 435 |  | 0.435 | 18 | 96 | 34 |  | Fixed | Roof | Roof 3
NJADRE1558043955 | Administratively Determined Incentive Program | Parsippany | 7054 | 4.92 | Residential | Behind the Meter | Yes | Trinity Solar, LLC | JCP&L |  | Accepted | 2024-10-24 | 2024-11-12 | 2025-11-12 | Solar Panels | Hanwha | HANWHA 410 (Q.PEAK DUO BLK ML-G10+ 410) |  | 0.41 | 6 | 164 | 23 |  | Fixed | Roof
NJADRE1558043955 | Administratively Determined Incentive Program | Parsippany | 7054 | 4.92 | Residential | Behind the Meter | Yes | Trinity Solar, LLC | JCP&L |  | Accepted | 2024-10-24 | 2024-11-12 | 2025-11-12 | Solar Panels | Hanwha | HANWHA 410 (Q.PEAK DUO BLK ML-G10+ 410) |  | 0.41 | 6 | 164 | 23 |  | Fixed | Roof
NJADRE1558043955 | Administratively Determined Incentive Program | Parsippany | 7054 | 4.92 | Residential | Behind the Meter | Yes | Trinity Solar, LLC | JCP&L |  | Accepted | 2024-10-24 | 2024-11-12 | 2025-11-12 | Inverters | Solar Edge | SE3800H-US | 3800 |  | 1 |  |  | 0.97 |  | Outdoor
NJADRE1558043981 | Administratively Determined Incentive Program | Franklin Lakes | 7417 | 11.59 | Residential | Behind the Meter | No | GAF Energy | Orange Rockland Electric |  | Accepted | 2024-10-24 | 2024-11-13 | 2025-11-13 | Solar Panels | GAF Energy | TLS-1 |  | 0.046 | 252 | 31 | 34 |  | Fixed | Roof
NJADRE1558043981 | Administratively Determined Incentive Program | Franklin Lakes | 7417 | 11.59 | Residential | Behind the Meter | No | GAF Energy | Orange Rockland Electric |  | Accepted | 2024-10-24 | 2024-11-13 | 2025-11-13 | Inverters | Delta Electronics | M-4-TL-US | 4000 |  | 1 |  |  | 0.975 |  | Outdoor
NJADRE1558043981 | Administratively Determined Incentive Program | Franklin Lakes | 7417 | 11.59 | Residential | Behind the Meter | No | GAF Energy | Orange Rockland Electric |  | Accepted | 2024-10-24 | 2024-11-13 | 2025-11-13 | Inverters | Delta Electronics | M8-TL-US | 8000 |  | 1 |  |  | 0.975 |  | Outdoor
NJADRE1558044380 | Administratively Determined Incentive Program | CRANFORD | 7016 | 8.2 | Residential | Behind the Meter | Yes | Sunrun Installation Services, Inc. | PSE&G |  | Accepted | 2024-10-25 | 2024-11-12 | 2025-11-12 | Solar Panels | Hanwha Q Cells | Q.PEAK DUO BLK ML-G10+ 410 |  | 0.41 | 6 | 130 | 15 |  | Fixed | Roof
NJADRE1558044380 | Administratively Determined Incentive Program | CRANFORD | 7016 | 8.2 | Residential | Behind the Meter | Yes | Sunrun Installation Services, Inc. | PSE&G |  | Accepted | 2024-10-25 | 2024-11-12 | 2025-11-12 | Inverters | Tesla | Powerwall 3 | 11500 |  | 1 |  |  | 0.95 |  | Outside
NJADRE1558044380 | Administratively Determined Incentive Program | CRANFORD | 7016 | 8.2 | Residential | Behind the Meter | Yes | Sunrun Installation Services, Inc. | PSE&G |  | Accepted | 2024-10-25 | 2024-11-12 | 2025-11-12 | Solar Panels | Hanwha Q Cells | Q.PEAK DUO BLK ML-G10+ 410 |  | 0.41 | 7 | 40 | 39 |  | Fixed | Roof
NJADRE1558044380 | Administratively Determined Incentive Program | CRANFORD | 7016 | 8.2 | Residential | Behind the Meter | Yes | Sunrun Installation Services, Inc. | PSE&G |  | Accepted | 2024-10-25 | 2024-11-12 | 2025-11-12 | Electric Storage Battery | Tesla | Powerwall 3 |  |  | 1 |  |  |  | Lithium Ion |  | Outside
NJADRE1558044380 | Administratively Determined Incentive Program | CRANFORD | 7016 | 8.2 | Residential | Behind the Meter | Yes | Sunrun Installation Services, Inc. | PSE&G |  | Accepted | 2024-10-25 | 2024-11-12 | 2025-11-12 | Solar Panels | Hanwha Q Cells | Q.PEAK DUO BLK ML-G10+ 410 |  | 0.41 | 7 | 310 | 38 |  | Fixed | Roof
NJADRE1558046949 | Administratively Determined Incentive Program | FORDS | 8863 | 4.1 | Residential | Behind the Meter | Yes | Sunrun Installation Services, Inc. | PSE&G |  | Accepted | 2024-10-25 | 2024-11-12 | 2025-11-12 | Solar Panels | Hanwha Q Cells | Q.PEAK DUO BLK ML-G10+ 410 |  | 0.41 | 5 | 138 | 31 |  | Fixed | Roof
NJADRE1558046949 | Administratively Determined Incentive Program | FORDS | 8863 | 4.1 | Residential | Behind the Meter | Yes | Sunrun Installation Services, Inc. | PSE&G |  | Accepted | 2024-10-25 | 2024-11-12 | 2025-11-12 | Solar Panels | Hanwha Q Cells | Q.PEAK DUO BLK ML-G10+ 410 |  | 0.41 | 5 | 318 | 32 |  | Fixed | Roof
NJADRE1558046949 | Administratively Determined Incentive Program | FORDS | 8863 | 4.1 | Residential | Behind the Meter | Yes | Sunrun Installation Services, Inc. | PSE&G |  | Accepted | 2024-10-25 | 2024-11-12 | 2025-11-12 | Inverters | SolarEdge Technologies | SE3800H-USMN | 3800 |  | 1 |  |  | 0.99 |  | Outdoor
NJADRE1558047114 | Administratively Determined Incentive Program | Elmer | 8318 | 23.78 | Residential | Behind the Meter | Yes | Trinity Solar, LLC | AC Electric |  | Accepted | 2024-10-25 | 2024-11-12 | 2025-11-12 | Solar Panels | HANWHA | (Q.PEAK DUO BLK ML-G10+ 410) |  | 0.41 | 3 | 356 | 23 |  | Fixed | Roof
NJADRE1558047114 | Administratively Determined Incentive Program | Elmer | 8318 | 23.78 | Residential | Behind the Meter | Yes | Trinity Solar, LLC | AC Electric |  | Accepted | 2024-10-25 | 2024-11-12 | 2025-11-12 | Solar Panels | HANWHA | (Q.PEAK DUO BLK ML-G10+ 410) |  | 0.41 | 15 | 86 | 29 |  | Fixed | Roof
NJADRE1558047114 | Administratively Determined Incentive Program | Elmer | 8318 | 23.78 | Residential | Behind the Meter | Yes | Trinity Solar, LLC | AC Electric |  | Accepted | 2024-10-25 | 2024-11-12 | 2025-11-12 | Solar Panels | HANWHA | (Q.PEAK DUO BLK ML-G10+ 410) |  | 0.41 | 7 | 266 | 25 |  | Fixed | Roof
NJADRE1558047114 | Administratively Determined Incentive Program | Elmer | 8318 | 23.78 | Residential | Behind the Meter | Yes | Trinity Solar, LLC | AC Electric |  | Accepted | 2024-10-25 | 2024-11-12 | 2025-11-12 | Solar Panels | HANWHA | (Q.PEAK DUO BLK ML-G10+ 410) |  | 0.41 | 7 | 86 | 25 |  | Fixed | Roof
NJADRE1558047114 | Administratively Determined Incentive Program | Elmer | 8318 | 23.78 | Residential | Behind the Meter | Yes | Trinity Solar, LLC | AC Electric |  | Accepted | 2024-10-25 | 2024-11-12 | 2025-11-12 | Solar Panels | HANWHA | (Q.PEAK DUO BLK ML-G10+ 410) |  | 0.41 | 22 | 176 | 23 |  | Fixed | Roof
NJADRE1558047114 | Administratively Determined Incentive Program | Elmer | 8318 | 23.78 | Residential | Behind the Meter | Yes | Trinity Solar, LLC | AC Electric |  | Accepted | 2024-10-25 | 2024-11-12 | 2025-11-12 | Inverters | Solar Edge | SE11400H-US | 11400 |  | 1 |  |  | 0.97 |  | Outdoor
NJADRE1558047114 | Administratively Determined Incentive Program | Elmer | 8318 | 23.78 | Residential | Behind the Meter | Yes | Trinity Solar, LLC | AC Electric |  | Accepted | 2024-10-25 | 2024-11-12 | 2025-11-12 | Solar Panels | HANWHA | (Q.PEAK DUO BLK ML-G10+ 410) |  | 0.41 | 4 | 266 | 29 |  | Fixed | Roof
NJADRE1558047114 | Administratively Determined Incentive Program | Elmer | 8318 | 23.78 | Residential | Behind the Meter | Yes | Trinity Solar, LLC | AC Electric |  | Accepted | 2024-10-25 | 2024-11-12 | 2025-11-12 | Inverters | Solar Edge | SE7600H-US | 7600 |  | 1 |  |  | 0.97 |  | Outdoor
NJADRE1558047151 | Administratively Determined Incentive Program | Flanders | 7836 | 11.89 | Residential | Behind the Meter | Yes | Trinity Solar, LLC | JCP&L |  | Accepted | 2024-10-25 | 2024-11-12 | 2025-11-12 | Solar Panels | Hanwha | HANWHA 410 (Q.PEAK DUO BLK ML-G10+ 410) |  | 0.41 | 8 | 288 | 26 |  | Fixed | Roof
NJADRE1558047151 | Administratively Determined Incentive Program | Flanders | 7836 | 11.89 | Residential | Behind the Meter | Yes | Trinity Solar, LLC | JCP&L |  | Accepted | 2024-10-25 | 2024-11-12 | 2025-11-12 | Solar Panels | Hanwha | HANWHA 410 (Q.PEAK DUO BLK ML-G10+ 410) |  | 0.41 | 3 | 288 | 26 |  | Fixed | Roof
NJADRE1558047151 | Administratively Determined Incentive Program | Flanders | 7836 | 11.89 | Residential | Behind the Meter | Yes | Trinity Solar, LLC | JCP&L |  | Accepted | 2024-10-25 | 2024-11-12 | 2025-11-12 | Inverters | Solar Edge | SE11400H-US | 11400 |  | 1 |  |  | 0.97 |  | Outdoor
NJADRE1558047151 | Administratively Determined Incentive Program | Flanders | 7836 | 11.89 | Residential | Behind the Meter | Yes | Trinity Solar, LLC | JCP&L |  | Accepted | 2024-10-25 | 2024-11-12 | 2025-11-12 | Solar Panels | Hanwha | HANWHA 410 (Q.PEAK DUO BLK ML-G10+ 410) |  | 0.41 | 18 | 108 | 26 |  | Fixed | Roof
NJADRE1558047253 | Administratively Determined Incentive Program | Egg Harbor Twp | 8234 | 8.2 | Residential | Behind the Meter | Yes | Sunnova Expert Services | AC Electric |  | Accepted | 2024-10-25 | 2024-11-19 | 2025-11-19 | Solar Panels | Qcells | Q.PEAK DUO BLK ML-G10+ 410 |  | 0.41 | 6 | 29 | 30 |  | Fixed | Roof
NJADRE1558047253 | Administratively Determined Incentive Program | Egg Harbor Twp | 8234 | 8.2 | Residential | Behind the Meter | Yes | Sunnova Expert Services | AC Electric |  | Accepted | 2024-10-25 | 2024-11-19 | 2025-11-19 | Solar Panels | Qcells | Q.PEAK DUO BLK ML-G10+ 410 |  | 0.41 | 14 | 209 | 30 |  | Fixed | Roof
NJADRE1558047253 | Administratively Determined Incentive Program | Egg Harbor Twp | 8234 | 8.2 | Residential | Behind the Meter | Yes | Sunnova Expert Services | AC Electric |  | Accepted | 2024-10-25 | 2024-11-19 | 2025-11-19 | Inverters | Enphase Energy Inc | IQ8PLUS-72-2-US | 290 |  | 20 |  |  | 0.99 |  | Outside
NJADRE1558047253 | Administratively Determined Incentive Program | Egg Harbor Twp | 8234 | 8.2 | Residential | Behind the Meter | Yes | Sunnova Expert Services | AC Electric |  | Accepted | 2024-10-25 | 2024-11-19 | 2025-11-19 | Meters | Enphase Energy Inc | X-IQ-AM1-240-4 |  |  | 1 |  |  |  | Yes | Outdoor
NJADRE1558047499 | Administratively Determined Incentive Program | ABSECON | 8201 | 5.74 | Residential | Behind the Meter | No | Trinity Solar, LLC | AC Electric |  | Accepted | 2024-10-25 | 2024-11-12 | 2025-11-12 | Solar Panels | Hanwha | HANWHA 410 (Q.PEAK DUO BLK ML-G10+ 410) |  | 0.41 | 8 | 67 | 32 |  | Fixed | Roof
NJADRE1558047499 | Administratively Determined Incentive Program | ABSECON | 8201 | 5.74 | Residential | Behind the Meter | No | Trinity Solar, LLC | AC Electric |  | Accepted | 2024-10-25 | 2024-11-12 | 2025-11-12 | Solar Panels | Hanwha | HANWHA 410 (Q.PEAK DUO BLK ML-G10+ 410) |  | 0.41 | 6 | 247 | 30 |  | Fixed | Roof
NJADRE1558047499 | Administratively Determined Incentive Program | ABSECON | 8201 | 5.74 | Residential | Behind the Meter | No | Trinity Solar, LLC | AC Electric |  | Accepted | 2024-10-25 | 2024-11-12 | 2025-11-12 | Inverters | Solar Edge | SE6000H-US | 6000 |  | 1 |  |  | 0.97 |  | Outdoor
NJADRE1558047514 | Administratively Determined Incentive Program | Bayville | 8721 | 7.38 | Residential | Behind the Meter | Yes | Trinity Solar, LLC | JCP&L |  | Accepted | 2024-10-25 | 2024-11-12 | 2025-11-12 | Solar Panels | HANWHA | Q.PEAK DUO BLK ML-G10+ 410 |  | 0.41 | 18 | 184 | 32 |  | Fixed | Roof
NJADRE1558047514 | Administratively Determined Incentive Program | Bayville | 8721 | 7.38 | Residential | Behind the Meter | Yes | Trinity Solar, LLC | JCP&L |  | Accepted | 2024-10-25 | 2024-11-12 | 2025-11-12 | Inverters | Solar Edge | SE6000H-US | 6000 |  | 1 |  |  | 0.986 |  | Outside
NJADRE1558047530 | Administratively Determined Incentive Program | HILLSIDE | 7205 | 9.84 | Residential | Behind the Meter | Yes | Sunrun Installation Services, Inc. | PSE&G |  | Accepted | 2024-10-25 | 2024-11-12 | 2025-11-12 | Inverters | Tesla | Powerwall 3 1707000-xx-y | 11500 |  | 1 |  |  | 0.97 |  | Outdoor
NJADRE1558047530 | Administratively Determined Incentive Program | HILLSIDE | 7205 | 9.84 | Residential | Behind the Meter | Yes | Sunrun Installation Services, Inc. | PSE&G |  | Accepted | 2024-10-25 | 2024-11-12 | 2025-11-12 | Solar Panels | Hanwha Q Cells | Q.PEAK DUO BLK ML-G10+ 410 |  | 0.41 | 12 | 308 | 31 |  | Fixed | Roof
NJADRE1558047530 | Administratively Determined Incentive Program | HILLSIDE | 7205 | 9.84 | Residential | Behind the Meter | Yes | Sunrun Installation Services, Inc. | PSE&G |  | Accepted | 2024-10-25 | 2024-11-12 | 2025-11-12 | Electric Storage Battery | Tesla | Powerwall 3 1707000-xx-y |  |  | 1 |  |  |  | Lithium Ion |  | OUTSIDE
NJADRE1558047530 | Administratively Determined Incentive Program | HILLSIDE | 7205 | 9.84 | Residential | Behind the Meter | Yes | Sunrun Installation Services, Inc. | PSE&G |  | Accepted | 2024-10-25 | 2024-11-12 | 2025-11-12 | Solar Panels | Hanwha Q Cells | Q.PEAK DUO BLK ML-G10+ 410 |  | 0.41 | 12 | 128 | 31 |  | Fixed | Roof
NJADRE1558047619 | Administratively Determined Incentive Program | East Orange | 7018 | 4.51 | Residential | Behind the Meter | Yes | Trinity Solar, LLC | PSE&G |  | Accepted | 2024-10-25 | 2024-11-13 | 2025-11-13 | Solar Panels | HANWHA | (Q.PEAK DUO BLK ML-G10+ 410) |  | 0.41 | 3 | 289 | 9 |  | Fixed | Roof
NJADRE1558047619 | Administratively Determined Incentive Program | East Orange | 7018 | 4.51 | Residential | Behind the Meter | Yes | Trinity Solar, LLC | PSE&G |  | Accepted | 2024-10-25 | 2024-11-13 | 2025-11-13 | Solar Panels | HANWHA | (Q.PEAK DUO BLK ML-G10+ 410) |  | 0.41 | 2 | 109 | 36 |  | Fixed | Roof
NJADRE1558047619 | Administratively Determined Incentive Program | East Orange | 7018 | 4.51 | Residential | Behind the Meter | Yes | Trinity Solar, LLC | PSE&G |  | Accepted | 2024-10-25 | 2024-11-13 | 2025-11-13 | Inverters | Tesla | TESLA 3.8kW (1538000-XX-Y) | 3800 |  | 1 |  |  | 0.97 |  | Outdoor
NJADRE1558047619 | Administratively Determined Incentive Program | East Orange | 7018 | 4.51 | Residential | Behind the Meter | Yes | Trinity Solar, LLC | PSE&G |  | Accepted | 2024-10-25 | 2024-11-13 | 2025-11-13 | Solar Panels | HANWHA | (Q.PEAK DUO BLK ML-G10+ 410) |  | 0.41 | 6 | 109 | 4 |  | Fixed | Roof
NJADRE1558047733 | Administratively Determined Incentive Program | Edison | 8817 | 8.8 | Residential | Behind the Meter | No | Public Service Solar, LLC | PSE&G |  | Accepted | 2024-10-25 | 2024-11-13 | 2025-11-13 | Inverters | Enphase | iQ8HC-72-M-US | 380 |  | 22 |  |  | 0.96 |  | Outdoor | Under panel
NJADRE1558047733 | Administratively Determined Incentive Program | Edison | 8817 | 8.8 | Residential | Behind the Meter | No | Public Service Solar, LLC | PSE&G |  | Accepted | 2024-10-25 | 2024-11-13 | 2025-11-13 | Solar Panels | Panasonic | EVPV400HK |  | 0.4 | 5 | 312 | 23 |  | Fixed | Roof
NJADRE1558047733 | Administratively Determined Incentive Program | Edison | 8817 | 8.8 | Residential | Behind the Meter | No | Public Service Solar, LLC | PSE&G |  | Accepted | 2024-10-25 | 2024-11-13 | 2025-11-13 | Solar Panels | Panasonic | EVPV400HK |  | 0.4 | 17 | 131 | 23 |  | Fixed | Roof
NJADRE1558047733 | Administratively Determined Incentive Program | Edison | 8817 | 8.8 | Residential | Behind the Meter | No | Public Service Solar, LLC | PSE&G |  | Accepted | 2024-10-25 | 2024-11-13 | 2025-11-13 | Meters | Enphase | 800-00663-r05 |  |  | 1 |  |  |  | Yes | Indoor
NJADRE1558047814 | Administratively Determined Incentive Program | FRANKLINVILLE | 8322 | 4.51 | Residential | Behind the Meter | Yes | EMT Renewables, LLC | AC Electric |  | Accepted | 2024-10-25 | 2024-11-13 | 2025-11-13 | Inverters | ENPHASE | IQ8+ | 290 |  | 11 |  |  | 0.98 |  | Other | UNDER EACH PANEL
NJADRE1558047814 | Administratively Determined Incentive Program | FRANKLINVILLE | 8322 | 4.51 | Residential | Behind the Meter | Yes | EMT Renewables, LLC | AC Electric |  | Accepted | 2024-10-25 | 2024-11-13 | 2025-11-13 | Solar Panels | TRINA | TSM-NE09RC.05 |  | 0.41 | 8 | 217 | 33 |  | Fixed | Roof
NJADRE1558047814 | Administratively Determined Incentive Program | FRANKLINVILLE | 8322 | 4.51 | Residential | Behind the Meter | Yes | EMT Renewables, LLC | AC Electric |  | Accepted | 2024-10-25 | 2024-11-13 | 2025-11-13 | Solar Panels | TRINA | TSM-NE09RC.05 |  | 0.41 | 3 | 127 | 45 |  | Fixed | Roof
NJADRE1558047890 | Administratively Determined Incentive Program | East Orange | 7018 | 5.74 | Residential | Behind the Meter | Yes | Trinity Solar, LLC | PSE&G |  | Accepted | 2024-10-25 | 2024-11-13 | 2025-11-13 | Inverters | Tesla | TESLA 5.0kW (1538000-XX-Y) | 5000 |  | 1 |  |  | 0.97 |  | Outdoor
NJADRE1558047890 | Administratively Determined Incentive Program | East Orange | 7018 | 5.74 | Residential | Behind the Meter | Yes | Trinity Solar, LLC | PSE&G |  | Accepted | 2024-10-25 | 2024-11-13 | 2025-11-13 | Solar Panels | HANWHA | (Q.PEAK DUO BLK ML-G10+ 410) |  | 0.41 | 14 | 109 | 4 |  | Fixed | Roof
NJADRE1558048135 | Administratively Determined Incentive Program | WEST WINDSOR TWP | 8550 | 8.2 | Residential | Behind the Meter | Yes | Sunrun Installation Services, Inc. | PSE&G |  | Accepted | 2024-10-25 | 2024-11-13 | 2025-11-13 | Solar Panels | Hanwha Q Cells | Q.PEAK DUO BLK ML-G10+ 410 |  | 0.41 | 4 | 19 | 26 |  | Fixed | Roof
NJADRE1558048135 | Administratively Determined Incentive Program | WEST WINDSOR TWP | 8550 | 8.2 | Residential | Behind the Meter | Yes | Sunrun Installation Services, Inc. | PSE&G |  | Accepted | 2024-10-25 | 2024-11-13 | 2025-11-13 | Inverters | SolarEdge Technologies | SE5700H-USMN | 5760 |  | 1 |  |  | 0.99 |  | Outside
NJADRE1558048135 | Administratively Determined Incentive Program | WEST WINDSOR TWP | 8550 | 8.2 | Residential | Behind the Meter | Yes | Sunrun Installation Services, Inc. | PSE&G |  | Accepted | 2024-10-25 | 2024-11-13 | 2025-11-13 | Solar Panels | Hanwha Q Cells | Q.PEAK DUO BLK ML-G10+ 410 |  | 0.41 | 8 | 199 | 28 |  | Fixed | Roof
NJADRE1558048135 | Administratively Determined Incentive Program | WEST WINDSOR TWP | 8550 | 8.2 | Residential | Behind the Meter | Yes | Sunrun Installation Services, Inc. | PSE&G |  | Accepted | 2024-10-25 | 2024-11-13 | 2025-11-13 | Solar Panels | Hanwha Q Cells | Q.PEAK DUO BLK ML-G10+ 410 |  | 0.41 | 3 | 289 | 34 |  | Fixed | Roof
NJADRE1558048135 | Administratively Determined Incentive Program | WEST WINDSOR TWP | 8550 | 8.2 | Residential | Behind the Meter | Yes | Sunrun Installation Services, Inc. | PSE&G |  | Accepted | 2024-10-25 | 2024-11-13 | 2025-11-13 | Solar Panels | Hanwha Q Cells | Q.PEAK DUO BLK ML-G10+ 410 |  | 0.41 | 5 | 199 | 27 |  | Fixed | Roof
NJADRE1558048269 | Administratively Determined Incentive Program | Mount Laurel | 8054 | 12.8 | Residential | Behind the Meter | No | Public Service Solar, LLC | PSE&G |  | Accepted | 2024-10-25 | 2024-11-13 | 2025-11-13 | Solar Panels | Panasonic | EVPV400HK |  | 0.4 | 4 | 4 | 23 |  | Fixed | Roof
NJADRE1558048269 | Administratively Determined Incentive Program | Mount Laurel | 8054 | 12.8 | Residential | Behind the Meter | No | Public Service Solar, LLC | PSE&G |  | Accepted | 2024-10-25 | 2024-11-13 | 2025-11-13 | Solar Panels | Panasonic | EVPV400HK |  | 0.4 | 4 | 182 | 18 |  | Fixed | Roof
NJADRE1558048269 | Administratively Determined Incentive Program | Mount Laurel | 8054 | 12.8 | Residential | Behind the Meter | No | Public Service Solar, LLC | PSE&G |  | Accepted | 2024-10-25 | 2024-11-13 | 2025-11-13 | Inverters | Enphase | iQ8HC-72-M-US | 380 |  | 32 |  |  | 0.96 |  | Outdoor | Under panel
NJADRE1558048269 | Administratively Determined Incentive Program | Mount Laurel | 8054 | 12.8 | Residential | Behind the Meter | No | Public Service Solar, LLC | PSE&G |  | Accepted | 2024-10-25 | 2024-11-13 | 2025-11-13 | Solar Panels | Panasonic | EVPV400HK |  | 0.4 | 4 | 182 | 23 |  | Fixed | Roof
NJADRE1558048269 | Administratively Determined Incentive Program | Mount Laurel | 8054 | 12.8 | Residential | Behind the Meter | No | Public Service Solar, LLC | PSE&G |  | Accepted | 2024-10-25 | 2024-11-13 | 2025-11-13 | Solar Panels | Panasonic | EVPV400HK |  | 0.4 | 8 | 182 | 23 |  | Fixed | Roof
NJADRE1558048269 | Administratively Determined Incentive Program | Mount Laurel | 8054 | 12.8 | Residential | Behind the Meter | No | Public Service Solar, LLC | PSE&G |  | Accepted | 2024-10-25 | 2024-11-13 | 2025-11-13 | Solar Panels | Panasonic | EVPV400HK |  | 0.4 | 12 | 182 | 23 |  | Fixed | Roof
NJADRE1558055457 | Administratively Determined Incentive Program | Northfield | 8225 | 7.2 | Residential | Behind the Meter | Yes | Bright Ops, Inc. | AC Electric |  | Accepted | 2024-10-26 | 2024-11-18 | 2025-11-18 | Solar Panels | Hanwha Q-Cells | Q.PEAK DUO BLK ML-G10.a+ 400 |  | 0.4 | 18 | 78 | 30 |  | Fixed | Roof
NJADRE1558055457 | Administratively Determined Incentive Program | Northfield | 8225 | 7.2 | Residential | Behind the Meter | Yes | Bright Ops, Inc. | AC Electric |  | Accepted | 2024-10-26 | 2024-11-18 | 2025-11-18 | Inverters | SolarEdge Technologies | SE5000H-USRGM | 5000 |  | 1 |  |  | 0.98 |  | Outdoor | Outside
NJADRE1558057813 | Administratively Determined Incentive Program | Woodbridge Twp | 8861 | 8.61 | Residential | Behind the Meter | Yes | Sunrun Installation Services, Inc. | PSE&G |  | Accepted | 2024-10-28 | 2024-11-13 | 2025-11-13 | Inverters | Tesla | Powerwall 3 1707000-xx-y | 11500 |  | 1 |  |  | 0.97 |  | Outdoor
NJADRE1558057813 | Administratively Determined Incentive Program | Woodbridge Twp | 8861 | 8.61 | Residential | Behind the Meter | Yes | Sunrun Installation Services, Inc. | PSE&G |  | Accepted | 2024-10-28 | 2024-11-13 | 2025-11-13 | Electric Storage Battery | Tesla | Powerwall 3 1707000-xx-y |  |  | 1 |  |  |  | Lithium Ion |  | OUTSIDE
NJADRE1558057813 | Administratively Determined Incentive Program | Woodbridge Twp | 8861 | 8.61 | Residential | Behind the Meter | Yes | Sunrun Installation Services, Inc. | PSE&G |  | Accepted | 2024-10-28 | 2024-11-13 | 2025-11-13 | Solar Panels | Hanwha Q Cells | Q.PEAK DUO BLK ML-G10+ 410 |  | 0.41 | 3 | 36 | 18 |  | Fixed | Roof
NJADRE1558057813 | Administratively Determined Incentive Program | Woodbridge Twp | 8861 | 8.61 | Residential | Behind the Meter | Yes | Sunrun Installation Services, Inc. | PSE&G |  | Accepted | 2024-10-28 | 2024-11-13 | 2025-11-13 | Solar Panels | Hanwha Q Cells | Q.PEAK DUO BLK ML-G10+ 410 |  | 0.41 | 5 | 308 | 23 |  | Fixed | Roof
NJADRE1558057813 | Administratively Determined Incentive Program | Woodbridge Twp | 8861 | 8.61 | Residential | Behind the Meter | Yes | Sunrun Installation Services, Inc. | PSE&G |  | Accepted | 2024-10-28 | 2024-11-13 | 2025-11-13 | Solar Panels | Hanwha Q Cells | Q.PEAK DUO BLK ML-G10+ 410 |  | 0.41 | 8 | 216 | 38 |  | Fixed | Roof
NJADRE1558057813 | Administratively Determined Incentive Program | Woodbridge Twp | 8861 | 8.61 | Residential | Behind the Meter | Yes | Sunrun Installation Services, Inc. | PSE&G |  | Accepted | 2024-10-28 | 2024-11-13 | 2025-11-13 | Solar Panels | Hanwha Q Cells | Q.PEAK DUO BLK ML-G10+ 410 |  | 0.41 | 5 | 128 | 23 |  | Fixed | Roof
NJADRE1558057823 | Administratively Determined Incentive Program | South Plainfield Boro | 7080 | 6.56 | Residential | Behind the Meter | Yes | Sunrun Installation Services, Inc. | PSE&G |  | Accepted | 2024-10-28 | 2024-11-13 | 2025-11-13 | Inverters | Tesla | Powerwall 3 1707000-xx-y | 11500 |  | 1 |  |  | 0.97 |  | Outdoor
NJADRE1558057823 | Administratively Determined Incentive Program | South Plainfield Boro | 7080 | 6.56 | Residential | Behind the Meter | Yes | Sunrun Installation Services, Inc. | PSE&G |  | Accepted | 2024-10-28 | 2024-11-13 | 2025-11-13 | Electric Storage Battery | Tesla | Powerwall 3 1707000-xx-y |  |  | 1 |  |  |  | Lithium Ion |  | OUTSIDE
NJADRE1558057823 | Administratively Determined Incentive Program | South Plainfield Boro | 7080 | 6.56 | Residential | Behind the Meter | Yes | Sunrun Installation Services, Inc. | PSE&G |  | Accepted | 2024-10-28 | 2024-11-13 | 2025-11-13 | Solar Panels | Hanwha Q Cells | Q.PEAK DUO BLK ML-G10+ 410 |  | 0.41 | 4 | 6 | 29 |  | Fixed | Roof
NJADRE1558057823 | Administratively Determined Incentive Program | South Plainfield Boro | 7080 | 6.56 | Residential | Behind the Meter | Yes | Sunrun Installation Services, Inc. | PSE&G |  | Accepted | 2024-10-28 | 2024-11-13 | 2025-11-13 | Solar Panels | Hanwha Q Cells | Q.PEAK DUO BLK ML-G10+ 410 |  | 0.41 | 6 | 276 | 39 |  | Fixed | Roof
NJADRE1558057823 | Administratively Determined Incentive Program | South Plainfield Boro | 7080 | 6.56 | Residential | Behind the Meter | Yes | Sunrun Installation Services, Inc. | PSE&G |  | Accepted | 2024-10-28 | 2024-11-13 | 2025-11-13 | Solar Panels | Hanwha Q Cells | Q.PEAK DUO BLK ML-G10+ 410 |  | 0.41 | 6 | 96 | 18 |  | Fixed | Roof
NJADRE1558057832 | Administratively Determined Incentive Program | Swedesboro | 8085 | 1997.32 | Commercial | Behind the Meter | No | Infiniti Energy Contracting, LLC | AC Electric |  | Accepted | 2024-10-28 | 2024-11-18 | 2025-11-18 | Inverters | SolarEdge | SE100kUS | 200000 |  | 2 |  |  | 0.985 |  | Outdoor | Roof
NJADRE1558057832 | Administratively Determined Incentive Program | Swedesboro | 8085 | 1997.32 | Commercial | Behind the Meter | No | Infiniti Energy Contracting, LLC | AC Electric |  | Accepted | 2024-10-28 | 2024-11-18 | 2025-11-18 | Solar Panels | SEG Solar | SEG-460-BMB-HV |  | 0.46 | 4342 | 163 | 10 |  | Fixed | Roof
NJADRE1558057832 | Administratively Determined Incentive Program | Swedesboro | 8085 | 1997.32 | Commercial | Behind the Meter | No | Infiniti Energy Contracting, LLC | AC Electric |  | Accepted | 2024-10-28 | 2024-11-18 | 2025-11-18 | Inverters | SolarEdge | SE120kUS | 1200 |  | 10 |  |  | 0.985 |  | Outdoor | Roof
NJADRE1558057834 | Administratively Determined Incentive Program | WAYNE | 7470 | 11.21 | Residential | Behind the Meter | Yes | SunnyMac, LLC | JCP&L |  | Accepted | 2024-10-28 | 2024-11-13 | 2025-11-13 | Solar Panels | HANWHA | Q.PEAK DUO BLK ML-G10+ 415W |  | 0.415 | 9 | 352 | 17 |  | Fixed | Roof
NJADRE1558057834 | Administratively Determined Incentive Program | WAYNE | 7470 | 11.21 | Residential | Behind the Meter | Yes | SunnyMac, LLC | JCP&L |  | Accepted | 2024-10-28 | 2024-11-13 | 2025-11-13 | Inverters | SOLAREDGE HOME HUB | SE3800H-US | 3800 |  | 1 |  |  | 0.99 |  | Outdoor | next to meter
NJADRE1558057834 | Administratively Determined Incentive Program | WAYNE | 7470 | 11.21 | Residential | Behind the Meter | Yes | SunnyMac, LLC | JCP&L |  | Accepted | 2024-10-28 | 2024-11-13 | 2025-11-13 | Inverters | SOLAREDGE HOME HUB | SE10000H-US | 10000 |  | 1 |  |  | 0.99 |  | Outdoor | next to meter
NJADRE1558057834 | Administratively Determined Incentive Program | WAYNE | 7470 | 11.21 | Residential | Behind the Meter | Yes | SunnyMac, LLC | JCP&L |  | Accepted | 2024-10-28 | 2024-11-13 | 2025-11-13 | Solar Panels | HANWHA | Q.PEAK DUO BLK ML-G10+ 415W |  | 0.415 | 5 | 352 | 16 |  | Fixed | Roof
NJADRE1558057834 | Administratively Determined Incentive Program | WAYNE | 7470 | 11.21 | Residential | Behind the Meter | Yes | SunnyMac, LLC | JCP&L |  | Accepted | 2024-10-28 | 2024-11-13 | 2025-11-13 | Solar Panels | HANWHA | Q.PEAK DUO BLK ML-G10+ 415W |  | 0.415 | 5 | 172 | 17 |  | Fixed | Roof
NJADRE1558057834 | Administratively Determined Incentive Program | WAYNE | 7470 | 11.21 | Residential | Behind the Meter | Yes | SunnyMac, LLC | JCP&L |  | Accepted | 2024-10-28 | 2024-11-13 | 2025-11-13 | Solar Panels | HANWHA | Q.PEAK DUO BLK ML-G10+ 415W |  | 0.415 | 8 | 172 | 16 |  | Fixed | Roof
NJADRE1558057892 | Administratively Determined Incentive Program | Belvidere | 7823 | 16.4 | Residential | Behind the Meter | Yes | Sunrun Installation Services, Inc. | JCP&L |  | Accepted | 2024-10-28 | 2024-11-13 | 2025-11-13 | Solar Panels | Hanwha Q-Cells | Q.PEAK DUO BLK ML-G10+ 410 |  | 0.41 | 20 | 172 | 31 |  | Fixed | Roof
NJADRE1558057892 | Administratively Determined Incentive Program | Belvidere | 7823 | 16.4 | Residential | Behind the Meter | Yes | Sunrun Installation Services, Inc. | JCP&L |  | Accepted | 2024-10-28 | 2024-11-13 | 2025-11-13 | Inverters | SolarEdge Technologies | SE7600H-USMN | 7600 |  | 1 |  |  | 0.99 |  | Outdoor | Next to meter
NJADRE1558057892 | Administratively Determined Incentive Program | Belvidere | 7823 | 16.4 | Residential | Behind the Meter | Yes | Sunrun Installation Services, Inc. | JCP&L |  | Accepted | 2024-10-28 | 2024-11-13 | 2025-11-13 | Inverters | SolarEdge Technologies | SE3800H-USMN | 3800 |  | 1 |  |  | 0.99 |  | Outdoor | Next to meter
NJADRE1558057892 | Administratively Determined Incentive Program | Belvidere | 7823 | 16.4 | Residential | Behind the Meter | Yes | Sunrun Installation Services, Inc. | JCP&L |  | Accepted | 2024-10-28 | 2024-11-13 | 2025-11-13 | Solar Panels | Hanwha Q-Cells | Q.PEAK DUO BLK ML-G10+ 410 |  | 0.41 | 20 | 352 | 30 |  | Fixed | Roof
NJADRE1558057928 | Administratively Determined Incentive Program | Lincoln Park | 7035 | 9.59 | Residential | Behind the Meter | No | Tesla Energy Operations, Inc. | JCP&L |  | Accepted | 2024-10-28 | 2024-11-13 | 2025-11-13 | Solar Panels | Tesla | SR60T1 |  | 0.05847 | 80 | 323 | 25 |  | Fixed | Roof
NJADRE1558057928 | Administratively Determined Incentive Program | Lincoln Park | 7035 | 9.59 | Residential | Behind the Meter | No | Tesla Energy Operations, Inc. | JCP&L |  | Accepted | 2024-10-28 | 2024-11-13 | 2025-11-13 | Electric Storage Battery | Tesla | AC Powerwall 2.0 |  |  | 2 |  |  |  | Lithium Ion |  | OUTSIDE
NJADRE1558057928 | Administratively Determined Incentive Program | Lincoln Park | 7035 | 9.59 | Residential | Behind the Meter | No | Tesla Energy Operations, Inc. | JCP&L |  | Accepted | 2024-10-28 | 2024-11-13 | 2025-11-13 | Inverters | Tesla | 1850000-XX-Y | 7600 |  | 1 |  |  | 0.98 |  | Outdoor
NJADRE1558057928 | Administratively Determined Incentive Program | Lincoln Park | 7035 | 9.59 | Residential | Behind the Meter | No | Tesla Energy Operations, Inc. | JCP&L |  | Accepted | 2024-10-28 | 2024-11-13 | 2025-11-13 | Solar Panels | Tesla | SR60T1 |  | 0.05847 | 84 | 143 | 25 |  | Fixed | Roof
NJADRE1558058043 | Administratively Determined Incentive Program | Westfield | 7090 | 16.02 | Residential | Behind the Meter | No | Tesla Energy Operations, Inc. | PSE&G |  | Accepted | 2024-10-28 | 2024-11-13 | 2025-11-13 | Solar Panels | Tesla | SR60T1 |  | 0.05847 | 48 | 151 | 24 |  | Fixed | Roof
NJADRE1558058043 | Administratively Determined Incentive Program | Westfield | 7090 | 16.02 | Residential | Behind the Meter | No | Tesla Energy Operations, Inc. | PSE&G |  | Accepted | 2024-10-28 | 2024-11-13 | 2025-11-13 | Solar Panels | Tesla | SR60T1 |  | 0.05847 | 25 | 151 | 24 |  | Fixed | Roof
NJADRE1558058043 | Administratively Determined Incentive Program | Westfield | 7090 | 16.02 | Residential | Behind the Meter | No | Tesla Energy Operations, Inc. | PSE&G |  | Accepted | 2024-10-28 | 2024-11-13 | 2025-11-13 | Inverters | Tesla | 1538000-00-C | 7600 |  | 1 |  |  | 0.98 |  | Outdoor
NJADRE1558058043 | Administratively Determined Incentive Program | Westfield | 7090 | 16.02 | Residential | Behind the Meter | No | Tesla Energy Operations, Inc. | PSE&G |  | Accepted | 2024-10-28 | 2024-11-13 | 2025-11-13 | Inverters | Tesla | 1534000-00-C | 3800 |  | 1 |  |  | 0.98 |  | Outdoor
NJADRE1558058043 | Administratively Determined Incentive Program | Westfield | 7090 | 16.02 | Residential | Behind the Meter | No | Tesla Energy Operations, Inc. | PSE&G |  | Accepted | 2024-10-28 | 2024-11-13 | 2025-11-13 | Solar Panels | Tesla | SR60T1 |  | 0.05847 | 48 | 61 | 24 |  | Fixed | Roof
NJADRE1558058043 | Administratively Determined Incentive Program | Westfield | 7090 | 16.02 | Residential | Behind the Meter | No | Tesla Energy Operations, Inc. | PSE&G |  | Accepted | 2024-10-28 | 2024-11-13 | 2025-11-13 | Solar Panels | Tesla | SR60T1 |  | 0.05847 | 13 | 241 | 24 |  | Fixed | Roof
NJADRE1558058043 | Administratively Determined Incentive Program | Westfield | 7090 | 16.02 | Residential | Behind the Meter | No | Tesla Energy Operations, Inc. | PSE&G |  | Accepted | 2024-10-28 | 2024-11-13 | 2025-11-13 | Solar Panels | Tesla | SR60T1 |  | 0.05847 | 140 | 331 | 24 |  | Fixed | Roof
NJADRE1558058083 | Administratively Determined Incentive Program | LAURENCE HARBOR | 8879 | 6.56 | Residential | Behind the Meter | Yes | Sunrun Installation Services, Inc. | JCP&L |  | Accepted | 2024-10-28 | 2024-11-13 | 2025-11-13 | Solar Panels | Hanwha Q Cells | Q.PEAK DUO BLK ML-G10+ 410 |  | 0.41 | 8 | 47 | 26 |  | Fixed | Roof
NJADRE1558058083 | Administratively Determined Incentive Program | LAURENCE HARBOR | 8879 | 6.56 | Residential | Behind the Meter | Yes | Sunrun Installation Services, Inc. | JCP&L |  | Accepted | 2024-10-28 | 2024-11-13 | 2025-11-13 | Solar Panels | Hanwha Q Cells | Q.PEAK DUO BLK ML-G10+ 410 |  | 0.41 | 8 | 227 | 26 |  | Fixed | Roof
NJADRE1558058083 | Administratively Determined Incentive Program | LAURENCE HARBOR | 8879 | 6.56 | Residential | Behind the Meter | Yes | Sunrun Installation Services, Inc. | JCP&L |  | Accepted | 2024-10-28 | 2024-11-13 | 2025-11-13 | Inverters | SolarEdge Technologies | SE3800H-USMN | 3800 |  | 2 |  |  | 0.99 |  | Outdoor
NJADRE1558058135 | Administratively Determined Incentive Program | LONG BRANCH | 7740 | 7.31 | Residential | Behind the Meter | Yes | EMT Renewables, LLC | JCP&L |  | Accepted | 2024-10-28 | 2024-11-14 | 2025-11-14 | Solar Panels | Q CELLS | Q TRON |  | 0.43 | 4 | 177 | 6 |  | Fixed | Roof
NJADRE1558058135 | Administratively Determined Incentive Program | LONG BRANCH | 7740 | 7.31 | Residential | Behind the Meter | Yes | EMT Renewables, LLC | JCP&L |  | Accepted | 2024-10-28 | 2024-11-14 | 2025-11-14 | Solar Panels | Q CELLS | Q TRON |  | 0.43 | 3 | 267 | 6 |  | Fixed | Roof
NJADRE1558058135 | Administratively Determined Incentive Program | LONG BRANCH | 7740 | 7.31 | Residential | Behind the Meter | Yes | EMT Renewables, LLC | JCP&L |  | Accepted | 2024-10-28 | 2024-11-14 | 2025-11-14 | Solar Panels | Q CELLS | Q TRON |  | 0.43 | 3 | 87 | 2 |  | Fixed | Roof
NJADRE1558058135 | Administratively Determined Incentive Program | LONG BRANCH | 7740 | 7.31 | Residential | Behind the Meter | Yes | EMT Renewables, LLC | JCP&L |  | Accepted | 2024-10-28 | 2024-11-14 | 2025-11-14 | Solar Panels | Q CELLS | Q TRON |  | 0.43 | 3 | 87 | 6 |  | Fixed | Roof
NJADRE1558058135 | Administratively Determined Incentive Program | LONG BRANCH | 7740 | 7.31 | Residential | Behind the Meter | Yes | EMT Renewables, LLC | JCP&L |  | Accepted | 2024-10-28 | 2024-11-14 | 2025-11-14 | Solar Panels | Q CELLS | Q TRON |  | 0.43 | 4 | 357 | 6 |  | Fixed | Roof
NJADRE1558058135 | Administratively Determined Incentive Program | LONG BRANCH | 7740 | 7.31 | Residential | Behind the Meter | Yes | EMT Renewables, LLC | JCP&L |  | Accepted | 2024-10-28 | 2024-11-14 | 2025-11-14 | Inverters | ENPHASE | IQ8+ | 290 |  | 17 |  |  | 0.98 |  | Other | UNDER EACH PANEL
NJADRE1558058202 | Administratively Determined Incentive Program | Elsinboro | 8079 | 20.5 | Residential | Behind the Meter | Yes | Sunrun Installation Services, Inc. | AC Electric |  | Accepted | 2024-10-28 | 2024-11-14 | 2025-11-14 | Solar Panels | HANWHA Q-CELLS | Q.PEAK DUO BLK ML-G10+ 410 |  | 0.41 | 9 | 58 | 9 |  | Fixed | Roof
NJADRE1558058202 | Administratively Determined Incentive Program | Elsinboro | 8079 | 20.5 | Residential | Behind the Meter | Yes | Sunrun Installation Services, Inc. | AC Electric |  | Accepted | 2024-10-28 | 2024-11-14 | 2025-11-14 | Solar Panels | HANWHA Q-CELLS | Q.PEAK DUO BLK ML-G10+ 410 |  | 0.41 | 18 | 239 | 17 |  | Fixed | Roof
NJADRE1558058202 | Administratively Determined Incentive Program | Elsinboro | 8079 | 20.5 | Residential | Behind the Meter | Yes | Sunrun Installation Services, Inc. | AC Electric |  | Accepted | 2024-10-28 | 2024-11-14 | 2025-11-14 | Inverters | SOLAREDGE TECHNOLOGIES | SE7600H-USMN | 15200 |  | 2 |  |  | 0.99 |  | Indoor
NJADRE1558058202 | Administratively Determined Incentive Program | Elsinboro | 8079 | 20.5 | Residential | Behind the Meter | Yes | Sunrun Installation Services, Inc. | AC Electric |  | Accepted | 2024-10-28 | 2024-11-14 | 2025-11-14 | Solar Panels | HANWHA Q-CELLS | Q.PEAK DUO BLK ML-G10+ 410 |  | 0.41 | 10 | 59 | 19 |  | Fixed | Roof
NJADRE1558058202 | Administratively Determined Incentive Program | Elsinboro | 8079 | 20.5 | Residential | Behind the Meter | Yes | Sunrun Installation Services, Inc. | AC Electric |  | Accepted | 2024-10-28 | 2024-11-14 | 2025-11-14 | Solar Panels | HANWHA Q-CELLS | Q.PEAK DUO BLK ML-G10+ 410 |  | 0.41 | 4 | 149 | 19 |  | Fixed | Roof
NJADRE1558058202 | Administratively Determined Incentive Program | Elsinboro | 8079 | 20.5 | Residential | Behind the Meter | Yes | Sunrun Installation Services, Inc. | AC Electric |  | Accepted | 2024-10-28 | 2024-11-14 | 2025-11-14 | Solar Panels | HANWHA Q-CELLS | Q.PEAK DUO BLK ML-G10+ 410 |  | 0.41 | 9 | 238 | 10 |  | Fixed | Roof
NJADRE1558058255 | Administratively Determined Incentive Program | Lebanon | 8833 | 18.45 | Residential | Behind the Meter | Yes | Trinity Solar, LLC | JCP&L |  | Accepted | 2024-10-28 | 2024-11-14 | 2025-11-14 | Inverters | Tesla | Powerwall 3 (1707000-xx-y) | 11500 |  | 2 |  |  | 0.97 |  | Outdoor
NJADRE1558058255 | Administratively Determined Incentive Program | Lebanon | 8833 | 18.45 | Residential | Behind the Meter | Yes | Trinity Solar, LLC | JCP&L |  | Accepted | 2024-10-28 | 2024-11-14 | 2025-11-14 | Solar Panels | HANWHA | (Q.PEAK DUO BLK ML-G10+ 410) |  | 0.41 | 45 | 180 | 30 |  | Fixed | Ground
NJADRE1558058255 | Administratively Determined Incentive Program | Lebanon | 8833 | 18.45 | Residential | Behind the Meter | Yes | Trinity Solar, LLC | JCP&L |  | Accepted | 2024-10-28 | 2024-11-14 | 2025-11-14 | Electric Storage Battery | Tesla | Powerwall 3 (1707000-xx-y) |  |  | 2 |  |  |  | Lithium Ion |  | outdoor
NJADRE1558058379 | Administratively Determined Incentive Program | UNION | 7083 | 8.5 | Residential | Behind the Meter | Yes | Whitman Construction, LLC | PSE&G |  | Accepted | 2024-10-28 | 2024-11-14 | 2025-11-14 | Inverters | Enphase | IQ8PLUS-72-2-US | 290 |  | 20 |  |  | 0.975 |  | Outdoor
NJADRE1558058379 | Administratively Determined Incentive Program | UNION | 7083 | 8.5 | Residential | Behind the Meter | Yes | Whitman Construction, LLC | PSE&G |  | Accepted | 2024-10-28 | 2024-11-14 | 2025-11-14 | Solar Panels | TRINA SOLAR | TSM-425NE09R.05 |  | 0.425 | 17 | 165 | 35 |  | Fixed | Roof
NJADRE1558058379 | Administratively Determined Incentive Program | UNION | 7083 | 8.5 | Residential | Behind the Meter | Yes | Whitman Construction, LLC | PSE&G |  | Accepted | 2024-10-28 | 2024-11-14 | 2025-11-14 | Solar Panels | TRINA SOLAR | TSM-425NE09R.05 |  | 0.425 | 3 | 165 | 34 |  | Fixed | Roof
NJADRE1558058434 | Administratively Determined Incentive Program | VOORHEES TWP | 8043 | 13.12 | Residential | Behind the Meter | Yes | Sunrun Installation Services, Inc. | PSE&G |  | Accepted | 2024-10-28 | 2024-11-14 | 2025-11-14 | Electric Storage Battery | TESLA | POWERWALL 3 1707000-XX-Y |  |  | 1 |  |  |  | Lithium Ion |  | OUTSIDE
NJADRE1558058434 | Administratively Determined Incentive Program | VOORHEES TWP | 8043 | 13.12 | Residential | Behind the Meter | Yes | Sunrun Installation Services, Inc. | PSE&G |  | Accepted | 2024-10-28 | 2024-11-14 | 2025-11-14 | Solar Panels | HANWHA Q-CELLS | Q.PEAK DUO BLK ML-G10+ 410 |  | 0.41 | 15 | 198 | 27 |  | Fixed | Roof
NJADRE1558058434 | Administratively Determined Incentive Program | VOORHEES TWP | 8043 | 13.12 | Residential | Behind the Meter | Yes | Sunrun Installation Services, Inc. | PSE&G |  | Accepted | 2024-10-28 | 2024-11-14 | 2025-11-14 | Solar Panels | HANWHA Q-CELLS | Q.PEAK DUO BLK ML-G10+ 410 |  | 0.41 | 3 | 18 | 27 |  | Fixed | Roof
NJADRE1558058434 | Administratively Determined Incentive Program | VOORHEES TWP | 8043 | 13.12 | Residential | Behind the Meter | Yes | Sunrun Installation Services, Inc. | PSE&G |  | Accepted | 2024-10-28 | 2024-11-14 | 2025-11-14 | Solar Panels | HANWHA Q-CELLS | Q.PEAK DUO BLK ML-G10+ 410 |  | 0.41 | 3 | 18 | 27 |  | Fixed | Roof
NJADRE1558058434 | Administratively Determined Incentive Program | VOORHEES TWP | 8043 | 13.12 | Residential | Behind the Meter | Yes | Sunrun Installation Services, Inc. | PSE&G |  | Accepted | 2024-10-28 | 2024-11-14 | 2025-11-14 | Inverters | TESLA | POWERWALL 3 1707000-XX-Y | 23000 |  | 2 |  |  | 0.97 |  | Outdoor
NJADRE1558058434 | Administratively Determined Incentive Program | VOORHEES TWP | 8043 | 13.12 | Residential | Behind the Meter | Yes | Sunrun Installation Services, Inc. | PSE&G |  | Accepted | 2024-10-28 | 2024-11-14 | 2025-11-14 | Electric Storage Battery | TESLA | POWERWALL 3 1707000-XX-Y |  |  | 1 |  |  |  | Lithium Ion |  | OUTSIDE
NJADRE1558058434 | Administratively Determined Incentive Program | VOORHEES TWP | 8043 | 13.12 | Residential | Behind the Meter | Yes | Sunrun Installation Services, Inc. | PSE&G |  | Accepted | 2024-10-28 | 2024-11-14 | 2025-11-14 | Solar Panels | HANWHA Q-CELLS | Q.PEAK DUO BLK ML-G10+ 410 |  | 0.41 | 11 | 108 | 35 |  | Fixed | Roof
NJADRE1558058454 | Administratively Determined Incentive Program | BAYVILLE | 8721 | 15.2 | Residential | Behind the Meter | Yes | GenSun Roofing and Solar, LLC | JCP&L |  | Accepted | 2024-10-28 | 2024-11-15 | 2025-11-15 | Inverters | solaredge | SE11400H-US | 11400 |  | 1 |  |  | 0.99 |  | Outside
NJADRE1558058454 | Administratively Determined Incentive Program | BAYVILLE | 8721 | 15.2 | Residential | Behind the Meter | Yes | GenSun Roofing and Solar, LLC | JCP&L |  | Accepted | 2024-10-28 | 2024-11-15 | 2025-11-15 | Solar Panels | LONGI SOLAR | LR5-54HABB- 400W |  | 0.4 | 6 | 20 | 30 |  | Fixed | Roof
NJADRE1558058454 | Administratively Determined Incentive Program | BAYVILLE | 8721 | 15.2 | Residential | Behind the Meter | Yes | GenSun Roofing and Solar, LLC | JCP&L |  | Accepted | 2024-10-28 | 2024-11-15 | 2025-11-15 | Solar Panels | LONGI SOLAR | LR5-54HABB- 400W |  | 0.4 | 21 | 200 | 30 |  | Fixed | Roof
NJADRE1558058454 | Administratively Determined Incentive Program | BAYVILLE | 8721 | 15.2 | Residential | Behind the Meter | Yes | GenSun Roofing and Solar, LLC | JCP&L |  | Accepted | 2024-10-28 | 2024-11-15 | 2025-11-15 | Solar Panels | LONGI SOLAR | LR5-54HABB- 400W |  | 0.4 | 11 | 20 | 30 |  | Fixed | Roof
NJADRE1558058506 | Administratively Determined Incentive Program | Elizabeth | 7201 | 5.6 | Residential | Behind the Meter | Yes | GenSun Roofing and Solar, LLC | PSE&G |  | Accepted | 2024-10-28 | 2024-11-15 | 2025-11-15 | Inverters | SOLAREDGE | SE5000H-US | 5000 |  | 1 |  |  | 0.99 |  | Outside
NJADRE1558058506 | Administratively Determined Incentive Program | Elizabeth | 7201 | 5.6 | Residential | Behind the Meter | Yes | GenSun Roofing and Solar, LLC | PSE&G |  | Accepted | 2024-10-28 | 2024-11-15 | 2025-11-15 | Solar Panels | LONGI SOLAR | LR5-54HABB- 400W |  | 0.4 | 14 | 130 | 22 |  | Fixed | Roof
NJADRE1558058511 | Administratively Determined Incentive Program | Hamilton Twp Mer | 8610 | 3.28 | Residential | Behind the Meter | Yes | Sunrun Installation Services, Inc. | PSE&G |  | Accepted | 2024-10-28 | 2024-11-14 | 2025-11-14 | Electric Storage Battery | Tesla | Powerwall 3 1707000-xx-y |  |  | 1 |  |  |  | Lithium Ion |  | OUTSIDE
NJADRE1558058511 | Administratively Determined Incentive Program | Hamilton Twp Mer | 8610 | 3.28 | Residential | Behind the Meter | Yes | Sunrun Installation Services, Inc. | PSE&G |  | Accepted | 2024-10-28 | 2024-11-14 | 2025-11-14 | Inverters | Tesla | Powerwall 3 1707000-xx-y | 11500 |  | 1 |  |  | 0.97 |  | Outdoor
NJADRE1558058511 | Administratively Determined Incentive Program | Hamilton Twp Mer | 8610 | 3.28 | Residential | Behind the Meter | Yes | Sunrun Installation Services, Inc. | PSE&G |  | Accepted | 2024-10-28 | 2024-11-14 | 2025-11-14 | Solar Panels | Hanwha Q Cells | Q.PEAK DUO BLK ML-G10+ 410 |  | 0.41 | 8 | 324 | 23 |  | Fixed | Roof
NJADRE1558058570 | Administratively Determined Incentive Program | Elizabeth | 7201 | 7.6 | Residential | Behind the Meter | Yes | GenSun Roofing and Solar, LLC | PSE&G |  | Accepted | 2024-10-28 | 2024-11-15 | 2025-11-15 | Solar Panels | LONGI SOLAR | LR5-54HABB- 400W |  | 0.4 | 19 | 292 | 25 |  | Fixed | Roof
NJADRE1558058570 | Administratively Determined Incentive Program | Elizabeth | 7201 | 7.6 | Residential | Behind the Meter | Yes | GenSun Roofing and Solar, LLC | PSE&G |  | Accepted | 2024-10-28 | 2024-11-15 | 2025-11-15 | Inverters | SOLAREDGE | se6000H-us | 6000 |  | 1 |  |  | 0.99 |  | Outside
NJADRE1558058602 | Administratively Determined Incentive Program | Marlton | 8053 | 15.17 | Residential | Behind the Meter | Yes | Trinity Solar, LLC | AC Electric |  | Accepted | 2024-10-28 | 2024-11-14 | 2025-11-14 | Inverters | Solar Edge | SE11400H-US | 11400 |  | 1 |  |  | 0.97 |  | Outdoor
NJADRE1558058602 | Administratively Determined Incentive Program | Marlton | 8053 | 15.17 | Residential | Behind the Meter | Yes | Trinity Solar, LLC | AC Electric |  | Accepted | 2024-10-28 | 2024-11-14 | 2025-11-14 | Solar Panels | HANWHA | (Q.PEAK DUO BLK ML-G10+ 410) |  | 0.41 | 14 | 213 | 18 |  | Fixed | Roof
NJADRE1558058602 | Administratively Determined Incentive Program | Marlton | 8053 | 15.17 | Residential | Behind the Meter | Yes | Trinity Solar, LLC | AC Electric |  | Accepted | 2024-10-28 | 2024-11-14 | 2025-11-14 | Solar Panels | HANWHA | (Q.PEAK DUO BLK ML-G10+ 410) |  | 0.41 | 3 | 213 | 18 |  | Fixed | Roof
NJADRE1558058602 | Administratively Determined Incentive Program | Marlton | 8053 | 15.17 | Residential | Behind the Meter | Yes | Trinity Solar, LLC | AC Electric |  | Accepted | 2024-10-28 | 2024-11-14 | 2025-11-14 | Solar Panels | HANWHA | (Q.PEAK DUO BLK ML-G10+ 410) |  | 0.41 | 2 | 33 | 18 |  | Fixed | Roof
NJADRE1558058602 | Administratively Determined Incentive Program | Marlton | 8053 | 15.17 | Residential | Behind the Meter | Yes | Trinity Solar, LLC | AC Electric |  | Accepted | 2024-10-28 | 2024-11-14 | 2025-11-14 | Solar Panels | HANWHA | (Q.PEAK DUO BLK ML-G10+ 410) |  | 0.41 | 18 | 33 | 18 |  | Fixed | Roof
NJADRE1558058618 | Administratively Determined Incentive Program | NEWARK | 7112 | 4.8 | Residential | Behind the Meter | Yes | PosiGen Developer, LLC | PSE&G |  | Accepted | 2024-10-28 | 2024-11-14 | 2025-11-14 | Inverters | SOLAREDGE | SE5700H-US | 5700 |  | 1 |  |  | 0.99 |  | Outside | Within ten feet of the meter
NJADRE1558058618 | Administratively Determined Incentive Program | NEWARK | 7112 | 4.8 | Residential | Behind the Meter | Yes | PosiGen Developer, LLC | PSE&G |  | Accepted | 2024-10-28 | 2024-11-14 | 2025-11-14 | Solar Panels | SILFAB SOLAR | SIL-400 HC+ |  | 0.4 | 6 | 215 | 2 |  | Fixed | Roof
NJADRE1558058618 | Administratively Determined Incentive Program | NEWARK | 7112 | 4.8 | Residential | Behind the Meter | Yes | PosiGen Developer, LLC | PSE&G |  | Accepted | 2024-10-28 | 2024-11-14 | 2025-11-14 | Solar Panels | SILFAB SOLAR | SIL-400 HC+ |  | 0.4 | 6 | 215 | 9 |  | Fixed | Roof
NJADRE1558058621 | Administratively Determined Incentive Program | LITTLE EGG HARBOR TOWNSHIP | 8087 | 10.25 | Residential | Behind the Meter | Yes | Trinity Solar, LLC | AC Electric |  | Accepted | 2024-10-29 | 2024-11-14 | 2025-11-14 | Inverters | Solar Edge | SE7600H-US | 7600 |  | 1 |  |  | 0.97 |  | Outside
NJADRE1558058621 | Administratively Determined Incentive Program | LITTLE EGG HARBOR TOWNSHIP | 8087 | 10.25 | Residential | Behind the Meter | Yes | Trinity Solar, LLC | AC Electric |  | Accepted | 2024-10-29 | 2024-11-14 | 2025-11-14 | Solar Panels | HANWHA | Q.PEAK DUO BLK ML-G10+ 410 |  | 0.41 | 25 | 103 | 21 |  | Fixed | Roof
NJADRE1558058626 | Administratively Determined Incentive Program | GARFIELD | 7026 | 3.69 | Residential | Behind the Meter | Yes | Sunrun Installation Services, Inc. | PSE&G |  | Accepted | 2024-10-28 | 2024-11-14 | 2025-11-14 | Solar Panels | Hanwha Q Cells | Q.PEAK DUO BLK ML-G10+ 410 |  | 0.41 | 9 | 162 | 12 |  | Fixed | Roof
NJADRE1558058626 | Administratively Determined Incentive Program | GARFIELD | 7026 | 3.69 | Residential | Behind the Meter | Yes | Sunrun Installation Services, Inc. | PSE&G |  | Accepted | 2024-10-28 | 2024-11-14 | 2025-11-14 | Inverters | Tesla | Powerwall 3 1707000-xx-y | 11500 |  | 1 |  |  | 0.97 |  | Outdoor
NJADRE1558058626 | Administratively Determined Incentive Program | GARFIELD | 7026 | 3.69 | Residential | Behind the Meter | Yes | Sunrun Installation Services, Inc. | PSE&G |  | Accepted | 2024-10-28 | 2024-11-14 | 2025-11-14 | Electric Storage Battery | Tesla | Powerwall 3 1707000-xx-y |  |  | 1 |  |  |  | Lithium Ion |  | OUTSIDE
NJADRE1558058709 | Administratively Determined Incentive Program | Passaic | 7055 | 9.43 | Residential | Behind the Meter | Yes | Pro Custom Solar dba Momentum Solar | PSE&G |  | Accepted | 2024-10-28 | 2024-11-18 | 2025-11-18 | Solar Panels | Hanwha | Q.PEAK DUO BLK ML-G10+410 |  | 0.41 | 10 | 354 | 43 |  | Fixed | Roof
NJADRE1558058709 | Administratively Determined Incentive Program | Passaic | 7055 | 9.43 | Residential | Behind the Meter | Yes | Pro Custom Solar dba Momentum Solar | PSE&G |  | Accepted | 2024-10-28 | 2024-11-18 | 2025-11-18 | Inverters | Enphase | IQ8MC-72-M-US | 320 |  | 23 |  |  | 0.97 |  | Outdoor
NJADRE1558058709 | Administratively Determined Incentive Program | Passaic | 7055 | 9.43 | Residential | Behind the Meter | Yes | Pro Custom Solar dba Momentum Solar | PSE&G |  | Accepted | 2024-10-28 | 2024-11-18 | 2025-11-18 | Solar Panels | Hanwha | Q.PEAK DUO BLK ML-G10+410 |  | 0.41 | 7 | 173 | 28 |  | Fixed | Roof
NJADRE1558058709 | Administratively Determined Incentive Program | Passaic | 7055 | 9.43 | Residential | Behind the Meter | Yes | Pro Custom Solar dba Momentum Solar | PSE&G |  | Accepted | 2024-10-28 | 2024-11-18 | 2025-11-18 | Solar Panels | Hanwha | Q.PEAK DUO BLK ML-G10+410 |  | 0.41 | 6 | 174 | 43 |  | Fixed | Roof
NJADRE1558058786 | Administratively Determined Incentive Program | HARRISON TOWNSHIP | 8062 | 9.84 | Residential | Behind the Meter | No | Tesla Energy Operations, Inc. | AC Electric |  | Accepted | 2024-10-28 | 2024-11-14 | 2025-11-14 | Solar Panels | Hanwha | Q.PEAK DUO BLK ML-G10.a+/TS 410 |  | 0.41 | 19 | 229 | 34 |  | Fixed | Roof
NJADRE1558058786 | Administratively Determined Incentive Program | HARRISON TOWNSHIP | 8062 | 9.84 | Residential | Behind the Meter | No | Tesla Energy Operations, Inc. | AC Electric |  | Accepted | 2024-10-28 | 2024-11-14 | 2025-11-14 | Inverters | Tesla | 1538000-XX-Y | 3800 |  | 1 |  |  | 0.98 |  | Indoor
NJADRE1558058786 | Administratively Determined Incentive Program | HARRISON TOWNSHIP | 8062 | 9.84 | Residential | Behind the Meter | No | Tesla Energy Operations, Inc. | AC Electric |  | Accepted | 2024-10-28 | 2024-11-14 | 2025-11-14 | Solar Panels | Hanwha | Q.PEAK DUO BLK ML-G10.a+/TS 410 |  | 0.41 | 2 | 229 | 34 |  | Fixed | Roof
NJADRE1558058786 | Administratively Determined Incentive Program | HARRISON TOWNSHIP | 8062 | 9.84 | Residential | Behind the Meter | No | Tesla Energy Operations, Inc. | AC Electric |  | Accepted | 2024-10-28 | 2024-11-14 | 2025-11-14 | Solar Panels | Hanwha | Q.PEAK DUO BLK ML-G10.a+/TS 410 |  | 0.41 | 3 | 139 | 40 |  | Fixed | Roof
NJADRE1558058786 | Administratively Determined Incentive Program | HARRISON TOWNSHIP | 8062 | 9.84 | Residential | Behind the Meter | No | Tesla Energy Operations, Inc. | AC Electric |  | Accepted | 2024-10-28 | 2024-11-14 | 2025-11-14 | Inverters | Tesla | 1538000-XX-Y | 5000 |  | 1 |  |  | 0.98 |  | Indoor
NJADRE1558058874 | Administratively Determined Incentive Program | TEANECK | 7666 | 7.38 | Residential | Behind the Meter | Yes | Sunrun Installation Services, Inc. | PSE&G |  | Accepted | 2024-10-28 | 2024-11-14 | 2025-11-14 | Solar Panels | Hanwha Q Cells | Q.PEAK DUO BLK ML-G10+ 410 |  | 0.41 | 9 | 207 | 32 |  | Fixed | Roof
NJADRE1558058874 | Administratively Determined Incentive Program | TEANECK | 7666 | 7.38 | Residential | Behind the Meter | Yes | Sunrun Installation Services, Inc. | PSE&G |  | Accepted | 2024-10-28 | 2024-11-14 | 2025-11-14 | Inverters | SolarEdge Technologies | SE5700H-USMN | 5760 |  | 1 |  |  | 0.99 |  | Outdoor
NJADRE1558058874 | Administratively Determined Incentive Program | TEANECK | 7666 | 7.38 | Residential | Behind the Meter | Yes | Sunrun Installation Services, Inc. | PSE&G |  | Accepted | 2024-10-28 | 2024-11-14 | 2025-11-14 | Solar Panels | Hanwha Q Cells | Q.PEAK DUO BLK ML-G10+ 410 |  | 0.41 | 9 | 27 | 30 |  | Fixed | Roof
NJADRE1558058941 | Administratively Determined Incentive Program | MARLTON | 8053 | 9.78 | Residential | Behind the Meter | Yes | Power Energy Solutions, LLC | PSE&G |  | Accepted | 2024-10-28 | 2024-11-14 | 2025-11-14 | Solar Panels | Trina Solar | TSM-425NE09RC.05 |  | 0.425 | 8 | 273 | 22 |  | Fixed | Roof
NJADRE1558058941 | Administratively Determined Incentive Program | MARLTON | 8053 | 9.78 | Residential | Behind the Meter | Yes | Power Energy Solutions, LLC | PSE&G |  | Accepted | 2024-10-28 | 2024-11-14 | 2025-11-14 | Solar Panels | Trina Solar | TSM-425NE09RC.05 |  | 0.425 | 9 | 273 | 22 |  | Fixed | Roof
NJADRE1558058941 | Administratively Determined Incentive Program | MARLTON | 8053 | 9.78 | Residential | Behind the Meter | Yes | Power Energy Solutions, LLC | PSE&G |  | Accepted | 2024-10-28 | 2024-11-14 | 2025-11-14 | Solar Panels | Trina Solar | TSM-425NE09RC.05 |  | 0.425 | 6 | 93 | 22 |  | Fixed | Roof
NJADRE1558058941 | Administratively Determined Incentive Program | MARLTON | 8053 | 9.78 | Residential | Behind the Meter | Yes | Power Energy Solutions, LLC | PSE&G |  | Accepted | 2024-10-28 | 2024-11-14 | 2025-11-14 | Inverters | SolarEdge | SE7600H-US | 8 |  | 1 |  |  | 0.97 |  | Outdoor
NJADRE1558064649 | Administratively Determined Incentive Program | MILLVILLE | 8332 | 12.18 | Residential | Behind the Meter | Yes | Onsite Energy, Inc. | AC Electric |  | Accepted | 2024-10-29 | 2024-11-14 | 2025-11-14 | Solar Panels | SILFAB | SIL-420 QD |  | 0.42 | 27 | 211 | 27 |  | Fixed | Roof
NJADRE1558064649 | Administratively Determined Incentive Program | MILLVILLE | 8332 | 12.18 | Residential | Behind the Meter | Yes | Onsite Energy, Inc. | AC Electric |  | Accepted | 2024-10-29 | 2024-11-14 | 2025-11-14 | Meters | SOLAREDGE TECHNOLOGIES | SE10000H-US (240V) |  |  | 1 |  |  |  | Yes | Outdoor
NJADRE1558064649 | Administratively Determined Incentive Program | MILLVILLE | 8332 | 12.18 | Residential | Behind the Meter | Yes | Onsite Energy, Inc. | AC Electric |  | Accepted | 2024-10-29 | 2024-11-14 | 2025-11-14 | Inverters | SOLAREDGE TECHNOLOGIES | SE10000H-US (240V) | 10000 |  | 1 |  |  | 0.99 |  | Outside | EXTERIOR
NJADRE1558064649 | Administratively Determined Incentive Program | MILLVILLE | 8332 | 12.18 | Residential | Behind the Meter | Yes | Onsite Energy, Inc. | AC Electric |  | Accepted | 2024-10-29 | 2024-11-14 | 2025-11-14 | Solar Panels | SILFAB | SIL-420 QD |  | 0.42 | 2 | 211 | 27 |  | Fixed | Roof
NJADRE1558064658 | Administratively Determined Incentive Program | LODI | 7644 | 7.14 | Residential | Behind the Meter | No | Onsite Energy, Inc. | PSE&G |  | Accepted | 2024-10-29 | 2024-11-18 | 2025-11-18 | Meters | TESLA | Neurio W2 Meter Kit |  |  | 1 |  |  |  | Yes | Outdoor
NJADRE1558064658 | Administratively Determined Incentive Program | LODI | 7644 | 7.14 | Residential | Behind the Meter | No | Onsite Energy, Inc. | PSE&G |  | Accepted | 2024-10-29 | 2024-11-18 | 2025-11-18 | Solar Panels | SILFAB | SIL-420 QD |  | 0.42 | 4 | 289 | 40 |  | Fixed | Roof
NJADRE1558064658 | Administratively Determined Incentive Program | LODI | 7644 | 7.14 | Residential | Behind the Meter | No | Onsite Energy, Inc. | PSE&G |  | Accepted | 2024-10-29 | 2024-11-18 | 2025-11-18 | Solar Panels | SILFAB | SIL-420 QD |  | 0.42 | 13 | 109 | 38 |  | Fixed | Roof
NJADRE1558064658 | Administratively Determined Incentive Program | LODI | 7644 | 7.14 | Residential | Behind the Meter | No | Onsite Energy, Inc. | PSE&G |  | Accepted | 2024-10-29 | 2024-11-18 | 2025-11-18 | Inverters | TESLA | 7.6KW (1538000-XX-Y) (240V) , 7600W | 7600 |  | 1 |  |  | 0.98 |  | Outside | EXTERIOR
NJADRE1558064670 | Administratively Determined Incentive Program | HILLSIDE | 7205 | 6.72 | Residential | Behind the Meter | No | OnSite Energy, Inc. | PSE&G |  | Accepted | 2024-10-29 | 2024-11-15 | 2025-11-15 | Inverters | SOLAREDGE TECHNOLOGIES | SE5000H-US | 5000 |  | 1 |  |  | 0.99 |  | Outside | EXTERIOR
NJADRE1558064670 | Administratively Determined Incentive Program | HILLSIDE | 7205 | 6.72 | Residential | Behind the Meter | No | OnSite Energy, Inc. | PSE&G |  | Accepted | 2024-10-29 | 2024-11-15 | 2025-11-15 | Meters | SOLAREDGE TECHNOLOGIES | SE5000H-US (240V) |  |  | 1 |  |  |  | Yes | Outdoor
NJADRE1558064670 | Administratively Determined Incentive Program | HILLSIDE | 7205 | 6.72 | Residential | Behind the Meter | No | OnSite Energy, Inc. | PSE&G |  | Accepted | 2024-10-29 | 2024-11-15 | 2025-11-15 | Solar Panels | SILFAB | SIL-420 QD |  | 0.42 | 8 | 211 | 40 |  | Fixed | Roof
NJADRE1558064670 | Administratively Determined Incentive Program | HILLSIDE | 7205 | 6.72 | Residential | Behind the Meter | No | OnSite Energy, Inc. | PSE&G |  | Accepted | 2024-10-29 | 2024-11-15 | 2025-11-15 | Solar Panels | SILFAB | SIL-420 QD |  | 0.42 | 4 | 301 | 2 |  | Fixed | Roof
NJADRE1558064670 | Administratively Determined Incentive Program | HILLSIDE | 7205 | 6.72 | Residential | Behind the Meter | No | OnSite Energy, Inc. | PSE&G |  | Accepted | 2024-10-29 | 2024-11-15 | 2025-11-15 | Solar Panels | SILFAB | SIL-420 QD |  | 0.42 | 4 | 31 | 40 |  | Fixed | Roof
NJADRE1558064672 | Administratively Determined Incentive Program | AVALON | 8202 | 4.1 | Residential | Behind the Meter | Yes | Sunrun Installation Services, Inc. | AC Electric |  | Accepted | 2024-10-29 | 2024-11-14 | 2025-11-14 | Inverters | SolarEdge Technologies | SE3800H-USMN | 3800 |  | 1 |  |  | 0.99 |  | Outdoor | Next to meter
NJADRE1558064672 | Administratively Determined Incentive Program | AVALON | 8202 | 4.1 | Residential | Behind the Meter | Yes | Sunrun Installation Services, Inc. | AC Electric |  | Accepted | 2024-10-29 | 2024-11-14 | 2025-11-14 | Solar Panels | Hanwha Q-Cells | Q.PEAK DUO BLK ML-G10+ 410 |  | 0.41 | 10 | 303 | 22 |  | Fixed | Roof
NJADRE1558064694 | Administratively Determined Incentive Program | PENNSAUKEN | 8109 | 12.71 | Residential | Behind the Meter | Yes | Sunrun Installation Services, Inc. | PSE&G |  | Accepted | 2024-10-29 | 2024-11-14 | 2025-11-14 | Solar Panels | HANWHA Q-CELLS | Q.PEAK DUO BLK ML-G10+ 410 |  | 0.41 | 6 | 268 | 32 |  | Fixed | Roof
NJADRE1558064694 | Administratively Determined Incentive Program | PENNSAUKEN | 8109 | 12.71 | Residential | Behind the Meter | Yes | Sunrun Installation Services, Inc. | PSE&G |  | Accepted | 2024-10-29 | 2024-11-14 | 2025-11-14 | Solar Panels | HANWHA Q-CELLS | Q.PEAK DUO BLK ML-G10+ 410 |  | 0.41 | 10 | 89 | 24 |  | Fixed | Roof
NJADRE1558064694 | Administratively Determined Incentive Program | PENNSAUKEN | 8109 | 12.71 | Residential | Behind the Meter | Yes | Sunrun Installation Services, Inc. | PSE&G |  | Accepted | 2024-10-29 | 2024-11-14 | 2025-11-14 | Solar Panels | HANWHA Q-CELLS | Q.PEAK DUO BLK ML-G10+ 410 |  | 0.41 | 5 | 89 | 35 |  | Fixed | Roof
NJADRE1558064694 | Administratively Determined Incentive Program | PENNSAUKEN | 8109 | 12.71 | Residential | Behind the Meter | Yes | Sunrun Installation Services, Inc. | PSE&G |  | Accepted | 2024-10-29 | 2024-11-14 | 2025-11-14 | Inverters | SOLAREDGE TECHNOLOGIES | SE10000H-USMN | 10000 |  | 1 |  |  | 0.99 |  | Outdoor
NJADRE1558064694 | Administratively Determined Incentive Program | PENNSAUKEN | 8109 | 12.71 | Residential | Behind the Meter | Yes | Sunrun Installation Services, Inc. | PSE&G |  | Accepted | 2024-10-29 | 2024-11-14 | 2025-11-14 | Solar Panels | HANWHA Q-CELLS | Q.PEAK DUO BLK ML-G10+ 410 |  | 0.41 | 10 | 269 | 21 |  | Fixed | Roof
NJADRE1558064699 | Administratively Determined Incentive Program | IRVINGTON TOWN | 7108 | 14.76 | Residential | Behind the Meter | Yes | Sunrun Installation Services, Inc. | PSE&G |  | Accepted | 2024-10-29 | 2024-11-14 | 2025-11-14 | Solar Panels | Hanwha Q Cells | Q.PEAK DUO BLK ML-G10+ 410 |  | 0.41 | 4 | 203 | 27 |  | Fixed | Roof
NJADRE1558064699 | Administratively Determined Incentive Program | IRVINGTON TOWN | 7108 | 14.76 | Residential | Behind the Meter | Yes | Sunrun Installation Services, Inc. | PSE&G |  | Accepted | 2024-10-29 | 2024-11-14 | 2025-11-14 | Solar Panels | Hanwha Q Cells | Q.PEAK DUO BLK ML-G10+ 410 |  | 0.41 | 14 | 292 | 33 |  | Fixed | Roof
NJADRE1558064699 | Administratively Determined Incentive Program | IRVINGTON TOWN | 7108 | 14.76 | Residential | Behind the Meter | Yes | Sunrun Installation Services, Inc. | PSE&G |  | Accepted | 2024-10-29 | 2024-11-14 | 2025-11-14 | Solar Panels | Hanwha Q Cells | Q.PEAK DUO BLK ML-G10+ 410 |  | 0.41 | 6 | 24 | 25 |  | Fixed | Roof
NJADRE1558064699 | Administratively Determined Incentive Program | IRVINGTON TOWN | 7108 | 14.76 | Residential | Behind the Meter | Yes | Sunrun Installation Services, Inc. | PSE&G |  | Accepted | 2024-10-29 | 2024-11-14 | 2025-11-14 | Inverters | SolarEdge Technologies | SE10000H-USMN | 10000 |  | 1 |  |  | 0.99 |  | Outdoor
NJADRE1558064699 | Administratively Determined Incentive Program | IRVINGTON TOWN | 7108 | 14.76 | Residential | Behind the Meter | Yes | Sunrun Installation Services, Inc. | PSE&G |  | Accepted | 2024-10-29 | 2024-11-14 | 2025-11-14 | Solar Panels | Hanwha Q Cells | Q.PEAK DUO BLK ML-G10+ 410 |  | 0.41 | 12 | 112 | 33 |  | Fixed | Roof
NJADRE1558064727 | Administratively Determined Incentive Program | Freehold | 7728 | 4.8 | Residential | Behind the Meter | Yes | Pro Custom Solar dba Momentum Solar | JCP&L |  | Accepted | 2024-10-29 | 2024-11-14 | 2025-11-14 | Solar Panels | Hanwha | Q.PEAK DUO BLK ML-G10+400 |  | 0.4 | 5 | 48 | 22 |  | Fixed | Roof
NJADRE1558064727 | Administratively Determined Incentive Program | Freehold | 7728 | 4.8 | Residential | Behind the Meter | Yes | Pro Custom Solar dba Momentum Solar | JCP&L |  | Accepted | 2024-10-29 | 2024-11-14 | 2025-11-14 | Inverters | Enphase | IQ8MC-72-M-US | 320 |  | 12 |  |  | 0.97 |  | Outdoor
NJADRE1558064727 | Administratively Determined Incentive Program | Freehold | 7728 | 4.8 | Residential | Behind the Meter | Yes | Pro Custom Solar dba Momentum Solar | JCP&L |  | Accepted | 2024-10-29 | 2024-11-14 | 2025-11-14 | Solar Panels | Hanwha | Q.PEAK DUO BLK ML-G10+400 |  | 0.4 | 7 | 228 | 22 |  | Fixed | Roof
NJADRE1558064770 | Administratively Determined Incentive Program | FRANKLIN TWP SOM | 8873 | 5.33 | Residential | Behind the Meter | Yes | Sunrun Installation Services, Inc. | PSE&G |  | Accepted | 2024-10-29 | 2024-11-14 | 2025-11-14 | Inverters | SOLAREDGE TECHNOLOGIES | SE3800H-USMN | 3800 |  | 1 |  |  | 0.99 |  | Outdoor
NJADRE1558064770 | Administratively Determined Incentive Program | FRANKLIN TWP SOM | 8873 | 5.33 | Residential | Behind the Meter | Yes | Sunrun Installation Services, Inc. | PSE&G |  | Accepted | 2024-10-29 | 2024-11-14 | 2025-11-14 | Solar Panels | HANWHA Q-CELLS | Q.PEAK DUO BLK ML-G10+ 410 |  | 0.41 | 13 | 112 | 26 |  | Fixed | Roof
NJADRE1558064770 | Administratively Determined Incentive Program | FRANKLIN TWP SOM | 8873 | 5.33 | Residential | Behind the Meter | Yes | Sunrun Installation Services, Inc. | PSE&G |  | Accepted | 2024-10-29 | 2024-11-14 | 2025-11-14 | Meters | SOLAREDGE TECHNOLOGIES | SE3800H-USMN |  |  | 1 |  |  |  | Yes | Outdoor
NJADRE1558064880 | Administratively Determined Incentive Program | Oaklyn | 8107 | 8.93 | Residential | Behind the Meter | Yes | Power Energy Solutions, LLC | PSE&G |  | Accepted | 2024-10-29 | 2024-11-14 | 2025-11-14 | Inverters | SolarEdge | SE6000H-US | 6 |  | 1 |  |  | 0.97 |  | Outdoor
NJADRE1558064880 | Administratively Determined Incentive Program | Oaklyn | 8107 | 8.93 | Residential | Behind the Meter | Yes | Power Energy Solutions, LLC | PSE&G |  | Accepted | 2024-10-29 | 2024-11-14 | 2025-11-14 | Solar Panels | Trina Solar | TSM-425NE09RC.05 |  | 0.425 | 5 | 88 | 17 |  | Fixed | Roof
NJADRE1558064880 | Administratively Determined Incentive Program | Oaklyn | 8107 | 8.93 | Residential | Behind the Meter | Yes | Power Energy Solutions, LLC | PSE&G |  | Accepted | 2024-10-29 | 2024-11-14 | 2025-11-14 | Solar Panels | Trina Solar | TSM-425NE09RC.05 |  | 0.425 | 16 | 268 | 17 |  | Fixed | Roof
NJADRE1558064893 | Administratively Determined Incentive Program | FLEMINGTON | 8822 | 13.6 | Residential | Behind the Meter | No | NJ Solar Power, LLC | JCP&L |  | Accepted | 2024-10-29 | 2024-11-14 | 2025-11-14 | Solar Panels | Hanwha | Q.TRON BLK M-G2+ 425 |  | 0.425 | 10 | 80 | 23 |  | Fixed | Roof | Roof 2
NJADRE1558064893 | Administratively Determined Incentive Program | FLEMINGTON | 8822 | 13.6 | Residential | Behind the Meter | No | NJ Solar Power, LLC | JCP&L |  | Accepted | 2024-10-29 | 2024-11-14 | 2025-11-14 | Inverters | SolarEdge | SE11400H-US | 11400 |  | 1 |  |  | 0.99 |  | Outside
NJADRE1558064893 | Administratively Determined Incentive Program | FLEMINGTON | 8822 | 13.6 | Residential | Behind the Meter | No | NJ Solar Power, LLC | JCP&L |  | Accepted | 2024-10-29 | 2024-11-14 | 2025-11-14 | Solar Panels | Hanwha | Q.TRON BLK M-G2+ 425 |  | 0.425 | 22 | 260 | 23 |  | Fixed | Roof | Roof 1
NJADRE1558064932 | Administratively Determined Incentive Program | AUDUBON | 8106 | 12.33 | Residential | Behind the Meter | No | Sun Up Zero Down, LLC | PSE&G |  | Accepted | 2024-11-01 | 2024-11-26 | 2025-11-26 | Meters | Enphase | TBD |  |  | 1 |  |  |  | Yes | Outdoor
NJADRE1558064932 | Administratively Determined Incentive Program | AUDUBON | 8106 | 12.33 | Residential | Behind the Meter | No | Sun Up Zero Down, LLC | PSE&G |  | Accepted | 2024-11-01 | 2024-11-26 | 2025-11-26 | Solar Panels | Trina | TSM-425-NE09RC.05 Vertex S+ |  | 0.425 | 29 | 231 | 15 |  | Fixed | Roof
NJADRE1558064932 | Administratively Determined Incentive Program | AUDUBON | 8106 | 12.33 | Residential | Behind the Meter | No | Sun Up Zero Down, LLC | PSE&G |  | Accepted | 2024-11-01 | 2024-11-26 | 2025-11-26 | Inverters | Enphase | IQ8PLUS-72-2-US | 290 |  | 29 |  |  | 0.976 |  | Outdoor
NJADRE1558064946 | Administratively Determined Incentive Program | ELMER | 8318 | 8.2 | Residential | Behind the Meter | Yes | EMT Renewables, LLC | AC Electric |  | Accepted | 2024-10-29 | 2024-11-14 | 2025-11-14 | Inverters | ENPHASE | IQ8+ | 290 |  | 20 |  |  | 0.98 |  | Other | UNDER EACH PANEL
NJADRE1558064946 | Administratively Determined Incentive Program | ELMER | 8318 | 8.2 | Residential | Behind the Meter | Yes | EMT Renewables, LLC | AC Electric |  | Accepted | 2024-10-29 | 2024-11-14 | 2025-11-14 | Solar Panels | TRINA | TSM-NE09RC.05 |  | 0.41 | 20 | 278 | 18 |  | Fixed | Roof
NJADRE1558065001 | Administratively Determined Incentive Program | Bridgewater | 8807 | 9.96 | Residential | Behind the Meter | Yes | SunnyMac, LLC | PSE&G |  | Accepted | 2024-10-29 | 2024-11-26 | 2025-11-26 | Meters | SolarEdge Technologies Inc. | SE7600H-USMNUBL15 |  |  | 1 |  |  |  | Yes | Outdoor
NJADRE1558065001 | Administratively Determined Incentive Program | Bridgewater | 8807 | 9.96 | Residential | Behind the Meter | Yes | SunnyMac, LLC | PSE&G |  | Accepted | 2024-10-29 | 2024-11-26 | 2025-11-26 | Solar Panels | Qcells | Q.PEAK DUO BLK ML-G10+ 415 |  | 0.415 | 4 | 83 | 28 |  | Fixed | Roof
NJADRE1558065001 | Administratively Determined Incentive Program | Bridgewater | 8807 | 9.96 | Residential | Behind the Meter | Yes | SunnyMac, LLC | PSE&G |  | Accepted | 2024-10-29 | 2024-11-26 | 2025-11-26 | Inverters | SolarEdge Technologies Inc. | SE7600H-USMNUBL15 | 7600 |  | 1 |  |  | 0.99 |  | Outside
NJADRE1558065001 | Administratively Determined Incentive Program | Bridgewater | 8807 | 9.96 | Residential | Behind the Meter | Yes | SunnyMac, LLC | PSE&G |  | Accepted | 2024-10-29 | 2024-11-26 | 2025-11-26 | Solar Panels | Qcells | Q.PEAK DUO BLK ML-G10+ 415 |  | 0.415 | 20 | 263 | 28 |  | Fixed | Roof
NJADRE1558065401 | Administratively Determined Incentive Program | WOODBRIDGE TOWNSHIP | 7067 | 7.79 | Residential | Behind the Meter | Yes | Zenergy Solar, LLC | PSE&G |  | Accepted | 2024-10-29 | 2024-11-15 | 2025-11-15 | Inverters | Enphase Energy | IQ8PLUS-72-2-US | 290 |  | 19 |  |  | 0.99 |  | Outdoor
NJADRE1558065401 | Administratively Determined Incentive Program | WOODBRIDGE TOWNSHIP | 7067 | 7.79 | Residential | Behind the Meter | Yes | Zenergy Solar, LLC | PSE&G |  | Accepted | 2024-10-29 | 2024-11-15 | 2025-11-15 | Solar Panels | Silfab | SIL-410HC+ |  | 0.41 | 7 | 38 | 14 |  | Fixed | Roof
NJADRE1558065401 | Administratively Determined Incentive Program | WOODBRIDGE TOWNSHIP | 7067 | 7.79 | Residential | Behind the Meter | Yes | Zenergy Solar, LLC | PSE&G |  | Accepted | 2024-10-29 | 2024-11-15 | 2025-11-15 | Solar Panels | Silfab | SIL-410HC+ |  | 0.41 | 12 | 218 | 14 |  | Fixed | Roof
NJADRE1558065408 | Administratively Determined Incentive Program | HIGHTSTOWN | 8520 | 10.8 | Residential | Behind the Meter | Yes | GenSun Roofing and Solar, LLC | JCP&L |  | Accepted | 2024-10-29 | 2024-11-15 | 2025-11-15 | Solar Panels | LONGI SOLAR | LR5-54HABB- 400W |  | 0.4 | 2 | 81 | 20 |  | Fixed | Roof
NJADRE1558065408 | Administratively Determined Incentive Program | HIGHTSTOWN | 8520 | 10.8 | Residential | Behind the Meter | Yes | GenSun Roofing and Solar, LLC | JCP&L |  | Accepted | 2024-10-29 | 2024-11-15 | 2025-11-15 | Inverters | SOLAREDGE | SE10000H-US | 10000 |  | 1 |  |  | 0.99 |  | Other
NJADRE1558065408 | Administratively Determined Incentive Program | HIGHTSTOWN | 8520 | 10.8 | Residential | Behind the Meter | Yes | GenSun Roofing and Solar, LLC | JCP&L |  | Accepted | 2024-10-29 | 2024-11-15 | 2025-11-15 | Solar Panels | LONGI SOLAR | LR5-54HABB- 400W |  | 0.4 | 22 | 261 | 20 |  | Fixed | Roof
NJADRE1558065408 | Administratively Determined Incentive Program | HIGHTSTOWN | 8520 | 10.8 | Residential | Behind the Meter | Yes | GenSun Roofing and Solar, LLC | JCP&L |  | Accepted | 2024-10-29 | 2024-11-15 | 2025-11-15 | Solar Panels | LONGI SOLAR | LR5-54HABB- 400W |  | 0.4 | 3 | 261 | 20 |  | Fixed | Roof
NJADRE1558065416 | Administratively Determined Incentive Program | JACKSON | 8527 | 5.4 | Residential | Behind the Meter | Yes | SunnyMac, LLC | JCP&L |  | Accepted | 2024-10-29 | 2024-11-26 | 2025-11-26 | Meters | SolarEdge Technologies Inc. | SE5700H-USMNUBL15 |  |  | 1 |  |  |  | Yes | Outdoor
NJADRE1558065416 | Administratively Determined Incentive Program | JACKSON | 8527 | 5.4 | Residential | Behind the Meter | Yes | SunnyMac, LLC | JCP&L |  | Accepted | 2024-10-29 | 2024-11-26 | 2025-11-26 | Solar Panels | Qcells | Q.PEAK DUO BLK ML-G10+ 415 |  | 0.415 | 6 | 157 | 44 |  | Fixed | Roof
NJADRE1558065416 | Administratively Determined Incentive Program | JACKSON | 8527 | 5.4 | Residential | Behind the Meter | Yes | SunnyMac, LLC | JCP&L |  | Accepted | 2024-10-29 | 2024-11-26 | 2025-11-26 | Solar Panels | Qcells | Q.PEAK DUO BLK ML-G10+ 415 |  | 0.415 | 7 | 247 | 27 |  | Fixed | Roof
NJADRE1558065416 | Administratively Determined Incentive Program | JACKSON | 8527 | 5.4 | Residential | Behind the Meter | Yes | SunnyMac, LLC | JCP&L |  | Accepted | 2024-10-29 | 2024-11-26 | 2025-11-26 | Inverters | SolarEdge Technologies Inc. | SE5700H-USMNUBL15 | 5760 |  | 1 |  |  | 0.99 |  | Outside
NJADRE1558065461 | Administratively Determined Incentive Program | Elmer | 8318 | 19.2 | Residential | Behind the Meter | Yes | RCL Enterprises, Inc. | AC Electric |  | Accepted | 2024-10-29 | 2024-11-15 | 2025-11-15 | Inverters | Enphase | IQ8+ | 290 |  | 48 |  |  | 0.97 |  | Outside
NJADRE1558065461 | Administratively Determined Incentive Program | Elmer | 8318 | 19.2 | Residential | Behind the Meter | Yes | RCL Enterprises, Inc. | AC Electric |  | Accepted | 2024-10-29 | 2024-11-15 | 2025-11-15 | Solar Panels | JA SOLAR | JAM54S31 |  | 0.4 | 48 | 210 | 25 |  | Fixed | Ground
NJADRE1558065531 | Administratively Determined Incentive Program | Maurice River | 8324 | 10.66 | Residential | Behind the Meter | Yes | Trinity Solar, LLC | AC Electric |  | Accepted | 2024-10-29 | 2024-11-15 | 2025-11-15 | Solar Panels | HANWHA | HANWHA 410 (Q.PEAK DUO BLK ML-G10+ 410) |  | 0.41 | 26 | 180 | 30 |  | Fixed | Ground
NJADRE1558065531 | Administratively Determined Incentive Program | Maurice River | 8324 | 10.66 | Residential | Behind the Meter | Yes | Trinity Solar, LLC | AC Electric |  | Accepted | 2024-10-29 | 2024-11-15 | 2025-11-15 | Inverters | Tesla (PV Only) | Tesla 5.0KW 1538000-45-X | 5000 |  | 1 |  |  | 0.97 |  | Outside
NJADRE1558065531 | Administratively Determined Incentive Program | Maurice River | 8324 | 10.66 | Residential | Behind the Meter | Yes | Trinity Solar, LLC | AC Electric |  | Accepted | 2024-10-29 | 2024-11-15 | 2025-11-15 | Inverters | Tesla (PV Only) | Tesla 3.8KW 1538000-45-X | 3800 |  | 1 |  |  | 0.97 |  | Outside
NJADRE1558065536 | Administratively Determined Incentive Program | Hackettstown | 7840 | 9.84 | Residential | Behind the Meter | Yes | Pro Custom Solar dba Momentum Solar | JCP&L |  | Accepted | 2024-10-29 | 2024-11-15 | 2025-11-15 | Inverters | Enphase | IQ8MC-72-M-US | 320 |  | 24 |  |  | 0.97 |  | Outdoor
NJADRE1558065536 | Administratively Determined Incentive Program | Hackettstown | 7840 | 9.84 | Residential | Behind the Meter | Yes | Pro Custom Solar dba Momentum Solar | JCP&L |  | Accepted | 2024-10-29 | 2024-11-15 | 2025-11-15 | Solar Panels | Hanwha | Q.PEAK DUO BLK ML-G10+410 |  | 0.41 | 3 | 217 | 23 |  | Fixed | Roof
NJADRE1558065536 | Administratively Determined Incentive Program | Hackettstown | 7840 | 9.84 | Residential | Behind the Meter | Yes | Pro Custom Solar dba Momentum Solar | JCP&L |  | Accepted | 2024-10-29 | 2024-11-15 | 2025-11-15 | Solar Panels | Hanwha | Q.PEAK DUO BLK ML-G10+410 |  | 0.41 | 9 | 127 | 23 |  | Fixed | Roof
NJADRE1558065536 | Administratively Determined Incentive Program | Hackettstown | 7840 | 9.84 | Residential | Behind the Meter | Yes | Pro Custom Solar dba Momentum Solar | JCP&L |  | Accepted | 2024-10-29 | 2024-11-15 | 2025-11-15 | Solar Panels | Hanwha | Q.PEAK DUO BLK ML-G10+410 |  | 0.41 | 12 | 307 | 23 |  | Fixed | Roof
NJADRE1558065562 | Administratively Determined Incentive Program | Absecon | 8201 | 11.48 | Residential | Behind the Meter | Yes | Trinity Solar, LLC | AC Electric |  | Accepted | 2024-10-29 | 2024-11-15 | 2025-11-15 | Solar Panels | HANWHA | Q.PEAK DUO BLK ML-G10+ 410 |  | 0.41 | 13 | 212 | 22 |  | Fixed | Roof
NJADRE1558065562 | Administratively Determined Incentive Program | Absecon | 8201 | 11.48 | Residential | Behind the Meter | Yes | Trinity Solar, LLC | AC Electric |  | Accepted | 2024-10-29 | 2024-11-15 | 2025-11-15 | Inverters | Solar Edge | SE10000H-US | 10000 |  | 1 |  |  | 0.97 |  | Outside
NJADRE1558065562 | Administratively Determined Incentive Program | Absecon | 8201 | 11.48 | Residential | Behind the Meter | Yes | Trinity Solar, LLC | AC Electric |  | Accepted | 2024-10-29 | 2024-11-15 | 2025-11-15 | Solar Panels | HANWHA | Q.PEAK DUO BLK ML-G10+ 410 |  | 0.41 | 15 | 212 | 22 |  | Fixed | Roof
NJADRE1558065575 | Administratively Determined Incentive Program | KEYPORT | 7735 | 5.74 | Residential | Behind the Meter | Yes | Define Solar, LLC | JCP&L |  | Accepted | 2024-10-29 | 2024-11-18 | 2025-11-18 | Inverters | Enphase | IQ8PLUS-72-2-US | 290 |  | 2 |  |  | 0.976 |  | Outside | Under each pv panel
NJADRE1558065575 | Administratively Determined Incentive Program | KEYPORT | 7735 | 5.74 | Residential | Behind the Meter | Yes | Define Solar, LLC | JCP&L |  | Accepted | 2024-10-29 | 2024-11-18 | 2025-11-18 | Solar Panels | Znshine | ZXM7-SH108 410W |  | 0.41 | 5 | 188 | 16 |  | Fixed | Roof
NJADRE1558065575 | Administratively Determined Incentive Program | KEYPORT | 7735 | 5.74 | Residential | Behind the Meter | Yes | Define Solar, LLC | JCP&L |  | Accepted | 2024-10-29 | 2024-11-18 | 2025-11-18 | Solar Panels | Znshine | ZXM7-SH108 410W |  | 0.41 | 4 | 98 | 11 |  | Fixed | Roof
NJADRE1558065575 | Administratively Determined Incentive Program | KEYPORT | 7735 | 5.74 | Residential | Behind the Meter | Yes | Define Solar, LLC | JCP&L |  | Accepted | 2024-10-29 | 2024-11-18 | 2025-11-18 | Inverters | Enphase | IQ8PLUS-72-2-US | 290 |  | 3 |  |  | 0.976 |  | Outside | Under each pv panel
NJADRE1558065575 | Administratively Determined Incentive Program | KEYPORT | 7735 | 5.74 | Residential | Behind the Meter | Yes | Define Solar, LLC | JCP&L |  | Accepted | 2024-10-29 | 2024-11-18 | 2025-11-18 | Solar Panels | Znshine | ZXM7-SH108 410W |  | 0.41 | 3 | 188 | 37 |  | Fixed | Roof
NJADRE1558065575 | Administratively Determined Incentive Program | KEYPORT | 7735 | 5.74 | Residential | Behind the Meter | Yes | Define Solar, LLC | JCP&L |  | Accepted | 2024-10-29 | 2024-11-18 | 2025-11-18 | Inverters | Enphase | IQ8PLUS-72-2-US | 290 |  | 4 |  |  | 0.976 |  | Outside | Under each pv panel
NJADRE1558065575 | Administratively Determined Incentive Program | KEYPORT | 7735 | 5.74 | Residential | Behind the Meter | Yes | Define Solar, LLC | JCP&L |  | Accepted | 2024-10-29 | 2024-11-18 | 2025-11-18 | Solar Panels | Znshine | ZXM7-SH108 410W |  | 0.41 | 2 | 8 | 37 |  | Fixed | Roof
NJADRE1558065575 | Administratively Determined Incentive Program | KEYPORT | 7735 | 5.74 | Residential | Behind the Meter | Yes | Define Solar, LLC | JCP&L |  | Accepted | 2024-10-29 | 2024-11-18 | 2025-11-18 | Inverters | Enphase | IQ8PLUS-72-2-US | 290 |  | 5 |  |  | 0.976 |  | Outside | Under each pv panel
NJADRE1558065615 | Administratively Determined Incentive Program | Montclair | 7042 | 2.87 | Residential | Behind the Meter | Yes | Trinity Solar, LLC | PSE&G |  | Accepted | 2024-10-29 | 2024-11-15 | 2025-11-15 | Solar Panels | HANWHA | HANWHA 410 (Q.PEAK DUO BLK ML-G10+ 410) |  | 0.41 | 2 | 221 | 21 |  | Fixed | Roof
NJADRE1558065615 | Administratively Determined Incentive Program | Montclair | 7042 | 2.87 | Residential | Behind the Meter | Yes | Trinity Solar, LLC | PSE&G |  | Accepted | 2024-10-29 | 2024-11-15 | 2025-11-15 | Solar Panels | HANWHA | HANWHA 410 (Q.PEAK DUO BLK ML-G10+ 410) |  | 0.41 | 5 | 131 | 24 |  | Fixed | Roof
NJADRE1558065615 | Administratively Determined Incentive Program | Montclair | 7042 | 2.87 | Residential | Behind the Meter | Yes | Trinity Solar, LLC | PSE&G |  | Accepted | 2024-10-29 | 2024-11-15 | 2025-11-15 | Inverters | Solar Edge | SE3800H-US | 3800 |  | 1 |  |  | 0.97 |  | Outside
NJADRE1558065743 | Administratively Determined Incentive Program | Gloucester Twp | 8081 | 5.4 | Residential | Behind the Meter | Yes | SunnyMac, LLC | AC Electric |  | Accepted | 2024-10-29 | 2024-11-15 | 2025-11-15 | Inverters | SOLAREDGE HOME HUB | SE5700H-US | 5700 |  | 1 |  |  | 0.99 |  | Outdoor | next to meter
NJADRE1558065743 | Administratively Determined Incentive Program | Gloucester Twp | 8081 | 5.4 | Residential | Behind the Meter | Yes | SunnyMac, LLC | AC Electric |  | Accepted | 2024-10-29 | 2024-11-15 | 2025-11-15 | Solar Panels | HANWHA | E.G. 260 Watts enter as . |  | 0.415 | 5 | 207 | 26 |  | Fixed | Roof
NJADRE1558065743 | Administratively Determined Incentive Program | Gloucester Twp | 8081 | 5.4 | Residential | Behind the Meter | Yes | SunnyMac, LLC | AC Electric |  | Accepted | 2024-10-29 | 2024-11-15 | 2025-11-15 | Solar Panels | HANWHA | Q.PEAK DUO BLK ML-G10+ 415W |  | 0.415 | 8 | 207 | 26 |  | Fixed | Roof
NJADRE1558065763 | Administratively Determined Incentive Program | Sicklerville | 8081 | 3.32 | Residential | Behind the Meter | Yes | SunnyMac, LLC | AC Electric |  | Accepted | 2024-10-29 | 2024-11-15 | 2025-11-15 | Solar Panels | HANWHA | Q.PEAK DUO BLK ML-G10+ 415W |  | 0.415 | 8 | 207 | 26 |  | Fixed | Roof
NJADRE1558065763 | Administratively Determined Incentive Program | Sicklerville | 8081 | 3.32 | Residential | Behind the Meter | Yes | SunnyMac, LLC | AC Electric |  | Accepted | 2024-10-29 | 2024-11-15 | 2025-11-15 | Inverters | SOLAREDGE HOME HUB | SE5700H-US | 5700 |  | 1 |  |  | 0.99 |  | Outdoor | next to meter
NJADRE1558065783 | Administratively Determined Incentive Program | BERLIN | 8009 | 9.02 | Residential | Behind the Meter | Yes | Define Solar, LLC | AC Electric |  | Accepted | 2024-11-19 | 2024-12-19 | 2025-12-19 | Inverters | Enphase | IQ8PLUS-72-2-US | 290 |  | 8 |  |  | 0.976 |  | Outside | Under each pv panel
NJADRE1558065783 | Administratively Determined Incentive Program | BERLIN | 8009 | 9.02 | Residential | Behind the Meter | Yes | Define Solar, LLC | AC Electric |  | Accepted | 2024-11-19 | 2024-12-19 | 2025-12-19 | Solar Panels | Znshine | ZXM7-SH108 410W |  | 0.41 | 8 | 258 | 23 |  | Fixed | Roof
NJADRE1558065783 | Administratively Determined Incentive Program | BERLIN | 8009 | 9.02 | Residential | Behind the Meter | Yes | Define Solar, LLC | AC Electric |  | Accepted | 2024-11-19 | 2024-12-19 | 2025-12-19 | Solar Panels | Znshine | ZXM7-SH108 410W |  | 0.41 | 14 | 168 | 23 |  | Fixed | Roof
NJADRE1558065783 | Administratively Determined Incentive Program | BERLIN | 8009 | 9.02 | Residential | Behind the Meter | Yes | Define Solar, LLC | AC Electric |  | Accepted | 2024-11-19 | 2024-12-19 | 2025-12-19 | Inverters | Enphase | IQ8PLUS-72-2-US | 290 |  | 14 |  |  | 0.976 |  | Outside | Under each pv panel
NJADRE1558065787 | Administratively Determined Incentive Program | Orange | 7050 | 3.69 | Residential | Behind the Meter | Yes | Sunrun Installation Services, Inc. | PSE&G |  | Accepted | 2024-10-29 | 2024-11-18 | 2025-11-18 | Solar Panels | HANWHA Q-CELLS | Q.PEAK DUO BLK ML-G10+ 410 |  | 0.41 | 9 | 118 | 22 |  | Fixed | Roof
NJADRE1558065787 | Administratively Determined Incentive Program | Orange | 7050 | 3.69 | Residential | Behind the Meter | Yes | Sunrun Installation Services, Inc. | PSE&G |  | Accepted | 2024-10-29 | 2024-11-18 | 2025-11-18 | Inverters | TESLA | POWERWALL 3 1707000-XX-Y | 23000 |  | 2 |  |  | 0.97 |  | Outdoor
NJADRE1558065787 | Administratively Determined Incentive Program | Orange | 7050 | 3.69 | Residential | Behind the Meter | Yes | Sunrun Installation Services, Inc. | PSE&G |  | Accepted | 2024-10-29 | 2024-11-18 | 2025-11-18 | Electric Storage Battery | TESLA | POWERWALL 3 1707000-XX-Y |  |  | 2 |  |  |  | Lithium Ion |  | OUTSIDE
NJADRE1558065791 | Administratively Determined Incentive Program | Glasboro | 8028 | 4.51 | Residential | Behind the Meter | Yes | Define Solar, LLC | AC Electric |  | Accepted | 2024-11-19 | 2024-12-09 | 2025-12-09 | Inverters | Enphase | IQ8PLUS-72-2-US | 290 |  | 11 |  |  | 0.976 |  | Outside | Under each pv panel
NJADRE1558065791 | Administratively Determined Incentive Program | Glasboro | 8028 | 4.51 | Residential | Behind the Meter | Yes | Define Solar, LLC | AC Electric |  | Accepted | 2024-11-19 | 2024-12-09 | 2025-12-09 | Solar Panels | Znshine | ZXM7-SH108 410W |  | 0.41 | 11 | 162 | 33 |  | Fixed | Roof
NJADRE1558065798 | Administratively Determined Incentive Program | South Brunswick Township | 8852 | 5.33 | Residential | Behind the Meter | No | Tesla Energy Operations, Inc. | PSE&G |  | Accepted | 2024-10-29 | 2024-11-15 | 2025-11-15 | Inverters | Tesla | 1538000-XX-Y | 7600 |  | 1 |  |  | 0.98 |  | Outside
NJADRE1558065798 | Administratively Determined Incentive Program | South Brunswick Township | 8852 | 5.33 | Residential | Behind the Meter | No | Tesla Energy Operations, Inc. | PSE&G |  | Accepted | 2024-10-29 | 2024-11-15 | 2025-11-15 | Electric Storage Battery | Tesla | AC Powerwall 2.0 |  |  | 1 |  |  |  | Lithium Ion |  | OUTSIDE
NJADRE1558065798 | Administratively Determined Incentive Program | South Brunswick Township | 8852 | 5.33 | Residential | Behind the Meter | No | Tesla Energy Operations, Inc. | PSE&G |  | Accepted | 2024-10-29 | 2024-11-15 | 2025-11-15 | Solar Panels | Hanwha | Q.PEAK DUO BLK ML-G10.a+/TS 410 |  | 0.41 | 13 | 133 | 35 |  | Fixed | Roof
NJADRE1558065824 | Administratively Determined Incentive Program | Beachwood | 8722 | 9.84 | Residential | Behind the Meter | Yes | Trinity Solar, LLC | JCP&L |  | Accepted | 2024-10-30 | 2024-11-18 | 2025-11-18 | Inverters | Tesla | TESLA (POWERWALL 3) | 12 |  | 2 |  |  | 0.97 |  | Indoor
NJADRE1558065824 | Administratively Determined Incentive Program | Beachwood | 8722 | 9.84 | Residential | Behind the Meter | Yes | Trinity Solar, LLC | JCP&L |  | Accepted | 2024-10-30 | 2024-11-18 | 2025-11-18 | Solar Panels | HANWHA | HANWHA 410 (Q.PEAK DUO BLK ML-G10+ 410) |  | 0.41 | 15 | 124 | 23 |  | Fixed | Roof
NJADRE1558065824 | Administratively Determined Incentive Program | Beachwood | 8722 | 9.84 | Residential | Behind the Meter | Yes | Trinity Solar, LLC | JCP&L |  | Accepted | 2024-10-30 | 2024-11-18 | 2025-11-18 | Solar Panels | HANWHA | HANWHA 410 (Q.PEAK DUO BLK ML-G10+ 410) |  | 0.41 | 3 | 304 | 19 |  | Fixed | Roof
NJADRE1558065824 | Administratively Determined Incentive Program | Beachwood | 8722 | 9.84 | Residential | Behind the Meter | Yes | Trinity Solar, LLC | JCP&L |  | Accepted | 2024-10-30 | 2024-11-18 | 2025-11-18 | Electric Storage Battery | Tesla | 1707000-xx-y |  |  | 2 |  |  |  | Lithium Ion |  | inside
NJADRE1558065824 | Administratively Determined Incentive Program | Beachwood | 8722 | 9.84 | Residential | Behind the Meter | Yes | Trinity Solar, LLC | JCP&L |  | Accepted | 2024-10-30 | 2024-11-18 | 2025-11-18 | Solar Panels | HANWHA | HANWHA 410 (Q.PEAK DUO BLK ML-G10+ 410) |  | 0.41 | 6 | 304 | 23 |  | Fixed | Roof
NJADRE1558065843 | Administratively Determined Incentive Program | SADDLE BROOK | 7663 | 4.51 | Residential | Behind the Meter | Yes | Pro Custom Solar dba Momentum Solar | PSE&G |  | Accepted | 2024-10-29 | 2024-11-15 | 2025-11-15 | Solar Panels | HANWHA | Q.PEAK DUO BLK ML-G10+ 410 |  | 0.41 | 4 | 234 | 23 |  | Fixed | Roof
NJADRE1558065843 | Administratively Determined Incentive Program | SADDLE BROOK | 7663 | 4.51 | Residential | Behind the Meter | Yes | Pro Custom Solar dba Momentum Solar | PSE&G |  | Accepted | 2024-10-29 | 2024-11-15 | 2025-11-15 | Inverters | Enphase | IQ8PLUS-72-2-US | 290 |  | 11 |  |  | 0.97 |  | Outdoor
NJADRE1558065843 | Administratively Determined Incentive Program | SADDLE BROOK | 7663 | 4.51 | Residential | Behind the Meter | Yes | Pro Custom Solar dba Momentum Solar | PSE&G |  | Accepted | 2024-10-29 | 2024-11-15 | 2025-11-15 | Solar Panels | HANWHA | Q.PEAK DUO BLK ML-G10+ 410 |  | 0.41 | 3 | 146 | 42 |  | Fixed | Roof
NJADRE1558065843 | Administratively Determined Incentive Program | SADDLE BROOK | 7663 | 4.51 | Residential | Behind the Meter | Yes | Pro Custom Solar dba Momentum Solar | PSE&G |  | Accepted | 2024-10-29 | 2024-11-15 | 2025-11-15 | Solar Panels | HANWHA | Q.PEAK DUO BLK ML-G10+ 410 |  | 0.41 | 4 | 144 | 32 |  | Fixed | Roof
NJADRE1558065901 | Administratively Determined Incentive Program | BRIDGETON | 8302 | 9.84 | Residential | Behind the Meter | Yes | Sunrun Installation Services, Inc. | AC Electric |  | Accepted | 2024-10-29 | 2024-11-18 | 2025-11-18 | Inverters | SolarEdge Technologies | SE7600H-USMN | 7600 |  | 1 |  |  | 0.99 |  | Outdoor | Next to meter
NJADRE1558065901 | Administratively Determined Incentive Program | BRIDGETON | 8302 | 9.84 | Residential | Behind the Meter | Yes | Sunrun Installation Services, Inc. | AC Electric |  | Accepted | 2024-10-29 | 2024-11-18 | 2025-11-18 | Solar Panels | Hanwha Q-Cells | Q.PEAK DUO BLK ML-G10+ 410 |  | 0.41 | 24 | 347 | 13 |  | Fixed | Roof
NJADRE1558065922 | Administratively Determined Incentive Program | WEST WINDSOR | 8550 | 15.66 | Residential | Behind the Meter | No | NJ Solar Power, LLC | PSE&G |  | Accepted | 2024-10-29 | 2024-11-18 | 2025-11-18 | Solar Panels | Hanwha | Q.TRON BLK M-G2+ 435 |  | 0.435 | 5 | 196 | 26 |  | Fixed | Roof | Roof 3
NJADRE1558065922 | Administratively Determined Incentive Program | WEST WINDSOR | 8550 | 15.66 | Residential | Behind the Meter | No | NJ Solar Power, LLC | PSE&G |  | Accepted | 2024-10-29 | 2024-11-18 | 2025-11-18 | Inverters | Enphase | IQ8M-72-2-US | 15660 |  | 36 |  |  | 0.97 |  | Outside
NJADRE1558065922 | Administratively Determined Incentive Program | WEST WINDSOR | 8550 | 15.66 | Residential | Behind the Meter | No | NJ Solar Power, LLC | PSE&G |  | Accepted | 2024-10-29 | 2024-11-18 | 2025-11-18 | Solar Panels | Hanwha | Q.TRON BLK M-G2+ 435 |  | 0.435 | 26 | 286 | 26 |  | Fixed | Roof | Roof 1
NJADRE1558065922 | Administratively Determined Incentive Program | WEST WINDSOR | 8550 | 15.66 | Residential | Behind the Meter | No | NJ Solar Power, LLC | PSE&G |  | Accepted | 2024-10-29 | 2024-11-18 | 2025-11-18 | Solar Panels | Hanwha | Q.TRON BLK M-G2+ 435 |  | 0.435 | 5 | 286 | 26 |  | Fixed | Roof | Roof 2
NJADRE1558065998 | Administratively Determined Incentive Program | Franklinville | 8322 | 6.97 | Residential | Behind the Meter | Yes | Freedom Forever New Jersey, LLC | AC Electric |  | Accepted | 2024-10-30 | 2024-11-18 | 2025-11-18 | Inverters | Solar Edge | USE5700H-USMNBL75 | 5700 |  | 1 |  |  | 0.99 |  | Outdoor
NJADRE1558065998 | Administratively Determined Incentive Program | Franklinville | 8322 | 6.97 | Residential | Behind the Meter | Yes | Freedom Forever New Jersey, LLC | AC Electric |  | Accepted | 2024-10-30 | 2024-11-18 | 2025-11-18 | Solar Panels | Hanwha | Q.PEAK DUO BLK ML-G10+ 410 |  | 0.41 | 17 | 119 | 24 |  | Fixed | Roof
NJADRE1558069840 | Administratively Determined Incentive Program | MULLICA HILL | 8062 | 9.02 | Residential | Behind the Meter | No | Trinity Solar, LLC | AC Electric |  | Accepted | 2024-10-30 | 2024-11-18 | 2025-11-18 | Electric Storage Battery | Tesla | Powerwall 3 (1707000-xx-y) |  |  | 2 |  |  |  | Lithium Ion |  | outdoor
NJADRE1558069840 | Administratively Determined Incentive Program | MULLICA HILL | 8062 | 9.02 | Residential | Behind the Meter | No | Trinity Solar, LLC | AC Electric |  | Accepted | 2024-10-30 | 2024-11-18 | 2025-11-18 | Solar Panels | HANWHA | Q.PEAK DUO BLK ML-G10+ 410 |  | 0.41 | 19 | 183 | 30 |  | Fixed | Roof
NJADRE1558069840 | Administratively Determined Incentive Program | MULLICA HILL | 8062 | 9.02 | Residential | Behind the Meter | No | Trinity Solar, LLC | AC Electric |  | Accepted | 2024-10-30 | 2024-11-18 | 2025-11-18 | Inverters | Tesla | Powerwall 3 (1707000-xx-y) | 11500 |  | 2 |  |  | 0.97 |  | Outdoor
NJADRE1558069840 | Administratively Determined Incentive Program | MULLICA HILL | 8062 | 9.02 | Residential | Behind the Meter | No | Trinity Solar, LLC | AC Electric |  | Accepted | 2024-10-30 | 2024-11-18 | 2025-11-18 | Solar Panels | HANWHA | Q.PEAK DUO BLK ML-G10+ 410 |  | 0.41 | 3 | 93 | 40 |  | Fixed | Roof
NJADRE1558069880 | Administratively Determined Incentive Program | Montville | 7045 | 2.58 | Residential | Behind the Meter | No | SmartRoof LLC | JCP&L |  | Accepted | 2024-10-30 | 2024-11-18 | 2025-11-18 | Inverters | delta | delta m4 tl us | 4 |  | 1 |  |  | 0.98 |  | Outside
NJADRE1558069880 | Administratively Determined Incentive Program | Montville | 7045 | 2.58 | Residential | Behind the Meter | No | SmartRoof LLC | JCP&L |  | Accepted | 2024-10-30 | 2024-11-18 | 2025-11-18 | Solar Panels | gaf | TLS1 |  | 0.046 | 16 | 300 | 34 |  | Fixed | Roof
NJADRE1558069880 | Administratively Determined Incentive Program | Montville | 7045 | 2.58 | Residential | Behind the Meter | No | SmartRoof LLC | JCP&L |  | Accepted | 2024-10-30 | 2024-11-18 | 2025-11-18 | Solar Panels | gaf | TLS1 |  | 0.046 | 40 | 210 | 35 |  | Fixed | Roof
NJADRE1558069932 | Administratively Determined Incentive Program | SOUTH PLAINFIELD BORO | 7080 | 7.38 | Residential | Behind the Meter | Yes | Sunrun Installation Services, Inc. | PSE&G |  | Accepted | 2024-10-30 | 2024-11-18 | 2025-11-18 | Inverters | SolarEdge Technologies | SE5700H-USMN | 5760 |  | 1 |  |  | 0.99 |  | Outdoor | Next to meter
NJADRE1558069932 | Administratively Determined Incentive Program | SOUTH PLAINFIELD BORO | 7080 | 7.38 | Residential | Behind the Meter | Yes | Sunrun Installation Services, Inc. | PSE&G |  | Accepted | 2024-10-30 | 2024-11-18 | 2025-11-18 | Solar Panels | Hanwha Q-Cells | Q.PEAK DUO BLK ML-G10+ 410 |  | 0.41 | 8 | 179 | 22 |  | Fixed | Roof
NJADRE1558069932 | Administratively Determined Incentive Program | SOUTH PLAINFIELD BORO | 7080 | 7.38 | Residential | Behind the Meter | Yes | Sunrun Installation Services, Inc. | PSE&G |  | Accepted | 2024-10-30 | 2024-11-18 | 2025-11-18 | Solar Panels | Hanwha Q-Cells | Q.PEAK DUO BLK ML-G10+ 410 |  | 0.41 | 10 | 359 | 23 |  | Fixed | Roof
NJADRE1558069932 | Administratively Determined Incentive Program | SOUTH PLAINFIELD BORO | 7080 | 7.38 | Residential | Behind the Meter | Yes | Sunrun Installation Services, Inc. | PSE&G |  | Accepted | 2024-10-30 | 2024-11-18 | 2025-11-18 | Meters | SOLAREDGE TECHNOLOGIES | SE5700H-USMN |  |  | 1 |  |  |  | Yes | Outdoor
NJADRE1558069989 | Administratively Determined Incentive Program | UNION TWP UNI | 7083 | 2.87 | Residential | Behind the Meter | Yes | Sunrun Installation Services, Inc. | PSE&G |  | Accepted | 2024-10-30 | 2024-11-18 | 2025-11-18 | Inverters | GROWATT NEW ENERGY TECHNOLOGY CO LTD | MIN 3800TL-XH-US | 3800 |  | 1 |  |  | 0.98 |  | Outdoor
NJADRE1558069989 | Administratively Determined Incentive Program | UNION TWP UNI | 7083 | 2.87 | Residential | Behind the Meter | Yes | Sunrun Installation Services, Inc. | PSE&G |  | Accepted | 2024-10-30 | 2024-11-18 | 2025-11-18 | Solar Panels | HANWHA Q-CELLS | Q.PEAK DUO BLK ML-G10+ 410 |  | 0.41 | 7 | 306 | 21 |  | Fixed | Roof
NJADRE1558070008 | Administratively Determined Incentive Program | Ewing Twp | 8618 | 8.2 | Residential | Behind the Meter | Yes | Sunrun Installation Services, Inc. | PSE&G |  | Accepted | 2024-10-30 | 2024-11-19 | 2025-11-19 | Electric Storage Battery | Tesla | Powerwall 3 1707000-xx-y |  |  | 1 |  |  |  | Lithium Ion |  | OUTSIDE
NJADRE1558070008 | Administratively Determined Incentive Program | Ewing Twp | 8618 | 8.2 | Residential | Behind the Meter | Yes | Sunrun Installation Services, Inc. | PSE&G |  | Accepted | 2024-10-30 | 2024-11-19 | 2025-11-19 | Solar Panels | Hanwha Q Cells | Q.PEAK DUO BLK ML-G10+ 410 |  | 0.41 | 20 | 235 | 23 |  | Fixed | Roof
NJADRE1558070008 | Administratively Determined Incentive Program | Ewing Twp | 8618 | 8.2 | Residential | Behind the Meter | Yes | Sunrun Installation Services, Inc. | PSE&G |  | Accepted | 2024-10-30 | 2024-11-19 | 2025-11-19 | Inverters | Tesla | Powerwall 3 1707000-xx-y | 11500 |  | 1 |  |  | 0.97 |  | Outdoor
NJADRE1558070086 | Administratively Determined Incentive Program | Englishtown | 7726 | 13.12 | Residential | Behind the Meter | Yes | Sunrun Installation Services, Inc. | JCP&L |  | Accepted | 2024-10-30 | 2024-11-18 | 2025-11-18 | Solar Panels | Hanwha Q Cells | Q.PEAK DUO BLK ML-G10+ 410 |  | 0.41 | 9 | 329 | 33 |  | Fixed | Roof
NJADRE1558070086 | Administratively Determined Incentive Program | Englishtown | 7726 | 13.12 | Residential | Behind the Meter | Yes | Sunrun Installation Services, Inc. | JCP&L |  | Accepted | 2024-10-30 | 2024-11-18 | 2025-11-18 | Solar Panels | Hanwha Q Cells | Q.PEAK DUO BLK ML-G10+ 410 |  | 0.41 | 7 | 239 | 33 |  | Fixed | Roof
NJADRE1558070086 | Administratively Determined Incentive Program | Englishtown | 7726 | 13.12 | Residential | Behind the Meter | Yes | Sunrun Installation Services, Inc. | JCP&L |  | Accepted | 2024-10-30 | 2024-11-18 | 2025-11-18 | Inverters | SolarEdge Technologies | SE10000H-USMN | 10000 |  | 1 |  |  | 0.99 |  | Outdoor
NJADRE1558070086 | Administratively Determined Incentive Program | Englishtown | 7726 | 13.12 | Residential | Behind the Meter | Yes | Sunrun Installation Services, Inc. | JCP&L |  | Accepted | 2024-10-30 | 2024-11-18 | 2025-11-18 | Solar Panels | Hanwha Q Cells | Q.PEAK DUO BLK ML-G10+ 410 |  | 0.41 | 3 | 239 | 30 |  | Fixed | Roof
NJADRE1558070086 | Administratively Determined Incentive Program | Englishtown | 7726 | 13.12 | Residential | Behind the Meter | Yes | Sunrun Installation Services, Inc. | JCP&L |  | Accepted | 2024-10-30 | 2024-11-18 | 2025-11-18 | Solar Panels | Hanwha Q Cells | Q.PEAK DUO BLK ML-G10+ 410 |  | 0.41 | 11 | 148 | 33 |  | Fixed | Roof
NJADRE1558070086 | Administratively Determined Incentive Program | Englishtown | 7726 | 13.12 | Residential | Behind the Meter | Yes | Sunrun Installation Services, Inc. | JCP&L |  | Accepted | 2024-10-30 | 2024-11-18 | 2025-11-18 | Solar Panels | Hanwha Q Cells | Q.PEAK DUO BLK ML-G10+ 410 |  | 0.41 | 2 | 150 | 30 |  | Fixed | Roof
NJADRE1558070118 | Administratively Determined Incentive Program | FRANKLIN TWP SOMERSET | 8873 | 9.84 | Residential | Behind the Meter | No | Arma Renovations LLC DBA Arma Group | PSE&G |  | Accepted | 2024-11-05 | 2024-11-27 | 2025-11-27 | Solar Panels | Hanwha | qcells 410 |  | 0.41 | 14 | 129 | 25 |  | Fixed | Roof
NJADRE1558070118 | Administratively Determined Incentive Program | FRANKLIN TWP SOMERSET | 8873 | 9.84 | Residential | Behind the Meter | No | Arma Renovations LLC DBA Arma Group | PSE&G |  | Accepted | 2024-11-05 | 2024-11-27 | 2025-11-27 | Inverters | Enphase | IQ8PLUS | 290 |  | 24 |  |  | 0.98 |  | Outdoor
NJADRE1558070118 | Administratively Determined Incentive Program | FRANKLIN TWP SOMERSET | 8873 | 9.84 | Residential | Behind the Meter | No | Arma Renovations LLC DBA Arma Group | PSE&G |  | Accepted | 2024-11-05 | 2024-11-27 | 2025-11-27 | Solar Panels | Hanwha | qcells 410 |  | 0.41 | 10 | 219 | 25 |  | Fixed | Roof
NJADRE1558070144 | Administratively Determined Incentive Program | FREEHOLD | 7728 | 6.15 | Residential | Behind the Meter | Yes | Sunrun Installation Services, Inc. | JCP&L |  | Accepted | 2024-10-30 | 2024-11-18 | 2025-11-18 | Electric Storage Battery | TESLA | POWERWALL 3 1707000-XX-Y |  |  | 1 |  |  |  | Lithium Ion |  | Outside
NJADRE1558070144 | Administratively Determined Incentive Program | FREEHOLD | 7728 | 6.15 | Residential | Behind the Meter | Yes | Sunrun Installation Services, Inc. | JCP&L |  | Accepted | 2024-10-30 | 2024-11-18 | 2025-11-18 | Inverters | TESLA | POWERWALL 3 1707000-XX-Y | 11500 |  | 1 |  |  | 0.97 |  | Outdoor
NJADRE1558070144 | Administratively Determined Incentive Program | FREEHOLD | 7728 | 6.15 | Residential | Behind the Meter | Yes | Sunrun Installation Services, Inc. | JCP&L |  | Accepted | 2024-10-30 | 2024-11-18 | 2025-11-18 | Solar Panels | HANWHA Q-CELLS | Q.PEAK DUO BLK ML-G10+ 410 |  | 0.41 | 15 | 197 | 37 |  | Fixed | Roof
NJADRE1558070152 | Administratively Determined Incentive Program | Paterson | 7502 | 6.02 | Residential | Behind the Meter | Yes | Freedom Forever New Jersey, LLC | PSE&G |  | Accepted | 2024-10-30 | 2024-11-18 | 2025-11-18 | Inverters | Solar Edge | USE5700H-USMNBL75 | 5700 |  | 1 |  |  | 0.99 |  | Outside
NJADRE1558070152 | Administratively Determined Incentive Program | Paterson | 7502 | 6.02 | Residential | Behind the Meter | Yes | Freedom Forever New Jersey, LLC | PSE&G |  | Accepted | 2024-10-30 | 2024-11-18 | 2025-11-18 | Solar Panels | Silfab | SIL-430QD |  | 0.43 | 7 | 139 | 35 |  | Fixed | Roof
NJADRE1558070152 | Administratively Determined Incentive Program | Paterson | 7502 | 6.02 | Residential | Behind the Meter | Yes | Freedom Forever New Jersey, LLC | PSE&G |  | Accepted | 2024-10-30 | 2024-11-18 | 2025-11-18 | Solar Panels | Silfab | SIL-430QD |  | 0.43 | 7 | 319 | 35 |  | Fixed | Roof
NJADRE1558070865 | Administratively Determined Incentive Program | MAYWOOD | 7607 | 4.51 | Residential | Behind the Meter | Yes | Trinity Solar, LLC | PSE&G |  | Accepted | 2024-10-30 | 2024-11-18 | 2025-11-18 | Inverters | Solar Edge | USE3800H-USMNBL75 | 3800 |  | 1 |  |  | 0.97 |  | Outside
NJADRE1558070865 | Administratively Determined Incentive Program | MAYWOOD | 7607 | 4.51 | Residential | Behind the Meter | Yes | Trinity Solar, LLC | PSE&G |  | Accepted | 2024-10-30 | 2024-11-18 | 2025-11-18 | Solar Panels | HANWHA | Q.PEAK DUO BLK ML-G10+ 410 |  | 0.41 | 11 | 218 | 23 |  | Fixed | Roof
NJADRE1558070902 | Administratively Determined Incentive Program | Rumson | 7760 | 4.1 | Residential | Behind the Meter | Yes | Trinity Solar, LLC | JCP&L |  | Accepted | 2024-10-30 | 2024-11-19 | 2025-11-19 | Inverters | Solar Edge | SE3800H-US | 3800 |  | 1 |  |  | 0.97 |  | Outside
NJADRE1558070902 | Administratively Determined Incentive Program | Rumson | 7760 | 4.1 | Residential | Behind the Meter | Yes | Trinity Solar, LLC | JCP&L |  | Accepted | 2024-10-30 | 2024-11-19 | 2025-11-19 | Solar Panels | HANWHA | HANWHA 410 (Q.PEAK DUO BLK ML-G10+ 410) |  | 0.41 | 10 | 150 | 37 |  | Fixed | Roof
NJADRE1558070921 | Administratively Determined Incentive Program | PLAINSBORO | 8536 | 13.12 | Residential | Behind the Meter | Yes | Pro Custom Solar dba Momentum Solar | PSE&G |  | Accepted | 2024-10-30 | 2024-11-18 | 2025-11-18 | Solar Panels | HANWHA | Q.PEAK DUO BLK ML-G10+ 410 |  | 0.41 | 11 | 90 | 33 |  | Fixed | Roof
NJADRE1558070921 | Administratively Determined Incentive Program | PLAINSBORO | 8536 | 13.12 | Residential | Behind the Meter | Yes | Pro Custom Solar dba Momentum Solar | PSE&G |  | Accepted | 2024-10-30 | 2024-11-18 | 2025-11-18 | Inverters | Enphase | IQ8MC-72-M-US | 320 |  | 32 |  |  | 0.97 |  | Outdoor
NJADRE1558070921 | Administratively Determined Incentive Program | PLAINSBORO | 8536 | 13.12 | Residential | Behind the Meter | Yes | Pro Custom Solar dba Momentum Solar | PSE&G |  | Accepted | 2024-10-30 | 2024-11-18 | 2025-11-18 | Solar Panels | HANWHA | Q.PEAK DUO BLK ML-G10+ 410 |  | 0.41 | 18 | 270 | 32 |  | Fixed | Roof
NJADRE1558070921 | Administratively Determined Incentive Program | PLAINSBORO | 8536 | 13.12 | Residential | Behind the Meter | Yes | Pro Custom Solar dba Momentum Solar | PSE&G |  | Accepted | 2024-10-30 | 2024-11-18 | 2025-11-18 | Solar Panels | HANWHA | Q.PEAK DUO BLK ML-G10+ 410 |  | 0.41 | 3 | 89 | 31 |  | Fixed | Roof
NJADRE1558070957 | Administratively Determined Incentive Program | NEWARK | 7107 | 5.33 | Residential | Behind the Meter | Yes | Pro Custom Solar dba Momentum Solar | PSE&G |  | Accepted | 2024-10-30 | 2024-11-18 | 2025-11-18 | Solar Panels | Hanwha | Q.PEAK DUO BLK ML-G10+410 |  | 0.41 | 13 | 201 | 4 |  | Fixed | Roof
NJADRE1558070957 | Administratively Determined Incentive Program | NEWARK | 7107 | 5.33 | Residential | Behind the Meter | Yes | Pro Custom Solar dba Momentum Solar | PSE&G |  | Accepted | 2024-10-30 | 2024-11-18 | 2025-11-18 | Inverters | Enphase | IQ8PLUS-72-2-US | 290 |  | 13 |  |  | 0.97 |  | Outdoor
NJADRE1558071018 | Administratively Determined Incentive Program | Oakhurst | 7755 | 8.61 | Residential | Behind the Meter | Yes | Trinity Solar, LLC | JCP&L |  | Accepted | 2024-10-30 | 2024-11-19 | 2025-11-19 | Solar Panels | Hanwha | HANWHA 410 (Q.PEAK DUO BLK ML-G10+ 410) |  | 0.41 | 4 | 78 | 23 |  | Fixed | Roof
NJADRE1558071018 | Administratively Determined Incentive Program | Oakhurst | 7755 | 8.61 | Residential | Behind the Meter | Yes | Trinity Solar, LLC | JCP&L |  | Accepted | 2024-10-30 | 2024-11-19 | 2025-11-19 | Solar Panels | Hanwha | HANWHA 410 (Q.PEAK DUO BLK ML-G10+ 410) |  | 0.41 | 5 | 168 | 23 |  | Fixed | Roof
NJADRE1558071018 | Administratively Determined Incentive Program | Oakhurst | 7755 | 8.61 | Residential | Behind the Meter | Yes | Trinity Solar, LLC | JCP&L |  | Accepted | 2024-10-30 | 2024-11-19 | 2025-11-19 | Solar Panels | Hanwha | HANWHA 410 (Q.PEAK DUO BLK ML-G10+ 410) |  | 0.41 | 12 | 78 | 23 |  | Fixed | Roof
NJADRE1558071018 | Administratively Determined Incentive Program | Oakhurst | 7755 | 8.61 | Residential | Behind the Meter | Yes | Trinity Solar, LLC | JCP&L |  | Accepted | 2024-10-30 | 2024-11-19 | 2025-11-19 | Inverters | Solar Edge | SE7600H-US | 7600 |  | 1 |  |  | 0.97 |  | Outdoor
NJADRE1558071128 | Administratively Determined Incentive Program | Paterson | 7502 | 4.1 | Residential | Behind the Meter | Yes | Trinity Solar, LLC | PSE&G |  | Accepted | 2024-10-30 | 2024-11-18 | 2025-11-18 | Solar Panels | HANWHA | (Q.PEAK DUO BLK ML-G10+ 410) |  | 0.41 | 10 | 230 | 16 |  | Fixed | Roof
NJADRE1558071128 | Administratively Determined Incentive Program | Paterson | 7502 | 4.1 | Residential | Behind the Meter | Yes | Trinity Solar, LLC | PSE&G |  | Accepted | 2024-10-30 | 2024-11-18 | 2025-11-18 | Inverters | Tesla | TESLA 3.8kW (1538000-XX-Y) | 3800 |  | 1 |  |  | 0.97 |  | Outdoor
NJADRE1558071150 | Administratively Determined Incentive Program | BLAIRSTOWN | 7825 | 6.56 | Residential | Behind the Meter | Yes | Trinity Solar, LLC | JCP&L |  | Accepted | 2024-10-30 | 2024-11-19 | 2025-11-19 | Solar Panels | HANWHA | HANWHA 410 (Q.PEAK DUO BLK ML-G10+ 410) |  | 0.41 | 16 | 144 | 32 |  | Fixed | Roof
NJADRE1558071150 | Administratively Determined Incentive Program | BLAIRSTOWN | 7825 | 6.56 | Residential | Behind the Meter | Yes | Trinity Solar, LLC | JCP&L |  | Accepted | 2024-10-30 | 2024-11-19 | 2025-11-19 | Inverters | Solar Edge | SE6000H-US | 6000 |  | 1 |  |  | 0.97 |  | Outside
NJADRE1558071391 | Administratively Determined Incentive Program | Paterson | 7502 | 3.69 | Residential | Behind the Meter | Yes | Trinity Solar, LLC | PSE&G |  | Accepted | 2024-10-30 | 2024-11-18 | 2025-11-18 | Inverters | Tesla | TESLA 3.8kW (1538000-XX-Y) | 3800 |  | 1 |  |  | 0.97 |  | Outdoor
NJADRE1558071391 | Administratively Determined Incentive Program | Paterson | 7502 | 3.69 | Residential | Behind the Meter | Yes | Trinity Solar, LLC | PSE&G |  | Accepted | 2024-10-30 | 2024-11-18 | 2025-11-18 | Solar Panels | HANWHA | (Q.PEAK DUO BLK ML-G10+ 410) |  | 0.41 | 9 | 230 | 34 |  | Fixed | Roof
NJADRE1558071432 | Administratively Determined Incentive Program | Paterson | 7502 | 2.87 | Residential | Behind the Meter | Yes | Trinity Solar, LLC | PSE&G |  | Accepted | 2024-10-30 | 2024-11-18 | 2025-11-18 | Solar Panels | HANWHA | (Q.PEAK DUO BLK ML-G10+ 410) |  | 0.41 | 7 | 230 | 16 |  | Fixed | Roof
NJADRE1558071432 | Administratively Determined Incentive Program | Paterson | 7502 | 2.87 | Residential | Behind the Meter | Yes | Trinity Solar, LLC | PSE&G |  | Accepted | 2024-10-30 | 2024-11-18 | 2025-11-18 | Inverters | Tesla | TESLA 3.8kW (1538000-XX-Y) | 3800 |  | 1 |  |  | 0.97 |  | Outdoor
NJADRE1558071442 | Administratively Determined Incentive Program | Neptune | 7753 | 19.13 | Residential | Behind the Meter | Yes | Whitman Construction, LLC | JCP&L |  | Accepted | 2024-10-31 | 2024-11-19 | 2025-11-19 | Solar Panels | TRINA SOLAR | TSM-425NE09R.05 |  | 0.425 | 11 | 102 | 38 |  | Fixed | Roof
NJADRE1558071442 | Administratively Determined Incentive Program | Neptune | 7753 | 19.13 | Residential | Behind the Meter | Yes | Whitman Construction, LLC | JCP&L |  | Accepted | 2024-10-31 | 2024-11-19 | 2025-11-19 | Solar Panels | TRINA SOLAR | TSM-425NE09R.05 |  | 0.425 | 12 | 282 | 38 |  | Fixed | Roof
NJADRE1558071442 | Administratively Determined Incentive Program | Neptune | 7753 | 19.13 | Residential | Behind the Meter | Yes | Whitman Construction, LLC | JCP&L |  | Accepted | 2024-10-31 | 2024-11-19 | 2025-11-19 | Solar Panels | TRINA SOLAR | TSM-425NE09R.05 |  | 0.425 | 9 | 102 | 25 |  | Fixed | Roof
NJADRE1558071442 | Administratively Determined Incentive Program | Neptune | 7753 | 19.13 | Residential | Behind the Meter | Yes | Whitman Construction, LLC | JCP&L |  | Accepted | 2024-10-31 | 2024-11-19 | 2025-11-19 | Inverters | Enphase | IQ8PLUS-72-2-US | 290 |  | 45 |  |  | 0.975 |  | Outdoor
NJADRE1558071442 | Administratively Determined Incentive Program | Neptune | 7753 | 19.13 | Residential | Behind the Meter | Yes | Whitman Construction, LLC | JCP&L |  | Accepted | 2024-10-31 | 2024-11-19 | 2025-11-19 | Solar Panels | TRINA SOLAR | TSM-425NE09R.05 |  | 0.425 | 13 | 282 | 25 |  | Fixed | Roof
NJADRE1558071504 | Administratively Determined Incentive Program | PRINCETON | 8540 | 3.28 | Residential | Behind the Meter | Yes | Freedom Forever New Jersey, LLC | PSE&G |  | Accepted | 2024-10-30 | 2024-11-20 | 2025-11-20 | Solar Panels | Hanwha | Q.PEAK DUO BLK ML-G10+ 410 |  | 0.41 | 3 | 156 | 49 |  | Fixed | Roof
NJADRE1558071504 | Administratively Determined Incentive Program | PRINCETON | 8540 | 3.28 | Residential | Behind the Meter | Yes | Freedom Forever New Jersey, LLC | PSE&G |  | Accepted | 2024-10-30 | 2024-11-20 | 2025-11-20 | Solar Panels | Hanwha | Q.PEAK DUO BLK ML-G10+ 410 |  | 0.41 | 5 | 246 | 49 |  | Fixed | Roof
NJADRE1558071504 | Administratively Determined Incentive Program | PRINCETON | 8540 | 3.28 | Residential | Behind the Meter | Yes | Freedom Forever New Jersey, LLC | PSE&G |  | Accepted | 2024-10-30 | 2024-11-20 | 2025-11-20 | Inverters | Solar Edge | USE3800H-USMNBL75 | 3800 |  | 1 |  |  | 0.99 |  | Outside
NJADRE1558071543 | Administratively Determined Incentive Program | Iselin | 8830 | 10.66 | Residential | Behind the Meter | Yes | Pro Custom Solar dba Momentum Solar | PSE&G |  | Accepted | 2024-10-30 | 2024-11-18 | 2025-11-18 | Solar Panels | HANWHA | Q.PEAK DUO BLK ML-G10+ 410 |  | 0.41 | 9 | 63 | 38 |  | Fixed | Roof
NJADRE1558071543 | Administratively Determined Incentive Program | Iselin | 8830 | 10.66 | Residential | Behind the Meter | Yes | Pro Custom Solar dba Momentum Solar | PSE&G |  | Accepted | 2024-10-30 | 2024-11-18 | 2025-11-18 | Solar Panels | HANWHA | Q.PEAK DUO BLK ML-G10+ 410 |  | 0.41 | 11 | 243 | 38 |  | Fixed | Roof
NJADRE1558071543 | Administratively Determined Incentive Program | Iselin | 8830 | 10.66 | Residential | Behind the Meter | Yes | Pro Custom Solar dba Momentum Solar | PSE&G |  | Accepted | 2024-10-30 | 2024-11-18 | 2025-11-18 | Solar Panels | HANWHA | Q.PEAK DUO BLK ML-G10+ 410 |  | 0.41 | 6 | 63 | 40 |  | Fixed | Roof
NJADRE1558071543 | Administratively Determined Incentive Program | Iselin | 8830 | 10.66 | Residential | Behind the Meter | Yes | Pro Custom Solar dba Momentum Solar | PSE&G |  | Accepted | 2024-10-30 | 2024-11-18 | 2025-11-18 | Inverters | Enphase | IQ8PLUS-72-2-US | 290 |  | 26 |  |  | 0.97 |  | Outdoor
NJADRE1558071548 | Administratively Determined Incentive Program | VOORHEES | 8043 | 21.18 | Residential | Behind the Meter | Yes | Brilliant Installations, Inc. | AC Electric |  | Accepted | 2024-11-29 | 2024-12-16 | 2025-12-16 | Solar Panels | JINKO SOLAR | JKM385M-6RL3-B |  | 0.385 | 7 | 279 | 18 |  | Fixed | Roof
NJADRE1558071548 | Administratively Determined Incentive Program | VOORHEES | 8043 | 21.18 | Residential | Behind the Meter | Yes | Brilliant Installations, Inc. | AC Electric |  | Accepted | 2024-11-29 | 2024-12-16 | 2025-12-16 | Solar Panels | JINKO SOLAR | JKM385M-6RL3-B |  | 0.385 | 5 | 9 | 18 |  | Fixed | Roof
NJADRE1558071548 | Administratively Determined Incentive Program | VOORHEES | 8043 | 21.18 | Residential | Behind the Meter | Yes | Brilliant Installations, Inc. | AC Electric |  | Accepted | 2024-11-29 | 2024-12-16 | 2025-12-16 | Solar Panels | JINKO SOLAR | JKM385M-6RL3-B |  | 0.385 | 2 | 8 | 18 |  | Fixed | Roof
NJADRE1558071548 | Administratively Determined Incentive Program | VOORHEES | 8043 | 21.18 | Residential | Behind the Meter | Yes | Brilliant Installations, Inc. | AC Electric |  | Accepted | 2024-11-29 | 2024-12-16 | 2025-12-16 | Solar Panels | JINKO SOLAR | JKM385M-6RL3-B |  | 0.385 | 6 | 279 | 18 |  | Fixed | Roof
NJADRE1558071548 | Administratively Determined Incentive Program | VOORHEES | 8043 | 21.18 | Residential | Behind the Meter | Yes | Brilliant Installations, Inc. | AC Electric |  | Accepted | 2024-11-29 | 2024-12-16 | 2025-12-16 | Solar Panels | JINKO SOLAR | JKM385M-6RL3-B |  | 0.385 | 6 | 279 | 18 |  | Fixed | Roof
NJADRE1558071548 | Administratively Determined Incentive Program | VOORHEES | 8043 | 21.18 | Residential | Behind the Meter | Yes | Brilliant Installations, Inc. | AC Electric |  | Accepted | 2024-11-29 | 2024-12-16 | 2025-12-16 | Solar Panels | JINKO SOLAR | JKM385M-6RL3-B |  | 0.385 | 14 | 188 | 18 |  | Fixed | Roof
NJADRE1558071548 | Administratively Determined Incentive Program | VOORHEES | 8043 | 21.18 | Residential | Behind the Meter | Yes | Brilliant Installations, Inc. | AC Electric |  | Accepted | 2024-11-29 | 2024-12-16 | 2025-12-16 | Inverters | SolarEdge Technologies Inc. | USE10000H-USMNBL75 (Domestic) | 10000 |  | 1 |  |  | 0.97 |  | Outdoor
NJADRE1558071548 | Administratively Determined Incentive Program | VOORHEES | 8043 | 21.18 | Residential | Behind the Meter | Yes | Brilliant Installations, Inc. | AC Electric |  | Accepted | 2024-11-29 | 2024-12-16 | 2025-12-16 | Solar Panels | JINKO SOLAR | JKM385M-6RL3-B |  | 0.385 | 8 | 99 | 18 |  | Fixed | Roof
NJADRE1558071548 | Administratively Determined Incentive Program | VOORHEES | 8043 | 21.18 | Residential | Behind the Meter | Yes | Brilliant Installations, Inc. | AC Electric |  | Accepted | 2024-11-29 | 2024-12-16 | 2025-12-16 | Solar Panels | JINKO SOLAR | JKM385M-6RL3-B |  | 0.385 | 7 | 99 | 18 |  | Fixed | Roof
NJADRE1558071696 | Administratively Determined Incentive Program | Roselle Park Boro | 7204 | 4.92 | Residential | Behind the Meter | Yes | Sunrun Installation Services, Inc. | PSE&G |  | Accepted | 2024-10-30 | 2024-11-18 | 2025-11-18 | Solar Panels | Hanwha Q Cells | Q.PEAK DUO BLK ML-G10+ 410 |  | 0.41 | 3 | 81 | 20 |  | Fixed | Roof
NJADRE1558071696 | Administratively Determined Incentive Program | Roselle Park Boro | 7204 | 4.92 | Residential | Behind the Meter | Yes | Sunrun Installation Services, Inc. | PSE&G |  | Accepted | 2024-10-30 | 2024-11-18 | 2025-11-18 | Inverters | SolarEdge Technologies | SE3800H-USMN | 3800 |  | 1 |  |  | 0.99 |  | Outdoor
NJADRE1558071696 | Administratively Determined Incentive Program | Roselle Park Boro | 7204 | 4.92 | Residential | Behind the Meter | Yes | Sunrun Installation Services, Inc. | PSE&G |  | Accepted | 2024-10-30 | 2024-11-18 | 2025-11-18 | Solar Panels | Hanwha Q Cells | Q.PEAK DUO BLK ML-G10+ 410 |  | 0.41 | 9 | 81 | 36 |  | Fixed | Roof
NJADRE1558074976 | Administratively Determined Incentive Program | PATERSON | 7513 | 7.98 | Residential | Behind the Meter | No | Infinity Solar Systems, LLC | PSE&G |  | Accepted | 2024-10-31 | 2024-11-18 | 2025-11-18 | Inverters | Enphase | IQ8M-72-M-US | 325 |  | 19 |  |  | 0.97 |  | Outdoor
NJADRE1558074976 | Administratively Determined Incentive Program | PATERSON | 7513 | 7.98 | Residential | Behind the Meter | No | Infinity Solar Systems, LLC | PSE&G |  | Accepted | 2024-10-31 | 2024-11-18 | 2025-11-18 | Solar Panels | SEG SOLAR | SEG-420-BTD-BG |  | 0.42 | 11 | 279 | 29 |  | Fixed | Roof
NJADRE1558074976 | Administratively Determined Incentive Program | PATERSON | 7513 | 7.98 | Residential | Behind the Meter | No | Infinity Solar Systems, LLC | PSE&G |  | Accepted | 2024-10-31 | 2024-11-18 | 2025-11-18 | Solar Panels | SEG SOLAR | SEG-420-BTD-BG |  | 0.42 | 8 | 99 | 29 |  | Fixed | Roof
NJADRE1558074988 | Administratively Determined Incentive Program | PISCATAWAY TWP | 8854 | 9.02 | Residential | Behind the Meter | Yes | Sunrun Installation Services, Inc. | PSE&G |  | Accepted | 2024-10-31 | 2024-11-19 | 2025-11-19 | Inverters | SolarEdge Technologies | SE7600H-USMN | 7600 |  | 1 |  |  | 0.99 |  | Outdoor
NJADRE1558074988 | Administratively Determined Incentive Program | PISCATAWAY TWP | 8854 | 9.02 | Residential | Behind the Meter | Yes | Sunrun Installation Services, Inc. | PSE&G |  | Accepted | 2024-10-31 | 2024-11-19 | 2025-11-19 | Solar Panels | Hanwha Q Cells | Q.PEAK DUO BLK ML-G10+ 410 |  | 0.41 | 9 | 261 | 8 |  | Fixed | Roof
NJADRE1558074988 | Administratively Determined Incentive Program | PISCATAWAY TWP | 8854 | 9.02 | Residential | Behind the Meter | Yes | Sunrun Installation Services, Inc. | PSE&G |  | Accepted | 2024-10-31 | 2024-11-19 | 2025-11-19 | Solar Panels | Hanwha Q Cells | Q.PEAK DUO BLK ML-G10+ 410 |  | 0.41 | 8 | 171 | 23 |  | Fixed | Roof
NJADRE1558074988 | Administratively Determined Incentive Program | PISCATAWAY TWP | 8854 | 9.02 | Residential | Behind the Meter | Yes | Sunrun Installation Services, Inc. | PSE&G |  | Accepted | 2024-10-31 | 2024-11-19 | 2025-11-19 | Solar Panels | Hanwha Q Cells | Q.PEAK DUO BLK ML-G10+ 410 |  | 0.41 | 5 | 351 | 23 |  | Fixed | Roof
NJADRE1558075074 | Administratively Determined Incentive Program | Irvington | 7111 | 4.92 | Residential | Behind the Meter | Yes | Trinity Solar, LLC | PSE&G |  | Accepted | 2024-10-31 | 2024-11-18 | 2025-11-18 | Electric Storage Battery | Tesla | Tesla Powerwall 3 |  |  | 2 |  |  |  | Lithium Ion |  | outside
NJADRE1558075074 | Administratively Determined Incentive Program | Irvington | 7111 | 4.92 | Residential | Behind the Meter | Yes | Trinity Solar, LLC | PSE&G |  | Accepted | 2024-10-31 | 2024-11-18 | 2025-11-18 | Solar Panels | Hanwha | HANWHA 410 (Q.PEAK DUO BLK ML-G10+ 410) |  | 0.41 | 7 | 101 | 28 |  | Fixed | Roof
NJADRE1558075074 | Administratively Determined Incentive Program | Irvington | 7111 | 4.92 | Residential | Behind the Meter | Yes | Trinity Solar, LLC | PSE&G |  | Accepted | 2024-10-31 | 2024-11-18 | 2025-11-18 | Solar Panels | Hanwha | HANWHA 410 (Q.PEAK DUO BLK ML-G10+ 410) |  | 0.41 | 5 | 191 | 28 |  | Fixed | Roof
NJADRE1558075074 | Administratively Determined Incentive Program | Irvington | 7111 | 4.92 | Residential | Behind the Meter | Yes | Trinity Solar, LLC | PSE&G |  | Accepted | 2024-10-31 | 2024-11-18 | 2025-11-18 | Inverters | Tesla | Tesla Powerwall 3 | 11500 |  | 2 |  |  | 0.97 |  | Outdoor
NJADRE1558075149 | Administratively Determined Incentive Program | Newark | 7105 | 4.51 | Residential | Behind the Meter | Yes | Pro Custom Solar dba Momentum Solar | PSE&G |  | Accepted | 2024-10-31 | 2024-11-19 | 2025-11-19 | Solar Panels | Hanwha | Q.PEAK DUO BLK ML-G10+410 |  | 0.41 | 11 | 285 | 5 |  | Fixed | Roof
NJADRE1558075149 | Administratively Determined Incentive Program | Newark | 7105 | 4.51 | Residential | Behind the Meter | Yes | Pro Custom Solar dba Momentum Solar | PSE&G |  | Accepted | 2024-10-31 | 2024-11-19 | 2025-11-19 | Inverters | Enphase | IQ8PLUS-72-2-US | 290 |  | 11 |  |  | 0.97 |  | Outdoor
NJADRE1558075162 | Administratively Determined Incentive Program | FRANKLINVILLE | 8322 | 7.38 | Residential | Behind the Meter | Yes | Trinity Solar, LLC | AC Electric |  | Accepted | 2024-10-31 | 2024-11-19 | 2025-11-19 | Inverters | Tesla | Powerwall 3 (1707000-xx-y) | 11500 |  | 2 |  |  | 0.97 |  | Outdoor
NJADRE1558075162 | Administratively Determined Incentive Program | FRANKLINVILLE | 8322 | 7.38 | Residential | Behind the Meter | Yes | Trinity Solar, LLC | AC Electric |  | Accepted | 2024-10-31 | 2024-11-19 | 2025-11-19 | Solar Panels | HANWHA | Q.PEAK DUO BLK ML-G10+ 410 |  | 0.41 | 6 | 79 | 18 |  | Fixed | Roof
NJADRE1558075162 | Administratively Determined Incentive Program | FRANKLINVILLE | 8322 | 7.38 | Residential | Behind the Meter | Yes | Trinity Solar, LLC | AC Electric |  | Accepted | 2024-10-31 | 2024-11-19 | 2025-11-19 | Solar Panels | HANWHA | Q.PEAK DUO BLK ML-G10+ 410 |  | 0.41 | 3 | 169 | 27 |  | Fixed | Roof
NJADRE1558075162 | Administratively Determined Incentive Program | FRANKLINVILLE | 8322 | 7.38 | Residential | Behind the Meter | Yes | Trinity Solar, LLC | AC Electric |  | Accepted | 2024-10-31 | 2024-11-19 | 2025-11-19 | Solar Panels | HANWHA | Q.PEAK DUO BLK ML-G10+ 410 |  | 0.41 | 9 | 259 | 17 |  | Fixed | Roof
NJADRE1558075162 | Administratively Determined Incentive Program | FRANKLINVILLE | 8322 | 7.38 | Residential | Behind the Meter | Yes | Trinity Solar, LLC | AC Electric |  | Accepted | 2024-10-31 | 2024-11-19 | 2025-11-19 | Electric Storage Battery | Tesla | Powerwall 3 (1707000-xx-y) |  |  | 2 |  |  |  | Lithium Ion |  | outdoor
NJADRE1558075173 | Administratively Determined Incentive Program | Hamilton | 8619 | 9.43 | Residential | Behind the Meter | Yes | Trinity Solar, LLC | PSE&G |  | Accepted | 2024-10-31 | 2024-11-19 | 2025-11-19 | Solar Panels | HANWHA | Q.PEAK DUO BLK ML-G10+ 410 |  | 0.41 | 6 | 110 | 25 |  | Fixed | Roof
NJADRE1558075173 | Administratively Determined Incentive Program | Hamilton | 8619 | 9.43 | Residential | Behind the Meter | Yes | Trinity Solar, LLC | PSE&G |  | Accepted | 2024-10-31 | 2024-11-19 | 2025-11-19 | Solar Panels | HANWHA | Q.PEAK DUO BLK ML-G10+ 410 |  | 0.41 | 2 | 200 | 25 |  | Fixed | Roof
NJADRE1558075173 | Administratively Determined Incentive Program | Hamilton | 8619 | 9.43 | Residential | Behind the Meter | Yes | Trinity Solar, LLC | PSE&G |  | Accepted | 2024-10-31 | 2024-11-19 | 2025-11-19 | Solar Panels | HANWHA | Q.PEAK DUO BLK ML-G10+ 410 |  | 0.41 | 8 | 287 | 27 |  | Fixed | Roof
NJADRE1558075173 | Administratively Determined Incentive Program | Hamilton | 8619 | 9.43 | Residential | Behind the Meter | Yes | Trinity Solar, LLC | PSE&G |  | Accepted | 2024-10-31 | 2024-11-19 | 2025-11-19 | Solar Panels | HANWHA | Q.PEAK DUO BLK ML-G10+ 410 |  | 0.41 | 7 | 20 | 13 |  | Fixed | Roof
NJADRE1558075173 | Administratively Determined Incentive Program | Hamilton | 8619 | 9.43 | Residential | Behind the Meter | Yes | Trinity Solar, LLC | PSE&G |  | Accepted | 2024-10-31 | 2024-11-19 | 2025-11-19 | Inverters | Solar Edge | SE7600H-US | 7600 |  | 1 |  |  | 0.986 |  | Outdoor
NJADRE1558075186 | Administratively Determined Incentive Program | Newark | 7105 | 4.1 | Residential | Behind the Meter | Yes | Pro Custom Solar dba Momentum Solar | PSE&G |  | Accepted | 2024-10-31 | 2024-11-19 | 2025-11-19 | Inverters | Enphase | IQ8PLUS-72-2-US | 290 |  | 10 |  |  | 0.97 |  | Outdoor
NJADRE1558075186 | Administratively Determined Incentive Program | Newark | 7105 | 4.1 | Residential | Behind the Meter | Yes | Pro Custom Solar dba Momentum Solar | PSE&G |  | Accepted | 2024-10-31 | 2024-11-19 | 2025-11-19 | Solar Panels | Hanwha | Q.PEAK DUO BLK ML-G10+410 |  | 0.41 | 10 | 285 | 5 |  | Fixed | Roof
NJADRE1558075206 | Administratively Determined Incentive Program | Edison | 8820 | 13.12 | Residential | Behind the Meter | No | Tesla Energy Operations, Inc. | PSE&G |  | Accepted | 2024-10-31 | 2024-11-19 | 2025-11-19 | Electric Storage Battery | Tesla | Powerwall 3 |  |  | 1 |  |  |  | Lithium Ion |  | OUTSIDE
NJADRE1558075206 | Administratively Determined Incentive Program | Edison | 8820 | 13.12 | Residential | Behind the Meter | No | Tesla Energy Operations, Inc. | PSE&G |  | Accepted | 2024-10-31 | 2024-11-19 | 2025-11-19 | Solar Panels | Hanwha | Q.PEAK DUO BLK ML-G10.a+/TS 410 |  | 0.41 | 2 | 83 | 30 |  | Fixed | Roof
NJADRE1558075206 | Administratively Determined Incentive Program | Edison | 8820 | 13.12 | Residential | Behind the Meter | No | Tesla Energy Operations, Inc. | PSE&G |  | Accepted | 2024-10-31 | 2024-11-19 | 2025-11-19 | Solar Panels | Hanwha | Q.PEAK DUO BLK ML-G10.a+/TS 410 |  | 0.41 | 24 | 263 | 18 |  | Fixed | Roof
NJADRE1558075206 | Administratively Determined Incentive Program | Edison | 8820 | 13.12 | Residential | Behind the Meter | No | Tesla Energy Operations, Inc. | PSE&G |  | Accepted | 2024-10-31 | 2024-11-19 | 2025-11-19 | Inverters | Tesla | 1707000-XX-Y | 11500 |  | 1 |  |  | 0.98 |  | Outside
NJADRE1558075206 | Administratively Determined Incentive Program | Edison | 8820 | 13.12 | Residential | Behind the Meter | No | Tesla Energy Operations, Inc. | PSE&G |  | Accepted | 2024-10-31 | 2024-11-19 | 2025-11-19 | Solar Panels | Hanwha | Q.PEAK DUO BLK ML-G10.a+/TS 410 |  | 0.41 | 6 | 83 | 30 |  | Fixed | Roof
NJADRE1558075213 | Administratively Determined Incentive Program | Tuckerton | 8087 | 14.76 | Residential | Behind the Meter | Yes | EMT Renewables, LLC | AC Electric |  | Accepted | 2024-10-31 | 2024-11-19 | 2025-11-19 | Solar Panels | TRINA | TSM-NE09RC.05 |  | 0.41 | 3 | 246 | 6 |  | Fixed | Roof
NJADRE1558075213 | Administratively Determined Incentive Program | Tuckerton | 8087 | 14.76 | Residential | Behind the Meter | Yes | EMT Renewables, LLC | AC Electric |  | Accepted | 2024-10-31 | 2024-11-19 | 2025-11-19 | Solar Panels | TRINA | TSM-NE09RC.05 |  | 0.41 | 16 | 246 | 16 |  | Fixed | Roof
NJADRE1558075213 | Administratively Determined Incentive Program | Tuckerton | 8087 | 14.76 | Residential | Behind the Meter | Yes | EMT Renewables, LLC | AC Electric |  | Accepted | 2024-10-31 | 2024-11-19 | 2025-11-19 | Solar Panels | ENPHASE | TSM-NE09RC.05 |  | 0.41 | 17 | 66 | 16 |  | Fixed | Roof
NJADRE1558075213 | Administratively Determined Incentive Program | Tuckerton | 8087 | 14.76 | Residential | Behind the Meter | Yes | EMT Renewables, LLC | AC Electric |  | Accepted | 2024-10-31 | 2024-11-19 | 2025-11-19 | Inverters | ENPHASE | IQ8+ | 290 |  | 36 |  |  | 0.98 |  | Other | UNDER EACH PANEL
NJADRE1558075241 | Administratively Determined Incentive Program | Montclair | 7042 | 6.97 | Residential | Behind the Meter | Yes | Sunrun Installation Services, Inc. | PSE&G |  | Accepted | 2024-10-31 | 2024-11-19 | 2025-11-19 | Inverters | SolarEdge Technologies | SE7600H-USMN | 7600 |  | 1 |  |  | 0.99 |  | Outdoor
NJADRE1558075241 | Administratively Determined Incentive Program | Montclair | 7042 | 6.97 | Residential | Behind the Meter | Yes | Sunrun Installation Services, Inc. | PSE&G |  | Accepted | 2024-10-31 | 2024-11-19 | 2025-11-19 | Solar Panels | Hanwha Q Cells | Q.PEAK DUO BLK ML-G10+ 410 |  | 0.41 | 8 | 192 | 20 |  | Fixed | Roof
NJADRE1558075241 | Administratively Determined Incentive Program | Montclair | 7042 | 6.97 | Residential | Behind the Meter | Yes | Sunrun Installation Services, Inc. | PSE&G |  | Accepted | 2024-10-31 | 2024-11-19 | 2025-11-19 | Solar Panels | Hanwha Q Cells | Q.PEAK DUO BLK ML-G10+ 410 |  | 0.41 | 3 | 191 | 33 |  | Fixed | Roof
NJADRE1558075241 | Administratively Determined Incentive Program | Montclair | 7042 | 6.97 | Residential | Behind the Meter | Yes | Sunrun Installation Services, Inc. | PSE&G |  | Accepted | 2024-10-31 | 2024-11-19 | 2025-11-19 | Solar Panels | Hanwha Q Cells | Q.PEAK DUO BLK ML-G10+ 410 |  | 0.41 | 6 | 13 | 33 |  | Fixed | Roof
NJADRE1558075256 | Administratively Determined Incentive Program | Buena | 8341 | 11.89 | Residential | Behind the Meter | Yes | Whitman Construction, LLC | AC Electric |  | Accepted | 2024-11-04 | 2024-11-20 | 2025-11-20 | Solar Panels | TRINA SOLAR | TSM-410NE09RC.05 |  | 0.41 | 12 | 183 | 28 |  | Fixed | Roof
NJADRE1558075256 | Administratively Determined Incentive Program | Buena | 8341 | 11.89 | Residential | Behind the Meter | Yes | Whitman Construction, LLC | AC Electric |  | Accepted | 2024-11-04 | 2024-11-20 | 2025-11-20 | Solar Panels | TRINA SOLAR | TSM-410NE09RC.05 |  | 0.41 | 6 | 93 | 33 |  | Fixed | Roof
NJADRE1558075256 | Administratively Determined Incentive Program | Buena | 8341 | 11.89 | Residential | Behind the Meter | Yes | Whitman Construction, LLC | AC Electric |  | Accepted | 2024-11-04 | 2024-11-20 | 2025-11-20 | Inverters | Enphase | IQ8PLUS-72-2-US | 290 |  | 29 |  |  | 0.975 |  | Outdoor
NJADRE1558075256 | Administratively Determined Incentive Program | Buena | 8341 | 11.89 | Residential | Behind the Meter | Yes | Whitman Construction, LLC | AC Electric |  | Accepted | 2024-11-04 | 2024-11-20 | 2025-11-20 | Solar Panels | TRINA SOLAR | TSM-410NE09RC.05 |  | 0.41 | 11 | 183 | 26 |  | Fixed | Roof
NJADRE1558075556 | Administratively Determined Incentive Program | MONROE TOWNSHIP | 8831 | 6.38 | Residential | Behind the Meter | Yes | Brilliant Installations, Inc. | JCP&L |  | Accepted | 2024-10-31 | 2024-11-19 | 2025-11-19 | Solar Panels | JINKO SOLAR | JKM425N-54HL-4-B |  | 0.425 | 9 | 172 | 18 |  | Fixed | Roof
NJADRE1558075556 | Administratively Determined Incentive Program | MONROE TOWNSHIP | 8831 | 6.38 | Residential | Behind the Meter | Yes | Brilliant Installations, Inc. | JCP&L |  | Accepted | 2024-10-31 | 2024-11-19 | 2025-11-19 | Inverters | SolarEdge Technologies Inc. | USE10000H-USMNUBL75 (Domestic) | 10000 |  | 1 |  |  | 0.97 |  | Outdoor
NJADRE1558075556 | Administratively Determined Incentive Program | MONROE TOWNSHIP | 8831 | 6.38 | Residential | Behind the Meter | Yes | Brilliant Installations, Inc. | JCP&L |  | Accepted | 2024-10-31 | 2024-11-19 | 2025-11-19 | Solar Panels | JINKO SOLAR | JKM425N-54HL-4-B |  | 0.425 | 6 | 172 | 18 |  | Fixed | Roof
NJADRE1558075711 | Administratively Determined Incentive Program | East Orange | 7017 | 10.25 | Residential | Behind the Meter | Yes | Sunrun Installation Services, Inc. | PSE&G |  | Accepted | 2024-10-31 | 2024-11-19 | 2025-11-19 | Solar Panels | Hanwha Q-Cells | Q.PEAK DUO BLK ML-G10+ 410 |  | 0.41 | 10 | 217 | 44 |  | Fixed | Roof
NJADRE1558075711 | Administratively Determined Incentive Program | East Orange | 7017 | 10.25 | Residential | Behind the Meter | Yes | Sunrun Installation Services, Inc. | PSE&G |  | Accepted | 2024-10-31 | 2024-11-19 | 2025-11-19 | Solar Panels | Hanwha Q-Cells | Q.PEAK DUO BLK ML-G10+ 410 |  | 0.41 | 15 | 127 | 28 |  | Fixed | Roof
NJADRE1558075711 | Administratively Determined Incentive Program | East Orange | 7017 | 10.25 | Residential | Behind the Meter | Yes | Sunrun Installation Services, Inc. | PSE&G |  | Accepted | 2024-10-31 | 2024-11-19 | 2025-11-19 | Inverters | SolarEdge Technologies | SE7600H-USMN | 7600 |  | 1 |  |  | 0.99 |  | Outdoor | Next to meter
NJADRE1558075770 | Administratively Determined Incentive Program | SEASIDE HEIGHTS | 8751 | 15.73 | Residential | Behind the Meter | Yes | Brilliant Installations, Inc. | JCP&L |  | Accepted | 2024-10-31 | 2024-11-19 | 2025-11-19 | Inverters | SolarEdge Technologies Inc. | USE11400H-USMNUBL75 (Domestic) | 11400 |  | 1 |  |  | 0.97 |  | Outside
NJADRE1558075770 | Administratively Determined Incentive Program | SEASIDE HEIGHTS | 8751 | 15.73 | Residential | Behind the Meter | Yes | Brilliant Installations, Inc. | JCP&L |  | Accepted | 2024-10-31 | 2024-11-19 | 2025-11-19 | Solar Panels | JINKO SOLAR | JKM425N-54HL-4-B |  | 0.425 | 4 | 187 | 9 |  | Fixed | Roof
NJADRE1558075770 | Administratively Determined Incentive Program | SEASIDE HEIGHTS | 8751 | 15.73 | Residential | Behind the Meter | Yes | Brilliant Installations, Inc. | JCP&L |  | Accepted | 2024-10-31 | 2024-11-19 | 2025-11-19 | Solar Panels | JINKO SOLAR | JKM425N-54HL-4-B |  | 0.425 | 8 | 7 | 23 |  | Fixed | Roof
NJADRE1558075770 | Administratively Determined Incentive Program | SEASIDE HEIGHTS | 8751 | 15.73 | Residential | Behind the Meter | Yes | Brilliant Installations, Inc. | JCP&L |  | Accepted | 2024-10-31 | 2024-11-19 | 2025-11-19 | Solar Panels | JINKO SOLAR | JKM425N-54HL-4-B |  | 0.425 | 4 | 97 | 6 |  | Fixed | Roof
NJADRE1558075770 | Administratively Determined Incentive Program | SEASIDE HEIGHTS | 8751 | 15.73 | Residential | Behind the Meter | Yes | Brilliant Installations, Inc. | JCP&L |  | Accepted | 2024-10-31 | 2024-11-19 | 2025-11-19 | Solar Panels | JINKO SOLAR | JKM425N-54HL-4-B |  | 0.425 | 6 | 187 | 23 |  | Fixed | Roof
NJADRE1558075770 | Administratively Determined Incentive Program | SEASIDE HEIGHTS | 8751 | 15.73 | Residential | Behind the Meter | Yes | Brilliant Installations, Inc. | JCP&L |  | Accepted | 2024-10-31 | 2024-11-19 | 2025-11-19 | Solar Panels | JINKO SOLAR | JKM425N-54HL-4-B |  | 0.425 | 8 | 97 | 22 |  | Fixed | Roof
NJADRE1558075770 | Administratively Determined Incentive Program | SEASIDE HEIGHTS | 8751 | 15.73 | Residential | Behind the Meter | Yes | Brilliant Installations, Inc. | JCP&L |  | Accepted | 2024-10-31 | 2024-11-19 | 2025-11-19 | Solar Panels | JINKO SOLAR | JKM425N-54HL-4-B |  | 0.425 | 7 | 277 | 22 |  | Fixed | Roof
NJADRE1558076154 | Administratively Determined Incentive Program | Clementon | 8021 | 11.48 | Residential | Behind the Meter | Yes | Trinity Solar, LLC | AC Electric |  | Accepted | 2024-10-31 | 2024-11-19 | 2025-11-19 | Solar Panels | Hanwha | HANWHA 410 (Q.PEAK DUO BLK ML-G10+ 410) |  | 0.41 | 12 | 139 | 23 |  | Fixed | Roof
NJADRE1558076154 | Administratively Determined Incentive Program | Clementon | 8021 | 11.48 | Residential | Behind the Meter | Yes | Trinity Solar, LLC | AC Electric |  | Accepted | 2024-10-31 | 2024-11-19 | 2025-11-19 | Solar Panels | Hanwha | HANWHA 410 (Q.PEAK DUO BLK ML-G10+ 410) |  | 0.41 | 16 | 319 | 23 |  | Fixed | Roof
NJADRE1558076384 | Administratively Determined Incentive Program | BURLINGTON | 8016 | 6 | Residential | Behind the Meter | Yes | Venture Home Solar, LLC | PSE&G |  | Accepted | 2024-10-31 | 2024-11-26 | 2025-11-26 | Inverters | EnPhase | IQ8PLUS-72-2-US (240V) | 300 |  | 15 |  |  | 0.96667 |  | Outside
NJADRE1558076384 | Administratively Determined Incentive Program | BURLINGTON | 8016 | 6 | Residential | Behind the Meter | Yes | Venture Home Solar, LLC | PSE&G |  | Accepted | 2024-10-31 | 2024-11-26 | 2025-11-26 | Solar Panels | Hanwha | Q.PEAK DUO BLK ML-G10+ 400W / t |  | 0.4 | 3 | 51 | 12 |  | Fixed | Roof
NJADRE1558076384 | Administratively Determined Incentive Program | BURLINGTON | 8016 | 6 | Residential | Behind the Meter | Yes | Venture Home Solar, LLC | PSE&G |  | Accepted | 2024-10-31 | 2024-11-26 | 2025-11-26 | Solar Panels | Hanwha | Q.PEAK DUO BLK ML-G10+ 400W / t |  | 0.4 | 5 | 175 | 39 |  | Fixed | Roof
NJADRE1558076384 | Administratively Determined Incentive Program | BURLINGTON | 8016 | 6 | Residential | Behind the Meter | Yes | Venture Home Solar, LLC | PSE&G |  | Accepted | 2024-10-31 | 2024-11-26 | 2025-11-26 | Solar Panels | Hanwha | Q.PEAK DUO BLK ML-G10+ 400W / t |  | 0.4 | 4 | 265 | 15 |  | Fixed | Roof
NJADRE1558076384 | Administratively Determined Incentive Program | BURLINGTON | 8016 | 6 | Residential | Behind the Meter | Yes | Venture Home Solar, LLC | PSE&G |  | Accepted | 2024-10-31 | 2024-11-26 | 2025-11-26 | Solar Panels | Hanwha | Q.PEAK DUO BLK ML-G10+ 400W / t |  | 0.4 | 3 | 300 | 12 |  | Fixed | Roof
NJADRE1558076397 | Administratively Determined Incentive Program | TOWNSHIP OF WASHINGTON | 7676 | 10.66 | Residential | Behind the Meter | Yes | Pro Custom Solar dba Momentum Solar | PSE&G |  | Accepted | 2024-10-31 | 2024-11-19 | 2025-11-19 | Inverters | ENPHASE | IQ8PLUS-72-2-US | 290 |  | 26 |  |  | 0.97 |  | Outside
NJADRE1558076397 | Administratively Determined Incentive Program | TOWNSHIP OF WASHINGTON | 7676 | 10.66 | Residential | Behind the Meter | Yes | Pro Custom Solar dba Momentum Solar | PSE&G |  | Accepted | 2024-10-31 | 2024-11-19 | 2025-11-19 | Solar Panels | hanwha | q.peak duo blk ml-g10+410 |  | 0.41 | 26 | 109 | 22 |  | Fixed | Roof
NJADRE1558076411 | Administratively Determined Incentive Program | SALEM | 8079 | 5.1 | Residential | Behind the Meter | No | Team Sunshine Construction, LLC | AC Electric |  | Accepted | 2024-11-04 | 2024-11-26 | 2025-11-26 | Inverters | ENPHASE | IQ8M-72-2-US | 325 |  | 12 |  |  | 0 |  | Outdoor
NJADRE1558076411 | Administratively Determined Incentive Program | SALEM | 8079 | 5.1 | Residential | Behind the Meter | No | Team Sunshine Construction, LLC | AC Electric |  | Accepted | 2024-11-04 | 2024-11-26 | 2025-11-26 | Solar Panels | JINKO SOLAR | JKM425N-54HL4-B |  | 0.425 | 12 | 258 | 41 |  | Fixed | Roof
NJADRE1558076430 | Administratively Determined Incentive Program | FREEHOLD | 7728 | 11.89 | Residential | Behind the Meter | Yes | Sunrun Installation Services, Inc. | JCP&L |  | Accepted | 2024-10-31 | 2024-11-19 | 2025-11-19 | Electric Storage Battery | Tesla | Powerwall 3 1707000-xx-y |  |  | 1 |  |  |  | Lithium Ion |  | OUTSIDE
NJADRE1558076430 | Administratively Determined Incentive Program | FREEHOLD | 7728 | 11.89 | Residential | Behind the Meter | Yes | Sunrun Installation Services, Inc. | JCP&L |  | Accepted | 2024-10-31 | 2024-11-19 | 2025-11-19 | Inverters | Tesla | Powerwall 3 1707000-xx-y | 11500 |  | 1 |  |  | 0.97 |  | Outdoor
NJADRE1558076430 | Administratively Determined Incentive Program | FREEHOLD | 7728 | 11.89 | Residential | Behind the Meter | Yes | Sunrun Installation Services, Inc. | JCP&L |  | Accepted | 2024-10-31 | 2024-11-19 | 2025-11-19 | Solar Panels | Hanwha Q Cells | Q.PEAK DUO BLK ML-G10+ 410 |  | 0.41 | 8 | 231 | 30 |  | Fixed | Roof
NJADRE1558076430 | Administratively Determined Incentive Program | FREEHOLD | 7728 | 11.89 | Residential | Behind the Meter | Yes | Sunrun Installation Services, Inc. | JCP&L |  | Accepted | 2024-10-31 | 2024-11-19 | 2025-11-19 | Solar Panels | Hanwha Q Cells | Q.PEAK DUO BLK ML-G10+ 410 |  | 0.41 | 21 | 232 | 31 |  | Fixed | Roof
NJADRE1558076487 | Administratively Determined Incentive Program | HILLSBOROUGH | 8844 | 11.48 | Residential | Behind the Meter | No | Over the Top Solar Solutions, LLC | PSE&G |  | Accepted | 2024-11-01 | 2024-11-21 | 2025-11-21 | Solar Panels | Hanwha | Qcell |  | 0.41 | 11 | 130 | 40 |  | Fixed | Roof
NJADRE1558076487 | Administratively Determined Incentive Program | HILLSBOROUGH | 8844 | 11.48 | Residential | Behind the Meter | No | Over the Top Solar Solutions, LLC | PSE&G |  | Accepted | 2024-11-01 | 2024-11-21 | 2025-11-21 | Solar Panels | Hanwha | Qcell |  | 0.41 | 17 | 130 | 40 |  | Fixed | Roof
NJADRE1558076487 | Administratively Determined Incentive Program | HILLSBOROUGH | 8844 | 11.48 | Residential | Behind the Meter | No | Over the Top Solar Solutions, LLC | PSE&G |  | Accepted | 2024-11-01 | 2024-11-21 | 2025-11-21 | Inverters | Enphase | IQ8A | 349 |  | 28 |  |  | 0.985 |  | Outside
NJADRE1558076487 | Administratively Determined Incentive Program | HILLSBOROUGH | 8844 | 11.48 | Residential | Behind the Meter | No | Over the Top Solar Solutions, LLC | PSE&G |  | Accepted | 2024-11-01 | 2024-11-21 | 2025-11-21 | Meters | Enphase | X-IQ-AM1-240-4 |  |  | 1 |  |  |  | Yes | Outdoor
NJADRE1558079582 | Administratively Determined Incentive Program | TRENTON | 8610 | 4.92 | Residential | Behind the Meter | Yes | EMT Renewables, LLC | PSE&G |  | Accepted | 2024-11-01 | 2024-11-19 | 2025-11-19 | Inverters | ENPHASE | IQ8+ | 290 |  | 12 |  |  | 0.98 |  | Other | UNDER EACH PANEL
NJADRE1558079582 | Administratively Determined Incentive Program | TRENTON | 8610 | 4.92 | Residential | Behind the Meter | Yes | EMT Renewables, LLC | PSE&G |  | Accepted | 2024-11-01 | 2024-11-19 | 2025-11-19 | Solar Panels | TRINA | TSM-NE09RC.05 |  | 0.41 | 2 | 28 | 35 |  | Fixed | Roof
NJADRE1558079582 | Administratively Determined Incentive Program | TRENTON | 8610 | 4.92 | Residential | Behind the Meter | Yes | EMT Renewables, LLC | PSE&G |  | Accepted | 2024-11-01 | 2024-11-19 | 2025-11-19 | Solar Panels | TRINA | TSM-NE09RC.05 |  | 0.41 | 10 | 208 | 35 |  | Fixed | Roof
NJADRE1558079624 | Administratively Determined Incentive Program | SPARTA | 7871 | 11.48 | Residential | Behind the Meter | Yes | Trinity Solar, LLC | JCP&L |  | Accepted | 2024-11-01 | 2024-11-19 | 2025-11-19 | Solar Panels | HANWHA | (Q.PEAK DUO BLK ML-G10+ 410) |  | 0.41 | 4 | 265 | 40 |  | Fixed | Roof
NJADRE1558079624 | Administratively Determined Incentive Program | SPARTA | 7871 | 11.48 | Residential | Behind the Meter | Yes | Trinity Solar, LLC | JCP&L |  | Accepted | 2024-11-01 | 2024-11-19 | 2025-11-19 | Solar Panels | HANWHA | (Q.PEAK DUO BLK ML-G10+ 410) |  | 0.41 | 7 | 85 | 11 |  | Fixed | Roof
NJADRE1558079624 | Administratively Determined Incentive Program | SPARTA | 7871 | 11.48 | Residential | Behind the Meter | Yes | Trinity Solar, LLC | JCP&L |  | Accepted | 2024-11-01 | 2024-11-19 | 2025-11-19 | Inverters | Tesla | Powerwall 3 (1707000-xx-y) | 11500 |  | 2 |  |  | 0.97 |  | Outdoor
NJADRE1558079624 | Administratively Determined Incentive Program | SPARTA | 7871 | 11.48 | Residential | Behind the Meter | Yes | Trinity Solar, LLC | JCP&L |  | Accepted | 2024-11-01 | 2024-11-19 | 2025-11-19 | Solar Panels | HANWHA | (Q.PEAK DUO BLK ML-G10+ 410) |  | 0.41 | 11 | 175 | 40 |  | Fixed | Roof
NJADRE1558079624 | Administratively Determined Incentive Program | SPARTA | 7871 | 11.48 | Residential | Behind the Meter | Yes | Trinity Solar, LLC | JCP&L |  | Accepted | 2024-11-01 | 2024-11-19 | 2025-11-19 | Solar Panels | HANWHA | (Q.PEAK DUO BLK ML-G10+ 410) |  | 0.41 | 6 | 175 | 40 |  | Fixed | Roof
NJADRE1558079624 | Administratively Determined Incentive Program | SPARTA | 7871 | 11.48 | Residential | Behind the Meter | Yes | Trinity Solar, LLC | JCP&L |  | Accepted | 2024-11-01 | 2024-11-19 | 2025-11-19 | Electric Storage Battery | Tesla | Powerwall 3 (1707000-xx-y) |  |  | 2 |  |  |  | Lithium Ion |  | outdoor
NJADRE1558079669 | Administratively Determined Incentive Program | Hamilton Twp Mer | 8620 | 3.28 | Residential | Behind the Meter | Yes | Sunrun Installation Services, Inc. | PSE&G |  | Accepted | 2024-11-01 | 2024-11-19 | 2025-11-19 | Inverters | TESLA | POWERWALL 3 1707000-XX-Y | 11500 |  | 1 |  |  | 0.97 |  | Indoor
NJADRE1558079669 | Administratively Determined Incentive Program | Hamilton Twp Mer | 8620 | 3.28 | Residential | Behind the Meter | Yes | Sunrun Installation Services, Inc. | PSE&G |  | Accepted | 2024-11-01 | 2024-11-19 | 2025-11-19 | Solar Panels | Hanwha Q Cells | Q.PEAK DUO BLK ML-G10+ 410 |  | 0.41 | 8 | 28 | 23 |  | Fixed | Roof
NJADRE1558079669 | Administratively Determined Incentive Program | Hamilton Twp Mer | 8620 | 3.28 | Residential | Behind the Meter | Yes | Sunrun Installation Services, Inc. | PSE&G |  | Accepted | 2024-11-01 | 2024-11-19 | 2025-11-19 | Electric Storage Battery | TESLA | POWERWALL 3 1707000-XX-Y |  |  | 1 |  |  |  | Lithium Ion |  | Inside
NJADRE1558079681 | Administratively Determined Incentive Program | NEW MILFORD BORO | 7646 | 5.6 | Residential | Behind the Meter | Yes | PosiGen Developer, LLC | PSE&G |  | Accepted | 2024-11-01 | 2024-11-19 | 2025-11-19 | Solar Panels | SILFAB SOLAR | SIL-400 HC+ |  | 0.4 | 3 | 298 | 41 |  | Fixed | Roof
NJADRE1558079681 | Administratively Determined Incentive Program | NEW MILFORD BORO | 7646 | 5.6 | Residential | Behind the Meter | Yes | PosiGen Developer, LLC | PSE&G |  | Accepted | 2024-11-01 | 2024-11-19 | 2025-11-19 | Solar Panels | SILFAB SOLAR | SIL-400 HC+ |  | 0.4 | 2 | 118 | 34 |  | Fixed | Roof
NJADRE1558079681 | Administratively Determined Incentive Program | NEW MILFORD BORO | 7646 | 5.6 | Residential | Behind the Meter | Yes | PosiGen Developer, LLC | PSE&G |  | Accepted | 2024-11-01 | 2024-11-19 | 2025-11-19 | Solar Panels | SILFAB SOLAR | SIL-400 HC+ |  | 0.4 | 3 | 298 | 34 |  | Fixed | Roof
NJADRE1558079681 | Administratively Determined Incentive Program | NEW MILFORD BORO | 7646 | 5.6 | Residential | Behind the Meter | Yes | PosiGen Developer, LLC | PSE&G |  | Accepted | 2024-11-01 | 2024-11-19 | 2025-11-19 | Solar Panels | SILFAB SOLAR | SIL-400 HC+ |  | 0.4 | 2 | 208 | 34 |  | Fixed | Roof
NJADRE1558079681 | Administratively Determined Incentive Program | NEW MILFORD BORO | 7646 | 5.6 | Residential | Behind the Meter | Yes | PosiGen Developer, LLC | PSE&G |  | Accepted | 2024-11-01 | 2024-11-19 | 2025-11-19 | Inverters | SOLAREDGE | SE5700H-US | 5760 |  | 1 |  |  | 0.99 |  | Outdoor | Within ten feet of the meter
NJADRE1558079681 | Administratively Determined Incentive Program | NEW MILFORD BORO | 7646 | 5.6 | Residential | Behind the Meter | Yes | PosiGen Developer, LLC | PSE&G |  | Accepted | 2024-11-01 | 2024-11-19 | 2025-11-19 | Solar Panels | SILFAB SOLAR | SIL-400 HC+ |  | 0.4 | 4 | 118 | 34 |  | Fixed | Roof
NJADRE1558079692 | Administratively Determined Incentive Program | Little Egg Harbor Twp | 8087 | 2.05 | Residential | Behind the Meter | Yes | Trinity Solar, LLC | AC Electric |  | Accepted | 2024-11-01 | 2024-11-19 | 2025-11-19 | Solar Panels | Hanwha | HANWHA 410 (Q.PEAK DUO BLK ML-G10+ 410) |  | 0.41 | 3 | 57 | 33 |  | Fixed | Roof
NJADRE1558079692 | Administratively Determined Incentive Program | Little Egg Harbor Twp | 8087 | 2.05 | Residential | Behind the Meter | Yes | Trinity Solar, LLC | AC Electric |  | Accepted | 2024-11-01 | 2024-11-19 | 2025-11-19 | Solar Panels | Hanwha | HANWHA 410 (Q.PEAK DUO BLK ML-G10+ 410) |  | 0.41 | 2 | 237 | 33 |  | Fixed | Roof
NJADRE1558079692 | Administratively Determined Incentive Program | Little Egg Harbor Twp | 8087 | 2.05 | Residential | Behind the Meter | Yes | Trinity Solar, LLC | AC Electric |  | Accepted | 2024-11-01 | 2024-11-19 | 2025-11-19 | Inverters | Enphase | ENPHASE IQ8PLUS MICROINVERTERS (IQ8PLUS-72-2-US ) | 14500 |  | 5 |  |  | 0.29 |  | Outdoor
NJADRE1558079698 | Administratively Determined Incentive Program | Howell | 7731 | 9.84 | Residential | Behind the Meter | Yes | Trinity Solar, LLC | JCP&L |  | Accepted | 2024-11-01 | 2024-11-19 | 2025-11-19 | Solar Panels | HANWHA | (Q.PEAK DUO BLK ML-G10+ 410) |  | 0.41 | 12 | 201 | 18 |  | Fixed | Roof
NJADRE1558079698 | Administratively Determined Incentive Program | Howell | 7731 | 9.84 | Residential | Behind the Meter | Yes | Trinity Solar, LLC | JCP&L |  | Accepted | 2024-11-01 | 2024-11-19 | 2025-11-19 | Inverters | Tesla | Powerwall 3 (1707000-xx-y) | 11500 |  | 2 |  |  | 0.97 |  | Outdoor
NJADRE1558079698 | Administratively Determined Incentive Program | Howell | 7731 | 9.84 | Residential | Behind the Meter | Yes | Trinity Solar, LLC | JCP&L |  | Accepted | 2024-11-01 | 2024-11-19 | 2025-11-19 | Solar Panels | HANWHA | (Q.PEAK DUO BLK ML-G10+ 410) |  | 0.41 | 12 | 201 | 18 |  | Fixed | Roof
NJADRE1558079698 | Administratively Determined Incentive Program | Howell | 7731 | 9.84 | Residential | Behind the Meter | Yes | Trinity Solar, LLC | JCP&L |  | Accepted | 2024-11-01 | 2024-11-19 | 2025-11-19 | Electric Storage Battery | Tesla | Powerwall 3 (1707000-xx-y) |  |  | 2 |  |  |  | Lithium Ion |  | outdoor
NJADRE1558079700 | Administratively Determined Incentive Program | Hackettstown | 7840 | 7.79 | Residential | Behind the Meter | Yes | Pro Custom Solar dba Momentum Solar | JCP&L |  | Accepted | 2024-11-01 | 2024-11-20 | 2025-11-20 | Solar Panels | Hanwha | Q.PEAK DUO BLK ML-G10+410 |  | 0.41 | 6 | 320 | 29 |  | Fixed | Roof
NJADRE1558079700 | Administratively Determined Incentive Program | Hackettstown | 7840 | 7.79 | Residential | Behind the Meter | Yes | Pro Custom Solar dba Momentum Solar | JCP&L |  | Accepted | 2024-11-01 | 2024-11-20 | 2025-11-20 | Solar Panels | Hanwha | Q.PEAK DUO BLK ML-G10+410 |  | 0.41 | 6 | 49 | 29 |  | Fixed | Roof
NJADRE1558079700 | Administratively Determined Incentive Program | Hackettstown | 7840 | 7.79 | Residential | Behind the Meter | Yes | Pro Custom Solar dba Momentum Solar | JCP&L |  | Accepted | 2024-11-01 | 2024-11-20 | 2025-11-20 | Inverters | Enphase | IQ8PLUS-72-2-US | 320 |  | 19 |  |  | 0.97 |  | Outdoor
NJADRE1558079700 | Administratively Determined Incentive Program | Hackettstown | 7840 | 7.79 | Residential | Behind the Meter | Yes | Pro Custom Solar dba Momentum Solar | JCP&L |  | Accepted | 2024-11-01 | 2024-11-20 | 2025-11-20 | Solar Panels | Hanwha | Q.PEAK DUO BLK ML-G10+410 |  | 0.41 | 7 | 140 | 6 |  | Fixed | Roof
NJADRE1558079728 | Administratively Determined Incentive Program | Wood Ridge | 7075 | 7.06 | Residential | Behind the Meter | Yes | SunnyMac, LLC | AC Electric |  | Accepted | 2024-11-01 | 2024-11-19 | 2025-11-19 | Solar Panels | HANWHA | Q.PEAK DUO BLK ML-G10+ 415W |  | 0.415 | 2 | 145 | 45 |  | Fixed | Roof
NJADRE1558079728 | Administratively Determined Incentive Program | Wood Ridge | 7075 | 7.06 | Residential | Behind the Meter | Yes | SunnyMac, LLC | AC Electric |  | Accepted | 2024-11-01 | 2024-11-19 | 2025-11-19 | Inverters | SOLAREDGE HOME HUB | SE5700H-US | 5700 |  | 1 |  |  | 0.99 |  | Outdoor | next to meter
NJADRE1558079728 | Administratively Determined Incentive Program | Wood Ridge | 7075 | 7.06 | Residential | Behind the Meter | Yes | SunnyMac, LLC | AC Electric |  | Accepted | 2024-11-01 | 2024-11-19 | 2025-11-19 | Solar Panels | HANWHA | Q.PEAK DUO BLK ML-G10+ 415W |  | 0.415 | 10 | 215 | 31 |  | Fixed | Roof
NJADRE1558079728 | Administratively Determined Incentive Program | Wood Ridge | 7075 | 7.06 | Residential | Behind the Meter | Yes | SunnyMac, LLC | AC Electric |  | Accepted | 2024-11-01 | 2024-11-19 | 2025-11-19 | Solar Panels | HANWHA | Q.PEAK DUO BLK ML-G10+ 415W |  | 0.415 | 5 | 35 | 31 |  | Fixed | Roof
NJADRE1558079795 | Administratively Determined Incentive Program | FLEMINGTON | 8822 | 7.79 | Residential | Behind the Meter | Yes | Sunrun Installation Services, Inc. | JCP&L |  | Accepted | 2024-11-01 | 2024-11-19 | 2025-11-19 | Solar Panels | HANWHA Q-CELLS | Q.PEAK DUO BLK ML-G10+ 410 |  | 0.41 | 7 | 128 | 35 |  | Fixed | Roof
NJADRE1558079795 | Administratively Determined Incentive Program | FLEMINGTON | 8822 | 7.79 | Residential | Behind the Meter | Yes | Sunrun Installation Services, Inc. | JCP&L |  | Accepted | 2024-11-01 | 2024-11-19 | 2025-11-19 | Solar Panels | HANWHA Q-CELLS | Q.PEAK DUO BLK ML-G10+ 410 |  | 0.41 | 12 | 216 | 46 |  | Fixed | Roof
NJADRE1558079795 | Administratively Determined Incentive Program | FLEMINGTON | 8822 | 7.79 | Residential | Behind the Meter | Yes | Sunrun Installation Services, Inc. | JCP&L |  | Accepted | 2024-11-01 | 2024-11-19 | 2025-11-19 | Inverters | SOLAREDGE TECHNOLOGIES | SE5700H-USMN | 5760 |  | 1 |  |  | 0.99 |  | Outdoor
NJADRE1558080088 | Administratively Determined Incentive Program | Hillsborough Twp | 8844 | 11.07 | Residential | Behind the Meter | Yes | Sunrun Installation Services, Inc. | PSE&G |  | Accepted | 2024-11-01 | 2024-11-19 | 2025-11-19 | Inverters | SolarEdge Technologies | SE7600H-USMN | 7600 |  | 1 |  |  | 0.99 |  | Outdoor
NJADRE1558080088 | Administratively Determined Incentive Program | Hillsborough Twp | 8844 | 11.07 | Residential | Behind the Meter | Yes | Sunrun Installation Services, Inc. | PSE&G |  | Accepted | 2024-11-01 | 2024-11-19 | 2025-11-19 | Solar Panels | Hanwha Q Cells | Q.PEAK DUO BLK ML-G10+ 410 |  | 0.41 | 3 | 136 | 38 |  | Fixed | Roof
NJADRE1558080088 | Administratively Determined Incentive Program | Hillsborough Twp | 8844 | 11.07 | Residential | Behind the Meter | Yes | Sunrun Installation Services, Inc. | PSE&G |  | Accepted | 2024-11-01 | 2024-11-19 | 2025-11-19 | Solar Panels | Hanwha Q Cells | Q.PEAK DUO BLK ML-G10+ 410 |  | 0.41 | 8 | 226 | 16 |  | Fixed | Roof
NJADRE1558080088 | Administratively Determined Incentive Program | Hillsborough Twp | 8844 | 11.07 | Residential | Behind the Meter | Yes | Sunrun Installation Services, Inc. | PSE&G |  | Accepted | 2024-11-01 | 2024-11-19 | 2025-11-19 | Solar Panels | Hanwha Q Cells | Q.PEAK DUO BLK ML-G10+ 410 |  | 0.41 | 16 | 226 | 39 |  | Fixed | Roof
NJADRE1558082680 | Administratively Determined Incentive Program | Hackettstown | 7840 | 4.1 | Residential | Behind the Meter | Yes | Trinity Solar, LLC | JCP&L |  | Accepted | 2024-11-01 | 2024-11-19 | 2025-11-19 | Inverters | Solar Edge | SE5000H-US | 5000 |  | 1 |  |  | 0.986 |  | Outdoor
NJADRE1558082680 | Administratively Determined Incentive Program | Hackettstown | 7840 | 4.1 | Residential | Behind the Meter | Yes | Trinity Solar, LLC | JCP&L |  | Accepted | 2024-11-01 | 2024-11-19 | 2025-11-19 | Solar Panels | HANWHA | Q.PEAK DUO BLK ML-G10+ 410 |  | 0.41 | 10 | 220 | 18 |  | Fixed | Roof
NJADRE1558083373 | Administratively Determined Incentive Program | Toms River | 8753 | 6.56 | Residential | Behind the Meter | Yes | Sunrun Installation Services, Inc. | JCP&L |  | Accepted | 2024-11-01 | 2024-11-19 | 2025-11-19 | Inverters | TESLA | POWERWALL 3 1707000-XX-Y | 11500 |  | 1 |  |  | 0.97 |  | Outside
NJADRE1558083373 | Administratively Determined Incentive Program | Toms River | 8753 | 6.56 | Residential | Behind the Meter | Yes | Sunrun Installation Services, Inc. | JCP&L |  | Accepted | 2024-11-01 | 2024-11-19 | 2025-11-19 | Solar Panels | Hanwha Q Cells | Q.PEAK DUO BLK ML-G10+ 410 |  | 0.41 | 16 | 346 | 20 |  | Fixed | Roof
NJADRE1558083373 | Administratively Determined Incentive Program | Toms River | 8753 | 6.56 | Residential | Behind the Meter | Yes | Sunrun Installation Services, Inc. | JCP&L |  | Accepted | 2024-11-01 | 2024-11-19 | 2025-11-19 | Electric Storage Battery | TESLA | POWERWALL 3 1707000-XX-Y |  |  | 1 |  |  |  | Lithium Ion |  | Outside
NJADRE1558083713 | Administratively Determined Incentive Program | TABERNACLE | 8088 | 18.04 | Residential | Behind the Meter | Yes | Pro Custom Solar dba Momentum Solar | AC Electric |  | Accepted | 2024-11-01 | 2024-11-20 | 2025-11-20 | Solar Panels | Hanwha | Q.PEAK DUO BLK ML-G10+410 |  | 0.41 | 20 | 273 | 17 |  | Fixed | Roof
NJADRE1558083713 | Administratively Determined Incentive Program | TABERNACLE | 8088 | 18.04 | Residential | Behind the Meter | Yes | Pro Custom Solar dba Momentum Solar | AC Electric |  | Accepted | 2024-11-01 | 2024-11-20 | 2025-11-20 | Inverters | Enphase | IQ8PLUS-72-2-US | 290 |  | 44 |  |  | 0.97 |  | Outdoor
NJADRE1558083713 | Administratively Determined Incentive Program | TABERNACLE | 8088 | 18.04 | Residential | Behind the Meter | Yes | Pro Custom Solar dba Momentum Solar | AC Electric |  | Accepted | 2024-11-01 | 2024-11-20 | 2025-11-20 | Solar Panels | Hanwha | Q.PEAK DUO BLK ML-G10+410 |  | 0.41 | 24 | 93 | 17 |  | Fixed | Roof
NJADRE1558083723 | Administratively Determined Incentive Program | NEWARK | 7114 | 8 | Residential | Behind the Meter | Yes | PosiGen Developer, LLC | PSE&G |  | Accepted | 2024-11-01 | 2024-11-19 | 2025-11-19 | Solar Panels | SILFAB SOLAR | SIL-400 HC+ |  | 0.4 | 17 | 114 | 23 |  | Fixed | Roof
NJADRE1558083723 | Administratively Determined Incentive Program | NEWARK | 7114 | 8 | Residential | Behind the Meter | Yes | PosiGen Developer, LLC | PSE&G |  | Accepted | 2024-11-01 | 2024-11-19 | 2025-11-19 | Inverters | SOLAREDGE | SE7600H-US | 760 |  | 1 |  |  | 0.99 |  | Outside | Within ten feet of the meter
NJADRE1558083723 | Administratively Determined Incentive Program | NEWARK | 7114 | 8 | Residential | Behind the Meter | Yes | PosiGen Developer, LLC | PSE&G |  | Accepted | 2024-11-01 | 2024-11-19 | 2025-11-19 | Solar Panels | SILFAB SOLAR | SIL-400 HC+ |  | 0.4 | 3 | 294 | 23 |  | Fixed | Roof
NJADRE1558083782 | Administratively Determined Incentive Program | CAMDEN | 8102 | 4.98 | Residential | Behind the Meter | Yes | SunnyMac, LLC | PSE&G |  | Accepted | 2024-11-01 | 2024-11-20 | 2025-11-20 | Inverters | SOLAREDGE | SE3800H-US HOME HUB | 3800 |  | 1 |  |  | 0.99 |  | Outdoor | next to meter
NJADRE1558083782 | Administratively Determined Incentive Program | CAMDEN | 8102 | 4.98 | Residential | Behind the Meter | Yes | SunnyMac, LLC | PSE&G |  | Accepted | 2024-11-01 | 2024-11-20 | 2025-11-20 | Solar Panels | HANWHA | Q.PEAK DUO BLK ML-G10+ 415W |  | 0.415 | 12 | 14 | 3 |  | Fixed | Roof
NJADRE1558083789 | Administratively Determined Incentive Program | NEWARK | 7102 | 12.3 | Residential | Behind the Meter | Yes | Pro Custom Solar dba Momentum Solar | PSE&G |  | Accepted | 2024-11-01 | 2024-11-19 | 2025-11-19 | Inverters | Enphase | IQ8MC-72-M-US | 320 |  | 30 |  |  | 0.97 |  | Outdoor
NJADRE1558083789 | Administratively Determined Incentive Program | NEWARK | 7102 | 12.3 | Residential | Behind the Meter | Yes | Pro Custom Solar dba Momentum Solar | PSE&G |  | Accepted | 2024-11-01 | 2024-11-19 | 2025-11-19 | Solar Panels | Hanwha | Q.PEAK DUO BLK ML-G10+410 |  | 0.41 | 16 | 283 | 26 |  | Fixed | Roof
NJADRE1558083789 | Administratively Determined Incentive Program | NEWARK | 7102 | 12.3 | Residential | Behind the Meter | Yes | Pro Custom Solar dba Momentum Solar | PSE&G |  | Accepted | 2024-11-01 | 2024-11-19 | 2025-11-19 | Solar Panels | Hanwha | Q.PEAK DUO BLK ML-G10+410 |  | 0.41 | 14 | 103 | 26 |  | Fixed | Roof
NJADRE1558083791 | Administratively Determined Incentive Program | MILLVILLE | 8332 | 6.56 | Residential | Behind the Meter | Yes | Trinity Solar, LLC | AC Electric |  | Accepted | 2024-11-01 | 2024-11-19 | 2025-11-19 | Solar Panels | Hanwha | HANWHA 410 (Q.PEAK DUO BLK ML-G10+ 410) |  | 0.41 | 4 | 126 | 27 |  | Fixed | Roof
NJADRE1558083791 | Administratively Determined Incentive Program | MILLVILLE | 8332 | 6.56 | Residential | Behind the Meter | Yes | Trinity Solar, LLC | AC Electric |  | Accepted | 2024-11-01 | 2024-11-19 | 2025-11-19 | Inverters | Tesla | (1538000-XX-Y) | 5000 |  | 1 |  |  | 0.97 |  | Outdoor
NJADRE1558083791 | Administratively Determined Incentive Program | MILLVILLE | 8332 | 6.56 | Residential | Behind the Meter | Yes | Trinity Solar, LLC | AC Electric |  | Accepted | 2024-11-01 | 2024-11-19 | 2025-11-19 | Solar Panels | Hanwha | HANWHA 410 (Q.PEAK DUO BLK ML-G10+ 410) |  | 0.41 | 6 | 306 | 27 |  | Fixed | Roof
NJADRE1558083791 | Administratively Determined Incentive Program | MILLVILLE | 8332 | 6.56 | Residential | Behind the Meter | Yes | Trinity Solar, LLC | AC Electric |  | Accepted | 2024-11-01 | 2024-11-19 | 2025-11-19 | Solar Panels | Hanwha | HANWHA 410 (Q.PEAK DUO BLK ML-G10+ 410) |  | 0.41 | 6 | 306 | 27 |  | Fixed | Roof
NJADRE1558083818 | Administratively Determined Incentive Program | Matawan | 7747 | 14.76 | Residential | Behind the Meter | Yes | Pro Custom Solar dba Momentum Solar | JCP&L |  | Accepted | 2024-11-06 | 2024-11-22 | 2025-11-22 | Inverters | Enphase | IQ8PLUS-72-2-US | 290 |  | 36 |  |  | 0.97 |  | Outdoor
NJADRE1558083818 | Administratively Determined Incentive Program | Matawan | 7747 | 14.76 | Residential | Behind the Meter | Yes | Pro Custom Solar dba Momentum Solar | JCP&L |  | Accepted | 2024-11-06 | 2024-11-22 | 2025-11-22 | Solar Panels | Hanwha | Q.PEAK DUO BLK ML-G10+410 |  | 0.41 | 18 | 182 | 12 |  | Fixed | Roof
NJADRE1558083818 | Administratively Determined Incentive Program | Matawan | 7747 | 14.76 | Residential | Behind the Meter | Yes | Pro Custom Solar dba Momentum Solar | JCP&L |  | Accepted | 2024-11-06 | 2024-11-22 | 2025-11-22 | Solar Panels | Hanwha | Q.PEAK DUO BLK ML-G10+410 |  | 0.41 | 10 | 182 | 4 |  | Fixed | Roof
NJADRE1558083818 | Administratively Determined Incentive Program | Matawan | 7747 | 14.76 | Residential | Behind the Meter | Yes | Pro Custom Solar dba Momentum Solar | JCP&L |  | Accepted | 2024-11-06 | 2024-11-22 | 2025-11-22 | Solar Panels | Hanwha | Q.PEAK DUO BLK ML-G10+410 |  | 0.41 | 8 | 182 | 7 |  | Fixed | Roof
NJADRE1558083851 | Administratively Determined Incentive Program | Hightstown | 8520 | 10.25 | Residential | Behind the Meter | Yes | Pro Custom Solar dba Momentum Solar | JCP&L |  | Accepted | 2024-11-01 | 2024-11-19 | 2025-11-19 | Solar Panels | Hanwha | Q.PEAK DUO BLK ML-G10+410 |  | 0.41 | 8 | 127 | 25 |  | Fixed | Roof
NJADRE1558083851 | Administratively Determined Incentive Program | Hightstown | 8520 | 10.25 | Residential | Behind the Meter | Yes | Pro Custom Solar dba Momentum Solar | JCP&L |  | Accepted | 2024-11-01 | 2024-11-19 | 2025-11-19 | Solar Panels | Hanwha | Q.PEAK DUO BLK ML-G10+410 |  | 0.41 | 13 | 307 | 27 |  | Fixed | Roof
NJADRE1558083851 | Administratively Determined Incentive Program | Hightstown | 8520 | 10.25 | Residential | Behind the Meter | Yes | Pro Custom Solar dba Momentum Solar | JCP&L |  | Accepted | 2024-11-01 | 2024-11-19 | 2025-11-19 | Inverters | Enphase | IQ8PLUS-72-2-US | 290 |  | 25 |  |  | 0.97 |  | Outdoor
NJADRE1558083851 | Administratively Determined Incentive Program | Hightstown | 8520 | 10.25 | Residential | Behind the Meter | Yes | Pro Custom Solar dba Momentum Solar | JCP&L |  | Accepted | 2024-11-01 | 2024-11-19 | 2025-11-19 | Solar Panels | Hanwha | Q.PEAK DUO BLK ML-G10+410 |  | 0.41 | 4 | 128 | 41 |  | Fixed | Roof
NJADRE1558083854 | Administratively Determined Incentive Program | Berlin | 8009 | 2.91 | Residential | Behind the Meter | Yes | SunnyMac, LLC | AC Electric |  | Accepted | 2024-11-01 | 2024-11-19 | 2025-11-19 | Solar Panels | HANWHA | Q.PEAK DUO BLK ML-G10+ 415W |  | 0.415 | 7 | 318 | 27 |  | Fixed | Roof
NJADRE1558083854 | Administratively Determined Incentive Program | Berlin | 8009 | 2.91 | Residential | Behind the Meter | Yes | SunnyMac, LLC | AC Electric |  | Accepted | 2024-11-01 | 2024-11-19 | 2025-11-19 | Inverters | ENPHASE | IQ8HC-72-M-US | 380 |  | 7 |  |  | 0.99 |  | Outdoor | next to meter
NJADRE1558083899 | Administratively Determined Incentive Program | Atlantic Highlands | 7716 | 5.1 | Residential | Behind the Meter | No | PlugPV, LLC | JCP&L |  | Accepted | 2024-11-01 | 2024-11-20 | 2025-11-20 | Inverters | Enphase | IQ8PLUS-72-2-US | 289 |  | 12 |  |  | 0.98 |  | Outside
NJADRE1558083899 | Administratively Determined Incentive Program | Atlantic Highlands | 7716 | 5.1 | Residential | Behind the Meter | No | PlugPV, LLC | JCP&L |  | Accepted | 2024-11-01 | 2024-11-20 | 2025-11-20 | Solar Panels | JINKO SOLAR | JKM425N-54-HL4-B |  | 0.425 | 6 | 103 | 30 |  | Fixed | Roof
NJADRE1558083899 | Administratively Determined Incentive Program | Atlantic Highlands | 7716 | 5.1 | Residential | Behind the Meter | No | PlugPV, LLC | JCP&L |  | Accepted | 2024-11-01 | 2024-11-20 | 2025-11-20 | Solar Panels | JINKO SOLAR | JKM425N-54-HL4-B |  | 0.425 | 6 | 283 | 30 |  | Fixed | Roof
NJADRE1558083902 | Administratively Determined Incentive Program | North Plainfield | 7060 | 6.97 | Residential | Behind the Meter | Yes | Pro Custom Solar dba Momentum Solar | PSE&G |  | Accepted | 2024-11-01 | 2024-11-20 | 2025-11-20 | Solar Panels | HANWHA | Q.PEAK DUO BLK ML-G10+ 410 |  | 0.41 | 3 | 40 | 22 |  | Fixed | Roof
NJADRE1558083902 | Administratively Determined Incentive Program | North Plainfield | 7060 | 6.97 | Residential | Behind the Meter | Yes | Pro Custom Solar dba Momentum Solar | PSE&G |  | Accepted | 2024-11-01 | 2024-11-20 | 2025-11-20 | Solar Panels | HANWHA | Q.PEAK DUO BLK ML-G10+ 410 |  | 0.41 | 3 | 220 | 31 |  | Fixed | Roof
NJADRE1558083902 | Administratively Determined Incentive Program | North Plainfield | 7060 | 6.97 | Residential | Behind the Meter | Yes | Pro Custom Solar dba Momentum Solar | PSE&G |  | Accepted | 2024-11-01 | 2024-11-20 | 2025-11-20 | Solar Panels | HANWHA | Q.PEAK DUO BLK ML-G10+ 410 |  | 0.41 | 11 | 310 | 34 |  | Fixed | Roof
NJADRE1558083902 | Administratively Determined Incentive Program | North Plainfield | 7060 | 6.97 | Residential | Behind the Meter | Yes | Pro Custom Solar dba Momentum Solar | PSE&G |  | Accepted | 2024-11-01 | 2024-11-20 | 2025-11-20 | Inverters | Enphase | IQ8MC-72-M-US | 320 |  | 17 |  |  | 0.97 |  | Outdoor
NJADRE1558083915 | Administratively Determined Incentive Program | Irvington | 7111 | 5.6 | Residential | Behind the Meter | Yes | PosiGen Developer, LLC | PSE&G |  | Accepted | 2024-11-01 | 2024-11-20 | 2025-11-20 | Inverters | SolarEdge | SE5700H-US | 5700 |  | 1 |  |  | 0.99 |  | Outside | within ten feet of meter
NJADRE1558083915 | Administratively Determined Incentive Program | Irvington | 7111 | 5.6 | Residential | Behind the Meter | Yes | PosiGen Developer, LLC | PSE&G |  | Accepted | 2024-11-01 | 2024-11-20 | 2025-11-20 | Solar Panels | SilFab Solar | SIL-400-HC+ |  | 0.4 | 14 | 120 | 6 |  | Fixed | Roof
NJADRE1558084210 | Administratively Determined Incentive Program | Sparta | 7871 | 8 | Residential | Behind the Meter | Yes | PosiGen Developer, LLC | JCP&L |  | Accepted | 2024-11-01 | 2024-11-20 | 2025-11-20 | Solar Panels | Silfab | SIL-400 HC+ |  | 0.4 | 20 | 260 | 21 |  | Fixed | Roof
NJADRE1558084210 | Administratively Determined Incentive Program | Sparta | 7871 | 8 | Residential | Behind the Meter | Yes | PosiGen Developer, LLC | JCP&L |  | Accepted | 2024-11-01 | 2024-11-20 | 2025-11-20 | Inverters | SolarEdge | SE7600H-US | 7600 |  | 1 |  |  | 0.99 |  | Outdoor | within ten feet of meter
NJADRE1558092067 | Administratively Determined Incentive Program | PATERSON | 7524 | 3.28 | Residential | Behind the Meter | Yes | Sunrun Installation Services, Inc. | PSE&G |  | Accepted | 2024-11-02 | 2024-11-21 | 2025-11-21 | Inverters | Growatt New Energy Technology Co Ltd. | MIN 3800TL-XH-US | 3800 |  | 1 |  |  | 0.99 |  | Outside
NJADRE1558092067 | Administratively Determined Incentive Program | PATERSON | 7524 | 3.28 | Residential | Behind the Meter | Yes | Sunrun Installation Services, Inc. | PSE&G |  | Accepted | 2024-11-02 | 2024-11-21 | 2025-11-21 | Solar Panels | Hanwha Q Cells | Q.PEAK DUO BLK ML-G10+ 410 |  | 0.41 | 8 | 195 | 43 |  | Fixed | Roof
NJADRE1558095390 | Administratively Determined Incentive Program | PATERSON | 7524 | 3.28 | Residential | Behind the Meter | Yes | Sunrun Installation Services, Inc. | PSE&G |  | Accepted | 2024-11-02 | 2024-11-21 | 2025-11-21 | Inverters | SolarEdge Technologies | SE3800H-USMN | 3800 |  | 1 |  |  | 0.99 |  | Outside
NJADRE1558095390 | Administratively Determined Incentive Program | PATERSON | 7524 | 3.28 | Residential | Behind the Meter | Yes | Sunrun Installation Services, Inc. | PSE&G |  | Accepted | 2024-11-02 | 2024-11-21 | 2025-11-21 | Solar Panels | Hanwha Q Cells | Q.PEAK DUO BLK ML-G10+ 410 |  | 0.41 | 8 | 193 | 43 |  | Fixed | Roof
NJADRE1558096075 | Administratively Determined Incentive Program | MANVILLE | 8835 | 5.4 | Residential | Behind the Meter | Yes | SunnyMac, LLC | PSE&G |  | Accepted | 2024-11-02 | 2024-12-02 | 2025-12-02 | Inverters | SolarEdge Technologies Inc. | SE3800H-USMNUBL15 | 3800 |  | 1 |  |  | 0.99 |  | Outside
NJADRE1558096075 | Administratively Determined Incentive Program | MANVILLE | 8835 | 5.4 | Residential | Behind the Meter | Yes | SunnyMac, LLC | PSE&G |  | Accepted | 2024-11-02 | 2024-12-02 | 2025-12-02 | Meters | SolarEdge Technologies Inc. | SE3800H-USMNUBL15 |  |  | 1 |  |  |  | Yes | Outdoor
NJADRE1558096075 | Administratively Determined Incentive Program | MANVILLE | 8835 | 5.4 | Residential | Behind the Meter | Yes | SunnyMac, LLC | PSE&G |  | Accepted | 2024-11-02 | 2024-12-02 | 2025-12-02 | Solar Panels | Qcells | Q.PEAK DUO BLK ML-G10+ 415 |  | 0.415 | 2 | 219 | 20 |  | Single Axis | Roof
NJADRE1558096075 | Administratively Determined Incentive Program | MANVILLE | 8835 | 5.4 | Residential | Behind the Meter | Yes | SunnyMac, LLC | PSE&G |  | Accepted | 2024-11-02 | 2024-12-02 | 2025-12-02 | Solar Panels | Qcells | Q.PEAK DUO BLK ML-G10+ 415 |  | 0.415 | 11 | 39 | 9 |  | Fixed | Roof
NJADRE1558096077 | Administratively Determined Incentive Program | MANVILLE | 8835 | 2.49 | Residential | Behind the Meter | Yes | SunnyMac, LLC | PSE&G |  | Accepted | 2024-11-02 | 2024-12-02 | 2025-12-02 | Inverters | Enphase Energy Inc | IQ8HC-72-M-DOM-US | 290 |  | 6 |  |  | 0.99 |  | Outside
NJADRE1558096077 | Administratively Determined Incentive Program | MANVILLE | 8835 | 2.49 | Residential | Behind the Meter | Yes | SunnyMac, LLC | PSE&G |  | Accepted | 2024-11-02 | 2024-12-02 | 2025-12-02 | Solar Panels | Qcells | Q.PEAK DUO BLK ML-G10+ 415 |  | 0.415 | 6 | 219 | 34 |  | Fixed | Roof
NJADRE1558096077 | Administratively Determined Incentive Program | MANVILLE | 8835 | 2.49 | Residential | Behind the Meter | Yes | SunnyMac, LLC | PSE&G |  | Accepted | 2024-11-02 | 2024-12-02 | 2025-12-02 | Meters | SolarEdge Technologies Inc. | SolarEdge Built-in Consumption Monitor (BEI4, BNI4, BNC |  |  | 1 |  |  |  | Yes | Outdoor
NJADRE1558096103 | Administratively Determined Incentive Program | WOODSTOWN | 8098 | 9.96 | Residential | Behind the Meter | Yes | SunnyMac, LLC | AC Electric |  | Accepted | 2024-11-02 | 2024-11-26 | 2025-11-26 | Solar Panels | Qcells | Q Peak Duo ML-G10+ 415 |  | 0.415 | 12 | 359 | 27 |  | Fixed | Roof
NJADRE1558096103 | Administratively Determined Incentive Program | WOODSTOWN | 8098 | 9.96 | Residential | Behind the Meter | Yes | SunnyMac, LLC | AC Electric |  | Accepted | 2024-11-02 | 2024-11-26 | 2025-11-26 | Meters | SolarEdge Technologies Inc. | SE10000H-USMNUBL15 |  |  | 1 |  |  |  | Yes | Outdoor
NJADRE1558096103 | Administratively Determined Incentive Program | WOODSTOWN | 8098 | 9.96 | Residential | Behind the Meter | Yes | SunnyMac, LLC | AC Electric |  | Accepted | 2024-11-02 | 2024-11-26 | 2025-11-26 | Solar Panels | Qcells | Q Peak Duo ML-G10+ 415 |  | 0.415 | 12 | 179 | 27 |  | Fixed | Roof
NJADRE1558096103 | Administratively Determined Incentive Program | WOODSTOWN | 8098 | 9.96 | Residential | Behind the Meter | Yes | SunnyMac, LLC | AC Electric |  | Accepted | 2024-11-02 | 2024-11-26 | 2025-11-26 | Inverters | SolarEdge Technologies Inc. | SE10000H-USMNUBL15 | 10000 |  | 1 |  |  | 0.99 |  | Outside
NJADRE1558096123 | Administratively Determined Incentive Program | Newark | 7103 | 5.4 | Residential | Behind the Meter | Yes | SunnyMac, LLC | PSE&G |  | Accepted | 2024-11-02 | 2024-11-26 | 2025-11-26 | Inverters | SolarEdge Technologies Inc. | SE3800H-USMNUBL15 | 3800 |  | 1 |  |  | 0.99 |  | Outside
NJADRE1558096123 | Administratively Determined Incentive Program | Newark | 7103 | 5.4 | Residential | Behind the Meter | Yes | SunnyMac, LLC | PSE&G |  | Accepted | 2024-11-02 | 2024-11-26 | 2025-11-26 | Solar Panels | Qcells | Q Peak Duo ML-G10+ 415 |  | 0.415 | 13 | 286 | 26 |  | Fixed | Roof
NJADRE1558096123 | Administratively Determined Incentive Program | Newark | 7103 | 5.4 | Residential | Behind the Meter | Yes | SunnyMac, LLC | PSE&G |  | Accepted | 2024-11-02 | 2024-11-26 | 2025-11-26 | Meters | SolarEdge Technologies Inc. | SE3800H-USMNUBL15 |  |  | 1 |  |  |  | Yes | Outdoor
NJADRE1558099590 | Administratively Determined Incentive Program | NORTH ARLINGTON | 7031 | 3.69 | Residential | Behind the Meter | Yes | Sunrun Installation Services, Inc. | PSE&G |  | Accepted | 2024-11-04 | 2024-11-20 | 2025-11-20 | Inverters | SolarEdge Technologies | SE3800H-USMN | 3800 |  | 1 |  |  | 0.99 |  | Outdoor | Next to meter
NJADRE1558099590 | Administratively Determined Incentive Program | NORTH ARLINGTON | 7031 | 3.69 | Residential | Behind the Meter | Yes | Sunrun Installation Services, Inc. | PSE&G |  | Accepted | 2024-11-04 | 2024-11-20 | 2025-11-20 | Solar Panels | Hanwha Q-Cells | Q.PEAK DUO BLK ML-G10+ 410 |  | 0.41 | 9 | 127 | 31 |  | Fixed | Roof
NJADRE1558099757 | Administratively Determined Incentive Program | Middlesex Boro | 8846 | 6.4 | Residential | Behind the Meter | Yes | PosiGen Developer, LLC | PSE&G |  | Accepted | 2024-11-04 | 2024-11-20 | 2025-11-20 | Inverters | SolarEdge | SE5700H-US | 5760 |  | 1 |  |  | 0.99 |  | Outdoor | within ten feet of meter
NJADRE1558099757 | Administratively Determined Incentive Program | Middlesex Boro | 8846 | 6.4 | Residential | Behind the Meter | Yes | PosiGen Developer, LLC | PSE&G |  | Accepted | 2024-11-04 | 2024-11-20 | 2025-11-20 | Solar Panels | Silfab | SIL-400 HC+ |  | 0.4 | 4 | 264 | 40 |  | Fixed | Roof
NJADRE1558099757 | Administratively Determined Incentive Program | Middlesex Boro | 8846 | 6.4 | Residential | Behind the Meter | Yes | PosiGen Developer, LLC | PSE&G |  | Accepted | 2024-11-04 | 2024-11-20 | 2025-11-20 | Solar Panels | Silfab | SIL-400 HC+ |  | 0.4 | 12 | 84 | 40 |  | Fixed | Roof
NJADRE1558099788 | Administratively Determined Incentive Program | Roselle | 7203 | 6.38 | Residential | Behind the Meter | No | PlugPV, LLC | PSE&G |  | Accepted | 2024-11-04 | 2024-11-20 | 2025-11-20 | Solar Panels | JINKO SOLAR | JKM425N-54-HL4-B |  | 0.425 | 8 | 85 | 22 |  | Fixed | Roof
NJADRE1558099788 | Administratively Determined Incentive Program | Roselle | 7203 | 6.38 | Residential | Behind the Meter | No | PlugPV, LLC | PSE&G |  | Accepted | 2024-11-04 | 2024-11-20 | 2025-11-20 | Inverters | Enphase | IQ8PLUS-72-2-US | 290 |  | 15 |  |  | 0.98 |  | Outside
NJADRE1558099788 | Administratively Determined Incentive Program | Roselle | 7203 | 6.38 | Residential | Behind the Meter | No | PlugPV, LLC | PSE&G |  | Accepted | 2024-11-04 | 2024-11-20 | 2025-11-20 | Solar Panels | JINKO SOLAR | JKM425N-54-HL4-B |  | 0.425 | 7 | 265 | 37 |  | Fixed | Roof
NJADRE1558099832 | Administratively Determined Incentive Program | Lindenwold | 8021 | 3.28 | Residential | Behind the Meter | Yes | Trinity Solar, LLC | AC Electric |  | Accepted | 2024-11-04 | 2024-11-20 | 2025-11-20 | Inverters | Tesla (PV Only) | 1538000-45-X | 3800 |  | 1 |  |  | 0.97 |  | Outside
NJADRE1558099832 | Administratively Determined Incentive Program | Lindenwold | 8021 | 3.28 | Residential | Behind the Meter | Yes | Trinity Solar, LLC | AC Electric |  | Accepted | 2024-11-04 | 2024-11-20 | 2025-11-20 | Solar Panels | HANWHA | HANWHA 410 (Q.PEAK DUO BLK ML-G10+ 410) |  | 0.41 | 5 | 303 | 19 |  | Fixed | Roof
NJADRE1558099832 | Administratively Determined Incentive Program | Lindenwold | 8021 | 3.28 | Residential | Behind the Meter | Yes | Trinity Solar, LLC | AC Electric |  | Accepted | 2024-11-04 | 2024-11-20 | 2025-11-20 | Solar Panels | HANWHA | HANWHA 410 (Q.PEAK DUO BLK ML-G10+ 410) |  | 0.41 | 3 | 303 | 19 |  | Fixed | Roof
NJADRE1558099843 | Administratively Determined Incentive Program | Fair Lawn | 7410 | 6.56 | Residential | Behind the Meter | Yes | Sunrun Installation Services, Inc. | PSE&G |  | Accepted | 2024-11-04 | 2024-11-20 | 2025-11-20 | Solar Panels | Hanwha Q-Cells | Q.PEAK DUO BLK ML-G10+ 410 |  | 0.41 | 16 | 76 | 40 |  | Fixed | Roof
NJADRE1558099843 | Administratively Determined Incentive Program | Fair Lawn | 7410 | 6.56 | Residential | Behind the Meter | Yes | Sunrun Installation Services, Inc. | PSE&G |  | Accepted | 2024-11-04 | 2024-11-20 | 2025-11-20 | Inverters | SolarEdge Technologies | SE5700H-USMN | 5760 |  | 1 |  |  | 0.99 |  | Outdoor | Next to meter
NJADRE1558099858 | Administratively Determined Incentive Program | Egg Harbor Twp | 8234 | 10.2 | Residential | Behind the Meter | Yes | Power Energy Solutions, LLC | AC Electric |  | Accepted | 2024-11-04 | 2024-11-20 | 2025-11-20 | Solar Panels | Trina Solar | TSM-425NE09RC.05 |  | 0.425 | 3 | 283 | 25 |  | Fixed | Roof
NJADRE1558099858 | Administratively Determined Incentive Program | Egg Harbor Twp | 8234 | 10.2 | Residential | Behind the Meter | Yes | Power Energy Solutions, LLC | AC Electric |  | Accepted | 2024-11-04 | 2024-11-20 | 2025-11-20 | Inverters | SolarEdge | SE7600H-US | 8 |  | 1 |  |  | 0.97 |  | Outdoor
NJADRE1558099858 | Administratively Determined Incentive Program | Egg Harbor Twp | 8234 | 10.2 | Residential | Behind the Meter | Yes | Power Energy Solutions, LLC | AC Electric |  | Accepted | 2024-11-04 | 2024-11-20 | 2025-11-20 | Solar Panels | Trina Solar | TSM-425NE09RC.05 |  | 0.425 | 9 | 103 | 25 |  | Fixed | Roof
NJADRE1558099858 | Administratively Determined Incentive Program | Egg Harbor Twp | 8234 | 10.2 | Residential | Behind the Meter | Yes | Power Energy Solutions, LLC | AC Electric |  | Accepted | 2024-11-04 | 2024-11-20 | 2025-11-20 | Solar Panels | Trina Solar | TSM-425NE09RC.05 |  | 0.425 | 3 | 103 | 25 |  | Fixed | Roof
NJADRE1558099858 | Administratively Determined Incentive Program | Egg Harbor Twp | 8234 | 10.2 | Residential | Behind the Meter | Yes | Power Energy Solutions, LLC | AC Electric |  | Accepted | 2024-11-04 | 2024-11-20 | 2025-11-20 | Solar Panels | Trina Solar | TSM-425NE09RC.05 |  | 0.425 | 9 | 283 | 25 |  | Fixed | Roof
NJADRE1558099881 | Administratively Determined Incentive Program | Lyndhurst | 7071 | 13.12 | Residential | Behind the Meter | Yes | Sunrun Installation Services, Inc. | PSE&G |  | Accepted | 2024-11-04 | 2024-11-20 | 2025-11-20 | Solar Panels | Hanwha Q-Cells | Q.PEAK DUO BLK ML-G10+ 410 |  | 0.41 | 6 | 306 | 27 |  | Fixed | Roof
NJADRE1558099881 | Administratively Determined Incentive Program | Lyndhurst | 7071 | 13.12 | Residential | Behind the Meter | Yes | Sunrun Installation Services, Inc. | PSE&G |  | Accepted | 2024-11-04 | 2024-11-20 | 2025-11-20 | Solar Panels | Hanwha Q-Cells | Q.PEAK DUO BLK ML-G10+ 410 |  | 0.41 | 8 | 126 | 20 |  | Fixed | Roof
NJADRE1558099881 | Administratively Determined Incentive Program | Lyndhurst | 7071 | 13.12 | Residential | Behind the Meter | Yes | Sunrun Installation Services, Inc. | PSE&G |  | Accepted | 2024-11-04 | 2024-11-20 | 2025-11-20 | Inverters | TESLA | Powerwall 3 1707000-xx-y | 23000 |  | 2 |  |  | 0.97 |  | Outdoor | Next to meter
NJADRE1558099881 | Administratively Determined Incentive Program | Lyndhurst | 7071 | 13.12 | Residential | Behind the Meter | Yes | Sunrun Installation Services, Inc. | PSE&G |  | Accepted | 2024-11-04 | 2024-11-20 | 2025-11-20 | Solar Panels | Hanwha Q-Cells | Q.PEAK DUO BLK ML-G10+ 410 |  | 0.41 | 6 | 126 | 28 |  | Fixed | Roof
NJADRE1558099881 | Administratively Determined Incentive Program | Lyndhurst | 7071 | 13.12 | Residential | Behind the Meter | Yes | Sunrun Installation Services, Inc. | PSE&G |  | Accepted | 2024-11-04 | 2024-11-20 | 2025-11-20 | Solar Panels | Hanwha Q-Cells | Q.PEAK DUO BLK ML-G10+ 410 |  | 0.41 | 12 | 307 | 20 |  | Fixed | Roof
NJADRE1558099881 | Administratively Determined Incentive Program | Lyndhurst | 7071 | 13.12 | Residential | Behind the Meter | Yes | Sunrun Installation Services, Inc. | PSE&G |  | Accepted | 2024-11-04 | 2024-11-20 | 2025-11-20 | Electric Storage Battery | TESLA | POWERWALL 3 |  |  | 2 |  |  |  | Lithium Ion |  | Outside
NJADRE1558099909 | Administratively Determined Incentive Program | FAIR LAWN BORO | 7410 | 6.97 | Residential | Behind the Meter | Yes | Sunrun Installation Services, Inc. | PSE&G |  | Accepted | 2024-11-04 | 2024-11-20 | 2025-11-20 | Solar Panels | HANWHA Q-CELLS | Q.PEAK DUO BLK ML-G10+ 410 |  | 0.41 | 7 | 252 | 23 |  | Fixed | Roof
NJADRE1558099909 | Administratively Determined Incentive Program | FAIR LAWN BORO | 7410 | 6.97 | Residential | Behind the Meter | Yes | Sunrun Installation Services, Inc. | PSE&G |  | Accepted | 2024-11-04 | 2024-11-20 | 2025-11-20 | Solar Panels | HANWHA Q-CELLS | Q.PEAK DUO BLK ML-G10+ 410 |  | 0.41 | 6 | 162 | 23 |  | Fixed | Roof
NJADRE1558099909 | Administratively Determined Incentive Program | FAIR LAWN BORO | 7410 | 6.97 | Residential | Behind the Meter | Yes | Sunrun Installation Services, Inc. | PSE&G |  | Accepted | 2024-11-04 | 2024-11-20 | 2025-11-20 | Inverters | SOLAREDGE TECHNOLOGIES | SE5700H-USMN | 5760 |  | 1 |  |  | 0.99 |  | Outdoor
NJADRE1558099909 | Administratively Determined Incentive Program | FAIR LAWN BORO | 7410 | 6.97 | Residential | Behind the Meter | Yes | Sunrun Installation Services, Inc. | PSE&G |  | Accepted | 2024-11-04 | 2024-11-20 | 2025-11-20 | Solar Panels | HANWHA Q-CELLS | Q.PEAK DUO BLK ML-G10+ 410 |  | 0.41 | 4 | 72 | 23 |  | Fixed | Roof
NJADRE1558099947 | Administratively Determined Incentive Program | Paterson City | 7501 | 6.56 | Residential | Behind the Meter | Yes | Sunrun Installation Services, Inc. | PSE&G |  | Accepted | 2024-11-04 | 2024-11-20 | 2025-11-20 | Solar Panels | HANWHA Q-CELLS | Q.PEAK DUO BLK ML-G10+ 410 |  | 0.41 | 8 | 13 | 45 |  | Fixed | Roof
NJADRE1558099947 | Administratively Determined Incentive Program | Paterson City | 7501 | 6.56 | Residential | Behind the Meter | Yes | Sunrun Installation Services, Inc. | PSE&G |  | Accepted | 2024-11-04 | 2024-11-20 | 2025-11-20 | Inverters | SOLAREDGE TECHNOLOGIES | SE5700H-USMN | 5760 |  | 1 |  |  | 0.99 |  | Outdoor
NJADRE1558099947 | Administratively Determined Incentive Program | Paterson City | 7501 | 6.56 | Residential | Behind the Meter | Yes | Sunrun Installation Services, Inc. | PSE&G |  | Accepted | 2024-11-04 | 2024-11-20 | 2025-11-20 | Solar Panels | HANWHA Q-CELLS | Q.PEAK DUO BLK ML-G10+ 410 |  | 0.41 | 8 | 193 | 45 |  | Fixed | Roof
NJADRE1558099955 | Administratively Determined Incentive Program | ENGLISHTOWN | 7726 | 11.89 | Residential | Behind the Meter | Yes | Trinity Solar, LLC | JCP&L |  | Accepted | 2024-11-04 | 2024-11-20 | 2025-11-20 | Solar Panels | HANWHA | Q.PEAK DUO BLK ML-G10+ 410 |  | 0.41 | 21 | 174 | 34 |  | Fixed | Roof
NJADRE1558099955 | Administratively Determined Incentive Program | ENGLISHTOWN | 7726 | 11.89 | Residential | Behind the Meter | Yes | Trinity Solar, LLC | JCP&L |  | Accepted | 2024-11-04 | 2024-11-20 | 2025-11-20 | Solar Panels | HANWHA | Q.PEAK DUO BLK ML-G10+ 410 |  | 0.41 | 8 | 175 | 34 |  | Fixed | Roof
NJADRE1558099955 | Administratively Determined Incentive Program | ENGLISHTOWN | 7726 | 11.89 | Residential | Behind the Meter | Yes | Trinity Solar, LLC | JCP&L |  | Accepted | 2024-11-04 | 2024-11-20 | 2025-11-20 | Inverters | TESLA | 1538000-XX-Y | 7600 |  | 1 |  |  | 0.97 |  | Outside
NJADRE1558099955 | Administratively Determined Incentive Program | ENGLISHTOWN | 7726 | 11.89 | Residential | Behind the Meter | Yes | Trinity Solar, LLC | JCP&L |  | Accepted | 2024-11-04 | 2024-11-20 | 2025-11-20 | Inverters | TESLA | 1538000-XX-Y | 3800 |  | 1 |  |  | 0.97 |  | Outside
NJADRE1558100036 | Administratively Determined Incentive Program | East Windsor | 8520 | 4.92 | Residential | Behind the Meter | Yes | Pro Custom Solar dba Momentum Solar | JCP&L |  | Accepted | 2024-11-04 | 2024-11-21 | 2025-11-21 | Solar Panels | Hanwha | Q.PEAK DUO BLK ML-G10+410 |  | 0.41 | 2 | 283 | 37 |  | Fixed | Roof
NJADRE1558100036 | Administratively Determined Incentive Program | East Windsor | 8520 | 4.92 | Residential | Behind the Meter | Yes | Pro Custom Solar dba Momentum Solar | JCP&L |  | Accepted | 2024-11-04 | 2024-11-21 | 2025-11-21 | Solar Panels | Hanwha | Q.PEAK DUO BLK ML-G10+410 |  | 0.41 | 10 | 193 | 37 |  | Fixed | Roof
NJADRE1558100036 | Administratively Determined Incentive Program | East Windsor | 8520 | 4.92 | Residential | Behind the Meter | Yes | Pro Custom Solar dba Momentum Solar | JCP&L |  | Accepted | 2024-11-04 | 2024-11-21 | 2025-11-21 | Inverters | Enphase | IQ8PLUS-72-2-US | 290 |  | 12 |  |  | 0.97 |  | Outdoor
NJADRE1558100066 | Administratively Determined Incentive Program | Manahawkin | 8050 | 9.43 | Residential | Behind the Meter | Yes | Trinity Solar, LLC | AC Electric |  | Accepted | 2024-11-04 | 2024-11-21 | 2025-11-21 | Inverters | Tesla | Powerwall 3 (1707000-xx-y) | 11500 |  | 2 |  |  | 0.97 |  | Outdoor
NJADRE1558100066 | Administratively Determined Incentive Program | Manahawkin | 8050 | 9.43 | Residential | Behind the Meter | Yes | Trinity Solar, LLC | AC Electric |  | Accepted | 2024-11-04 | 2024-11-21 | 2025-11-21 | Solar Panels | HANWHA | (Q.PEAK DUO BLK ML-G10+ 410) |  | 0.41 | 2 | 126 | 30 |  | Fixed | Roof
NJADRE1558100066 | Administratively Determined Incentive Program | Manahawkin | 8050 | 9.43 | Residential | Behind the Meter | Yes | Trinity Solar, LLC | AC Electric |  | Accepted | 2024-11-04 | 2024-11-21 | 2025-11-21 | Solar Panels | HANWHA | (Q.PEAK DUO BLK ML-G10+ 410) |  | 0.41 | 9 | 216 | 30 |  | Fixed | Roof
NJADRE1558100066 | Administratively Determined Incentive Program | Manahawkin | 8050 | 9.43 | Residential | Behind the Meter | Yes | Trinity Solar, LLC | AC Electric |  | Accepted | 2024-11-04 | 2024-11-21 | 2025-11-21 | Electric Storage Battery | Tesla | Powerwall 3 (1707000-xx-y) |  |  | 2 |  |  |  | Lithium Ion |  | outdoor
NJADRE1558100066 | Administratively Determined Incentive Program | Manahawkin | 8050 | 9.43 | Residential | Behind the Meter | Yes | Trinity Solar, LLC | AC Electric |  | Accepted | 2024-11-04 | 2024-11-21 | 2025-11-21 | Solar Panels | HANWHA | (Q.PEAK DUO BLK ML-G10+ 410) |  | 0.41 | 12 | 36 | 30 |  | Fixed | Roof
NJADRE1558100072 | Administratively Determined Incentive Program | Atlantic Highlands | 7716 | 6.97 | Residential | Behind the Meter | Yes | Pro Custom Solar dba Momentum Solar | JCP&L |  | Accepted | 2024-11-04 | 2024-11-20 | 2025-11-20 | Solar Panels | hanwha | q.peak duo blk ml-g10+410 |  | 0.41 | 2 | 110 | 22 |  | Fixed | Roof
NJADRE1558100072 | Administratively Determined Incentive Program | Atlantic Highlands | 7716 | 6.97 | Residential | Behind the Meter | Yes | Pro Custom Solar dba Momentum Solar | JCP&L |  | Accepted | 2024-11-04 | 2024-11-20 | 2025-11-20 | Solar Panels | hanwha | q.peak duo blk ml-g10+410 |  | 0.41 | 10 | 200 | 18 |  | Fixed | Roof
NJADRE1558100072 | Administratively Determined Incentive Program | Atlantic Highlands | 7716 | 6.97 | Residential | Behind the Meter | Yes | Pro Custom Solar dba Momentum Solar | JCP&L |  | Accepted | 2024-11-04 | 2024-11-20 | 2025-11-20 | Inverters | ENPHASE | iq8mc-72-m-us | 320 |  | 17 |  |  | 0.97 |  | Outside
NJADRE1558100072 | Administratively Determined Incentive Program | Atlantic Highlands | 7716 | 6.97 | Residential | Behind the Meter | Yes | Pro Custom Solar dba Momentum Solar | JCP&L |  | Accepted | 2024-11-04 | 2024-11-20 | 2025-11-20 | Solar Panels | hanwha | q.peak duo blk ml-g10+410 |  | 0.41 | 2 | 20 | 8 |  | Fixed | Roof
NJADRE1558100072 | Administratively Determined Incentive Program | Atlantic Highlands | 7716 | 6.97 | Residential | Behind the Meter | Yes | Pro Custom Solar dba Momentum Solar | JCP&L |  | Accepted | 2024-11-04 | 2024-11-20 | 2025-11-20 | Solar Panels | hanwha | q.peak duo blk ml-g10+410 |  | 0.41 | 3 | 290 | 19 |  | Fixed | Roof
NJADRE1558100171 | Administratively Determined Incentive Program | WOODBINE | 8270 | 16.81 | Residential | Behind the Meter | Yes | Trinity Solar, LLC | AC Electric |  | Accepted | 2024-11-04 | 2024-11-21 | 2025-11-21 | Solar Panels | HANWHA | Q.PEAK DUO BLK ML-G10+ 410 |  | 0.41 | 21 | 282 | 11 |  | Fixed | Roof
NJADRE1558100171 | Administratively Determined Incentive Program | WOODBINE | 8270 | 16.81 | Residential | Behind the Meter | Yes | Trinity Solar, LLC | AC Electric |  | Accepted | 2024-11-04 | 2024-11-21 | 2025-11-21 | Solar Panels | HANWHA | Q.PEAK DUO BLK ML-G10+ 410 |  | 0.41 | 7 | 102 | 43 |  | Fixed | Roof
NJADRE1558100171 | Administratively Determined Incentive Program | WOODBINE | 8270 | 16.81 | Residential | Behind the Meter | Yes | Trinity Solar, LLC | AC Electric |  | Accepted | 2024-11-04 | 2024-11-21 | 2025-11-21 | Solar Panels | HANWHA | Q.PEAK DUO BLK ML-G10+ 410 |  | 0.41 | 2 | 192 | 35 |  | Fixed | Roof
NJADRE1558100171 | Administratively Determined Incentive Program | WOODBINE | 8270 | 16.81 | Residential | Behind the Meter | Yes | Trinity Solar, LLC | AC Electric |  | Accepted | 2024-11-04 | 2024-11-21 | 2025-11-21 | Inverters | TESLA | 1707000-xx-y | 11500 |  | 2 |  |  | 0.97 |  | Outside
NJADRE1558100171 | Administratively Determined Incentive Program | WOODBINE | 8270 | 16.81 | Residential | Behind the Meter | Yes | Trinity Solar, LLC | AC Electric |  | Accepted | 2024-11-04 | 2024-11-21 | 2025-11-21 | Solar Panels | HANWHA | Q.PEAK DUO BLK ML-G10+ 410 |  | 0.41 | 6 | 102 | 17 |  | Fixed | Roof
NJADRE1558100171 | Administratively Determined Incentive Program | WOODBINE | 8270 | 16.81 | Residential | Behind the Meter | Yes | Trinity Solar, LLC | AC Electric |  | Accepted | 2024-11-04 | 2024-11-21 | 2025-11-21 | Solar Panels | HANWHA | Q.PEAK DUO BLK ML-G10+ 410 |  | 0.41 | 5 | 12 | 32 |  | Fixed | Roof
NJADRE1558100171 | Administratively Determined Incentive Program | WOODBINE | 8270 | 16.81 | Residential | Behind the Meter | Yes | Trinity Solar, LLC | AC Electric |  | Accepted | 2024-11-04 | 2024-11-21 | 2025-11-21 | Electric Storage Battery | TESLA | 1707000-xx-y |  |  | 2 |  |  |  | Lithium Ion |  | Indoors
NJADRE1558100176 | Administratively Determined Incentive Program | EDISON TWP | 8837 | 4.1 | Residential | Behind the Meter | Yes | Sunrun Installation Services, Inc. | PSE&G |  | Accepted | 2024-11-04 | 2024-11-21 | 2025-11-21 | Solar Panels | Hanwha Q Cells | Q.PEAK DUO BLK ML-G10+ 410 |  | 0.41 | 10 | 174 | 23 |  | Fixed | Roof
NJADRE1558100176 | Administratively Determined Incentive Program | EDISON TWP | 8837 | 4.1 | Residential | Behind the Meter | Yes | Sunrun Installation Services, Inc. | PSE&G |  | Accepted | 2024-11-04 | 2024-11-21 | 2025-11-21 | Inverters | SolarEdge Technologies | SE3800H-USMN | 3800 |  | 1 |  |  | 0.99 |  | Outdoor
NJADRE1558100199 | Administratively Determined Incentive Program | WOODBINE | 8270 | 8.7 | Residential | Behind the Meter | No | NJ Solar Power, LLC | AC Electric |  | Accepted | 2024-11-04 | 2024-11-21 | 2025-11-21 | Inverters | SolarEdge | SE7600H-US | 7600 |  | 1 |  |  | 0.99 |  | Outside
NJADRE1558100199 | Administratively Determined Incentive Program | WOODBINE | 8270 | 8.7 | Residential | Behind the Meter | No | NJ Solar Power, LLC | AC Electric |  | Accepted | 2024-11-04 | 2024-11-21 | 2025-11-21 | Solar Panels | Hanwha | Q.TRON BLK M-G2+ 435 |  | 0.435 | 20 | 179 | 38 |  | Fixed | Roof | Roof 1
NJADRE1558100234 | Administratively Determined Incentive Program | CARTERET BORO | 7008 | 4.92 | Residential | Behind the Meter | Yes | Sunrun Installation Services, Inc. | PSE&G |  | Accepted | 2024-11-04 | 2024-11-20 | 2025-11-20 | Electric Storage Battery | TESLA | POWERWALL 3 1707000-XX-Y |  |  | 2 |  |  |  | Lithium Ion |  | Outside
NJADRE1558100234 | Administratively Determined Incentive Program | CARTERET BORO | 7008 | 4.92 | Residential | Behind the Meter | Yes | Sunrun Installation Services, Inc. | PSE&G |  | Accepted | 2024-11-04 | 2024-11-20 | 2025-11-20 | Inverters | TESLA | POWERWALL 3 1707000-XX-Y | 23000 |  | 2 |  |  | 0.97 |  | Outside
NJADRE1558100234 | Administratively Determined Incentive Program | CARTERET BORO | 7008 | 4.92 | Residential | Behind the Meter | Yes | Sunrun Installation Services, Inc. | PSE&G |  | Accepted | 2024-11-04 | 2024-11-20 | 2025-11-20 | Solar Panels | Hanwha Q Cells | Q.PEAK DUO BLK ML-G10+ 410 |  | 0.41 | 8 | 295 | 21 |  | Fixed | Roof
NJADRE1558100234 | Administratively Determined Incentive Program | CARTERET BORO | 7008 | 4.92 | Residential | Behind the Meter | Yes | Sunrun Installation Services, Inc. | PSE&G |  | Accepted | 2024-11-04 | 2024-11-20 | 2025-11-20 | Solar Panels | Hanwha Q Cells | Q.PEAK DUO BLK ML-G10+ 410 |  | 0.41 | 4 | 115 | 21 |  | Fixed | Roof
NJADRE1558100239 | Administratively Determined Incentive Program | COLONIA | 7067 | 9.43 | Residential | Behind the Meter | Yes | Pro Custom Solar dba Momentum Solar | PSE&G |  | Accepted | 2024-11-04 | 2024-11-20 | 2025-11-20 | Inverters | ENPHASE | iq8mc-72-m-us | 320 |  | 23 |  |  | 0.97 |  | Outside
NJADRE1558100239 | Administratively Determined Incentive Program | COLONIA | 7067 | 9.43 | Residential | Behind the Meter | Yes | Pro Custom Solar dba Momentum Solar | PSE&G |  | Accepted | 2024-11-04 | 2024-11-20 | 2025-11-20 | Solar Panels | hanwha | q.peak duo blk ml-g10+410 |  | 0.41 | 2 | 263 | 29 |  | Fixed | Roof
NJADRE1558100239 | Administratively Determined Incentive Program | COLONIA | 7067 | 9.43 | Residential | Behind the Meter | Yes | Pro Custom Solar dba Momentum Solar | PSE&G |  | Accepted | 2024-11-04 | 2024-11-20 | 2025-11-20 | Solar Panels | Hanwha | q.peak duo blk ml-g10+410 |  | 0.41 | 3 | 353 | 29 |  | Fixed | Roof
NJADRE1558100239 | Administratively Determined Incentive Program | COLONIA | 7067 | 9.43 | Residential | Behind the Meter | Yes | Pro Custom Solar dba Momentum Solar | PSE&G |  | Accepted | 2024-11-04 | 2024-11-20 | 2025-11-20 | Solar Panels | hanwha | q.peak duo blk ml-g10+410 |  | 0.41 | 6 | 173 | 29 |  | Fixed | Roof
NJADRE1558100239 | Administratively Determined Incentive Program | COLONIA | 7067 | 9.43 | Residential | Behind the Meter | Yes | Pro Custom Solar dba Momentum Solar | PSE&G |  | Accepted | 2024-11-04 | 2024-11-20 | 2025-11-20 | Solar Panels | hanwha | q.peak duo blk ml-g10+410 |  | 0.41 | 7 | 83 | 29 |  | Fixed | Roof
NJADRE1558100239 | Administratively Determined Incentive Program | COLONIA | 7067 | 9.43 | Residential | Behind the Meter | Yes | Pro Custom Solar dba Momentum Solar | PSE&G |  | Accepted | 2024-11-04 | 2024-11-20 | 2025-11-20 | Solar Panels | hanwha | q.peak duo blk ml-g10+410 |  | 0.41 | 5 | 83 | 29 |  | Fixed | Roof
NJADRE1558100284 | Administratively Determined Incentive Program | Northfield | 8225 | 8.61 | Residential | Behind the Meter | Yes | Trinity Solar, LLC | AC Electric |  | Accepted | 2024-11-04 | 2024-11-21 | 2025-11-21 | Solar Panels | HANWHA | Q.PEAK DUO BLK ML-G10+ 410 |  | 0.41 | 14 | 313 | 23 |  | Fixed | Roof
NJADRE1558100284 | Administratively Determined Incentive Program | Northfield | 8225 | 8.61 | Residential | Behind the Meter | Yes | Trinity Solar, LLC | AC Electric |  | Accepted | 2024-11-04 | 2024-11-21 | 2025-11-21 | Solar Panels | HANWHA | Q.PEAK DUO BLK ML-G10+ 410 |  | 0.41 | 7 | 223 | 21 |  | Fixed | Roof
NJADRE1558100284 | Administratively Determined Incentive Program | Northfield | 8225 | 8.61 | Residential | Behind the Meter | Yes | Trinity Solar, LLC | AC Electric |  | Accepted | 2024-11-04 | 2024-11-21 | 2025-11-21 | Inverters | TESLA | 1538000-XX-Y | 7600 |  | 1 |  |  | 0.97 |  | Outside
NJADRE1558100289 | Administratively Determined Incentive Program | Bridgewater | 8807 | 7.38 | Residential | Behind the Meter | Yes | Pro Custom Solar dba Momentum Solar | PSE&G |  | Accepted | 2024-11-04 | 2024-11-21 | 2025-11-21 | Solar Panels | hanwha | q.peak duo blk ml-g10+410 |  | 0.41 | 5 | 92 | 30 |  | Fixed | Roof
NJADRE1558100289 | Administratively Determined Incentive Program | Bridgewater | 8807 | 7.38 | Residential | Behind the Meter | Yes | Pro Custom Solar dba Momentum Solar | PSE&G |  | Accepted | 2024-11-04 | 2024-11-21 | 2025-11-21 | Inverters | ENPHASE | IQ8PLUS-72-2-US | 290 |  | 18 |  |  | 0.97 |  | Outside
NJADRE1558100289 | Administratively Determined Incentive Program | Bridgewater | 8807 | 7.38 | Residential | Behind the Meter | Yes | Pro Custom Solar dba Momentum Solar | PSE&G |  | Accepted | 2024-11-04 | 2024-11-21 | 2025-11-21 | Solar Panels | hanwha | q.peak duo blk ml-g10+410 |  | 0.41 | 5 | 92 | 33 |  | Fixed | Roof
NJADRE1558100289 | Administratively Determined Incentive Program | Bridgewater | 8807 | 7.38 | Residential | Behind the Meter | Yes | Pro Custom Solar dba Momentum Solar | PSE&G |  | Accepted | 2024-11-04 | 2024-11-21 | 2025-11-21 | Solar Panels | hanwha | q.peak duo blk ml-g10+410 |  | 0.41 | 8 | 273 | 33 |  | Fixed | Roof
NJADRE1558100321 | Administratively Determined Incentive Program | Piscataway | 8854 | 16.4 | Residential | Behind the Meter | Yes | Pro Custom Solar dba Momentum Solar | PSE&G |  | Accepted | 2024-11-04 | 2024-11-21 | 2025-11-21 | Solar Panels | Hanwha | Q.PEAK DUO BLK ML-G10+410 |  | 0.41 | 10 | 115 | 29 |  | Fixed | Roof
NJADRE1558100321 | Administratively Determined Incentive Program | Piscataway | 8854 | 16.4 | Residential | Behind the Meter | Yes | Pro Custom Solar dba Momentum Solar | PSE&G |  | Accepted | 2024-11-04 | 2024-11-21 | 2025-11-21 | Solar Panels | Hanwha | Q.PEAK DUO BLK ML-G10+410 |  | 0.41 | 4 | 25 | 29 |  | Fixed | Roof
NJADRE1558100321 | Administratively Determined Incentive Program | Piscataway | 8854 | 16.4 | Residential | Behind the Meter | Yes | Pro Custom Solar dba Momentum Solar | PSE&G |  | Accepted | 2024-11-04 | 2024-11-21 | 2025-11-21 | Solar Panels | Hanwha | Q.PEAK DUO BLK ML-G10+410 |  | 0.41 | 4 | 205 | 29 |  | Fixed | Roof
NJADRE1558100321 | Administratively Determined Incentive Program | Piscataway | 8854 | 16.4 | Residential | Behind the Meter | Yes | Pro Custom Solar dba Momentum Solar | PSE&G |  | Accepted | 2024-11-04 | 2024-11-21 | 2025-11-21 | Solar Panels | Hanwha | Q.PEAK DUO BLK ML-G10+410 |  | 0.41 | 3 | 114 | 27 |  | Fixed | Roof
NJADRE1558100321 | Administratively Determined Incentive Program | Piscataway | 8854 | 16.4 | Residential | Behind the Meter | Yes | Pro Custom Solar dba Momentum Solar | PSE&G |  | Accepted | 2024-11-04 | 2024-11-21 | 2025-11-21 | Solar Panels | Hanwha | Q.PEAK DUO BLK ML-G10+410 |  | 0.41 | 8 | 204 | 27 |  | Fixed | Roof
NJADRE1558100321 | Administratively Determined Incentive Program | Piscataway | 8854 | 16.4 | Residential | Behind the Meter | Yes | Pro Custom Solar dba Momentum Solar | PSE&G |  | Accepted | 2024-11-04 | 2024-11-21 | 2025-11-21 | Solar Panels | Hanwha | Q.PEAK DUO BLK ML-G10+410 |  | 0.41 | 4 | 294 | 27 |  | Fixed | Roof
NJADRE1558100321 | Administratively Determined Incentive Program | Piscataway | 8854 | 16.4 | Residential | Behind the Meter | Yes | Pro Custom Solar dba Momentum Solar | PSE&G |  | Accepted | 2024-11-04 | 2024-11-21 | 2025-11-21 | Inverters | Enphase | IQ8PLUS-72-2-US | 290 |  | 40 |  |  | 0.97 |  | Outdoor
NJADRE1558100321 | Administratively Determined Incentive Program | Piscataway | 8854 | 16.4 | Residential | Behind the Meter | Yes | Pro Custom Solar dba Momentum Solar | PSE&G |  | Accepted | 2024-11-04 | 2024-11-21 | 2025-11-21 | Solar Panels | Hanwha | Q.PEAK DUO BLK ML-G10+410 |  | 0.41 | 7 | 295 | 29 |  | Fixed | Roof
NJADRE1558100327 | Administratively Determined Incentive Program | Teaneck Twp | 7666 | 8.61 | Residential | Behind the Meter | Yes | Sunrun Installation Services, Inc. | PSE&G |  | Accepted | 2024-11-04 | 2024-11-21 | 2025-11-21 | Solar Panels | Hanwha Q Cells | Q.PEAK DUO BLK ML-G10+ 410 |  | 0.41 | 11 | 293 | 29 |  | Fixed | Roof
NJADRE1558100327 | Administratively Determined Incentive Program | Teaneck Twp | 7666 | 8.61 | Residential | Behind the Meter | Yes | Sunrun Installation Services, Inc. | PSE&G |  | Accepted | 2024-11-04 | 2024-11-21 | 2025-11-21 | Inverters | SolarEdge Technologies | SE5700H-USMN | 5760 |  | 1 |  |  | 0.99 |  | Outdoor
NJADRE1558100327 | Administratively Determined Incentive Program | Teaneck Twp | 7666 | 8.61 | Residential | Behind the Meter | Yes | Sunrun Installation Services, Inc. | PSE&G |  | Accepted | 2024-11-04 | 2024-11-21 | 2025-11-21 | Solar Panels | Hanwha Q Cells | Q.PEAK DUO BLK ML-G10+ 410 |  | 0.41 | 10 | 113 | 29 |  | Fixed | Roof
NJADRE1558100661 | Administratively Determined Incentive Program | VERNON TOWNSHIP | 7462 | 6.64 | Residential | Behind the Meter | Yes | Venture Home Solar, LLC | JCP&L |  | Accepted | 2024-11-04 | 2024-11-27 | 2025-11-27 | Solar Panels | Hanwha | Q.PEAK DUO BLK ML-G10+ 415W |  | 0.415 | 16 | 139 | 8 |  | Fixed | Roof
NJADRE1558100661 | Administratively Determined Incentive Program | VERNON TOWNSHIP | 7462 | 6.64 | Residential | Behind the Meter | Yes | Venture Home Solar, LLC | JCP&L |  | Accepted | 2024-11-04 | 2024-11-27 | 2025-11-27 | Inverters | EnPhase | IQ8MC-72-M-US (240V) | 330 |  | 16 |  |  | 0.9697 |  | Outside
NJADRE1558100693 | Administratively Determined Incentive Program | PATERSON CITY | 7501 | 6.4 | Residential | Behind the Meter | Yes | PosiGen Developer, LLC | PSE&G |  | Accepted | 2024-11-04 | 2024-11-21 | 2025-11-21 | Inverters | SolarEdge | SE5700H-US | 5760 |  | 1 |  |  | 0.99 |  | Outdoor | within ten feet of meter
NJADRE1558100693 | Administratively Determined Incentive Program | PATERSON CITY | 7501 | 6.4 | Residential | Behind the Meter | Yes | PosiGen Developer, LLC | PSE&G |  | Accepted | 2024-11-04 | 2024-11-21 | 2025-11-21 | Solar Panels | Silfab | SIL-400 HC+ |  | 0.4 | 11 | 183 | 37 |  | Fixed | Roof
NJADRE1558100693 | Administratively Determined Incentive Program | PATERSON CITY | 7501 | 6.4 | Residential | Behind the Meter | Yes | PosiGen Developer, LLC | PSE&G |  | Accepted | 2024-11-04 | 2024-11-21 | 2025-11-21 | Solar Panels | Silfab | SIL-400 HC+ |  | 0.4 | 5 | 3 | 37 |  | Fixed | Roof
NJADRE1558100769 | Administratively Determined Incentive Program | BRIDGEWATER | 8807 | 4.05 | Residential | Behind the Meter | No | GAF Energy | JCP&L |  | Accepted | 2024-11-04 | 2024-11-21 | 2025-11-21 | Inverters | Delta Electronics | M-4-TL-US | 4000 |  | 1 |  |  | 0.975 |  | Outdoor
NJADRE1558100769 | Administratively Determined Incentive Program | BRIDGEWATER | 8807 | 4.05 | Residential | Behind the Meter | No | GAF Energy | JCP&L |  | Accepted | 2024-11-04 | 2024-11-21 | 2025-11-21 | Solar Panels | GAF Energy | TLS-1 |  | 0.046 | 88 | 130 | 18 |  | Fixed | Roof
NJADRE1558100916 | Administratively Determined Incentive Program | EATONTOWN | 7724 | 13.53 | Residential | Behind the Meter | Yes | Sunrun Installation Services, Inc. | JCP&L |  | Accepted | 2024-11-04 | 2024-11-21 | 2025-11-21 | Solar Panels | Hanwha Q Cells | Q.PEAK DUO BLK ML-G10+ 410 |  | 0.41 | 7 | 55 | 17 |  | Fixed | Roof
NJADRE1558100916 | Administratively Determined Incentive Program | EATONTOWN | 7724 | 13.53 | Residential | Behind the Meter | Yes | Sunrun Installation Services, Inc. | JCP&L |  | Accepted | 2024-11-04 | 2024-11-21 | 2025-11-21 | Solar Panels | Hanwha Q Cells | Q.PEAK DUO BLK ML-G10+ 410 |  | 0.41 | 8 | 56 | 17 |  | Fixed | Roof
NJADRE1558100916 | Administratively Determined Incentive Program | EATONTOWN | 7724 | 13.53 | Residential | Behind the Meter | Yes | Sunrun Installation Services, Inc. | JCP&L |  | Accepted | 2024-11-04 | 2024-11-21 | 2025-11-21 | Inverters | SolarEdge Technologies | SE10000H-USMN | 10000 |  | 1 |  |  | 0.99 |  | Outdoor
NJADRE1558100916 | Administratively Determined Incentive Program | EATONTOWN | 7724 | 13.53 | Residential | Behind the Meter | Yes | Sunrun Installation Services, Inc. | JCP&L |  | Accepted | 2024-11-04 | 2024-11-21 | 2025-11-21 | Solar Panels | Hanwha Q Cells | Q.PEAK DUO BLK ML-G10+ 410 |  | 0.41 | 18 | 233 | 19 |  | Fixed | Roof
NJADRE1558105732 | Administratively Determined Incentive Program | Juliustown | 8042 | 9.02 | Residential | Behind the Meter | Yes | Sunrun Installation Services, Inc. | JCP&L |  | Accepted | 2024-11-05 | 2024-11-21 | 2025-11-21 | Solar Panels | Hanwha Q-Cells | Q.PEAK DUO BLK ML-G10+ 410 |  | 0.41 | 4 | 152 | 16 |  | Fixed | Roof
NJADRE1558105732 | Administratively Determined Incentive Program | Juliustown | 8042 | 9.02 | Residential | Behind the Meter | Yes | Sunrun Installation Services, Inc. | JCP&L |  | Accepted | 2024-11-05 | 2024-11-21 | 2025-11-21 | Solar Panels | Hanwha Q-Cells | Q.PEAK DUO BLK ML-G10+ 410 |  | 0.41 | 12 | 153 | 34 |  | Fixed | Roof
NJADRE1558105732 | Administratively Determined Incentive Program | Juliustown | 8042 | 9.02 | Residential | Behind the Meter | Yes | Sunrun Installation Services, Inc. | JCP&L |  | Accepted | 2024-11-05 | 2024-11-21 | 2025-11-21 | Solar Panels | Hanwha Q-Cells | Q.PEAK DUO BLK ML-G10+ 410 |  | 0.41 | 6 | 152 | 16 |  | Fixed | Roof
NJADRE1558105732 | Administratively Determined Incentive Program | Juliustown | 8042 | 9.02 | Residential | Behind the Meter | Yes | Sunrun Installation Services, Inc. | JCP&L |  | Accepted | 2024-11-05 | 2024-11-21 | 2025-11-21 | Inverters | SolarEdge Technologies | SE7600H-USMN | 7600 |  | 1 |  |  | 0.99 |  | Outdoor | Next to meter
NJADRE1558105750 | Administratively Determined Incentive Program | WALDWICK | 7463 | 4.51 | Residential | Behind the Meter | Yes | EMT Renewables, LLC | PSE&G |  | Accepted | 2024-11-05 | 2024-11-21 | 2025-11-21 | Solar Panels | TRINA | TSM-NE09RC.05 |  | 0.41 | 1 | 104 | 34 |  | Fixed | Roof
NJADRE1558105750 | Administratively Determined Incentive Program | WALDWICK | 7463 | 4.51 | Residential | Behind the Meter | Yes | EMT Renewables, LLC | PSE&G |  | Accepted | 2024-11-05 | 2024-11-21 | 2025-11-21 | Solar Panels | TRINA | TSM-NE09RC.05 |  | 0.41 | 3 | 194 | 27 |  | Fixed | Roof
NJADRE1558105750 | Administratively Determined Incentive Program | WALDWICK | 7463 | 4.51 | Residential | Behind the Meter | Yes | EMT Renewables, LLC | PSE&G |  | Accepted | 2024-11-05 | 2024-11-21 | 2025-11-21 | Solar Panels | TRINA | TSM-NE09RC.05 |  | 0.41 | 3 | 284 | 34 |  | Fixed | Roof
NJADRE1558105750 | Administratively Determined Incentive Program | WALDWICK | 7463 | 4.51 | Residential | Behind the Meter | Yes | EMT Renewables, LLC | PSE&G |  | Accepted | 2024-11-05 | 2024-11-21 | 2025-11-21 | Inverters | ENPHASE | IQ8+ | 290 |  | 11 |  |  | 0.98 |  | Other | UNDER EACH PANEL
NJADRE1558105750 | Administratively Determined Incentive Program | WALDWICK | 7463 | 4.51 | Residential | Behind the Meter | Yes | EMT Renewables, LLC | PSE&G |  | Accepted | 2024-11-05 | 2024-11-21 | 2025-11-21 | Solar Panels | TRINA | TSM-NE09RC.05 |  | 0.41 | 1 | 284 | 27 |  | Fixed | Roof
NJADRE1558105750 | Administratively Determined Incentive Program | WALDWICK | 7463 | 4.51 | Residential | Behind the Meter | Yes | EMT Renewables, LLC | PSE&G |  | Accepted | 2024-11-05 | 2024-11-21 | 2025-11-21 | Solar Panels | TRINA | TSM-NE09RC.05 |  | 0.41 | 2 | 194 | 34 |  | Fixed | Roof
NJADRE1558105750 | Administratively Determined Incentive Program | WALDWICK | 7463 | 4.51 | Residential | Behind the Meter | Yes | EMT Renewables, LLC | PSE&G |  | Accepted | 2024-11-05 | 2024-11-21 | 2025-11-21 | Solar Panels | TRINA | TSM-NE09RC.05 |  | 0.41 | 1 | 104 | 27 |  | Fixed | Roof
NJADRE1558105939 | Administratively Determined Incentive Program | Lakewood | 8701 | 19.13 | Residential | Behind the Meter | Yes | Powerlutions, LLC | JCP&L |  | Accepted | 2024-11-05 | 2024-11-21 | 2025-11-21 | Solar Panels | Trina | TSM-425NE09RC.05 |  | 0.425 | 23 | 118 | 18 |  | Fixed | Roof
NJADRE1558105939 | Administratively Determined Incentive Program | Lakewood | 8701 | 19.13 | Residential | Behind the Meter | Yes | Powerlutions, LLC | JCP&L |  | Accepted | 2024-11-05 | 2024-11-21 | 2025-11-21 | Inverters | Enphase | IQ8M-72-2-US | 325 |  | 45 |  |  | 0.98 |  | Outdoor
NJADRE1558105939 | Administratively Determined Incentive Program | Lakewood | 8701 | 19.13 | Residential | Behind the Meter | Yes | Powerlutions, LLC | JCP&L |  | Accepted | 2024-11-05 | 2024-11-21 | 2025-11-21 | Solar Panels | Trina | TSM-425NE09RC.05 |  | 0.425 | 22 | 298 | 18 |  | Fixed | Roof
NJADRE1558105957 | Administratively Determined Incentive Program | CARNEYS POINT | 8069 | 11.07 | Residential | Behind the Meter | Yes | Sunrun Installation Services, Inc. | AC Electric |  | Accepted | 2024-11-05 | 2024-11-21 | 2025-11-21 | Solar Panels | Hanwha Q-Cells | Q.PEAK DUO BLK ML-G10+ 410 |  | 0.41 | 12 | 301 | 18 |  | Fixed | Roof
NJADRE1558105957 | Administratively Determined Incentive Program | CARNEYS POINT | 8069 | 11.07 | Residential | Behind the Meter | Yes | Sunrun Installation Services, Inc. | AC Electric |  | Accepted | 2024-11-05 | 2024-11-21 | 2025-11-21 | Inverters | SolarEdge Technologies | SE7600H-USMN | 7600 |  | 1 |  |  | 0.99 |  | Outdoor | Next to meter
NJADRE1558105957 | Administratively Determined Incentive Program | CARNEYS POINT | 8069 | 11.07 | Residential | Behind the Meter | Yes | Sunrun Installation Services, Inc. | AC Electric |  | Accepted | 2024-11-05 | 2024-11-21 | 2025-11-21 | Solar Panels | Hanwha Q-Cells | Q.PEAK DUO BLK ML-G10+ 410 |  | 0.41 | 15 | 121 | 18 |  | Fixed | Roof
NJADRE1558105957 | Administratively Determined Incentive Program | CARNEYS POINT | 8069 | 11.07 | Residential | Behind the Meter | Yes | Sunrun Installation Services, Inc. | AC Electric |  | Accepted | 2024-11-05 | 2024-11-21 | 2025-11-21 | Electric Storage Battery | TESLA | POWERWALL 2 |  |  | 2 |  |  |  | Lithium Ion |  | Outside
NJADRE1558106000 | Administratively Determined Incentive Program | WOODBRIDGE TWP | 8830 | 6.15 | Residential | Behind the Meter | Yes | Sunrun Installation Services, Inc. | PSE&G |  | Accepted | 2024-11-05 | 2024-11-21 | 2025-11-21 | Inverters | TESLA | Powerwall 3 1707000-xx-y | 11500 |  | 1 |  |  | 0.97 |  | Outdoor | Next to meter
NJADRE1558106000 | Administratively Determined Incentive Program | WOODBRIDGE TWP | 8830 | 6.15 | Residential | Behind the Meter | Yes | Sunrun Installation Services, Inc. | PSE&G |  | Accepted | 2024-11-05 | 2024-11-21 | 2025-11-21 | Solar Panels | Hanwha Q-Cells | Q.PEAK DUO BLK ML-G10+ 410 |  | 0.41 | 11 | 192 | 26 |  | Fixed | Roof
NJADRE1558106000 | Administratively Determined Incentive Program | WOODBRIDGE TWP | 8830 | 6.15 | Residential | Behind the Meter | Yes | Sunrun Installation Services, Inc. | PSE&G |  | Accepted | 2024-11-05 | 2024-11-21 | 2025-11-21 | Solar Panels | Hanwha Q-Cells | Q.PEAK DUO BLK ML-G10+ 410 |  | 0.41 | 4 | 12 | 28 |  | Fixed | Roof
NJADRE1558106000 | Administratively Determined Incentive Program | WOODBRIDGE TWP | 8830 | 6.15 | Residential | Behind the Meter | Yes | Sunrun Installation Services, Inc. | PSE&G |  | Accepted | 2024-11-05 | 2024-11-21 | 2025-11-21 | Electric Storage Battery | TESLA | POWERWALL 3 |  |  | 1 |  |  |  | Lithium Ion |  | Outside
NJADRE1558106112 | Administratively Determined Incentive Program | LAWRENCE TWP | 8648 | 10.8 | Commercial | Behind the Meter | No | Advanced Solar & Energy Solutions, LLC | PSE&G |  | Accepted | 2024-11-20 | 2024-12-10 | 2025-12-10 | Inverters | Solar Edge | SE10000A-US | 10800 |  | 1 |  |  | 0.97 |  | Outside
NJADRE1558106112 | Administratively Determined Incentive Program | LAWRENCE TWP | 8648 | 10.8 | Commercial | Behind the Meter | No | Advanced Solar & Energy Solutions, LLC | PSE&G |  | Accepted | 2024-11-20 | 2024-12-10 | 2025-12-10 | Solar Panels | Phono Solar | PS450M4-24/TH |  | 0.45 | 24 | 163 | 18 |  | Fixed | Roof
NJADRE1558110561 | Administratively Determined Incentive Program | Fords | 8863 | 4.1 | Residential | Behind the Meter | No | Trinity Solar, LLC | PSE&G |  | Accepted | 2024-11-05 | 2024-11-21 | 2025-11-21 | Solar Panels | HANWHA | (Q.PEAK DUO BLK ML-G10+ 410) |  | 0.41 | 5 | 263 | 20 |  | Fixed | Roof
NJADRE1558110561 | Administratively Determined Incentive Program | Fords | 8863 | 4.1 | Residential | Behind the Meter | No | Trinity Solar, LLC | PSE&G |  | Accepted | 2024-11-05 | 2024-11-21 | 2025-11-21 | Solar Panels | HANWHA | (Q.PEAK DUO BLK ML-G10+ 410) |  | 0.41 | 5 | 83 | 20 |  | Fixed | Roof
NJADRE1558110561 | Administratively Determined Incentive Program | Fords | 8863 | 4.1 | Residential | Behind the Meter | No | Trinity Solar, LLC | PSE&G |  | Accepted | 2024-11-05 | 2024-11-21 | 2025-11-21 | Inverters | Tesla | TESLA 3.8kW (1538000-XX-Y) | 3800 |  | 1 |  |  | 0.97 |  | Outdoor
NJADRE1558111114 | Administratively Determined Incentive Program | Wenonah | 8090 | 19.92 | Residential | Behind the Meter | Yes | SunnyMac, LLC | AC Electric |  | Accepted | 2024-11-05 | 2024-11-22 | 2025-11-22 | Solar Panels | HANWHA | Q.PEAK DUO BLK ML-G10+ 415W |  | 0.415 | 48 | 180 | 27 |  | Fixed | Ground
NJADRE1558111114 | Administratively Determined Incentive Program | Wenonah | 8090 | 19.92 | Residential | Behind the Meter | Yes | SunnyMac, LLC | AC Electric |  | Accepted | 2024-11-05 | 2024-11-22 | 2025-11-22 | Inverters | SOLAREDGE | SE11400H-US | 11400 |  | 1 |  |  | 0.99 |  | Outdoor | next to meter
NJADRE1558111114 | Administratively Determined Incentive Program | Wenonah | 8090 | 19.92 | Residential | Behind the Meter | Yes | SunnyMac, LLC | AC Electric |  | Accepted | 2024-11-05 | 2024-11-22 | 2025-11-22 | Inverters | SOLAREDGE | SE7600H-US | 7600 |  | 1 |  |  | 0.99 |  | Outdoor | next to meter
NJADRE1558111118 | Administratively Determined Incentive Program | WILLINGBORO | 8046 | 16.4 | Residential | Behind the Meter | Yes | Freedom Forever New Jersey, LLC | PSE&G |  | Accepted | 2024-11-05 | 2024-11-21 | 2025-11-21 | Inverters | Solar Edge | USE3800H-USMNBL75 | 3800 |  | 1 |  |  | 0.99 |  | Outside
NJADRE1558111118 | Administratively Determined Incentive Program | WILLINGBORO | 8046 | 16.4 | Residential | Behind the Meter | Yes | Freedom Forever New Jersey, LLC | PSE&G |  | Accepted | 2024-11-05 | 2024-11-21 | 2025-11-21 | Inverters | Solar Edge | USE10000H-USMNBL75 | 10000 |  | 1 |  |  | 0.99 |  | Outside
NJADRE1558111118 | Administratively Determined Incentive Program | WILLINGBORO | 8046 | 16.4 | Residential | Behind the Meter | Yes | Freedom Forever New Jersey, LLC | PSE&G |  | Accepted | 2024-11-05 | 2024-11-21 | 2025-11-21 | Solar Panels | Hanwha | Q.PEAK DUO BLK ML-G10+ 410 |  | 0.41 | 31 | 238 | 19 |  | Fixed | Roof
NJADRE1558111118 | Administratively Determined Incentive Program | WILLINGBORO | 8046 | 16.4 | Residential | Behind the Meter | Yes | Freedom Forever New Jersey, LLC | PSE&G |  | Accepted | 2024-11-05 | 2024-11-21 | 2025-11-21 | Solar Panels | Hanwha | Q.PEAK DUO BLK ML-G10+ 410 |  | 0.41 | 9 | 58 | 19 |  | Fixed | Roof
NJADRE1558112054 | Administratively Determined Incentive Program | Shiloh | 8353 | 5.74 | Residential | Behind the Meter | Yes | Trinity Solar, LLC | AC Electric |  | Accepted | 2024-11-06 | 2024-11-22 | 2025-11-22 | Solar Panels | HANWHA | HANWHA 410 (Q.PEAK DUO BLK ML-G10+ 410) |  | 0.41 | 14 | 215 | 37 |  | Fixed | Roof
NJADRE1558112054 | Administratively Determined Incentive Program | Shiloh | 8353 | 5.74 | Residential | Behind the Meter | Yes | Trinity Solar, LLC | AC Electric |  | Accepted | 2024-11-06 | 2024-11-22 | 2025-11-22 | Inverters | Tesla (PV Only) | 1538000-45-X | 5000 |  | 1 |  |  | 0.97 |  | Outside
NJADRE1558112065 | Administratively Determined Incentive Program | NEWARK | 7107 | 6.4 | Residential | Behind the Meter | Yes | Bright Ops, Inc. | PSE&G |  | Accepted | 2024-11-05 | 2024-11-25 | 2025-11-25 | Solar Panels | Hanwha Q-Cells | Q.PEAK DUO BLK ML-G10+ |  | 0.4 | 16 | 202 | 27 |  | Fixed | Roof
NJADRE1558112065 | Administratively Determined Incentive Program | NEWARK | 7107 | 6.4 | Residential | Behind the Meter | Yes | Bright Ops, Inc. | PSE&G |  | Accepted | 2024-11-05 | 2024-11-25 | 2025-11-25 | Inverters | SolarEdge Technologies | SE10000H-USRGM | 10000 |  | 1 |  |  | 0.98 |  | Outdoor | Outside
NJADRE1558112114 | Administratively Determined Incentive Program | SUMMIT | 7901 | 6.02 | Residential | Behind the Meter | Yes | Freedom Forever New Jersey, LLC | JCP&L |  | Accepted | 2024-11-05 | 2024-11-21 | 2025-11-21 | Inverters | Solar Edge | SE5000H-USRGM [SI1 | 5000 |  | 1 |  |  | 0.99 |  | Outside
NJADRE1558112114 | Administratively Determined Incentive Program | SUMMIT | 7901 | 6.02 | Residential | Behind the Meter | Yes | Freedom Forever New Jersey, LLC | JCP&L |  | Accepted | 2024-11-05 | 2024-11-21 | 2025-11-21 | Solar Panels | Silfab | SIL-430QD |  | 0.43 | 9 | 300 | 13 |  | Fixed | Roof
NJADRE1558112114 | Administratively Determined Incentive Program | SUMMIT | 7901 | 6.02 | Residential | Behind the Meter | Yes | Freedom Forever New Jersey, LLC | JCP&L |  | Accepted | 2024-11-05 | 2024-11-21 | 2025-11-21 | Solar Panels | Silfab | SIL-430QD |  | 0.43 | 5 | 120 | 32 |  | Fixed | Roof
NJADRE1558112119 | Administratively Determined Incentive Program | PETERSBURG | 8270 | 10.66 | Residential | Behind the Meter | Yes | Sunrun Installation Services, Inc. | AC Electric |  | Accepted | 2024-11-05 | 2024-11-22 | 2025-11-22 | Inverters | SolarEdge Technologies | SE7600H-USMN | 7600 |  | 1 |  |  | 0.99 |  | Outdoor | Next to meter
NJADRE1558112119 | Administratively Determined Incentive Program | PETERSBURG | 8270 | 10.66 | Residential | Behind the Meter | Yes | Sunrun Installation Services, Inc. | AC Electric |  | Accepted | 2024-11-05 | 2024-11-22 | 2025-11-22 | Solar Panels | Hanwha Q-Cells | Q.PEAK DUO BLK ML-G10+ 410 |  | 0.41 | 5 | 109 | 28 |  | Fixed | Roof
NJADRE1558112119 | Administratively Determined Incentive Program | PETERSBURG | 8270 | 10.66 | Residential | Behind the Meter | Yes | Sunrun Installation Services, Inc. | AC Electric |  | Accepted | 2024-11-05 | 2024-11-22 | 2025-11-22 | Solar Panels | Hanwha Q-Cells | Q.PEAK DUO BLK ML-G10+ 410 |  | 0.41 | 6 | 289 | 28 |  | Fixed | Roof
NJADRE1558112119 | Administratively Determined Incentive Program | PETERSBURG | 8270 | 10.66 | Residential | Behind the Meter | Yes | Sunrun Installation Services, Inc. | AC Electric |  | Accepted | 2024-11-05 | 2024-11-22 | 2025-11-22 | Solar Panels | Hanwha Q-Cells | Q.PEAK DUO BLK ML-G10+ 410 |  | 0.41 | 15 | 200 | 28 |  | Fixed | Roof
NJADRE1558112132 | Administratively Determined Incentive Program | KEARNY | 7032 | 6.15 | Residential | Behind the Meter | Yes | Pro Custom Solar dba Momentum Solar | PSE&G |  | Accepted | 2024-11-05 | 2024-11-22 | 2025-11-22 | Solar Panels | Hanwha | Q.PEAK DUO BLK ML-G10+410 |  | 0.41 | 8 | 125 | 16 |  | Fixed | Roof
NJADRE1558112132 | Administratively Determined Incentive Program | KEARNY | 7032 | 6.15 | Residential | Behind the Meter | Yes | Pro Custom Solar dba Momentum Solar | PSE&G |  | Accepted | 2024-11-05 | 2024-11-22 | 2025-11-22 | Inverters | Enphase | IQ8PLUS-72-2-US | 290 |  | 15 |  |  | 0.97 |  | Outdoor
NJADRE1558112132 | Administratively Determined Incentive Program | KEARNY | 7032 | 6.15 | Residential | Behind the Meter | Yes | Pro Custom Solar dba Momentum Solar | PSE&G |  | Accepted | 2024-11-05 | 2024-11-22 | 2025-11-22 | Solar Panels | Hanwha | Q.PEAK DUO BLK ML-G10+410 |  | 0.41 | 7 | 305 | 16 |  | Fixed | Roof
NJADRE1558112140 | Administratively Determined Incentive Program | BRANCHVILLE | 7826 | 26.4 | Residential | Behind the Meter | Yes | Freedom Forever New Jersey, LLC | JCP&L |  | Accepted | 2025-01-22 | 2025-02-03 | 2026-02-03 | Solar Panels | PHILADELPHIA SOLAR: | PS-M108(HCBF)-400W |  | 0.4 | 19 | 135 | 35 |  | Fixed | Roof
NJADRE1558112140 | Administratively Determined Incentive Program | BRANCHVILLE | 7826 | 26.4 | Residential | Behind the Meter | Yes | Freedom Forever New Jersey, LLC | JCP&L |  | Accepted | 2025-01-22 | 2025-02-03 | 2026-02-03 | Solar Panels | PHILADELPHIA SOLAR: | PS-M108(HCBF)-400W |  | 0.4 | 10 | 225 | 43 |  | Fixed | Roof
NJADRE1558112140 | Administratively Determined Incentive Program | BRANCHVILLE | 7826 | 26.4 | Residential | Behind the Meter | Yes | Freedom Forever New Jersey, LLC | JCP&L |  | Accepted | 2025-01-22 | 2025-02-03 | 2026-02-03 | Solar Panels | PHILADELPHIA SOLAR: | PS-M108(HCBF)-400W |  | 0.4 | 8 | 225 | 13 |  | Fixed | Roof
NJADRE1558112140 | Administratively Determined Incentive Program | BRANCHVILLE | 7826 | 26.4 | Residential | Behind the Meter | Yes | Freedom Forever New Jersey, LLC | JCP&L |  | Accepted | 2025-01-22 | 2025-02-03 | 2026-02-03 | Inverters | Solar Edge | SE10000H-USRGM [SI1] | 10000 |  | 1 |  |  | 0.99 |  | Outside
NJADRE1558112140 | Administratively Determined Incentive Program | BRANCHVILLE | 7826 | 26.4 | Residential | Behind the Meter | Yes | Freedom Forever New Jersey, LLC | JCP&L |  | Accepted | 2025-01-22 | 2025-02-03 | 2026-02-03 | Solar Panels | PHILADELPHIA SOLAR: | PS-M108(HCBF)-400W |  | 0.4 | 16 | 315 | 35 |  | Fixed | Roof
NJADRE1558112140 | Administratively Determined Incentive Program | BRANCHVILLE | 7826 | 26.4 | Residential | Behind the Meter | Yes | Freedom Forever New Jersey, LLC | JCP&L |  | Accepted | 2025-01-22 | 2025-02-03 | 2026-02-03 | Inverters | Solar Edge | SE11400H-USRGM [SI1] INVERTER | 11400 |  | 1 |  |  | 0.99 |  | Outside
NJADRE1558112140 | Administratively Determined Incentive Program | BRANCHVILLE | 7826 | 26.4 | Residential | Behind the Meter | Yes | Freedom Forever New Jersey, LLC | JCP&L |  | Accepted | 2025-01-22 | 2025-02-03 | 2026-02-03 | Solar Panels | PHILADELPHIA SOLAR: | PS-M108(HCBF)-400W |  | 0.4 | 7 | 135 | 16 |  | Fixed | Roof
NJADRE1558112140 | Administratively Determined Incentive Program | BRANCHVILLE | 7826 | 26.4 | Residential | Behind the Meter | Yes | Freedom Forever New Jersey, LLC | JCP&L |  | Accepted | 2025-01-22 | 2025-02-03 | 2026-02-03 | Solar Panels | PHILADELPHIA SOLAR: | PS-M108(HCBF)-400W |  | 0.4 | 6 | 135 | 38 |  | Fixed | Roof
NJADRE1558112205 | Administratively Determined Incentive Program | ROBBINSVILLE | 8691 | 7.79 | Residential | Behind the Meter | Yes | Pro Custom Solar dba Momentum Solar | PSE&G |  | Accepted | 2024-11-05 | 2024-11-22 | 2025-11-22 | Solar Panels | Hanwha | Q.PEAK DUO BLK ML-G10+410 |  | 0.41 | 10 | 109 | 26 |  | Fixed | Roof
NJADRE1558112205 | Administratively Determined Incentive Program | ROBBINSVILLE | 8691 | 7.79 | Residential | Behind the Meter | Yes | Pro Custom Solar dba Momentum Solar | PSE&G |  | Accepted | 2024-11-05 | 2024-11-22 | 2025-11-22 | Inverters | Enphase | IQ8PLUS-72-2-US | 290 |  | 19 |  |  | 0.97 |  | Outdoor
NJADRE1558112205 | Administratively Determined Incentive Program | ROBBINSVILLE | 8691 | 7.79 | Residential | Behind the Meter | Yes | Pro Custom Solar dba Momentum Solar | PSE&G |  | Accepted | 2024-11-05 | 2024-11-22 | 2025-11-22 | Solar Panels | Hanwha | Q.PEAK DUO BLK ML-G10+410 |  | 0.41 | 2 | 290 | 27 |  | Fixed | Roof
NJADRE1558112205 | Administratively Determined Incentive Program | ROBBINSVILLE | 8691 | 7.79 | Residential | Behind the Meter | Yes | Pro Custom Solar dba Momentum Solar | PSE&G |  | Accepted | 2024-11-05 | 2024-11-22 | 2025-11-22 | Solar Panels | Hanwha | Q.PEAK DUO BLK ML-G10+410 |  | 0.41 | 7 | 290 | 27 |  | Fixed | Roof
NJADRE1558112213 | Administratively Determined Incentive Program | IRVINGTON | 7111 | 8.6 | Residential | Behind the Meter | Yes | Freedom Forever New Jersey, LLC | PSE&G |  | Accepted | 2024-11-05 | 2024-11-22 | 2025-11-22 | Inverters | Solar Edge | USE7600H-USMNBL75 | 7600 |  | 1 |  |  | 0.99 |  | Outside
NJADRE1558112213 | Administratively Determined Incentive Program | IRVINGTON | 7111 | 8.6 | Residential | Behind the Meter | Yes | Freedom Forever New Jersey, LLC | PSE&G |  | Accepted | 2024-11-05 | 2024-11-22 | 2025-11-22 | Solar Panels | Silfab | SIL-430QD |  | 0.43 | 20 | 208 | 18 |  | Fixed | Roof
NJADRE1558115992 | Administratively Determined Incentive Program | Union City | 7206 | 7.65 | Residential | Behind the Meter | Yes | Power Energy Solutions, LLC | PSE&G |  | Accepted | 2024-11-06 | 2024-11-22 | 2025-11-22 | Solar Panels | Trina Solar | TSM-425NE09RC.05 |  | 0.425 | 9 | 121 | 40 |  | Fixed | Roof
NJADRE1558115992 | Administratively Determined Incentive Program | Union City | 7206 | 7.65 | Residential | Behind the Meter | Yes | Power Energy Solutions, LLC | PSE&G |  | Accepted | 2024-11-06 | 2024-11-22 | 2025-11-22 | Inverters | SolarEdge | SE6000H-US | 6 |  | 1 |  |  | 0.97 |  | Outdoor
NJADRE1558115992 | Administratively Determined Incentive Program | Union City | 7206 | 7.65 | Residential | Behind the Meter | Yes | Power Energy Solutions, LLC | PSE&G |  | Accepted | 2024-11-06 | 2024-11-22 | 2025-11-22 | Solar Panels | Trina Solar | TSM-425NE09RC.05 |  | 0.425 | 6 | 124 | 5 |  | Fixed | Roof
NJADRE1558115992 | Administratively Determined Incentive Program | Union City | 7206 | 7.65 | Residential | Behind the Meter | Yes | Power Energy Solutions, LLC | PSE&G |  | Accepted | 2024-11-06 | 2024-11-22 | 2025-11-22 | Solar Panels | Trina Solar | TSM-425NE09RC.05 |  | 0.425 | 3 | 301 | 40 |  | Fixed | Roof
NJADRE1558116009 | Administratively Determined Incentive Program | Montague | 7827 | 4.1 | Residential | Behind the Meter | Yes | Pro Custom Solar dba Momentum Solar | JCP&L |  | Accepted | 2024-11-06 | 2024-11-22 | 2025-11-22 | Inverters | Enphase | IQ8MC-72-M-US | 320 |  | 10 |  |  | 0.97 |  | Outdoor
NJADRE1558116009 | Administratively Determined Incentive Program | Montague | 7827 | 4.1 | Residential | Behind the Meter | Yes | Pro Custom Solar dba Momentum Solar | JCP&L |  | Accepted | 2024-11-06 | 2024-11-22 | 2025-11-22 | Solar Panels | Hanwha | Q.PEAK DUO BLK ML-G10+410 |  | 0.41 | 10 | 201 | 28 |  | Fixed | Roof
NJADRE1558116018 | Administratively Determined Incentive Program | Rahway | 7065 | 10.66 | Residential | Behind the Meter | Yes | Trinity Solar, LLC | PSE&G |  | Accepted | 2024-11-06 | 2024-11-22 | 2025-11-22 | Solar Panels | HANWHA | Q.PEAK DUO BLK ML-G10+ 410 |  | 0.41 | 2 | 281 | 19 |  | Fixed | Roof
NJADRE1558116018 | Administratively Determined Incentive Program | Rahway | 7065 | 10.66 | Residential | Behind the Meter | Yes | Trinity Solar, LLC | PSE&G |  | Accepted | 2024-11-06 | 2024-11-22 | 2025-11-22 | Solar Panels | HANWHA | Q.PEAK DUO BLK ML-G10+ 410 |  | 0.41 | 15 | 281 | 18 |  | Fixed | Roof
NJADRE1558116018 | Administratively Determined Incentive Program | Rahway | 7065 | 10.66 | Residential | Behind the Meter | Yes | Trinity Solar, LLC | PSE&G |  | Accepted | 2024-11-06 | 2024-11-22 | 2025-11-22 | Solar Panels | HANWHA | Q.PEAK DUO BLK ML-G10+ 410 |  | 0.41 | 2 | 101 | 19 |  | Fixed | Roof
NJADRE1558116018 | Administratively Determined Incentive Program | Rahway | 7065 | 10.66 | Residential | Behind the Meter | Yes | Trinity Solar, LLC | PSE&G |  | Accepted | 2024-11-06 | 2024-11-22 | 2025-11-22 | Solar Panels | HANWHA | Q.PEAK DUO BLK ML-G10+ 410 |  | 0.41 | 7 | 101 | 18 |  | Fixed | Roof
NJADRE1558116018 | Administratively Determined Incentive Program | Rahway | 7065 | 10.66 | Residential | Behind the Meter | Yes | Trinity Solar, LLC | PSE&G |  | Accepted | 2024-11-06 | 2024-11-22 | 2025-11-22 | Inverters | Solar Edge | USE10000H-US | 10000 |  | 1 |  |  | 0.97 |  | Outside
NJADRE1558116094 | Administratively Determined Incentive Program | Jackson | 8527 | 10.25 | Residential | Behind the Meter | Yes | Pro Custom Solar dba Momentum Solar | JCP&L |  | Accepted | 2024-11-06 | 2024-11-22 | 2025-11-22 | Solar Panels | Hanwha | Q.PEAK DUO BLK ML-G10+410 |  | 0.41 | 25 | 203 | 31 |  | Fixed | Roof
NJADRE1558116094 | Administratively Determined Incentive Program | Jackson | 8527 | 10.25 | Residential | Behind the Meter | Yes | Pro Custom Solar dba Momentum Solar | JCP&L |  | Accepted | 2024-11-06 | 2024-11-22 | 2025-11-22 | Inverters | Enphase | IQ8PLUS-72-2-US | 290 |  | 25 |  |  | 0.97 |  | Outdoor
NJADRE1558116154 | Administratively Determined Incentive Program | Bridgeton | 8302 | 8.2 | Residential | Behind the Meter | Yes | EMT Renewables, LLC | AC Electric |  | Accepted | 2024-11-06 | 2024-11-22 | 2025-11-22 | Solar Panels | TRINA | TSM-NE09RC.05 |  | 0.41 | 10 | 144 | 28 |  | Fixed | Roof
NJADRE1558116154 | Administratively Determined Incentive Program | Bridgeton | 8302 | 8.2 | Residential | Behind the Meter | Yes | EMT Renewables, LLC | AC Electric |  | Accepted | 2024-11-06 | 2024-11-22 | 2025-11-22 | Inverters | ENPHASE | IQ8+ | 290 |  | 20 |  |  | 0.98 |  | Other | UNDER EACH PANEL
NJADRE1558116154 | Administratively Determined Incentive Program | Bridgeton | 8302 | 8.2 | Residential | Behind the Meter | Yes | EMT Renewables, LLC | AC Electric |  | Accepted | 2024-11-06 | 2024-11-22 | 2025-11-22 | Solar Panels | TRINA | TSM-NE09RC.05 |  | 0.41 | 10 | 234 | 28 |  | Fixed | Roof
NJADRE1558116165 | Administratively Determined Incentive Program | NEWARK | 7104 | 10.2 | Residential | Behind the Meter | Yes | Power Energy Solutions, LLC | PSE&G |  | Accepted | 2024-11-06 | 2024-11-22 | 2025-11-22 | Inverters | SolarEdge | SE7600H-US | 7600 |  | 1 |  |  | 0.97 |  | Outdoor
NJADRE1558116165 | Administratively Determined Incentive Program | NEWARK | 7104 | 10.2 | Residential | Behind the Meter | Yes | Power Energy Solutions, LLC | PSE&G |  | Accepted | 2024-11-06 | 2024-11-22 | 2025-11-22 | Solar Panels | Trina Solar | TSM-425NE09RC.05 |  | 0.425 | 24 | 298 | 2 |  | Fixed | Roof
NJADRE1558116197 | Administratively Determined Incentive Program | Randolph | 7869 | 9.43 | Residential | Behind the Meter | No | Sunrun Installation Services, Inc. | JCP&L |  | Accepted | 2024-11-06 | 2024-11-22 | 2025-11-22 | Inverters | Tesla | Powerwall 3 1707000-xx-y | 11500 |  | 1 |  |  | 0.97 |  | Outdoor
NJADRE1558116197 | Administratively Determined Incentive Program | Randolph | 7869 | 9.43 | Residential | Behind the Meter | No | Sunrun Installation Services, Inc. | JCP&L |  | Accepted | 2024-11-06 | 2024-11-22 | 2025-11-22 | Solar Panels | Hanwha Q Cells | Q.PEAK DUO BLK ML-G10+ 410 |  | 0.41 | 9 | 130 | 34 |  | Fixed | Roof
NJADRE1558116197 | Administratively Determined Incentive Program | Randolph | 7869 | 9.43 | Residential | Behind the Meter | No | Sunrun Installation Services, Inc. | JCP&L |  | Accepted | 2024-11-06 | 2024-11-22 | 2025-11-22 | Electric Storage Battery | Tesla | Powerwall 3 1707000-xx-y |  |  | 1 |  |  |  | Lithium Ion |  | OUTSIDE
NJADRE1558116197 | Administratively Determined Incentive Program | Randolph | 7869 | 9.43 | Residential | Behind the Meter | No | Sunrun Installation Services, Inc. | JCP&L |  | Accepted | 2024-11-06 | 2024-11-22 | 2025-11-22 | Solar Panels | Hanwha Q Cells | Q.PEAK DUO BLK ML-G10+ 410 |  | 0.41 | 14 | 130 | 34 |  | Fixed | Roof
NJADRE1558116269 | Administratively Determined Incentive Program | JERSEY CITY | 7307 | 3.86 | Residential | Behind the Meter | No | Tesla Energy Operations, Inc. | PSE&G |  | Accepted | 2024-11-06 | 2024-11-22 | 2025-11-22 | Electric Storage Battery | Tesla | AC Powerwall 2.0 |  |  | 1 |  |  |  | Lithium Ion |  | OUTSIDE?
NJADRE1558116269 | Administratively Determined Incentive Program | JERSEY CITY | 7307 | 3.86 | Residential | Behind the Meter | No | Tesla Energy Operations, Inc. | PSE&G |  | Accepted | 2024-11-06 | 2024-11-22 | 2025-11-22 | Inverters | Tesla | 1538000-XX-Y | 7600 |  | 1 |  |  | 0.98 |  | Outdoor
NJADRE1558116269 | Administratively Determined Incentive Program | JERSEY CITY | 7307 | 3.86 | Residential | Behind the Meter | No | Tesla Energy Operations, Inc. | PSE&G |  | Accepted | 2024-11-06 | 2024-11-22 | 2025-11-22 | Solar Panels | Tesla | SR60T1 |  | 0.05847 | 22 | 298 | 23 |  | Fixed | Roof
NJADRE1558116269 | Administratively Determined Incentive Program | JERSEY CITY | 7307 | 3.86 | Residential | Behind the Meter | No | Tesla Energy Operations, Inc. | PSE&G |  | Accepted | 2024-11-06 | 2024-11-22 | 2025-11-22 | Solar Panels | Tesla | SR60T1 |  | 0.05847 | 44 | 118 | 23 |  | Fixed | Roof
NJADRE1558116356 | Administratively Determined Incentive Program | Morris Plains | 7950 | 15.48 | Residential | Behind the Meter | No | Maier Solar Engineering dba Solar Me | JCP&L |  | Accepted | 2024-11-06 | 2024-11-22 | 2025-11-22 | Solar Panels | Hanwha | Q.TRON M-G2+430W |  | 0.43 | 8 | 118 | 30 |  | Fixed | Roof
NJADRE1558116356 | Administratively Determined Incentive Program | Morris Plains | 7950 | 15.48 | Residential | Behind the Meter | No | Maier Solar Engineering dba Solar Me | JCP&L |  | Accepted | 2024-11-06 | 2024-11-22 | 2025-11-22 | Solar Panels | Hanwha | Q.TRON M-G2+430W |  | 0.43 | 12 | 208 | 30 |  | Fixed | Roof
NJADRE1558116356 | Administratively Determined Incentive Program | Morris Plains | 7950 | 15.48 | Residential | Behind the Meter | No | Maier Solar Engineering dba Solar Me | JCP&L |  | Accepted | 2024-11-06 | 2024-11-22 | 2025-11-22 | Solar Panels | Hanwha | Q.TRON M-G2+430W |  | 0.43 | 16 | 208 | 30 |  | Fixed | Roof
NJADRE1558116356 | Administratively Determined Incentive Program | Morris Plains | 7950 | 15.48 | Residential | Behind the Meter | No | Maier Solar Engineering dba Solar Me | JCP&L |  | Accepted | 2024-11-06 | 2024-11-22 | 2025-11-22 | Inverters | Enphase | IQ8A | 349 |  | 36 |  |  | 0.96 |  | Outdoor | Next to meter
NJADRE1558116357 | Administratively Determined Incentive Program | West Orange Twp | 7052 | 14.76 | Residential | Behind the Meter | Yes | Sunrun Installation Services, Inc. | PSE&G |  | Accepted | 2024-11-06 | 2024-11-22 | 2025-11-22 | Solar Panels | Hanwha Q-Cells | Q.PEAK DUO BLK ML-G10+ 410 |  | 0.41 | 8 | 187 | 34 |  | Fixed | Roof
NJADRE1558116357 | Administratively Determined Incentive Program | West Orange Twp | 7052 | 14.76 | Residential | Behind the Meter | Yes | Sunrun Installation Services, Inc. | PSE&G |  | Accepted | 2024-11-06 | 2024-11-22 | 2025-11-22 | Inverters | Tesla | Powerwall 3 1707000-xx-y | 23000 |  | 2 |  |  | 0.97 |  | Indoor | Next to meter
NJADRE1558116357 | Administratively Determined Incentive Program | West Orange Twp | 7052 | 14.76 | Residential | Behind the Meter | Yes | Sunrun Installation Services, Inc. | PSE&G |  | Accepted | 2024-11-06 | 2024-11-22 | 2025-11-22 | Solar Panels | Hanwha Q-Cells | Q.PEAK DUO BLK ML-G10+ 410 |  | 0.41 | 8 | 7 | 34 |  | Fixed | Roof
NJADRE1558116357 | Administratively Determined Incentive Program | West Orange Twp | 7052 | 14.76 | Residential | Behind the Meter | Yes | Sunrun Installation Services, Inc. | PSE&G |  | Accepted | 2024-11-06 | 2024-11-22 | 2025-11-22 | Electric Storage Battery | TESLA | POWERWALL 3 |  |  | 2 |  |  |  | Lithium Ion |  | Inside
NJADRE1558116357 | Administratively Determined Incentive Program | West Orange Twp | 7052 | 14.76 | Residential | Behind the Meter | Yes | Sunrun Installation Services, Inc. | PSE&G |  | Accepted | 2024-11-06 | 2024-11-22 | 2025-11-22 | Solar Panels | Hanwha Q-Cells | Q.PEAK DUO BLK ML-G10+ 410 |  | 0.41 | 9 | 6 | 37 |  | Fixed | Roof
NJADRE1558116357 | Administratively Determined Incentive Program | West Orange Twp | 7052 | 14.76 | Residential | Behind the Meter | Yes | Sunrun Installation Services, Inc. | PSE&G |  | Accepted | 2024-11-06 | 2024-11-22 | 2025-11-22 | Solar Panels | Hanwha Q-Cells | Q.PEAK DUO BLK ML-G10+ 410 |  | 0.41 | 11 | 186 | 36 |  | Fixed | Roof
NJADRE1558116573 | Administratively Determined Incentive Program | HILLSIDE | 7205 | 4.51 | Residential | Behind the Meter | Yes | Sunrun Installation Services, Inc. | PSE&G |  | Accepted | 2024-11-06 | 2024-11-22 | 2025-11-22 | Solar Panels | HANWHA Q-CELLS | Q.PEAK DUO BLK ML-G10+ 410 |  | 0.41 | 11 | 258 | 34 |  | Fixed | Roof
NJADRE1558116573 | Administratively Determined Incentive Program | HILLSIDE | 7205 | 4.51 | Residential | Behind the Meter | Yes | Sunrun Installation Services, Inc. | PSE&G |  | Accepted | 2024-11-06 | 2024-11-22 | 2025-11-22 | Inverters | TESLA | POWERWALL 3 1707000-XX-Y | 11500 |  | 1 |  |  | 0.97 |  | Outdoor
NJADRE1558116573 | Administratively Determined Incentive Program | HILLSIDE | 7205 | 4.51 | Residential | Behind the Meter | Yes | Sunrun Installation Services, Inc. | PSE&G |  | Accepted | 2024-11-06 | 2024-11-22 | 2025-11-22 | Electric Storage Battery | TESLA | POWERWALL 3 1707000-XX-Y |  |  | 1 |  |  |  | Lithium Ion |  | OUTSIDE
NJADRE1558123101 | Administratively Determined Incentive Program | Burlington | 8016 | 13.6 | Residential | Behind the Meter | Yes | PosiGen Developer, LLC | PSE&G |  | Accepted | 2024-11-06 | 2024-11-22 | 2025-11-22 | Solar Panels | SilFab Solar | SIL-400-HC+ |  | 0.4 | 3 | 71 | 40 |  | Fixed | Roof
NJADRE1558123101 | Administratively Determined Incentive Program | Burlington | 8016 | 13.6 | Residential | Behind the Meter | Yes | PosiGen Developer, LLC | PSE&G |  | Accepted | 2024-11-06 | 2024-11-22 | 2025-11-22 | Solar Panels | SilFab Solar | SIL-400-HC+ |  | 0.4 | 14 | 161 | 40 |  | Fixed | Roof
NJADRE1558123101 | Administratively Determined Incentive Program | Burlington | 8016 | 13.6 | Residential | Behind the Meter | Yes | PosiGen Developer, LLC | PSE&G |  | Accepted | 2024-11-06 | 2024-11-22 | 2025-11-22 | Solar Panels | SilFab Solar | SIL-400-HC+ |  | 0.4 | 8 | 251 | 40 |  | Fixed | Roof
NJADRE1558123101 | Administratively Determined Incentive Program | Burlington | 8016 | 13.6 | Residential | Behind the Meter | Yes | PosiGen Developer, LLC | PSE&G |  | Accepted | 2024-11-06 | 2024-11-22 | 2025-11-22 | Inverters | SolarEdge | SE5700H-US | 5700 |  | 2 |  |  | 0.99 |  | Outside | within ten feet of meter
NJADRE1558123101 | Administratively Determined Incentive Program | Burlington | 8016 | 13.6 | Residential | Behind the Meter | Yes | PosiGen Developer, LLC | PSE&G |  | Accepted | 2024-11-06 | 2024-11-22 | 2025-11-22 | Solar Panels | SolarEdge | SIL-400-HC+ |  | 0.4 | 9 | 251 | 40 |  | Fixed | Roof
NJADRE1558125142 | Administratively Determined Incentive Program | JERSEY CITY | 7305 | 10.25 | Residential | Behind the Meter | Yes | Pro Custom Solar dba Momentum Solar | PSE&G |  | Accepted | 2024-11-06 | 2024-11-25 | 2025-11-25 | Inverters | Enphase | IQ8PLUS-72-2-US | 290 |  | 25 |  |  | 0.97 |  | Outdoor
NJADRE1558125142 | Administratively Determined Incentive Program | JERSEY CITY | 7305 | 10.25 | Residential | Behind the Meter | Yes | Pro Custom Solar dba Momentum Solar | PSE&G |  | Accepted | 2024-11-06 | 2024-11-25 | 2025-11-25 | Solar Panels | HANWHA | Q.PEAK DUO BLK ML-G10+ 410 |  | 0.41 | 25 | 41 | 4 |  | Fixed | Roof
NJADRE1558128125 | Administratively Determined Incentive Program | UNION BEACH | 7735 | 12.4 | Residential | Behind the Meter | Yes | GenSun Roofing and Solar, LLC | JCP&L |  | Accepted | 2024-11-06 | 2024-11-25 | 2025-11-25 | Inverters | SOLAREDGE | SE10000H-US | 10000 |  | 1 |  |  | 0.99 |  | Other
NJADRE1558128125 | Administratively Determined Incentive Program | UNION BEACH | 7735 | 12.4 | Residential | Behind the Meter | Yes | GenSun Roofing and Solar, LLC | JCP&L |  | Accepted | 2024-11-06 | 2024-11-25 | 2025-11-25 | Solar Panels | LONGI SOLAR | LR5-54HABB- 400W |  | 0.4 | 15 | 114 | 22 |  | Fixed | Roof
NJADRE1558128125 | Administratively Determined Incentive Program | UNION BEACH | 7735 | 12.4 | Residential | Behind the Meter | Yes | GenSun Roofing and Solar, LLC | JCP&L |  | Accepted | 2024-11-06 | 2024-11-25 | 2025-11-25 | Solar Panels | LONGI SOLAR | LR5-54HABB- 400W |  | 0.4 | 16 | 294 | 22 |  | Fixed | Roof
NJADRE1558128125 | Administratively Determined Incentive Program | UNION BEACH | 7735 | 12.4 | Residential | Behind the Meter | Yes | GenSun Roofing and Solar, LLC | JCP&L |  | Accepted | 2024-11-06 | 2024-11-25 | 2025-11-25 | Meters | Solar Edge | SE6000H - US |  |  | 1 |  |  |  | Yes | Outdoor
NJADRE1558142191 | Administratively Determined Incentive Program | WILLINGBORO | 8046 | 7.6 | Residential | Behind the Meter | Yes | GenSun Roofing and Solar, LLC | PSE&G |  | Accepted | 2024-11-06 | 2024-11-26 | 2025-11-26 | Inverters | SOLAREDGE | SE10000H-US | 10000 |  | 1 |  |  | 0.99 |  | Other
NJADRE1558142191 | Administratively Determined Incentive Program | WILLINGBORO | 8046 | 7.6 | Residential | Behind the Meter | Yes | GenSun Roofing and Solar, LLC | PSE&G |  | Accepted | 2024-11-06 | 2024-11-26 | 2025-11-26 | Solar Panels | LONGI SOLAR | LR5-54HABB- 400W |  | 0.4 | 19 | 298 | 25 |  | Fixed | Roof
NJADRE1558142239 | Administratively Determined Incentive Program | EDISON TWP | 8817 | 12.3 | Residential | Behind the Meter | Yes | Sunrun Installation Services, Inc. | PSE&G |  | Accepted | 2024-11-06 | 2024-11-22 | 2025-11-22 | Solar Panels | HANWHA Q-CELLS | Q.PEAK DUO BLK ML-G10+ 410 |  | 0.41 | 10 | 159 | 23 |  | Fixed | Roof
NJADRE1558142239 | Administratively Determined Incentive Program | EDISON TWP | 8817 | 12.3 | Residential | Behind the Meter | Yes | Sunrun Installation Services, Inc. | PSE&G |  | Accepted | 2024-11-06 | 2024-11-22 | 2025-11-22 | Solar Panels | HANWHA Q-CELLS | Q.PEAK DUO BLK ML-G10+ 410 |  | 0.41 | 9 | 68 | 23 |  | Fixed | Roof
NJADRE1558142239 | Administratively Determined Incentive Program | EDISON TWP | 8817 | 12.3 | Residential | Behind the Meter | Yes | Sunrun Installation Services, Inc. | PSE&G |  | Accepted | 2024-11-06 | 2024-11-22 | 2025-11-22 | Electric Storage Battery | TESLA | POWERWALL 3 1707000-XX-Y |  |  | 1 |  |  |  | Lithium Ion |  | Outside
NJADRE1558142239 | Administratively Determined Incentive Program | EDISON TWP | 8817 | 12.3 | Residential | Behind the Meter | Yes | Sunrun Installation Services, Inc. | PSE&G |  | Accepted | 2024-11-06 | 2024-11-22 | 2025-11-22 | Inverters | TESLA | POWERWALL 3 1707000-XX-Y | 11500 |  | 1 |  |  | 0.97 |  | Outdoor
NJADRE1558142239 | Administratively Determined Incentive Program | EDISON TWP | 8817 | 12.3 | Residential | Behind the Meter | Yes | Sunrun Installation Services, Inc. | PSE&G |  | Accepted | 2024-11-06 | 2024-11-22 | 2025-11-22 | Solar Panels | HANWHA Q-CELLS | Q.PEAK DUO BLK ML-G10+ 410 |  | 0.41 | 11 | 339 | 23 |  | Fixed | Roof
NJADRE1558142254 | Administratively Determined Incentive Program | LYNDHURST | 7071 | 437.85 | Commercial | Behind the Meter | No | Vanguard Energy Partners, LLC | PSE&G |  | Accepted | 2024-11-06 | 2024-11-25 | 2025-11-25 | Inverters | SolarEdge | SE50KUS | 50000 |  | 6 |  |  | 0.985 |  | Outside | Rooftop
NJADRE1558142254 | Administratively Determined Incentive Program | LYNDHURST | 7071 | 437.85 | Commercial | Behind the Meter | No | Vanguard Energy Partners, LLC | PSE&G |  | Accepted | 2024-11-06 | 2024-11-25 | 2025-11-25 | Solar Panels | ZNShine | ZXM7-SHLDD120 450 |  | 0.45 | 973 | 90 | 5 |  | Fixed | Roof
NJADRE1558142272 | Administratively Determined Incentive Program | Hillsborough | 8844 | 12.33 | Residential | Behind the Meter | No | Maier Solar Engineering dba Solar Me | JCP&L |  | Accepted | 2024-11-06 | 2024-11-22 | 2025-11-22 | Solar Panels | Hanwha | Q.TRON BLK M-G2+425W |  | 0.425 | 25 | 87 | 27 |  | Fixed | Roof
NJADRE1558142272 | Administratively Determined Incentive Program | Hillsborough | 8844 | 12.33 | Residential | Behind the Meter | No | Maier Solar Engineering dba Solar Me | JCP&L |  | Accepted | 2024-11-06 | 2024-11-22 | 2025-11-22 | Inverters | Enphase | IQ8A | 349 |  | 29 |  |  | 0.96 |  | Outdoor | Next to meter
NJADRE1558142272 | Administratively Determined Incentive Program | Hillsborough | 8844 | 12.33 | Residential | Behind the Meter | No | Maier Solar Engineering dba Solar Me | JCP&L |  | Accepted | 2024-11-06 | 2024-11-22 | 2025-11-22 | Solar Panels | Hanwha | Q.TRON BLK M-G2+425W |  | 0.425 | 4 | 177 | 27 |  | Fixed | Roof
NJADRE1558144518 | Administratively Determined Incentive Program | Parsippany | 7054 | 4.92 | Residential | Behind the Meter | Yes | Pro Custom Solar dba Momentum Solar | JCP&L |  | Accepted | 2024-11-06 | 2024-11-25 | 2025-11-25 | Solar Panels | Hanwha | Q.PEAK DUO BLK ML-G10+410 |  | 0.41 | 12 | 157 | 21 |  | Fixed | Roof
NJADRE1558144518 | Administratively Determined Incentive Program | Parsippany | 7054 | 4.92 | Residential | Behind the Meter | Yes | Pro Custom Solar dba Momentum Solar | JCP&L |  | Accepted | 2024-11-06 | 2024-11-25 | 2025-11-25 | Inverters | Enphase | IQ8PLUS-72-2-US | 290 |  | 12 |  |  | 0.97 |  | Outdoor
NJADRE1558145235 | Administratively Determined Incentive Program | PRINCETON | 8540 | 2.87 | Residential | Behind the Meter | Yes | Freedom Forever New Jersey, LLC | PSE&G |  | Accepted | 2024-11-06 | 2024-11-22 | 2025-11-22 | Solar Panels | Hanwha | Q.PEAK DUO BLK ML-G10+ 410 |  | 0.41 | 7 | 68 | 49 |  | Fixed | Roof
NJADRE1558145235 | Administratively Determined Incentive Program | PRINCETON | 8540 | 2.87 | Residential | Behind the Meter | Yes | Freedom Forever New Jersey, LLC | PSE&G |  | Accepted | 2024-11-06 | 2024-11-22 | 2025-11-22 | Inverters | Solar Edge | USE3800H-USMNBL75 | 3800 |  | 1 |  |  | 0.99 |  | Outdoor
NJADRE1558146312 | Administratively Determined Incentive Program | ENGLISHTOWN | 7726 | 9.6 | Residential | Behind the Meter | Yes | GenSun Roofing and Solar, LLC | JCP&L |  | Accepted | 2024-11-06 | 2024-11-22 | 2025-11-22 | Solar Panels | Silfab Solar | SIL-400HC+ 400W |  | 0.4 | 7 | 229 | 25 |  | Fixed | Roof
NJADRE1558146312 | Administratively Determined Incentive Program | ENGLISHTOWN | 7726 | 9.6 | Residential | Behind the Meter | Yes | GenSun Roofing and Solar, LLC | JCP&L |  | Accepted | 2024-11-06 | 2024-11-22 | 2025-11-22 | Solar Panels | Silfab Solar | SIL-400HC+ 400W |  | 0.4 | 6 | 139 | 30 |  | Fixed | Roof
NJADRE1558146312 | Administratively Determined Incentive Program | ENGLISHTOWN | 7726 | 9.6 | Residential | Behind the Meter | Yes | GenSun Roofing and Solar, LLC | JCP&L |  | Accepted | 2024-11-06 | 2024-11-22 | 2025-11-22 | Inverters | Solaredge | SE7600H-US | 7600 |  | 1 |  |  | 0.99 |  | Outside
NJADRE1558146312 | Administratively Determined Incentive Program | ENGLISHTOWN | 7726 | 9.6 | Residential | Behind the Meter | Yes | GenSun Roofing and Solar, LLC | JCP&L |  | Accepted | 2024-11-06 | 2024-11-22 | 2025-11-22 | Solar Panels | Silfab Solar | SIL-400HC+ 400W |  | 0.4 | 9 | 49 | 25 |  | Fixed | Roof
NJADRE1558146312 | Administratively Determined Incentive Program | ENGLISHTOWN | 7726 | 9.6 | Residential | Behind the Meter | Yes | GenSun Roofing and Solar, LLC | JCP&L |  | Accepted | 2024-11-06 | 2024-11-22 | 2025-11-22 | Solar Panels | Silfab Solar | SIL-400HC+ 400W |  | 0.4 | 2 | 49 | 25 |  | Fixed | Roof
NJADRE1558148941 | Administratively Determined Incentive Program | LINDENWOLD | 8021 | 4.92 | Residential | Behind the Meter | Yes | Sunrun Installation Services, Inc. | AC Electric |  | Accepted | 2024-11-06 | 2024-11-22 | 2025-11-22 | Inverters | SolarEdge Technologies | SE3800H-USMN | 3800 |  | 1 |  |  | 0.99 |  | Outdoor | Next to meter
NJADRE1558148941 | Administratively Determined Incentive Program | LINDENWOLD | 8021 | 4.92 | Residential | Behind the Meter | Yes | Sunrun Installation Services, Inc. | AC Electric |  | Accepted | 2024-11-06 | 2024-11-22 | 2025-11-22 | Solar Panels | Hanwha Q-Cells | Q.PEAK DUO BLK ML-G10+ 410 |  | 0.41 | 12 | 125 | 26 |  | Fixed | Roof
NJADRE1558148950 | Administratively Determined Incentive Program | Camden | 8105 | 7.38 | Residential | Behind the Meter | Yes | Freedom Forever New Jersey, LLC | PSE&G |  | Accepted | 2024-11-08 | 2024-11-26 | 2025-11-26 | Inverters | Solar Edge | USE5700H-USMNBL75 | 5700 |  | 1 |  |  | 0.99 |  | Outside
NJADRE1558148950 | Administratively Determined Incentive Program | Camden | 8105 | 7.38 | Residential | Behind the Meter | Yes | Freedom Forever New Jersey, LLC | PSE&G |  | Accepted | 2024-11-08 | 2024-11-26 | 2025-11-26 | Solar Panels | Hanwha | Q.PEAK DUO BLK ML-G10+ 410 |  | 0.41 | 18 | 149 | 10 |  | Fixed | Roof
NJADRE1558149790 | Administratively Determined Incentive Program | HAZLET TOWNSHIP | 7734 | 13.7 | Residential | Behind the Meter | Yes | SunnyMac, LLC | JCP&L |  | Accepted | 2024-11-06 | 2024-12-03 | 2025-12-03 | Inverters | SolarEdge | SE3800H-USMNUBL15 | 3800 |  | 1 |  |  | 0.99 |  | Outdoor
NJADRE1558149790 | Administratively Determined Incentive Program | HAZLET TOWNSHIP | 7734 | 13.7 | Residential | Behind the Meter | Yes | SunnyMac, LLC | JCP&L |  | Accepted | 2024-11-06 | 2024-12-03 | 2025-12-03 | Meters | SolarEdge | SolarEdge Built-in Consumption Monitor |  |  | 1 |  |  |  | Yes | Outdoor
NJADRE1558149790 | Administratively Determined Incentive Program | HAZLET TOWNSHIP | 7734 | 13.7 | Residential | Behind the Meter | Yes | SunnyMac, LLC | JCP&L |  | Accepted | 2024-11-06 | 2024-12-03 | 2025-12-03 | Solar Panels | Qcells | Q.PEAK DUO BLK ML-G10+ 415 |  | 0.415 | 10 | 273.84 | 31 |  | Fixed | Roof
NJADRE1558149790 | Administratively Determined Incentive Program | HAZLET TOWNSHIP | 7734 | 13.7 | Residential | Behind the Meter | Yes | SunnyMac, LLC | JCP&L |  | Accepted | 2024-11-06 | 2024-12-03 | 2025-12-03 | Inverters | SolarEdge | SE7600H-USMNUBL15 | 7600 |  | 1 |  |  | 0.99 |  | Outdoor
NJADRE1558149790 | Administratively Determined Incentive Program | HAZLET TOWNSHIP | 7734 | 13.7 | Residential | Behind the Meter | Yes | SunnyMac, LLC | JCP&L |  | Accepted | 2024-11-06 | 2024-12-03 | 2025-12-03 | Solar Panels | Qcells | Q.PEAK DUO BLK ML-G10+ 415 |  | 0.415 | 12 | 93.84 | 30 |  | Fixed | Roof
NJADRE1558149790 | Administratively Determined Incentive Program | HAZLET TOWNSHIP | 7734 | 13.7 | Residential | Behind the Meter | Yes | SunnyMac, LLC | JCP&L |  | Accepted | 2024-11-06 | 2024-12-03 | 2025-12-03 | Solar Panels | Qcells | Q.PEAK DUO BLK ML-G10+ 415 |  | 0.415 | 5 | 184.07 | 23 |  | Fixed | Roof
NJADRE1558149790 | Administratively Determined Incentive Program | HAZLET TOWNSHIP | 7734 | 13.7 | Residential | Behind the Meter | Yes | SunnyMac, LLC | JCP&L |  | Accepted | 2024-11-06 | 2024-12-03 | 2025-12-03 | Solar Panels | Qcells | Q.PEAK DUO BLK ML-G10+ 415 |  | 0.415 | 6 | 4.07 | 22 |  | Fixed | Roof
NJADRE1558160451 | Administratively Determined Incentive Program | Rutherford | 7070 | 16.4 | Residential | Behind the Meter | Yes | Sunrun Installation Services, Inc. | PSE&G |  | Accepted | 2024-11-07 | 2024-11-22 | 2025-11-22 | Inverters | SolarEdge Technologies | SE7600H-USMN | 7600 |  | 1 |  |  | 0.99 |  | Outside
NJADRE1558160451 | Administratively Determined Incentive Program | Rutherford | 7070 | 16.4 | Residential | Behind the Meter | Yes | Sunrun Installation Services, Inc. | PSE&G |  | Accepted | 2024-11-07 | 2024-11-22 | 2025-11-22 | Solar Panels | Hanwha Q Cells | Q.PEAK DUO BLK ML-G10+ 410 |  | 0.41 | 13 | 37 | 30 |  | Fixed | Roof
NJADRE1558160451 | Administratively Determined Incentive Program | Rutherford | 7070 | 16.4 | Residential | Behind the Meter | Yes | Sunrun Installation Services, Inc. | PSE&G |  | Accepted | 2024-11-07 | 2024-11-22 | 2025-11-22 | Inverters | SolarEdge Technologies | SE3800H-USMN | 3800 |  | 1 |  |  | 0.99 |  | Outside
NJADRE1558160451 | Administratively Determined Incentive Program | Rutherford | 7070 | 16.4 | Residential | Behind the Meter | Yes | Sunrun Installation Services, Inc. | PSE&G |  | Accepted | 2024-11-07 | 2024-11-22 | 2025-11-22 | Solar Panels | Hanwha Q Cells | Q.PEAK DUO BLK ML-G10+ 410 |  | 0.41 | 9 | 37 | 30 |  | Fixed | Roof
NJADRE1558160451 | Administratively Determined Incentive Program | Rutherford | 7070 | 16.4 | Residential | Behind the Meter | Yes | Sunrun Installation Services, Inc. | PSE&G |  | Accepted | 2024-11-07 | 2024-11-22 | 2025-11-22 | Solar Panels | Hanwha Q Cells | Q.PEAK DUO BLK ML-G10+ 410 |  | 0.41 | 18 | 217 | 30 |  | Fixed | Roof
NJADRE1558160454 | Administratively Determined Incentive Program | Totowa | 7512 | 3.69 | Residential | Behind the Meter | Yes | Sunrun Installation Services, Inc. | PSE&G |  | Accepted | 2024-11-07 | 2024-11-22 | 2025-11-22 | Solar Panels | Hanwha Q Cells | Q.PEAK DUO BLK ML-G10+ 410 |  | 0.41 | 9 | 230 | 13 |  | Fixed | Roof
NJADRE1558160454 | Administratively Determined Incentive Program | Totowa | 7512 | 3.69 | Residential | Behind the Meter | Yes | Sunrun Installation Services, Inc. | PSE&G |  | Accepted | 2024-11-07 | 2024-11-22 | 2025-11-22 | Inverters | SolarEdge Technologies | SE3800H-USMN | 3800 |  | 1 |  |  | 0.99 |  | Outside
NJADRE1558160468 | Administratively Determined Incentive Program | Bridgeton | 8302 | 16 | Residential | Behind the Meter | Yes | RCL Enterprises, Inc. | AC Electric |  | Accepted | 2024-11-07 | 2024-11-22 | 2025-11-22 | Solar Panels | JA Solar | JAM54S31 |  | 0.4 | 40 | 180 | 25 |  | Fixed | Ground
NJADRE1558160468 | Administratively Determined Incentive Program | Bridgeton | 8302 | 16 | Residential | Behind the Meter | Yes | RCL Enterprises, Inc. | AC Electric |  | Accepted | 2024-11-07 | 2024-11-22 | 2025-11-22 | Inverters | Enphase | IQ8plus | 290 |  | 40 |  |  | 0.97 |  | Outdoor
NJADRE1558160508 | Administratively Determined Incentive Program | IRVINGTON | 7111 | 4.68 | Residential | Behind the Meter | Yes | Power Energy Solutions, LLC | PSE&G |  | Accepted | 2024-11-07 | 2024-11-25 | 2025-11-25 | Inverters | SolarEdge | SE3800H-US | 4 |  | 1 |  |  | 0.97 |  | Outdoor
NJADRE1558160508 | Administratively Determined Incentive Program | IRVINGTON | 7111 | 4.68 | Residential | Behind the Meter | Yes | Power Energy Solutions, LLC | PSE&G |  | Accepted | 2024-11-07 | 2024-11-25 | 2025-11-25 | Solar Panels | Trina Solar | TSM-425NE09RC.05 |  | 0.425 | 5 | 205 | 13 |  | Fixed | Roof
NJADRE1558160508 | Administratively Determined Incentive Program | IRVINGTON | 7111 | 4.68 | Residential | Behind the Meter | Yes | Power Energy Solutions, LLC | PSE&G |  | Accepted | 2024-11-07 | 2024-11-25 | 2025-11-25 | Solar Panels | Trina Solar | TSM-425NE09RC.05 |  | 0.425 | 4 | 205 | 30 |  | Fixed | Roof
NJADRE1558160508 | Administratively Determined Incentive Program | IRVINGTON | 7111 | 4.68 | Residential | Behind the Meter | Yes | Power Energy Solutions, LLC | PSE&G |  | Accepted | 2024-11-07 | 2024-11-25 | 2025-11-25 | Solar Panels | Trina Solar | TSM-425NE09RC.05 |  | 0.425 | 2 | 205 | 50 |  | Fixed | Roof
NJADRE1558160512 | Administratively Determined Incentive Program | BLACKWOOD | 8012 | 11.48 | Residential | Behind the Meter | Yes | Trinity Solar, LLC | AC Electric |  | Accepted | 2024-11-07 | 2024-11-22 | 2025-11-22 | Solar Panels | HANWHA | Q.PEAK DUO BLK ML-G10+ 410 |  | 0.41 | 4 | 219 | 21 |  | Fixed | Roof
NJADRE1558160512 | Administratively Determined Incentive Program | BLACKWOOD | 8012 | 11.48 | Residential | Behind the Meter | Yes | Trinity Solar, LLC | AC Electric |  | Accepted | 2024-11-07 | 2024-11-22 | 2025-11-22 | Solar Panels | HANWHA | Q.PEAK DUO BLK ML-G10+ 410 |  | 0.41 | 6 | 219 | 21 |  | Fixed | Roof
NJADRE1558160512 | Administratively Determined Incentive Program | BLACKWOOD | 8012 | 11.48 | Residential | Behind the Meter | Yes | Trinity Solar, LLC | AC Electric |  | Accepted | 2024-11-07 | 2024-11-22 | 2025-11-22 | Solar Panels | HANWHA | Q.PEAK DUO BLK ML-G10+ 410 |  | 0.41 | 18 | 39 | 21 |  | Fixed | Roof
NJADRE1558160512 | Administratively Determined Incentive Program | BLACKWOOD | 8012 | 11.48 | Residential | Behind the Meter | Yes | Trinity Solar, LLC | AC Electric |  | Accepted | 2024-11-07 | 2024-11-22 | 2025-11-22 | Inverters | Solar Edge | USE10000H-USMNBL75 | 10000 |  | 1 |  |  | 0.97 |  | Outside
NJADRE1558160513 | Administratively Determined Incentive Program | Hamburg | 7419 | 9.43 | Residential | Behind the Meter | Yes | Trinity Solar, LLC | JCP&L |  | Accepted | 2024-11-07 | 2024-11-22 | 2025-11-22 | Solar Panels | HANWHA | HANWHA 410 (Q.PEAK DUO BLK ML-G10+ 410) |  | 0.41 | 9 | 74 | 30 |  | Fixed | Roof
NJADRE1558160513 | Administratively Determined Incentive Program | Hamburg | 7419 | 9.43 | Residential | Behind the Meter | Yes | Trinity Solar, LLC | JCP&L |  | Accepted | 2024-11-07 | 2024-11-22 | 2025-11-22 | Solar Panels | HANWHA | HANWHA 410 (Q.PEAK DUO BLK ML-G10+ 410) |  | 0.41 | 14 | 254 | 30 |  | Fixed | Roof
NJADRE1558160513 | Administratively Determined Incentive Program | Hamburg | 7419 | 9.43 | Residential | Behind the Meter | Yes | Trinity Solar, LLC | JCP&L |  | Accepted | 2024-11-07 | 2024-11-22 | 2025-11-22 | Inverters | Solar Edge | USE7600H-USMNBL75 | 7600 |  | 1 |  |  | 0.97 |  | Outside
NJADRE1558160617 | Administratively Determined Incentive Program | Millville | 8332 | 8.61 | Residential | Behind the Meter | Yes | Trinity Solar, LLC | AC Electric |  | Accepted | 2024-11-07 | 2024-11-25 | 2025-11-25 | Inverters | Solar Edge | SE7600H-US | 7600 |  | 1 |  |  | 0.97 |  | Outside
NJADRE1558160617 | Administratively Determined Incentive Program | Millville | 8332 | 8.61 | Residential | Behind the Meter | Yes | Trinity Solar, LLC | AC Electric |  | Accepted | 2024-11-07 | 2024-11-25 | 2025-11-25 | Solar Panels | HANWHA | Q.PEAK DUO BLK ML-G10+ 410 |  | 0.41 | 21 | 188 | 19 |  | Fixed | Roof
NJADRE1558160854 | Administratively Determined Incentive Program | MOUNT LAUREL TWP | 8054 | 6.97 | Residential | Behind the Meter | Yes | Sunrun Installation Services, Inc. | PSE&G |  | Accepted | 2024-11-07 | 2024-11-25 | 2025-11-25 | Solar Panels | Hanwha Q-Cells | Q.PEAK DUO BLK ML-G10+ 410 |  | 0.41 | 8 | 31 | 30 |  | Fixed | Roof
NJADRE1558160854 | Administratively Determined Incentive Program | MOUNT LAUREL TWP | 8054 | 6.97 | Residential | Behind the Meter | Yes | Sunrun Installation Services, Inc. | PSE&G |  | Accepted | 2024-11-07 | 2024-11-25 | 2025-11-25 | Solar Panels | Hanwha Q-Cells | Q.PEAK DUO BLK ML-G10+ 410 |  | 0.41 | 9 | 211 | 30 |  | Fixed | Roof
NJADRE1558160854 | Administratively Determined Incentive Program | MOUNT LAUREL TWP | 8054 | 6.97 | Residential | Behind the Meter | Yes | Sunrun Installation Services, Inc. | PSE&G |  | Accepted | 2024-11-07 | 2024-11-25 | 2025-11-25 | Inverters | TESLA | Powerwall 3 1707000-xx-y | 11500 |  | 1 |  |  | 0.97 |  | Indoor | Next to meter
NJADRE1558160854 | Administratively Determined Incentive Program | MOUNT LAUREL TWP | 8054 | 6.97 | Residential | Behind the Meter | Yes | Sunrun Installation Services, Inc. | PSE&G |  | Accepted | 2024-11-07 | 2024-11-25 | 2025-11-25 | Electric Storage Battery | TESLA | POWERWALL 3 1707000-XX-Y |  |  | 1 |  |  |  | Lithium Ion |  | Inside
NJADRE1558160854 | Administratively Determined Incentive Program | MOUNT LAUREL TWP | 8054 | 6.97 | Residential | Behind the Meter | Yes | Sunrun Installation Services, Inc. | PSE&G |  | Accepted | 2024-11-07 | 2024-11-25 | 2025-11-25 | Meters | Tesla | POWERWALL 3 1707000-XX-Y |  |  | 1 |  |  |  | Yes | Indoor
NJADRE1558165144 | Administratively Determined Incentive Program | Mount Laurel | 8054 | 11.62 | Residential | Behind the Meter | Yes | SunnyMac, LLC | PSE&G |  | Accepted | 2024-11-07 | 2024-12-03 | 2025-12-03 | Solar Panels | Qcells | Q.PEAK DUO BLK ML-G10+ 415 |  | 0.415 | 12 | 110 | 27 |  | Fixed | Roof
NJADRE1558165144 | Administratively Determined Incentive Program | Mount Laurel | 8054 | 11.62 | Residential | Behind the Meter | Yes | SunnyMac, LLC | PSE&G |  | Accepted | 2024-11-07 | 2024-12-03 | 2025-12-03 | Solar Panels | Qcells | Q.PEAK DUO BLK ML-G10+ 415 |  | 0.415 | 16 | 290 | 27 |  | Fixed | Roof
NJADRE1558165144 | Administratively Determined Incentive Program | Mount Laurel | 8054 | 11.62 | Residential | Behind the Meter | Yes | SunnyMac, LLC | PSE&G |  | Accepted | 2024-11-07 | 2024-12-03 | 2025-12-03 | Inverters | SolarEdge | SE10000H-USMNUBL15 (Domestic) | 10000 |  | 1 |  |  | 0.99 |  | Outdoor
NJADRE1558165144 | Administratively Determined Incentive Program | Mount Laurel | 8054 | 11.62 | Residential | Behind the Meter | Yes | SunnyMac, LLC | PSE&G |  | Accepted | 2024-11-07 | 2024-12-03 | 2025-12-03 | Meters | SolarEdge | SolarEdge Built-in Consumption Monitor (BEI4, BNI4, BNC |  |  | 1 |  |  |  | Yes | Outdoor
NJADRE1558168276 | Administratively Determined Incentive Program | Middlesex Boro | 8846 | 6.15 | Residential | Behind the Meter | Yes | Sunrun Installation Services, Inc. | PSE&G |  | Accepted | 2024-11-07 | 2024-11-25 | 2025-11-25 | Solar Panels | Hanwha Q-Cells | Q.PEAK DUO BLK ML-G10+ 410 |  | 0.41 | 7 | 264 | 23 |  | Fixed | Roof
NJADRE1558168276 | Administratively Determined Incentive Program | Middlesex Boro | 8846 | 6.15 | Residential | Behind the Meter | Yes | Sunrun Installation Services, Inc. | PSE&G |  | Accepted | 2024-11-07 | 2024-11-25 | 2025-11-25 | Inverters | Growatt New Energy Technology Co Ltd | MIN 6000TL-XH-US | 6000 |  | 1 |  |  | 0.98 |  | Outdoor | Next to meter
NJADRE1558168276 | Administratively Determined Incentive Program | Middlesex Boro | 8846 | 6.15 | Residential | Behind the Meter | Yes | Sunrun Installation Services, Inc. | PSE&G |  | Accepted | 2024-11-07 | 2024-11-25 | 2025-11-25 | Solar Panels | Hanwha Q-Cells | Q.PEAK DUO BLK ML-G10+ 410 |  | 0.41 | 8 | 84 | 22 |  | Fixed | Roof
NJADRE1558171476 | Administratively Determined Incentive Program | HARRISON TOWNSHIP | 8062 | 10.25 | Residential | Behind the Meter | No | Tesla Energy Operations, Inc. | AC Electric |  | Accepted | 2024-11-07 | 2024-11-25 | 2025-11-25 | Electric Storage Battery | Tesla | Powerwall 3 |  |  | 1 |  |  |  | Lithium Ion |  | OUTSIDE
NJADRE1558171476 | Administratively Determined Incentive Program | HARRISON TOWNSHIP | 8062 | 10.25 | Residential | Behind the Meter | No | Tesla Energy Operations, Inc. | AC Electric |  | Accepted | 2024-11-07 | 2024-11-25 | 2025-11-25 | Solar Panels | Hanwha | Q.PEAK DUO BLK ML-G10.a+/TS 410 |  | 0.41 | 11 | 253 | 18 |  | Fixed | Roof
NJADRE1558171476 | Administratively Determined Incentive Program | HARRISON TOWNSHIP | 8062 | 10.25 | Residential | Behind the Meter | No | Tesla Energy Operations, Inc. | AC Electric |  | Accepted | 2024-11-07 | 2024-11-25 | 2025-11-25 | Solar Panels | Hanwha | Q.PEAK DUO BLK ML-G10.a+/TS 410 |  | 0.41 | 14 | 253 | 27 |  | Fixed | Roof
NJADRE1558171476 | Administratively Determined Incentive Program | HARRISON TOWNSHIP | 8062 | 10.25 | Residential | Behind the Meter | No | Tesla Energy Operations, Inc. | AC Electric |  | Accepted | 2024-11-07 | 2024-11-25 | 2025-11-25 | Inverters | Tesla | 1707000-XX-Y | 11500 |  | 1 |  |  | 0.98 |  | Outside
NJADRE1558171517 | Administratively Determined Incentive Program | Cedar Grove | 7009 | 13.6 | Residential | Behind the Meter | No | PlugPV, LLC | PSE&G |  | Accepted | 2024-11-07 | 2024-11-26 | 2025-11-26 | Solar Panels | LONGI SOLAR | LR5-54HABB-400M |  | 0.4 | 14 | 200 | 21 |  | Fixed | Roof
NJADRE1558171517 | Administratively Determined Incentive Program | Cedar Grove | 7009 | 13.6 | Residential | Behind the Meter | No | PlugPV, LLC | PSE&G |  | Accepted | 2024-11-07 | 2024-11-26 | 2025-11-26 | Inverters | Enphase | IQ8PLUS-72-2-US | 290 |  | 34 |  |  | 0.98 |  | Outside
NJADRE1558171517 | Administratively Determined Incentive Program | Cedar Grove | 7009 | 13.6 | Residential | Behind the Meter | No | PlugPV, LLC | PSE&G |  | Accepted | 2024-11-07 | 2024-11-26 | 2025-11-26 | Solar Panels | LONGI SOLAR | LR5-54HABB-400M |  | 0.4 | 2 | 200 | 21 |  | Fixed | Roof
NJADRE1558171517 | Administratively Determined Incentive Program | Cedar Grove | 7009 | 13.6 | Residential | Behind the Meter | No | PlugPV, LLC | PSE&G |  | Accepted | 2024-11-07 | 2024-11-26 | 2025-11-26 | Solar Panels | LONGI SOLAR | LR5-54HABB-400M |  | 0.4 | 4 | 200 | 21 |  | Fixed | Roof
NJADRE1558171517 | Administratively Determined Incentive Program | Cedar Grove | 7009 | 13.6 | Residential | Behind the Meter | No | PlugPV, LLC | PSE&G |  | Accepted | 2024-11-07 | 2024-11-26 | 2025-11-26 | Solar Panels | LONGI SOLAR | LR5-54HABB-400M |  | 0.4 | 12 | 20 | 21 |  | Fixed | Roof
NJADRE1558171517 | Administratively Determined Incentive Program | Cedar Grove | 7009 | 13.6 | Residential | Behind the Meter | No | PlugPV, LLC | PSE&G |  | Accepted | 2024-11-07 | 2024-11-26 | 2025-11-26 | Solar Panels | LONGI SOLAR | LR5-54HABB-400M |  | 0.4 | 2 | 20 | 21 |  | Fixed | Roof
NJADRE1558171700 | Administratively Determined Incentive Program | Newark | 7112 | 10.38 | Residential | Behind the Meter | No | SunnyMac, LLC | PSE&G |  | Accepted | 2024-11-07 | 2024-11-25 | 2025-11-25 | Solar Panels | HANWHA | Q.PEAK DUO BLK ML-G10+ 415W |  | 0.415 | 6 | 31 | 42 |  | Fixed | Roof
NJADRE1558171700 | Administratively Determined Incentive Program | Newark | 7112 | 10.38 | Residential | Behind the Meter | No | SunnyMac, LLC | PSE&G |  | Accepted | 2024-11-07 | 2024-11-25 | 2025-11-25 | Solar Panels | HANWHA | Q.PEAK DUO BLK ML-G10+ 415W |  | 0.415 | 15 | 31 | 3 |  | Fixed | Roof
NJADRE1558171700 | Administratively Determined Incentive Program | Newark | 7112 | 10.38 | Residential | Behind the Meter | No | SunnyMac, LLC | PSE&G |  | Accepted | 2024-11-07 | 2024-11-25 | 2025-11-25 | Inverters | SOLAREDGE HOME HUB | SE7600H-US | 7600 |  | 1 |  |  | 0.99 |  | Outdoor | next to meter
NJADRE1558171700 | Administratively Determined Incentive Program | Newark | 7112 | 10.38 | Residential | Behind the Meter | No | SunnyMac, LLC | PSE&G |  | Accepted | 2024-11-07 | 2024-11-25 | 2025-11-25 | Solar Panels | HANWHA | Q.PEAK DUO BLK ML-G10+ 415W |  | 0.415 | 4 | 211 | 21 |  | Fixed | Roof
NJADRE1558174882 | Administratively Determined Incentive Program | Ventnor City | 8406 | 11.62 | Residential | Behind the Meter | Yes | SunnyMac, LLC | AC Electric |  | Accepted | 2024-11-07 | 2024-12-05 | 2025-12-05 | Meters | SolarEdge Technologies Inc. | SE7600H-USMNUBL15 |  |  | 1 |  |  |  | Yes | Outdoor
NJADRE1558174882 | Administratively Determined Incentive Program | Ventnor City | 8406 | 11.62 | Residential | Behind the Meter | Yes | SunnyMac, LLC | AC Electric |  | Accepted | 2024-11-07 | 2024-12-05 | 2025-12-05 | Inverters | SolarEdge Technologies Inc. | SE7600H-USMNUBL15 | 7600 |  | 1 |  |  | 0.99 |  | Outside
NJADRE1558174882 | Administratively Determined Incentive Program | Ventnor City | 8406 | 11.62 | Residential | Behind the Meter | Yes | SunnyMac, LLC | AC Electric |  | Accepted | 2024-11-07 | 2024-12-05 | 2025-12-05 | Solar Panels | Qcells | Q.PEAK DUO BLK ML-G10+ 415 |  | 0.415 | 14 | 148 | 35 |  | Fixed | Roof
NJADRE1558174882 | Administratively Determined Incentive Program | Ventnor City | 8406 | 11.62 | Residential | Behind the Meter | Yes | SunnyMac, LLC | AC Electric |  | Accepted | 2024-11-07 | 2024-12-05 | 2025-12-05 | Solar Panels | Qcells | Q.PEAK DUO BLK ML-G10+ 415 |  | 0.415 | 6 | 148 | 19 |  | Fixed | Roof
NJADRE1558174882 | Administratively Determined Incentive Program | Ventnor City | 8406 | 11.62 | Residential | Behind the Meter | Yes | SunnyMac, LLC | AC Electric |  | Accepted | 2024-11-07 | 2024-12-05 | 2025-12-05 | Solar Panels | Qcells | Q.PEAK DUO BLK ML-G10+ 415 |  | 0.415 | 8 | 328 | 19 |  | Fixed | Roof
NJADRE1558174919 | Administratively Determined Incentive Program | PINE HILL | 8021 | 14.11 | Residential | Behind the Meter | Yes | SunnyMac, LLC | AC Electric |  | Accepted | 2024-11-07 | 2024-12-03 | 2025-12-03 | Solar Panels | Qcells | Q.PEAK DUO BLK ML-G10+ 415 |  | 0.415 | 15 | 190 | 15 |  | Fixed | Roof
NJADRE1558174919 | Administratively Determined Incentive Program | PINE HILL | 8021 | 14.11 | Residential | Behind the Meter | Yes | SunnyMac, LLC | AC Electric |  | Accepted | 2024-11-07 | 2024-12-03 | 2025-12-03 | Meters | SolarEdge Technologies Inc. | SolarEdge Built-in Consumption Monitor |  |  | 1 |  |  |  | Yes | Outdoor
NJADRE1558174919 | Administratively Determined Incentive Program | PINE HILL | 8021 | 14.11 | Residential | Behind the Meter | Yes | SunnyMac, LLC | AC Electric |  | Accepted | 2024-11-07 | 2024-12-03 | 2025-12-03 | Solar Panels | Qcells | Q.PEAK DUO BLK ML-G10+ 415 |  | 0.415 | 9 | 10 | 8 |  | Fixed | Roof
NJADRE1558174919 | Administratively Determined Incentive Program | PINE HILL | 8021 | 14.11 | Residential | Behind the Meter | Yes | SunnyMac, LLC | AC Electric |  | Accepted | 2024-11-07 | 2024-12-03 | 2025-12-03 | Solar Panels | Qcells | Q.PEAK DUO BLK ML-G10+ 415 |  | 0.415 | 10 | 10 | 14 |  | Fixed | Roof
NJADRE1558174919 | Administratively Determined Incentive Program | PINE HILL | 8021 | 14.11 | Residential | Behind the Meter | Yes | SunnyMac, LLC | AC Electric |  | Accepted | 2024-11-07 | 2024-12-03 | 2025-12-03 | Inverters | SolarEdge Technologies Inc. | SE11400H-USMNUBL15 (Domestic) | 11400 |  | 1 |  |  | 0.99 |  | Outdoor
NJADRE1558174950 | Administratively Determined Incentive Program | Atlantic Highlands | 7716 | 9.02 | Residential | Behind the Meter | No | Tesla Energy Operations, Inc. | JCP&L |  | Accepted | 2024-11-07 | 2024-11-25 | 2025-11-25 | Solar Panels | Hanwha | Q.PEAK DUO BLK ML-G10.a+/TS 410 |  | 0.41 | 8 | 199 | 14 |  | Fixed | Roof
NJADRE1558174950 | Administratively Determined Incentive Program | Atlantic Highlands | 7716 | 9.02 | Residential | Behind the Meter | No | Tesla Energy Operations, Inc. | JCP&L |  | Accepted | 2024-11-07 | 2024-11-25 | 2025-11-25 | Solar Panels | Hanwha | Q.PEAK DUO BLK ML-G10.a+/TS 410 |  | 0.41 | 14 | 198 | 15 |  | Fixed | Roof
NJADRE1558174950 | Administratively Determined Incentive Program | Atlantic Highlands | 7716 | 9.02 | Residential | Behind the Meter | No | Tesla Energy Operations, Inc. | JCP&L |  | Accepted | 2024-11-07 | 2024-11-25 | 2025-11-25 | Electric Storage Battery | Tesla | Powerwall 3 |  |  | 3 |  |  |  | Lithium Ion |  | OUTSIDE
NJADRE1558174950 | Administratively Determined Incentive Program | Atlantic Highlands | 7716 | 9.02 | Residential | Behind the Meter | No | Tesla Energy Operations, Inc. | JCP&L |  | Accepted | 2024-11-07 | 2024-11-25 | 2025-11-25 | Inverters | Tesla | 1707000-XX-Y | 11500 |  | 1 |  |  | 0.98 |  | Outdoor
NJADRE1558174970 | Administratively Determined Incentive Program | MOUNT LAUREL TOWNSHIP | 8054 | 9.35 | Residential | Behind the Meter | Yes | Brilliant Installations, Inc. | PSE&G |  | Accepted | 2024-11-07 | 2024-11-25 | 2025-11-25 | Inverters | Enphase | IQ8PLUS-72-2-US | 290 |  | 22 |  |  | 0.97 |  | Outdoor
NJADRE1558174970 | Administratively Determined Incentive Program | MOUNT LAUREL TOWNSHIP | 8054 | 9.35 | Residential | Behind the Meter | Yes | Brilliant Installations, Inc. | PSE&G |  | Accepted | 2024-11-07 | 2024-11-25 | 2025-11-25 | Solar Panels | JINKO SOLAR | JKM425N-54HL-4-B |  | 0.425 | 6 | 319 | 17 |  | Fixed | Roof
NJADRE1558174970 | Administratively Determined Incentive Program | MOUNT LAUREL TOWNSHIP | 8054 | 9.35 | Residential | Behind the Meter | Yes | Brilliant Installations, Inc. | PSE&G |  | Accepted | 2024-11-07 | 2024-11-25 | 2025-11-25 | Solar Panels | JINKO SOLAR | JKM425N-54HL-4-B |  | 0.425 | 16 | 139 | 18 |  | Fixed | Roof
NJADRE1558174983 | Administratively Determined Incentive Program | National Park | 8063 | 8.61 | Residential | Behind the Meter | Yes | Pro Custom Solar dba Momentum Solar | PSE&G |  | Accepted | 2024-11-08 | 2024-11-25 | 2025-11-25 | Solar Panels | Hanwha | Q.PEAK DUO BLK ML-G10+410 |  | 0.41 | 10 | 24 | 30 |  | Fixed | Roof
NJADRE1558174983 | Administratively Determined Incentive Program | National Park | 8063 | 8.61 | Residential | Behind the Meter | Yes | Pro Custom Solar dba Momentum Solar | PSE&G |  | Accepted | 2024-11-08 | 2024-11-25 | 2025-11-25 | Solar Panels | Hanwha | Q.PEAK DUO BLK ML-G10+410 |  | 0.41 | 11 | 204 | 32 |  | Fixed | Roof
NJADRE1558174983 | Administratively Determined Incentive Program | National Park | 8063 | 8.61 | Residential | Behind the Meter | Yes | Pro Custom Solar dba Momentum Solar | PSE&G |  | Accepted | 2024-11-08 | 2024-11-25 | 2025-11-25 | Inverters | Enphase | IQ8PLUS-72-2-US | 290 |  | 21 |  |  | 0.97 |  | Outdoor
NJADRE1558181866 | Administratively Determined Incentive Program | PENNS GROVE | 8069 | 7.38 | Residential | Behind the Meter | Yes | EMT Renewables, LLC | AC Electric |  | Accepted | 2024-11-08 | 2024-11-25 | 2025-11-25 | Solar Panels | TRINA | TSM-NE09RC.05 |  | 0.41 | 8 | 207 | 33 |  | Fixed | Roof
NJADRE1558181866 | Administratively Determined Incentive Program | PENNS GROVE | 8069 | 7.38 | Residential | Behind the Meter | Yes | EMT Renewables, LLC | AC Electric |  | Accepted | 2024-11-08 | 2024-11-25 | 2025-11-25 | Inverters | ENPHASE | IQ8+ | 290 |  | 18 |  |  | 0.98 |  | Other | UNDER EACH PANEL
NJADRE1558181866 | Administratively Determined Incentive Program | PENNS GROVE | 8069 | 7.38 | Residential | Behind the Meter | Yes | EMT Renewables, LLC | AC Electric |  | Accepted | 2024-11-08 | 2024-11-25 | 2025-11-25 | Solar Panels | TRINA | TSM-NE09RC.05 |  | 0.41 | 10 | 27 | 22 |  | Fixed | Roof
NJADRE1558181921 | Administratively Determined Incentive Program | STOCKTON | 8559 | 10.14 | Residential | Behind the Meter | No | Solar Fix Pros | JCP&L |  | Accepted | 2024-11-08 | 2024-11-26 | 2025-11-26 | Inverters | GE | 11.4 GE | 11400 |  | 1 |  |  | 0.97 |  | Indoor
NJADRE1558181921 | Administratively Determined Incentive Program | STOCKTON | 8559 | 10.14 | Residential | Behind the Meter | No | Solar Fix Pros | JCP&L |  | Accepted | 2024-11-08 | 2024-11-26 | 2025-11-26 | Meters | GE | GEkV2c |  |  | 1 |  |  |  | Yes | Outdoor
NJADRE1558181921 | Administratively Determined Incentive Program | STOCKTON | 8559 | 10.14 | Residential | Behind the Meter | No | Solar Fix Pros | JCP&L |  | Accepted | 2024-11-08 | 2024-11-26 | 2025-11-26 | Solar Panels | PEIMAR | PEIMAR SF390M |  | 0.39 | 26 | 180 | 35 |  | Fixed | Roof
NJADRE1558183114 | Administratively Determined Incentive Program | JERSEY CITY | 7305 | 3.28 | Residential | Behind the Meter | Yes | Sunrun Installation Services, Inc. | PSE&G |  | Accepted | 2024-11-08 | 2024-11-25 | 2025-11-25 | Solar Panels | HANWHA Q-CELLS | Q.PEAK DUO BLK ML-G10+ 410 |  | 0.41 | 8 | 33 | 39 |  | Fixed | Roof
NJADRE1558183114 | Administratively Determined Incentive Program | JERSEY CITY | 7305 | 3.28 | Residential | Behind the Meter | Yes | Sunrun Installation Services, Inc. | PSE&G |  | Accepted | 2024-11-08 | 2024-11-25 | 2025-11-25 | Inverters | SOLAREDGE TECHNOLOGIES | SE3800H-USMN | 3800 |  | 1 |  |  | 0.99 |  | Outdoor
NJADRE1558183125 | Administratively Determined Incentive Program | CLIFTON | 7013 | 11.89 | Residential | Behind the Meter | Yes | Trinity Solar, LLC | PSE&G |  | Accepted | 2024-11-08 | 2024-11-26 | 2025-11-26 | Electric Storage Battery | Tesla | Powerwall 3 (1707000-xx-y) |  |  | 2 |  |  |  | Lithium Ion |  | outdoor
NJADRE1558183125 | Administratively Determined Incentive Program | CLIFTON | 7013 | 11.89 | Residential | Behind the Meter | Yes | Trinity Solar, LLC | PSE&G |  | Accepted | 2024-11-08 | 2024-11-26 | 2025-11-26 | Solar Panels | HANWHA | (Q.PEAK DUO BLK ML-G10+ 410) |  | 0.41 | 5 | 245 | 14 |  | Fixed | Roof
NJADRE1558183125 | Administratively Determined Incentive Program | CLIFTON | 7013 | 11.89 | Residential | Behind the Meter | Yes | Trinity Solar, LLC | PSE&G |  | Accepted | 2024-11-08 | 2024-11-26 | 2025-11-26 | Solar Panels | HANWHA | (Q.PEAK DUO BLK ML-G10+ 410) |  | 0.41 | 3 | 65 | 14 |  | Fixed | Roof
NJADRE1558183125 | Administratively Determined Incentive Program | CLIFTON | 7013 | 11.89 | Residential | Behind the Meter | Yes | Trinity Solar, LLC | PSE&G |  | Accepted | 2024-11-08 | 2024-11-26 | 2025-11-26 | Solar Panels | HANWHA | (Q.PEAK DUO BLK ML-G10+ 410) |  | 0.41 | 7 | 245 | 40 |  | Fixed | Roof
NJADRE1558183125 | Administratively Determined Incentive Program | CLIFTON | 7013 | 11.89 | Residential | Behind the Meter | Yes | Trinity Solar, LLC | PSE&G |  | Accepted | 2024-11-08 | 2024-11-26 | 2025-11-26 | Inverters | Tesla | Powerwall 3 (1707000-xx-y) | 11500 |  | 2 |  |  | 0.97 |  | Outdoor
NJADRE1558183125 | Administratively Determined Incentive Program | CLIFTON | 7013 | 11.89 | Residential | Behind the Meter | Yes | Trinity Solar, LLC | PSE&G |  | Accepted | 2024-11-08 | 2024-11-26 | 2025-11-26 | Solar Panels | HANWHA | (Q.PEAK DUO BLK ML-G10+ 410) |  | 0.41 | 14 | 65 | 40 |  | Fixed | Roof
NJADRE1558183144 | Administratively Determined Incentive Program | Keansburg | 7734 | 3.69 | Residential | Behind the Meter | Yes | Sunrun Installation Services, Inc. | JCP&L |  | Accepted | 2024-11-08 | 2024-11-25 | 2025-11-25 | Solar Panels | Hanwha Q Cells | Q.PEAK DUO BLK ML-G10+ 410 |  | 0.41 | 5 | 20 | 36 |  | Fixed | Roof
NJADRE1558183144 | Administratively Determined Incentive Program | Keansburg | 7734 | 3.69 | Residential | Behind the Meter | Yes | Sunrun Installation Services, Inc. | JCP&L |  | Accepted | 2024-11-08 | 2024-11-25 | 2025-11-25 | Inverters | SolarEdge Technologies | SE3800H-USMN | 3800 |  | 1 |  |  | 0.99 |  | Outside
NJADRE1558183144 | Administratively Determined Incentive Program | Keansburg | 7734 | 3.69 | Residential | Behind the Meter | Yes | Sunrun Installation Services, Inc. | JCP&L |  | Accepted | 2024-11-08 | 2024-11-25 | 2025-11-25 | Solar Panels | Hanwha Q Cells | Q.PEAK DUO BLK ML-G10+ 410 |  | 0.41 | 2 | 199 | 36 |  | Fixed | Roof
NJADRE1558183144 | Administratively Determined Incentive Program | Keansburg | 7734 | 3.69 | Residential | Behind the Meter | Yes | Sunrun Installation Services, Inc. | JCP&L |  | Accepted | 2024-11-08 | 2024-11-25 | 2025-11-25 | Solar Panels | Hanwha Q Cells | Q.PEAK DUO BLK ML-G10+ 410 |  | 0.41 | 2 | 200 | 17 |  | Fixed | Roof
NJADRE1558184228 | Administratively Determined Incentive Program | Sewell | 8080 | 16.58 | Residential | Behind the Meter | Yes | Sun Up Zero Down, LLC | AC Electric |  | Accepted | 2024-11-08 | 2024-11-25 | 2025-11-25 | Meters | Enphase | TBD |  |  | 1 |  |  |  | Yes | Outdoor
NJADRE1558184228 | Administratively Determined Incentive Program | Sewell | 8080 | 16.58 | Residential | Behind the Meter | Yes | Sun Up Zero Down, LLC | AC Electric |  | Accepted | 2024-11-08 | 2024-11-25 | 2025-11-25 | Inverters | Enphase | IQ8PLUS-72-2-US | 290 |  | 39 |  |  | 0.976 |  | Outdoor
NJADRE1558184228 | Administratively Determined Incentive Program | Sewell | 8080 | 16.58 | Residential | Behind the Meter | Yes | Sun Up Zero Down, LLC | AC Electric |  | Accepted | 2024-11-08 | 2024-11-25 | 2025-11-25 | Solar Panels | Trina | TSM-425-NE09RC.05 Vertex S+ |  | 0.425 | 39 | 248 | 23 |  | Fixed | Roof
NJADRE1558184258 | Administratively Determined Incentive Program | Belvidere | 7823 | 9.84 | Residential | Behind the Meter | Yes | Trinity Solar, LLC | JCP&L |  | Accepted | 2024-11-08 | 2024-11-27 | 2025-11-27 | Inverters | Tesla | Powerwall 3 (1707000-xx-y) | 11500 |  | 2 |  |  | 0.97 |  | Outdoor
NJADRE1558184258 | Administratively Determined Incentive Program | Belvidere | 7823 | 9.84 | Residential | Behind the Meter | Yes | Trinity Solar, LLC | JCP&L |  | Accepted | 2024-11-08 | 2024-11-27 | 2025-11-27 | Solar Panels | HANWHA | (Q.PEAK DUO BLK ML-G10+ 410) |  | 0.41 | 16 | 148 | 23 |  | Fixed | Roof
NJADRE1558184258 | Administratively Determined Incentive Program | Belvidere | 7823 | 9.84 | Residential | Behind the Meter | Yes | Trinity Solar, LLC | JCP&L |  | Accepted | 2024-11-08 | 2024-11-27 | 2025-11-27 | Solar Panels | HANWHA | (Q.PEAK DUO BLK ML-G10+ 410) |  | 0.41 | 8 | 148 | 23 |  | Fixed | Roof
NJADRE1558184258 | Administratively Determined Incentive Program | Belvidere | 7823 | 9.84 | Residential | Behind the Meter | Yes | Trinity Solar, LLC | JCP&L |  | Accepted | 2024-11-08 | 2024-11-27 | 2025-11-27 | Electric Storage Battery | Tesla | Powerwall 3 (1707000-xx-y) |  |  | 2 |  |  |  | Lithium Ion |  | outdoor
NJADRE1558184274 | Administratively Determined Incentive Program | PAULSBORO | 8066 | 22.14 | Commercial | Behind the Meter | No | JJD Electric, LLC | AC Electric |  | Registration On Hold-PTO Prior to Acceptance | 2024-11-08 |  |  | Meters | Acuvim | Acuvim IIR |  |  | 1 |  |  |  | Yes | Indoor
NJADRE1558184274 | Administratively Determined Incentive Program | PAULSBORO | 8066 | 22.14 | Commercial | Behind the Meter | No | JJD Electric, LLC | AC Electric |  | Registration On Hold-PTO Prior to Acceptance | 2024-11-08 |  |  | Inverters | Fronius | Symo 10.0-3 208-240 | 20 |  | 2 |  |  | 0 |  | Outside
NJADRE1558184274 | Administratively Determined Incentive Program | PAULSBORO | 8066 | 22.14 | Commercial | Behind the Meter | No | JJD Electric, LLC | AC Electric |  | Registration On Hold-PTO Prior to Acceptance | 2024-11-08 |  |  | Solar Panels | Solar 4 America | S4A410-72MH5 |  | 0.41 | 54 | 160 | 1 |  | Fixed | Roof
NJADRE1558184313 | Administratively Determined Incentive Program | Passaic | 7055 | 7.38 | Residential | Behind the Meter | Yes | Sunrun Installation Services, Inc. | PSE&G |  | Accepted | 2024-11-08 | 2024-11-26 | 2025-11-26 | Inverters | Tesla | Powerwall 3 1707000-xx-y | 11500 |  | 1 |  |  | 0.97 |  | Indoor
NJADRE1558184313 | Administratively Determined Incentive Program | Passaic | 7055 | 7.38 | Residential | Behind the Meter | Yes | Sunrun Installation Services, Inc. | PSE&G |  | Accepted | 2024-11-08 | 2024-11-26 | 2025-11-26 | Electric Storage Battery | Tesla | Powerwall 3 1707000-xx-y |  |  | 1 |  |  |  | Lithium Ion |  | INSIDE
NJADRE1558184313 | Administratively Determined Incentive Program | Passaic | 7055 | 7.38 | Residential | Behind the Meter | Yes | Sunrun Installation Services, Inc. | PSE&G |  | Accepted | 2024-11-08 | 2024-11-26 | 2025-11-26 | Solar Panels | Hanwha Q Cells | Q.PEAK DUO BLK ML-G10+ 410 |  | 0.41 | 10 | 258 | 23 |  | Fixed | Roof
NJADRE1558184313 | Administratively Determined Incentive Program | Passaic | 7055 | 7.38 | Residential | Behind the Meter | Yes | Sunrun Installation Services, Inc. | PSE&G |  | Accepted | 2024-11-08 | 2024-11-26 | 2025-11-26 | Solar Panels | Hanwha Q Cells | Q.PEAK DUO BLK ML-G10+ 410 |  | 0.41 | 8 | 78 | 23 |  | Fixed | Roof
NJADRE1558184315 | Administratively Determined Incentive Program | WEST DEPTFORD | 8086 | 6.56 | Residential | Behind the Meter | Yes | EMT Renewables, LLC | PSE&G |  | Accepted | 2024-11-08 | 2024-11-26 | 2025-11-26 | Inverters | ENPHASE | IQ8+ | 290 |  | 16 |  |  | 0.98 |  | Other | UNDER EACH PANEL
NJADRE1558184315 | Administratively Determined Incentive Program | WEST DEPTFORD | 8086 | 6.56 | Residential | Behind the Meter | Yes | EMT Renewables, LLC | PSE&G |  | Accepted | 2024-11-08 | 2024-11-26 | 2025-11-26 | Solar Panels | TRINA | TSM-NE09RC.05 |  | 0.41 | 16 | 195 | 23 |  | Fixed | Roof
NJADRE1558184342 | Administratively Determined Incentive Program | Hackensack | 7601 | 7.38 | Residential | Behind the Meter | Yes | Trinity Solar, LLC | PSE&G |  | Accepted | 2024-11-08 | 2024-11-26 | 2025-11-26 | Inverters | Solar Edge | SE6000H-US | 6000 |  | 1 |  |  | 0.97 |  | Outdoor
NJADRE1558184342 | Administratively Determined Incentive Program | Hackensack | 7601 | 7.38 | Residential | Behind the Meter | Yes | Trinity Solar, LLC | PSE&G |  | Accepted | 2024-11-08 | 2024-11-26 | 2025-11-26 | Solar Panels | Hanwha | HANWHA 410 (Q.PEAK DUO BLK ML-G10+ 410) |  | 0.41 | 12 | 211 | 34 |  | Fixed | Roof
NJADRE1558184342 | Administratively Determined Incentive Program | Hackensack | 7601 | 7.38 | Residential | Behind the Meter | Yes | Trinity Solar, LLC | PSE&G |  | Accepted | 2024-11-08 | 2024-11-26 | 2025-11-26 | Solar Panels | Hanwha | HANWHA 410 (Q.PEAK DUO BLK ML-G10+ 410) |  | 0.41 | 2 | 31 | 20 |  | Fixed | Roof
NJADRE1558184342 | Administratively Determined Incentive Program | Hackensack | 7601 | 7.38 | Residential | Behind the Meter | Yes | Trinity Solar, LLC | PSE&G |  | Accepted | 2024-11-08 | 2024-11-26 | 2025-11-26 | Solar Panels | Hanwha | HANWHA 410 (Q.PEAK DUO BLK ML-G10+ 410) |  | 0.41 | 4 | 31 | 34 |  | Fixed | Roof
NJADRE1558184394 | Administratively Determined Incentive Program | DEPTFORD | 8096 | 5.33 | Residential | Behind the Meter | Yes | EMT Renewables, LLC | PSE&G |  | Accepted | 2024-11-08 | 2024-11-26 | 2025-11-26 | Inverters | ENPHASE | IQ8+ | 290 |  | 13 |  |  | 0.98 |  | Other | UNDER EACH PANEL
NJADRE1558184394 | Administratively Determined Incentive Program | DEPTFORD | 8096 | 5.33 | Residential | Behind the Meter | Yes | EMT Renewables, LLC | PSE&G |  | Accepted | 2024-11-08 | 2024-11-26 | 2025-11-26 | Solar Panels | TRINA | TSM-NE09RC.05 |  | 0.41 | 13 | 139 | 32 |  | Fixed | Roof
NJADRE1558184417 | Administratively Determined Incentive Program | Salem | 8079 | 12.3 | Residential | Behind the Meter | Yes | EMT Renewables, LLC | AC Electric |  | Accepted | 2024-11-08 | 2024-12-10 | 2025-12-10 | Inverters | ENPHASE | IQ8+ | 290 |  | 30 |  |  | 0.98 |  | Other | UNDER EACH PANEL
NJADRE1558184417 | Administratively Determined Incentive Program | Salem | 8079 | 12.3 | Residential | Behind the Meter | Yes | EMT Renewables, LLC | AC Electric |  | Accepted | 2024-11-08 | 2024-12-10 | 2025-12-10 | Solar Panels | TRINA | TSM-NE09RC.05 |  | 0.41 | 30 | 231 | 27 |  | Fixed | Roof
NJADRE1558184535 | Administratively Determined Incentive Program | WEST DEPTFORD | 8086 | 3.28 | Residential | Behind the Meter | No | Sunnova Sales | PSE&G |  | Accepted | 2024-11-08 | 2024-11-27 | 2025-11-27 | Solar Panels | Qcells | Q.PEAK DUO BLK ML-G10+ 410 |  | 0.41 | 8 | 124 | 18 |  | Fixed | Roof
NJADRE1558184535 | Administratively Determined Incentive Program | WEST DEPTFORD | 8086 | 3.28 | Residential | Behind the Meter | No | Sunnova Sales | PSE&G |  | Accepted | 2024-11-08 | 2024-11-27 | 2025-11-27 | Inverters | Enphase Energy Inc | IQ8PLUS-72-2-US | 290 |  | 8 |  |  | 0.99 |  | Outside
NJADRE1558184535 | Administratively Determined Incentive Program | WEST DEPTFORD | 8086 | 3.28 | Residential | Behind the Meter | No | Sunnova Sales | PSE&G |  | Accepted | 2024-11-08 | 2024-11-27 | 2025-11-27 | Meters | Enphase Energy Inc | X-IQ-AM1-240-4 |  |  | 1 |  |  |  | Yes | Outdoor
NJADRE1558184553 | Administratively Determined Incentive Program | TRENTON | 8618 | 10.2 | Residential | Behind the Meter | Yes | Brilliant Installations, Inc. | PSE&G |  | Accepted | 2024-11-08 | 2024-11-26 | 2025-11-26 | Inverters | Enphase | IQ8HC-72-M-DOM-US (Domestic) | 380 |  | 24 |  |  | 0.97 |  | Outdoor
NJADRE1558184553 | Administratively Determined Incentive Program | TRENTON | 8618 | 10.2 | Residential | Behind the Meter | Yes | Brilliant Installations, Inc. | PSE&G |  | Accepted | 2024-11-08 | 2024-11-26 | 2025-11-26 | Solar Panels | JINKO SOLAR | JKM425N-54HL-4-B |  | 0.425 | 3 | 133 | 12 |  | Fixed | Roof
NJADRE1558184553 | Administratively Determined Incentive Program | TRENTON | 8618 | 10.2 | Residential | Behind the Meter | Yes | Brilliant Installations, Inc. | PSE&G |  | Accepted | 2024-11-08 | 2024-11-26 | 2025-11-26 | Solar Panels | JINKO SOLAR | JKM425N-54HL-4-B |  | 0.425 | 3 | 313 | 14 |  | Fixed | Roof
NJADRE1558184553 | Administratively Determined Incentive Program | TRENTON | 8618 | 10.2 | Residential | Behind the Meter | Yes | Brilliant Installations, Inc. | PSE&G |  | Accepted | 2024-11-08 | 2024-11-26 | 2025-11-26 | Solar Panels | JINKO SOLAR | JKM425N-54HL-4-B |  | 0.425 | 11 | 225 | 31 |  | Fixed | Roof
NJADRE1558184553 | Administratively Determined Incentive Program | TRENTON | 8618 | 10.2 | Residential | Behind the Meter | Yes | Brilliant Installations, Inc. | PSE&G |  | Accepted | 2024-11-08 | 2024-11-26 | 2025-11-26 | Solar Panels | JINKO SOLAR | JKM425N-54HL-4-B |  | 0.425 | 7 | 135 | 21 |  | Fixed | Roof
NJADRE1558188804 | Administratively Determined Incentive Program | MOUNTAINSIDE | 7092 | 14.04 | Residential | Behind the Meter | No | Green Hybrid Energy Solutions, Inc. | PSE&G |  | Accepted | 2024-11-09 | 2024-12-02 | 2025-12-02 | Solar Panels | Silfab Solar | SIL-520QM |  | 0.52 | 27 | 157 | 23 |  | Fixed | Roof
NJADRE1558188804 | Administratively Determined Incentive Program | MOUNTAINSIDE | 7092 | 14.04 | Residential | Behind the Meter | No | Green Hybrid Energy Solutions, Inc. | PSE&G |  | Accepted | 2024-11-09 | 2024-12-02 | 2025-12-02 | Inverters | Solar Edge | SE10000H-US | 10000 |  | 1 |  |  | 0.99 |  | Outside
NJADRE1558190000 | Administratively Determined Incentive Program | Newark | 7103 | 2.73 | Residential | Behind the Meter | Yes | Freedom Forever New Jersey, LLC | PSE&G |  | Accepted | 2024-11-10 | 2024-11-26 | 2025-11-26 | Inverters | Enphase | IQ8PLUS-72-M-US | 290 |  | 7 |  |  | 0.99 |  | Outside
NJADRE1558190000 | Administratively Determined Incentive Program | Newark | 7103 | 2.73 | Residential | Behind the Meter | Yes | Freedom Forever New Jersey, LLC | PSE&G |  | Accepted | 2024-11-10 | 2024-11-26 | 2025-11-26 | Solar Panels | JINKO SOLAR | JKM390M-72HBL-V |  | 0.39 | 7 | 196 | 27 |  | Fixed | Roof
NJADRE1558190024 | Administratively Determined Incentive Program | BLACKWOOD | 8012 | 10.4 | Residential | Behind the Meter | Yes | Big Wave Roofing and Solar, LLC | AC Electric |  | Accepted | 2024-11-10 | 2024-11-27 | 2025-11-27 | Solar Panels | Trina Solar, Inc. | TSM-400NE09RC.05 |  | 0.4 | 21 | 151 | 24 |  | Fixed | Roof
NJADRE1558190024 | Administratively Determined Incentive Program | BLACKWOOD | 8012 | 10.4 | Residential | Behind the Meter | Yes | Big Wave Roofing and Solar, LLC | AC Electric |  | Accepted | 2024-11-10 | 2024-11-27 | 2025-11-27 | Solar Panels | Trina Solar, Inc. | TSM-400NE09RC.05 |  | 0.4 | 5 | 331 | 22 |  | Fixed | Roof
NJADRE1558190024 | Administratively Determined Incentive Program | BLACKWOOD | 8012 | 10.4 | Residential | Behind the Meter | Yes | Big Wave Roofing and Solar, LLC | AC Electric |  | Accepted | 2024-11-10 | 2024-11-27 | 2025-11-27 | Inverters | Enphase Energy Inc | IQ8HC-72-M-DOM-US (Domestic) | 380 |  | 26 |  |  | 0.99 |  | Outdoor
NJADRE1558190024 | Administratively Determined Incentive Program | BLACKWOOD | 8012 | 10.4 | Residential | Behind the Meter | Yes | Big Wave Roofing and Solar, LLC | AC Electric |  | Accepted | 2024-11-10 | 2024-11-27 | 2025-11-27 | Meters | Enphase Energy Inc | X-IQ-AM1-240-5C |  |  | 1 |  |  |  | Yes | Outdoor
NJADRE1558190840 | Administratively Determined Incentive Program | Sewell | 8080 | 12.75 | Residential | Behind the Meter | Yes | Velocity Energy & Home Solutions, Inc. | AC Electric |  | Accepted | 2024-11-11 | 2024-11-26 | 2025-11-26 | Inverters | ENPHASE | IQ8PLUS | 290 |  | 30 |  |  | 0.99 |  | Outside | BEHIND PANELS
NJADRE1558190840 | Administratively Determined Incentive Program | Sewell | 8080 | 12.75 | Residential | Behind the Meter | Yes | Velocity Energy & Home Solutions, Inc. | AC Electric |  | Accepted | 2024-11-11 | 2024-11-26 | 2025-11-26 | Solar Panels | TRINA | 425W |  | 0.425 | 6 | 221 | 20 |  | Fixed | Roof
NJADRE1558190840 | Administratively Determined Incentive Program | Sewell | 8080 | 12.75 | Residential | Behind the Meter | Yes | Velocity Energy & Home Solutions, Inc. | AC Electric |  | Accepted | 2024-11-11 | 2024-11-26 | 2025-11-26 | Solar Panels | TRINA | 425W |  | 0.425 | 24 | 221 | 20 |  | Fixed | Roof
NJADRE1558190855 | Administratively Determined Incentive Program | Newtonville | 8346 | 12.75 | Residential | Behind the Meter | Yes | Velocity Energy & Home Solutions, Inc. | AC Electric |  | Accepted | 2024-11-11 | 2024-11-26 | 2025-11-26 | Inverters | ENPHASE | IQ8PLUS | 290 |  | 30 |  |  | 0.99 |  | Other | BEHIND PANELS
NJADRE1558190855 | Administratively Determined Incentive Program | Newtonville | 8346 | 12.75 | Residential | Behind the Meter | Yes | Velocity Energy & Home Solutions, Inc. | AC Electric |  | Accepted | 2024-11-11 | 2024-11-26 | 2025-11-26 | Solar Panels | TRINA | 425W |  | 0.425 | 30 | 221 | 34 |  | Fixed | Roof
NJADRE1558190880 | Administratively Determined Incentive Program | MILLVILLE | 8332 | 17.75 | Residential | Behind the Meter | Yes | Solar Energy World | AC Electric |  | Accepted | 2024-11-11 | 2024-11-26 | 2025-11-26 | Inverters | Enphase | IQ8+-72-M-US | 290 |  | 50 |  |  | 0.97 |  | Outside
NJADRE1558190880 | Administratively Determined Incentive Program | MILLVILLE | 8332 | 17.75 | Residential | Behind the Meter | Yes | Solar Energy World | AC Electric |  | Accepted | 2024-11-11 | 2024-11-26 | 2025-11-26 | Solar Panels | LONGi | LR4-60HPB-355M |  | 0.355 | 41 | 239 | 18 |  | Fixed | Roof
NJADRE1558190880 | Administratively Determined Incentive Program | MILLVILLE | 8332 | 17.75 | Residential | Behind the Meter | Yes | Solar Energy World | AC Electric |  | Accepted | 2024-11-11 | 2024-11-26 | 2025-11-26 | Solar Panels | LONGi | LR4-60HPB-355M |  | 0.355 | 9 | 59 | 16 |  | Fixed | Roof
NJADRE1558190902 | Administratively Determined Incentive Program | OGDENSBURG | 7439 | 13.53 | Residential | Behind the Meter | Yes | Trinity Solar, LLC | JCP&L |  | Accepted | 2024-11-11 | 2024-11-26 | 2025-11-26 | Solar Panels | HANWHA | HANWHA 410 (Q.PEAK DUO BLK ML-G10+ 410) |  | 0.41 | 28 | 116 | 14 |  | Fixed | Roof
NJADRE1558190902 | Administratively Determined Incentive Program | OGDENSBURG | 7439 | 13.53 | Residential | Behind the Meter | Yes | Trinity Solar, LLC | JCP&L |  | Accepted | 2024-11-11 | 2024-11-26 | 2025-11-26 | Inverters | HANWHA | SE11400H-US | 11400 |  | 1 |  |  | 0.97 |  | Outside
NJADRE1558190902 | Administratively Determined Incentive Program | OGDENSBURG | 7439 | 13.53 | Residential | Behind the Meter | Yes | Trinity Solar, LLC | JCP&L |  | Accepted | 2024-11-11 | 2024-11-26 | 2025-11-26 | Solar Panels | HANWHA | HANWHA 410 (Q.PEAK DUO BLK ML-G10+ 410) |  | 0.41 | 5 | 296 | 14 |  | Fixed | Roof
NJADRE1558190917 | Administratively Determined Incentive Program | Teaneck | 7666 | 5.1 | Residential | Behind the Meter | No | Powur, PBC | PSE&G |  | Accepted | 2024-11-11 | 2024-11-26 | 2025-11-26 | Solar Panels | Jinko | JKM425N-54HL4-B |  | 0.425 | 12 | 197 | 37 |  | Fixed | Roof
NJADRE1558190917 | Administratively Determined Incentive Program | Teaneck | 7666 | 5.1 | Residential | Behind the Meter | No | Powur, PBC | PSE&G |  | Accepted | 2024-11-11 | 2024-11-26 | 2025-11-26 | Inverters | Tesla | POWERWALL 3 (1707000-XX-Y) | 12 |  | 1 |  |  | 0.99 |  | Outside
NJADRE1558190958 | Administratively Determined Incentive Program | CHESTERFIELD | 8515 | 14.76 | Residential | Behind the Meter | Yes | Sunrun Installation Services, Inc. | PSE&G |  | Accepted | 2024-11-11 | 2024-11-26 | 2025-11-26 | Inverters | SolarEdge Technologies | SE10000H-USMN | 10000 |  | 1 |  |  | 0.99 |  | Outdoor
NJADRE1558190958 | Administratively Determined Incentive Program | CHESTERFIELD | 8515 | 14.76 | Residential | Behind the Meter | Yes | Sunrun Installation Services, Inc. | PSE&G |  | Accepted | 2024-11-11 | 2024-11-26 | 2025-11-26 | Solar Panels | Hanwha Q Cells | Q.PEAK DUO BLK ML-G10+ 410 |  | 0.41 | 31 | 348 | 30 |  | Fixed | Roof
NJADRE1558190958 | Administratively Determined Incentive Program | CHESTERFIELD | 8515 | 14.76 | Residential | Behind the Meter | Yes | Sunrun Installation Services, Inc. | PSE&G |  | Accepted | 2024-11-11 | 2024-11-26 | 2025-11-26 | Solar Panels | Hanwha Q Cells | Q.PEAK DUO BLK ML-G10+ 410 |  | 0.41 | 5 | 168 | 30 |  | Fixed | Roof
NJADRE1558190981 | Administratively Determined Incentive Program | Cliffside Park | 7010 | 4.92 | Residential | Behind the Meter | Yes | Pro Custom Solar dba Momentum Solar | PSE&G |  | Accepted | 2024-11-11 | 2024-11-26 | 2025-11-26 | Solar Panels | Hanwha | Q.PEAK DUO BLK ML-G10+410 |  | 0.41 | 2 | 37 | 30 |  | Fixed | Roof
NJADRE1558190981 | Administratively Determined Incentive Program | Cliffside Park | 7010 | 4.92 | Residential | Behind the Meter | Yes | Pro Custom Solar dba Momentum Solar | PSE&G |  | Accepted | 2024-11-11 | 2024-11-26 | 2025-11-26 | Inverters | Enphase | IQ8PLUS-72-2-US | 290 |  | 12 |  |  | 0.97 |  | Outdoor
NJADRE1558190981 | Administratively Determined Incentive Program | Cliffside Park | 7010 | 4.92 | Residential | Behind the Meter | Yes | Pro Custom Solar dba Momentum Solar | PSE&G |  | Accepted | 2024-11-11 | 2024-11-26 | 2025-11-26 | Solar Panels | Hanwha | Q.PEAK DUO BLK ML-G10+410 |  | 0.41 | 10 | 217 | 30 |  | Fixed | Roof
NJADRE1558190987 | Administratively Determined Incentive Program | Elizabeth | 7206 | 4.8 | Residential | Behind the Meter | Yes | PosiGen Developer, LLC | PSE&G |  | Accepted | 2024-11-11 | 2024-11-26 | 2025-11-26 | Solar Panels | Silfab | SIL-400 HC+ |  | 0.4 | 5 | 54 | 7 |  | Fixed | Roof
NJADRE1558190987 | Administratively Determined Incentive Program | Elizabeth | 7206 | 4.8 | Residential | Behind the Meter | Yes | PosiGen Developer, LLC | PSE&G |  | Accepted | 2024-11-11 | 2024-11-26 | 2025-11-26 | Inverters | SolarEdge | SE5700H-US | 5760 |  | 1 |  |  | 0.99 |  | Outdoor | within ten feet of meter
NJADRE1558190987 | Administratively Determined Incentive Program | Elizabeth | 7206 | 4.8 | Residential | Behind the Meter | Yes | PosiGen Developer, LLC | PSE&G |  | Accepted | 2024-11-11 | 2024-11-26 | 2025-11-26 | Solar Panels | Silfab | SIL-400 HC+ |  | 0.4 | 2 | 54 | 5 |  | Fixed | Roof
NJADRE1558190987 | Administratively Determined Incentive Program | Elizabeth | 7206 | 4.8 | Residential | Behind the Meter | Yes | PosiGen Developer, LLC | PSE&G |  | Accepted | 2024-11-11 | 2024-11-26 | 2025-11-26 | Solar Panels | Silfab | SIL-400 HC+ |  | 0.4 | 5 | 234 | 14 |  | Fixed | Roof
NJADRE1558191000 | Administratively Determined Incentive Program | JERSEY CITY | 7304 | 8 | Residential | Behind the Meter | Yes | PosiGen Developer, LLC | PSE&G |  | Accepted | 2024-11-11 | 2024-11-27 | 2025-11-27 | Inverters | SolarEdge | SE7600H-US | 7600 |  | 1 |  |  | 0.99 |  | Outside | within ten feet of meter
NJADRE1558191000 | Administratively Determined Incentive Program | JERSEY CITY | 7304 | 8 | Residential | Behind the Meter | Yes | PosiGen Developer, LLC | PSE&G |  | Accepted | 2024-11-11 | 2024-11-27 | 2025-11-27 | Solar Panels | SilFab Solar | SIL-400-HC+ |  | 0.4 | 20 | 25 | 4 |  | Fixed | Roof
NJADRE1558191181 | Administratively Determined Incentive Program | GARFIELD CITY | 7026 | 6.4 | Residential | Behind the Meter | Yes | PosiGen Developer, LLC | PSE&G |  | Accepted | 2024-11-11 | 2024-11-27 | 2025-11-27 | Solar Panels | Silfab | SIL-400 HC+ |  | 0.4 | 4 | 303 | 23 |  | Fixed | Roof
NJADRE1558191181 | Administratively Determined Incentive Program | GARFIELD CITY | 7026 | 6.4 | Residential | Behind the Meter | Yes | PosiGen Developer, LLC | PSE&G |  | Accepted | 2024-11-11 | 2024-11-27 | 2025-11-27 | Inverters | SolarEdge | SE5700H-US | 5760 |  | 1 |  |  | 0.99 |  | Outdoor | within ten feet of meter
NJADRE1558191181 | Administratively Determined Incentive Program | GARFIELD CITY | 7026 | 6.4 | Residential | Behind the Meter | Yes | PosiGen Developer, LLC | PSE&G |  | Accepted | 2024-11-11 | 2024-11-27 | 2025-11-27 | Solar Panels | Silfab | SIL-400 HC+ |  | 0.4 | 4 | 123 | 14 |  | Fixed | Roof
NJADRE1558191181 | Administratively Determined Incentive Program | GARFIELD CITY | 7026 | 6.4 | Residential | Behind the Meter | Yes | PosiGen Developer, LLC | PSE&G |  | Accepted | 2024-11-11 | 2024-11-27 | 2025-11-27 | Solar Panels | Silfab | SIL-400 HC+ |  | 0.4 | 6 | 123 | 23 |  | Fixed | Roof
NJADRE1558191181 | Administratively Determined Incentive Program | GARFIELD CITY | 7026 | 6.4 | Residential | Behind the Meter | Yes | PosiGen Developer, LLC | PSE&G |  | Accepted | 2024-11-11 | 2024-11-27 | 2025-11-27 | Solar Panels | Silfab | SIL-400 HC+ |  | 0.4 | 2 | 213 | 23 |  | Fixed | Roof
NJADRE1558191520 | Administratively Determined Incentive Program | GARFIELD CITY | 7026 | 6.4 | Residential | Behind the Meter | Yes | PosiGen Developer, LLC | PSE&G |  | Accepted | 2024-11-11 | 2024-11-27 | 2025-11-27 | Solar Panels | Silfab | SIL-400 HC+ |  | 0.4 | 3 | 213 | 23 |  | Fixed | Roof
NJADRE1558191520 | Administratively Determined Incentive Program | GARFIELD CITY | 7026 | 6.4 | Residential | Behind the Meter | Yes | PosiGen Developer, LLC | PSE&G |  | Accepted | 2024-11-11 | 2024-11-27 | 2025-11-27 | Solar Panels | Silfab | SIL-400 HC+ |  | 0.4 | 6 | 123 | 23 |  | Fixed | Roof
NJADRE1558191520 | Administratively Determined Incentive Program | GARFIELD CITY | 7026 | 6.4 | Residential | Behind the Meter | Yes | PosiGen Developer, LLC | PSE&G |  | Accepted | 2024-11-11 | 2024-11-27 | 2025-11-27 | Solar Panels | Silfab | SIL-400 HC+ |  | 0.4 | 4 | 123 | 14 |  | Fixed | Roof
NJADRE1558191520 | Administratively Determined Incentive Program | GARFIELD CITY | 7026 | 6.4 | Residential | Behind the Meter | Yes | PosiGen Developer, LLC | PSE&G |  | Accepted | 2024-11-11 | 2024-11-27 | 2025-11-27 | Solar Panels | Silfab | SIL-400 HC+ |  | 0.4 | 3 | 303 | 23 |  | Fixed | Roof
NJADRE1558191520 | Administratively Determined Incentive Program | GARFIELD CITY | 7026 | 6.4 | Residential | Behind the Meter | Yes | PosiGen Developer, LLC | PSE&G |  | Accepted | 2024-11-11 | 2024-11-27 | 2025-11-27 | Inverters | SolarEdge | SE5700H-US | 5760 |  | 1 |  |  | 0.99 |  | Outdoor | within ten feet of meter
NJADRE1558191531 | Administratively Determined Incentive Program | Bayonne | 7002 | 6.56 | Residential | Behind the Meter | Yes | Sunrun Installation Services, Inc. | PSE&G |  | Accepted | 2024-11-11 | 2024-11-27 | 2025-11-27 | Solar Panels | HANWHA Q-CELLS | Q.PEAK DUO BLK ML-G10+ 410 |  | 0.41 | 5 | 303 | 12 |  | Fixed | Roof
NJADRE1558191531 | Administratively Determined Incentive Program | Bayonne | 7002 | 6.56 | Residential | Behind the Meter | Yes | Sunrun Installation Services, Inc. | PSE&G |  | Accepted | 2024-11-11 | 2024-11-27 | 2025-11-27 | Inverters | GROWATT NEW ENERGY TECHNOLOGY CO LTD | MIN 6000TL-XH-US | 6000 |  | 1 |  |  | 0.98 |  | Outdoor
NJADRE1558191531 | Administratively Determined Incentive Program | Bayonne | 7002 | 6.56 | Residential | Behind the Meter | Yes | Sunrun Installation Services, Inc. | PSE&G |  | Accepted | 2024-11-11 | 2024-11-27 | 2025-11-27 | Solar Panels | HANWHA Q-CELLS | Q.PEAK DUO BLK ML-G10+ 410 |  | 0.41 | 11 | 214 | 28 |  | Fixed | Roof
NJADRE1558191541 | Administratively Determined Incentive Program | Bayonne | 7002 | 4.92 | Residential | Behind the Meter | Yes | Sunrun Installation Services, Inc. | PSE&G |  | Accepted | 2024-11-11 | 2024-11-27 | 2025-11-27 | Inverters | SolarEdge Technologies | SE5700H-USMN | 5760 |  | 1 |  |  | 0.99 |  | Outdoor | Next to meter
NJADRE1558191541 | Administratively Determined Incentive Program | Bayonne | 7002 | 4.92 | Residential | Behind the Meter | Yes | Sunrun Installation Services, Inc. | PSE&G |  | Accepted | 2024-11-11 | 2024-11-27 | 2025-11-27 | Solar Panels | Hanwha Q-Cells | Q.PEAK DUO BLK ML-G10+ 410 |  | 0.41 | 10 | 33 | 20 |  | Fixed | Roof
NJADRE1558191541 | Administratively Determined Incentive Program | Bayonne | 7002 | 4.92 | Residential | Behind the Meter | Yes | Sunrun Installation Services, Inc. | PSE&G |  | Accepted | 2024-11-11 | 2024-11-27 | 2025-11-27 | Solar Panels | Hanwha Q-Cells | Q.PEAK DUO BLK ML-G10+ 410 |  | 0.41 | 2 | 123 | 20 |  | Fixed | Roof
NJADRE1558191575 | Administratively Determined Incentive Program | Bayonne | 7002 | 4.1 | Residential | Behind the Meter | Yes | Trinity Solar, LLC | PSE&G |  | Accepted | 2024-11-11 | 2024-11-27 | 2025-11-27 | Inverters | Solar Edge | SE3800H-US | 3800 |  | 1 |  |  | 0.97 |  | Outdoor
NJADRE1558191575 | Administratively Determined Incentive Program | Bayonne | 7002 | 4.1 | Residential | Behind the Meter | Yes | Trinity Solar, LLC | PSE&G |  | Accepted | 2024-11-11 | 2024-11-27 | 2025-11-27 | Solar Panels | HANWHA | (Q.PEAK DUO BLK ML-G10+ 410) |  | 0.41 | 10 | 302 | 25 |  | Fixed | Roof
NJADRE1558191637 | Administratively Determined Incentive Program | WAYNE | 7470 | 12.3 | Residential | Behind the Meter | No | Tesla Energy Operations, Inc. | PSE&G |  | Accepted | 2024-11-22 | 2024-12-11 | 2025-12-11 | Solar Panels | Hanwha | Q.PEAK DUO BLK ML-G10.a+/TS 410 |  | 0.41 | 17 | 25 | 34 |  | Fixed | Roof
NJADRE1558191637 | Administratively Determined Incentive Program | WAYNE | 7470 | 12.3 | Residential | Behind the Meter | No | Tesla Energy Operations, Inc. | PSE&G |  | Accepted | 2024-11-22 | 2024-12-11 | 2025-12-11 | Solar Panels | Hanwha | Q.PEAK DUO BLK ML-G10.a+/TS 410 |  | 0.41 | 9 | 205 | 33 |  | Fixed | Roof
NJADRE1558191637 | Administratively Determined Incentive Program | WAYNE | 7470 | 12.3 | Residential | Behind the Meter | No | Tesla Energy Operations, Inc. | PSE&G |  | Accepted | 2024-11-22 | 2024-12-11 | 2025-12-11 | Solar Panels | Hanwha | Q.PEAK DUO BLK ML-G10.a+/TS 410 |  | 0.41 | 2 | 115 | 44 |  | Fixed | Roof
NJADRE1558191637 | Administratively Determined Incentive Program | WAYNE | 7470 | 12.3 | Residential | Behind the Meter | No | Tesla Energy Operations, Inc. | PSE&G |  | Accepted | 2024-11-22 | 2024-12-11 | 2025-12-11 | Inverters | Tesla | 1707000-XX-Y | 11500 |  | 1 |  |  | 0.98 |  | Outside
NJADRE1558191637 | Administratively Determined Incentive Program | WAYNE | 7470 | 12.3 | Residential | Behind the Meter | No | Tesla Energy Operations, Inc. | PSE&G |  | Accepted | 2024-11-22 | 2024-12-11 | 2025-12-11 | Solar Panels | Hanwha | Q.PEAK DUO BLK ML-G10.a+/TS 410 |  | 0.41 | 2 | 295 | 45 |  | Fixed | Roof
NJADRE1558191637 | Administratively Determined Incentive Program | WAYNE | 7470 | 12.3 | Residential | Behind the Meter | No | Tesla Energy Operations, Inc. | PSE&G |  | Accepted | 2024-11-22 | 2024-12-11 | 2025-12-11 | Electric Storage Battery | Tesla | Powerwall 3 |  |  | 1 |  |  |  | Lithium Ion |  | OUTSIDE
NJADRE1558191672 | Administratively Determined Incentive Program | Mahway | 7430 | 10.25 | Residential | Behind the Meter | Yes | Trinity Solar, LLC | Orange Rockland Electric |  | Accepted | 2024-11-11 | 2024-11-27 | 2025-11-27 | Solar Panels | HANWHA | Q.PEAK DUO BLK ML-G10+ 410 |  | 0.41 | 6 | 212 | 24 |  | Fixed | Roof
NJADRE1558191672 | Administratively Determined Incentive Program | Mahway | 7430 | 10.25 | Residential | Behind the Meter | Yes | Trinity Solar, LLC | Orange Rockland Electric |  | Accepted | 2024-11-11 | 2024-11-27 | 2025-11-27 | Solar Panels | HANWHA | Q.PEAK DUO BLK ML-G10+ 410 |  | 0.41 | 13 | 212 | 24 |  | Fixed | Roof
NJADRE1558191672 | Administratively Determined Incentive Program | Mahway | 7430 | 10.25 | Residential | Behind the Meter | Yes | Trinity Solar, LLC | Orange Rockland Electric |  | Accepted | 2024-11-11 | 2024-11-27 | 2025-11-27 | Inverters | Solar Edge | SE7600H-US | 7600 |  | 1 |  |  | 0.97 |  | Outside
NJADRE1558191672 | Administratively Determined Incentive Program | Mahway | 7430 | 10.25 | Residential | Behind the Meter | Yes | Trinity Solar, LLC | Orange Rockland Electric |  | Accepted | 2024-11-11 | 2024-11-27 | 2025-11-27 | Solar Panels | HANWHA | Q.PEAK DUO BLK ML-G10+ 410 |  | 0.41 | 6 | 122 | 24 |  | Fixed | Roof
NJADRE1558191673 | Administratively Determined Incentive Program | Linden | 7036 | 7.23 | Residential | Behind the Meter | Yes | Whitman Construction, LLC | PSE&G |  | Accepted | 2024-11-13 | 2024-12-02 | 2025-12-02 | Inverters | Enphase | IQ8PLUS-72-2-US | 290 |  | 17 |  |  | 0.975 |  | Outdoor
NJADRE1558191673 | Administratively Determined Incentive Program | Linden | 7036 | 7.23 | Residential | Behind the Meter | Yes | Whitman Construction, LLC | PSE&G |  | Accepted | 2024-11-13 | 2024-12-02 | 2025-12-02 | Solar Panels | TRINA SOLAR | TSM-425NE09R.05 |  | 0.425 | 7 | 229 | 16 |  | Fixed | Roof
NJADRE1558191673 | Administratively Determined Incentive Program | Linden | 7036 | 7.23 | Residential | Behind the Meter | Yes | Whitman Construction, LLC | PSE&G |  | Accepted | 2024-11-13 | 2024-12-02 | 2025-12-02 | Solar Panels | TRINA SOLAR | TSM-425NE09R.05 |  | 0.425 | 10 | 229 | 42 |  | Fixed | Roof
NJADRE1558191673 | Administratively Determined Incentive Program | Linden | 7036 | 7.23 | Residential | Behind the Meter | Yes | Whitman Construction, LLC | PSE&G |  | Accepted | 2024-11-13 | 2024-12-02 | 2025-12-02 | Meters | Enphase | X-IQ-AM1-240-5-HDK |  |  | 1 |  |  |  | Yes | Outdoor
NJADRE1558191739 | Administratively Determined Incentive Program | SOUTH BOUND BROOK | 8880 | 9.03 | Residential | Behind the Meter | No | Sunwise Energy, LLC | PSE&G |  | Accepted | 2024-11-11 | 2024-11-27 | 2025-11-27 | Inverters | ENPHASE ENERGY | IQ8HC-72-M-DOM-US (240V) | 380 |  | 21 |  |  | 0.976 |  | Outside
NJADRE1558191739 | Administratively Determined Incentive Program | SOUTH BOUND BROOK | 8880 | 9.03 | Residential | Behind the Meter | No | Sunwise Energy, LLC | PSE&G |  | Accepted | 2024-11-11 | 2024-11-27 | 2025-11-27 | Solar Panels | HANWHA Q CELLS | 430 Q.TRON BLK M-G2+ SERIES |  | 0.43 | 11 | 289 | 26 |  | Fixed | Roof
NJADRE1558191739 | Administratively Determined Incentive Program | SOUTH BOUND BROOK | 8880 | 9.03 | Residential | Behind the Meter | No | Sunwise Energy, LLC | PSE&G |  | Accepted | 2024-11-11 | 2024-11-27 | 2025-11-27 | Solar Panels | HANWHA Q CELLS | 430 Q.TRON BLK M-G2+ SERIES |  | 0.43 | 10 | 109 | 26 |  | Fixed | Roof
NJADRE1558191910 | Administratively Determined Incentive Program | North Arlington Boro | 7031 | 3.69 | Residential | Behind the Meter | Yes | Sunrun Installation Services, Inc. | PSE&G |  | Accepted | 2024-11-11 | 2024-11-27 | 2025-11-27 | Inverters | SolarEdge Technologies | SE3800H-USMN | 3800 |  | 1 |  |  | 0.99 |  | Outside
NJADRE1558191910 | Administratively Determined Incentive Program | North Arlington Boro | 7031 | 3.69 | Residential | Behind the Meter | Yes | Sunrun Installation Services, Inc. | PSE&G |  | Accepted | 2024-11-11 | 2024-11-27 | 2025-11-27 | Solar Panels | Hanwha Q Cells | Q.PEAK DUO BLK ML-G10+ 410 |  | 0.41 | 3 | 126 | 18 |  | Fixed | Roof
NJADRE1558191910 | Administratively Determined Incentive Program | North Arlington Boro | 7031 | 3.69 | Residential | Behind the Meter | Yes | Sunrun Installation Services, Inc. | PSE&G |  | Accepted | 2024-11-11 | 2024-11-27 | 2025-11-27 | Solar Panels | Hanwha Q Cells | Q.PEAK DUO BLK ML-G10+ 410 |  | 0.41 | 6 | 36 | 22 |  | Fixed | Roof
NJADRE1558191970 | Administratively Determined Incentive Program | Boonton | 7005 | 6.15 | Residential | Behind the Meter | Yes | Pro Custom Solar dba Momentum Solar | JCP&L |  | Accepted | 2024-11-11 | 2024-11-27 | 2025-11-27 | Inverters | Enphase | IQ8MC-72-M-US | 320 |  | 15 |  |  | 0.97 |  | Outdoor
NJADRE1558191970 | Administratively Determined Incentive Program | Boonton | 7005 | 6.15 | Residential | Behind the Meter | Yes | Pro Custom Solar dba Momentum Solar | JCP&L |  | Accepted | 2024-11-11 | 2024-11-27 | 2025-11-27 | Solar Panels | Hanwha | Q.PEAK DUO BLK ML-G10+410 |  | 0.41 | 7 | 31 | 40 |  | Fixed | Roof
NJADRE1558191970 | Administratively Determined Incentive Program | Boonton | 7005 | 6.15 | Residential | Behind the Meter | Yes | Pro Custom Solar dba Momentum Solar | JCP&L |  | Accepted | 2024-11-11 | 2024-11-27 | 2025-11-27 | Solar Panels | Hanwha | Q.PEAK DUO BLK ML-G10+410 |  | 0.41 | 4 | 301 | 17 |  | Fixed | Roof
NJADRE1558191970 | Administratively Determined Incentive Program | Boonton | 7005 | 6.15 | Residential | Behind the Meter | Yes | Pro Custom Solar dba Momentum Solar | JCP&L |  | Accepted | 2024-11-11 | 2024-11-27 | 2025-11-27 | Solar Panels | Hanwha | Q.PEAK DUO BLK ML-G10+410 |  | 0.41 | 4 | 121 | 43 |  | Fixed | Roof
NJADRE1558192085 | Administratively Determined Incentive Program | EDISON | 8820 | 11.07 | Residential | Behind the Meter | No | Over the Top Solar Solutions, LLC | PSE&G |  | Accepted | 2024-11-12 | 2024-12-02 | 2025-12-02 | Solar Panels | Enphase | IQ8A |  | 0.41 | 10 | 211 | 45 |  | Fixed | Roof
NJADRE1558192085 | Administratively Determined Incentive Program | EDISON | 8820 | 11.07 | Residential | Behind the Meter | No | Over the Top Solar Solutions, LLC | PSE&G |  | Accepted | 2024-11-12 | 2024-12-02 | 2025-12-02 | Inverters | Enphase | IQ8A | 349 |  | 27 |  |  | 0.985 |  | Outside
NJADRE1558192085 | Administratively Determined Incentive Program | EDISON | 8820 | 11.07 | Residential | Behind the Meter | No | Over the Top Solar Solutions, LLC | PSE&G |  | Accepted | 2024-11-12 | 2024-12-02 | 2025-12-02 | Solar Panels | Hanwha | Qcell |  | 0.41 | 6 | 301 | 45 |  | Fixed | Roof
NJADRE1558192085 | Administratively Determined Incentive Program | EDISON | 8820 | 11.07 | Residential | Behind the Meter | No | Over the Top Solar Solutions, LLC | PSE&G |  | Accepted | 2024-11-12 | 2024-12-02 | 2025-12-02 | Solar Panels | Hanwha | Qcell |  | 0.41 | 11 | 121 | 45 |  | Fixed | Roof
NJADRE1558192085 | Administratively Determined Incentive Program | EDISON | 8820 | 11.07 | Residential | Behind the Meter | No | Over the Top Solar Solutions, LLC | PSE&G |  | Accepted | 2024-11-12 | 2024-12-02 | 2025-12-02 | Meters | Enphase | X-IQ-AM1-240-4 |  |  | 1 |  |  |  | Yes | Outdoor
NJADRE1558194855 | Administratively Determined Incentive Program | FORKED RIVER | 8731 | 3.28 | Residential | Behind the Meter | Yes | Sunrun Installation Services, Inc. | JCP&L |  | Accepted | 2024-11-12 | 2024-11-27 | 2025-11-27 | Inverters | SolarEdge Technologies | SE3800H-USMN | 3800 |  | 1 |  |  | 0.99 |  | Outdoor | Next to meter
NJADRE1558194855 | Administratively Determined Incentive Program | FORKED RIVER | 8731 | 3.28 | Residential | Behind the Meter | Yes | Sunrun Installation Services, Inc. | JCP&L |  | Accepted | 2024-11-12 | 2024-11-27 | 2025-11-27 | Solar Panels | Hanwha Q-Cells | Q.PEAK DUO BLK ML-G10+ 410 |  | 0.41 | 8 | 116 | 18 |  | Fixed | Roof
NJADRE1558194861 | Administratively Determined Incentive Program | BELLEVILLE | 7109 | 5.74 | Residential | Behind the Meter | Yes | Trinity Solar, LLC | PSE&G |  | Accepted | 2024-11-12 | 2024-11-27 | 2025-11-27 | Solar Panels | HANWHA | Q.PEAK DUO BLK ML-G10+ 410 |  | 0.41 | 14 | 196 | 40 |  | Fixed | Roof
NJADRE1558194861 | Administratively Determined Incentive Program | BELLEVILLE | 7109 | 5.74 | Residential | Behind the Meter | Yes | Trinity Solar, LLC | PSE&G |  | Accepted | 2024-11-12 | 2024-11-27 | 2025-11-27 | Inverters | Solar Edge | SE5700H-US | 5760 |  | 1 |  |  | 0.97 |  | Outside
NJADRE1558194878 | Administratively Determined Incentive Program | WOODBURY CITY | 8096 | 9.43 | Residential | Behind the Meter | Yes | Sunrun Installation Services, Inc. | PSE&G |  | Accepted | 2024-11-12 | 2024-11-27 | 2025-11-27 | Solar Panels | HANWHA Q-CELLS | Q.PEAK DUO BLK ML-G10+ 410 |  | 0.41 | 15 | 20 | 23 |  | Fixed | Roof
NJADRE1558194878 | Administratively Determined Incentive Program | WOODBURY CITY | 8096 | 9.43 | Residential | Behind the Meter | Yes | Sunrun Installation Services, Inc. | PSE&G |  | Accepted | 2024-11-12 | 2024-11-27 | 2025-11-27 | Electric Storage Battery | TESLA | POWERWALL 3 1707000-XX-Y |  |  | 1 |  |  |  | Lithium Ion |  | OUTSIDE
NJADRE1558194878 | Administratively Determined Incentive Program | WOODBURY CITY | 8096 | 9.43 | Residential | Behind the Meter | Yes | Sunrun Installation Services, Inc. | PSE&G |  | Accepted | 2024-11-12 | 2024-11-27 | 2025-11-27 | Inverters | TESLA | POWERWALL 3 1707000-XX-Y | 11500 |  | 1 |  |  | 0.97 |  | Outdoor
NJADRE1558194878 | Administratively Determined Incentive Program | WOODBURY CITY | 8096 | 9.43 | Residential | Behind the Meter | Yes | Sunrun Installation Services, Inc. | PSE&G |  | Accepted | 2024-11-12 | 2024-11-27 | 2025-11-27 | Solar Panels | HANWHA Q-CELLS | Q.PEAK DUO BLK ML-G10+ 410 |  | 0.41 | 8 | 200 | 23 |  | Fixed | Roof
NJADRE1558194883 | Administratively Determined Incentive Program | ENGLISHTOWN | 7726 | 24.19 | Residential | Behind the Meter | Yes | Sunrun Installation Services, Inc. | JCP&L |  | Accepted | 2024-11-12 | 2024-12-04 | 2025-12-04 | Solar Panels | Hanwha Q Cells | Q.PEAK DUO BLK ML-G10+ 410 |  | 0.41 | 19 | 323 | 25 |  | Fixed | Roof
NJADRE1558194883 | Administratively Determined Incentive Program | ENGLISHTOWN | 7726 | 24.19 | Residential | Behind the Meter | Yes | Sunrun Installation Services, Inc. | JCP&L |  | Accepted | 2024-11-12 | 2024-12-04 | 2025-12-04 | Inverters | SolarEdge Technologies | SE7600H-USMN | 7600 |  | 1 |  |  | 0.99 |  | Outdoor
NJADRE1558194883 | Administratively Determined Incentive Program | ENGLISHTOWN | 7726 | 24.19 | Residential | Behind the Meter | Yes | Sunrun Installation Services, Inc. | JCP&L |  | Accepted | 2024-11-12 | 2024-12-04 | 2025-12-04 | Inverters | SolarEdge Technologies | SE10000H-USMN | 10000 |  | 1 |  |  | 0.99 |  | Outdoor
NJADRE1558194883 | Administratively Determined Incentive Program | ENGLISHTOWN | 7726 | 24.19 | Residential | Behind the Meter | Yes | Sunrun Installation Services, Inc. | JCP&L |  | Accepted | 2024-11-12 | 2024-12-04 | 2025-12-04 | Solar Panels | Hanwha Q Cells | Q.PEAK DUO BLK ML-G10+ 410 |  | 0.41 | 25 | 143 | 25 |  | Fixed | Roof
NJADRE1558194883 | Administratively Determined Incentive Program | ENGLISHTOWN | 7726 | 24.19 | Residential | Behind the Meter | Yes | Sunrun Installation Services, Inc. | JCP&L |  | Accepted | 2024-11-12 | 2024-12-04 | 2025-12-04 | Solar Panels | Hanwha Q Cells | Q.PEAK DUO BLK ML-G10+ 410 |  | 0.41 | 6 | 323 | 25 |  | Fixed | Roof
NJADRE1558194883 | Administratively Determined Incentive Program | ENGLISHTOWN | 7726 | 24.19 | Residential | Behind the Meter | Yes | Sunrun Installation Services, Inc. | JCP&L |  | Accepted | 2024-11-12 | 2024-12-04 | 2025-12-04 | Solar Panels | Hanwha Q Cells | Q.PEAK DUO BLK ML-G10+ 410 |  | 0.41 | 9 | 143 | 25 |  | Fixed | Roof
NJADRE1558194896 | Administratively Determined Incentive Program | MIDDLETOWN TOWNSHIP | 7718 | 6.15 | Residential | Behind the Meter | Yes | Trinity Solar, LLC | JCP&L |  | Accepted | 2024-11-12 | 2024-11-27 | 2025-11-27 | Inverters | Solar Edge | USE5700H-USMNBL75 | 5760 |  | 1 |  |  | 0.97 |  | Outside
NJADRE1558194896 | Administratively Determined Incentive Program | MIDDLETOWN TOWNSHIP | 7718 | 6.15 | Residential | Behind the Meter | Yes | Trinity Solar, LLC | JCP&L |  | Accepted | 2024-11-12 | 2024-11-27 | 2025-11-27 | Solar Panels | HANWHA | HANWHA 410 (Q.PEAK DUO BLK ML-G10+ 410) |  | 0.41 | 15 | 182 | 21 |  | Fixed | Roof
NJADRE1558194914 | Administratively Determined Incentive Program | Union City | 7087 | 4.51 | Residential | Behind the Meter | Yes | Trinity Solar, LLC | PSE&G |  | Accepted | 2024-11-12 | 2024-11-27 | 2025-11-27 | Solar Panels | HANWHA | (Q.PEAK DUO BLK ML-G10+ 410) |  | 0.41 | 4 | 301 | 45 |  | Fixed | Roof
NJADRE1558194914 | Administratively Determined Incentive Program | Union City | 7087 | 4.51 | Residential | Behind the Meter | Yes | Trinity Solar, LLC | PSE&G |  | Accepted | 2024-11-12 | 2024-11-27 | 2025-11-27 | Solar Panels | HANWHA | (Q.PEAK DUO BLK ML-G10+ 410) |  | 0.41 | 7 | 121 | 45 |  | Fixed | Roof
NJADRE1558194914 | Administratively Determined Incentive Program | Union City | 7087 | 4.51 | Residential | Behind the Meter | Yes | Trinity Solar, LLC | PSE&G |  | Accepted | 2024-11-12 | 2024-11-27 | 2025-11-27 | Inverters | Tesla | TESLA 3.8kW (1538000-XX-Y) | 3800 |  | 1 |  |  | 0.97 |  | Outdoor
NJADRE1558194948 | Administratively Determined Incentive Program | Millville | 8332 | 11.89 | Residential | Behind the Meter | Yes | Trinity Solar, LLC | AC Electric |  | Accepted | 2024-11-12 | 2024-12-02 | 2025-12-02 | Inverters | Solar Edge | SE10000H-US | 10000 |  | 1 |  |  | 0.97 |  | Outdoor
NJADRE1558194948 | Administratively Determined Incentive Program | Millville | 8332 | 11.89 | Residential | Behind the Meter | Yes | Trinity Solar, LLC | AC Electric |  | Accepted | 2024-11-12 | 2024-12-02 | 2025-12-02 | Solar Panels | Hanwha | HANWHA 410 (Q.PEAK DUO BLK ML-G10+ 410) |  | 0.41 | 12 | 354 | 18 |  | Fixed | Roof
NJADRE1558194948 | Administratively Determined Incentive Program | Millville | 8332 | 11.89 | Residential | Behind the Meter | Yes | Trinity Solar, LLC | AC Electric |  | Accepted | 2024-11-12 | 2024-12-02 | 2025-12-02 | Solar Panels | Hanwha | HANWHA 410 (Q.PEAK DUO BLK ML-G10+ 410) |  | 0.41 | 17 | 174 | 18 |  | Fixed | Roof
NJADRE1558194984 | Administratively Determined Incentive Program | LANOKA HARBOR | 8734 | 9.84 | Residential | Behind the Meter | Yes | Sunrun Installation Services, Inc. | JCP&L |  | Accepted | 2024-11-12 | 2024-11-27 | 2025-11-27 | Solar Panels | HANWHA Q-CELLS | Q.PEAK DUO BLK ML-G10+ 410 |  | 0.41 | 4 | 141 | 36 |  | Fixed | Roof
NJADRE1558194984 | Administratively Determined Incentive Program | LANOKA HARBOR | 8734 | 9.84 | Residential | Behind the Meter | Yes | Sunrun Installation Services, Inc. | JCP&L |  | Accepted | 2024-11-12 | 2024-11-27 | 2025-11-27 | Solar Panels | HANWHA Q-CELLS | Q.PEAK DUO BLK ML-G10+ 410 |  | 0.41 | 15 | 321 | 35 |  | Fixed | Roof
NJADRE1558194984 | Administratively Determined Incentive Program | LANOKA HARBOR | 8734 | 9.84 | Residential | Behind the Meter | Yes | Sunrun Installation Services, Inc. | JCP&L |  | Accepted | 2024-11-12 | 2024-11-27 | 2025-11-27 | Solar Panels | HANWHA Q-CELLS | Q.PEAK DUO BLK ML-G10+ 410 |  | 0.41 | 5 | 141 | 33 |  | Fixed | Roof
NJADRE1558194984 | Administratively Determined Incentive Program | LANOKA HARBOR | 8734 | 9.84 | Residential | Behind the Meter | Yes | Sunrun Installation Services, Inc. | JCP&L |  | Accepted | 2024-11-12 | 2024-11-27 | 2025-11-27 | Inverters | SOLAREDGE TECHNOLOGIES | SE7600H-USMN | 7600 |  | 1 |  |  | 0.99 |  | Outdoor
NJADRE1558195102 | Administratively Determined Incentive Program | East Orange | 7018 | 5.33 | Residential | Behind the Meter | Yes | Sunrun Installation Services, Inc. | PSE&G |  | Accepted | 2024-11-12 | 2024-12-02 | 2025-12-02 | Inverters | SolarEdge Technologies | SE3800H-USMN | 3800 |  | 1 |  |  | 0.99 |  | Outdoor | Next to meter
NJADRE1558195102 | Administratively Determined Incentive Program | East Orange | 7018 | 5.33 | Residential | Behind the Meter | Yes | Sunrun Installation Services, Inc. | PSE&G |  | Accepted | 2024-11-12 | 2024-12-02 | 2025-12-02 | Solar Panels | Hanwha Q-Cells | Q.PEAK DUO BLK ML-G10+ 410 |  | 0.41 | 3 | 200 | 34 |  | Fixed | Roof
NJADRE1558195102 | Administratively Determined Incentive Program | East Orange | 7018 | 5.33 | Residential | Behind the Meter | Yes | Sunrun Installation Services, Inc. | PSE&G |  | Accepted | 2024-11-12 | 2024-12-02 | 2025-12-02 | Solar Panels | Hanwha Q-Cells | Q.PEAK DUO BLK ML-G10+ 410 |  | 0.41 | 10 | 20 | 34 |  | Fixed | Roof
NJADRE1558195128 | Administratively Determined Incentive Program | East Orange | 7017 | 6.15 | Residential | Behind the Meter | Yes | Trinity Solar, LLC | PSE&G |  | Accepted | 2024-11-12 | 2024-12-11 | 2025-12-11 | Inverters | Tesla | TESLA 5.0kW (1538000-XX-Y) | 5000 |  | 1 |  |  | 0.97 |  | Outdoor
NJADRE1558195128 | Administratively Determined Incentive Program | East Orange | 7017 | 6.15 | Residential | Behind the Meter | Yes | Trinity Solar, LLC | PSE&G |  | Accepted | 2024-11-12 | 2024-12-11 | 2025-12-11 | Solar Panels | HANWHA | (Q.PEAK DUO BLK ML-G10+ 410) |  | 0.41 | 15 | 114 | 28 |  | Fixed | Roof
NJADRE1558195159 | Administratively Determined Incentive Program | FREEHOLD | 7728 | 9.43 | Residential | Behind the Meter | Yes | Sunrun Installation Services, Inc. | JCP&L |  | Accepted | 2024-11-12 | 2024-11-27 | 2025-11-27 | Solar Panels | HANWHA Q-CELLS | Q.PEAK DUO BLK ML-G10+ 410 |  | 0.41 | 15 | 344 | 31 |  | Fixed | Roof
NJADRE1558195159 | Administratively Determined Incentive Program | FREEHOLD | 7728 | 9.43 | Residential | Behind the Meter | Yes | Sunrun Installation Services, Inc. | JCP&L |  | Accepted | 2024-11-12 | 2024-11-27 | 2025-11-27 | Inverters | TESLA | POWERWALL 3 1707000-XX-Y | 11500 |  | 1 |  |  | 0.97 |  | Outdoor
NJADRE1558195159 | Administratively Determined Incentive Program | FREEHOLD | 7728 | 9.43 | Residential | Behind the Meter | Yes | Sunrun Installation Services, Inc. | JCP&L |  | Accepted | 2024-11-12 | 2024-11-27 | 2025-11-27 | Electric Storage Battery | TESLA | POWERWALL 3 1707000-XX-Y |  |  | 1 |  |  |  | Lithium Ion |  | OUTSIDE
NJADRE1558195159 | Administratively Determined Incentive Program | FREEHOLD | 7728 | 9.43 | Residential | Behind the Meter | Yes | Sunrun Installation Services, Inc. | JCP&L |  | Accepted | 2024-11-12 | 2024-11-27 | 2025-11-27 | Solar Panels | HANWHA Q-CELLS | Q.PEAK DUO BLK ML-G10+ 410 |  | 0.41 | 3 | 164 | 33 |  | Fixed | Roof
NJADRE1558195159 | Administratively Determined Incentive Program | FREEHOLD | 7728 | 9.43 | Residential | Behind the Meter | Yes | Sunrun Installation Services, Inc. | JCP&L |  | Accepted | 2024-11-12 | 2024-11-27 | 2025-11-27 | Solar Panels | HANWHA Q-CELLS | Q.PEAK DUO BLK ML-G10+ 410 |  | 0.41 | 5 | 164 | 31 |  | Fixed | Roof
NJADRE1558195194 | Administratively Determined Incentive Program | East Orange | 7017 | 10.25 | Residential | Behind the Meter | Yes | Trinity Solar, LLC | PSE&G |  | Accepted | 2024-11-12 | 2024-12-05 | 2025-12-05 | Solar Panels | HANWHA | (Q.PEAK DUO BLK ML-G10+ 410) |  | 0.41 | 7 | 114 | 27 |  | Fixed | Roof
NJADRE1558195194 | Administratively Determined Incentive Program | East Orange | 7017 | 10.25 | Residential | Behind the Meter | Yes | Trinity Solar, LLC | PSE&G |  | Accepted | 2024-11-12 | 2024-12-05 | 2025-12-05 | Inverters | Tesla | TESLA 7.6kW (1538000-XX-Y) | 7600 |  | 1 |  |  | 0.97 |  | Outdoor
NJADRE1558195194 | Administratively Determined Incentive Program | East Orange | 7017 | 10.25 | Residential | Behind the Meter | Yes | Trinity Solar, LLC | PSE&G |  | Accepted | 2024-11-12 | 2024-12-05 | 2025-12-05 | Solar Panels | HANWHA | (Q.PEAK DUO BLK ML-G10+ 410) |  | 0.41 | 18 | 294 | 27 |  | Fixed | Roof
NJADRE1558195200 | Administratively Determined Incentive Program | Carteret | 7008 | 7.38 | Residential | Behind the Meter | Yes | Sunrun Installation Services, Inc. | PSE&G |  | Accepted | 2024-11-12 | 2024-11-27 | 2025-11-27 | Electric Storage Battery | TESLA | POWERWALL 3 1707000-XX-Y |  |  | 1 |  |  |  | Lithium Ion |  | Outside
NJADRE1558195200 | Administratively Determined Incentive Program | Carteret | 7008 | 7.38 | Residential | Behind the Meter | Yes | Sunrun Installation Services, Inc. | PSE&G |  | Accepted | 2024-11-12 | 2024-11-27 | 2025-11-27 | Inverters | TESLA | POWERWALL 3 1707000-XX-Y | 11500 |  | 1 |  |  | 0.97 |  | Outside
NJADRE1558195200 | Administratively Determined Incentive Program | Carteret | 7008 | 7.38 | Residential | Behind the Meter | Yes | Sunrun Installation Services, Inc. | PSE&G |  | Accepted | 2024-11-12 | 2024-11-27 | 2025-11-27 | Solar Panels | Hanwha Q Cells | Q.PEAK DUO BLK ML-G10+ 410 |  | 0.41 | 7 | 25 | 20 |  | Fixed | Roof
NJADRE1558195200 | Administratively Determined Incentive Program | Carteret | 7008 | 7.38 | Residential | Behind the Meter | Yes | Sunrun Installation Services, Inc. | PSE&G |  | Accepted | 2024-11-12 | 2024-11-27 | 2025-11-27 | Solar Panels | Hanwha Q Cells | Q.PEAK DUO BLK ML-G10+ 410 |  | 0.41 | 5 | 25 | 20 |  | Fixed | Roof
NJADRE1558195200 | Administratively Determined Incentive Program | Carteret | 7008 | 7.38 | Residential | Behind the Meter | Yes | Sunrun Installation Services, Inc. | PSE&G |  | Accepted | 2024-11-12 | 2024-11-27 | 2025-11-27 | Solar Panels | Hanwha Q Cells | Q.PEAK DUO BLK ML-G10+ 410 |  | 0.41 | 6 | 205 | 20 |  | Fixed | Roof
NJADRE1558195274 | Administratively Determined Incentive Program | Newark | 7112 | 8.61 | Residential | Behind the Meter | Yes | Define Solar, LLC | PSE&G |  | Accepted | 2024-11-21 | 2024-12-11 | 2025-12-11 | Solar Panels | Znshine | ZXM7-SH108 410W |  | 0.41 | 4 | 126 | 14 |  | Fixed | Roof
NJADRE1558195274 | Administratively Determined Incentive Program | Newark | 7112 | 8.61 | Residential | Behind the Meter | Yes | Define Solar, LLC | PSE&G |  | Accepted | 2024-11-21 | 2024-12-11 | 2025-12-11 | Inverters | Enphase | IQ8PLUS-72-2-US | 290 |  | 14 |  |  | 0.976 |  | Outside | Under each pv panel
NJADRE1558195274 | Administratively Determined Incentive Program | Newark | 7112 | 8.61 | Residential | Behind the Meter | Yes | Define Solar, LLC | PSE&G |  | Accepted | 2024-11-21 | 2024-12-11 | 2025-12-11 | Solar Panels | Znshine | ZXM7-SH108 410W |  | 0.41 | 14 | 306 | 6 |  | Fixed | Roof
NJADRE1558195274 | Administratively Determined Incentive Program | Newark | 7112 | 8.61 | Residential | Behind the Meter | Yes | Define Solar, LLC | PSE&G |  | Accepted | 2024-11-21 | 2024-12-11 | 2025-12-11 | Solar Panels | Znshine | ZXM7-SH108 410W |  | 0.41 | 3 | 126 | 39 |  | Fixed | Roof
NJADRE1558195274 | Administratively Determined Incentive Program | Newark | 7112 | 8.61 | Residential | Behind the Meter | Yes | Define Solar, LLC | PSE&G |  | Accepted | 2024-11-21 | 2024-12-11 | 2025-12-11 | Inverters | Enphase | IQ8PLUS-72-2-US | 290 |  | 4 |  |  | 0.976 |  | Outside | Under each pv panel
NJADRE1558195274 | Administratively Determined Incentive Program | Newark | 7112 | 8.61 | Residential | Behind the Meter | Yes | Define Solar, LLC | PSE&G |  | Accepted | 2024-11-21 | 2024-12-11 | 2025-12-11 | Inverters | Enphase | IQ8PLUS-72-2-US | 290 |  | 3 |  |  | 0.976 |  | Outside | Under each pv panel
NJADRE1558195288 | Administratively Determined Incentive Program | Ringwood | 7456 | 15.73 | Residential | Behind the Meter | Yes | Solar Mite Solutions, LLC | Orange Rockland Electric |  | Accepted | 2024-11-12 | 2024-11-27 | 2025-11-27 | Solar Panels | Jinko | JKM425N |  | 0.425 | 19 | 292 | 23 |  | Fixed | Roof
NJADRE1558195288 | Administratively Determined Incentive Program | Ringwood | 7456 | 15.73 | Residential | Behind the Meter | Yes | Solar Mite Solutions, LLC | Orange Rockland Electric |  | Accepted | 2024-11-12 | 2024-11-27 | 2025-11-27 | Solar Panels | Jinko | JKM425N |  | 0.425 | 18 | 112 | 23 |  | Fixed | Roof
NJADRE1558195288 | Administratively Determined Incentive Program | Ringwood | 7456 | 15.73 | Residential | Behind the Meter | Yes | Solar Mite Solutions, LLC | Orange Rockland Electric |  | Accepted | 2024-11-12 | 2024-11-27 | 2025-11-27 | Inverters | Enphase | IQ8PLUS-72-2 | 290 |  | 37 |  |  | 0.98 |  | Outside
NJADRE1558195463 | Administratively Determined Incentive Program | Hopatcong | 7843 | 7.29 | Residential | Behind the Meter | No | Power Home Remodeling Group | JCP&L |  | Accepted | 2024-11-12 | 2024-12-02 | 2025-12-02 | Inverters | SolarEdge | SE5700H-US | 5700 |  | 1 |  |  | 0.99 |  | Outdoor
NJADRE1558195463 | Administratively Determined Incentive Program | Hopatcong | 7843 | 7.29 | Residential | Behind the Meter | No | Power Home Remodeling Group | JCP&L |  | Accepted | 2024-11-12 | 2024-12-02 | 2025-12-02 | Meters | SolarEdge | Revenue Grade Data Ansi C12.20 |  |  | 1 |  |  |  | Yes | Outdoor
NJADRE1558195463 | Administratively Determined Incentive Program | Hopatcong | 7843 | 7.29 | Residential | Behind the Meter | No | Power Home Remodeling Group | JCP&L |  | Accepted | 2024-11-12 | 2024-12-02 | 2025-12-02 | Solar Panels | JA Solar | JAM54S31 405/MR |  | 0.405 | 18 | 197 | 18 |  | Fixed | Roof
NJADRE1558195506 | Administratively Determined Incentive Program | LODI BORO | 7644 | 7.79 | Residential | Behind the Meter | Yes | Sunrun Installation Services, Inc. | PSE&G |  | Accepted | 2024-11-12 | 2024-12-13 | 2025-12-13 | Solar Panels | Hanwha Q-Cells | Q.PEAK DUO BLK ML-G10+ 410 |  | 0.41 | 3 | 308 | 17 |  | Fixed | Roof
NJADRE1558195506 | Administratively Determined Incentive Program | LODI BORO | 7644 | 7.79 | Residential | Behind the Meter | Yes | Sunrun Installation Services, Inc. | PSE&G |  | Accepted | 2024-11-12 | 2024-12-13 | 2025-12-13 | Solar Panels | Hanwha Q-Cells | Q.PEAK DUO BLK ML-G10+ 410 |  | 0.41 | 4 | 308 | 18 |  | Fixed | Roof
NJADRE1558195506 | Administratively Determined Incentive Program | LODI BORO | 7644 | 7.79 | Residential | Behind the Meter | Yes | Sunrun Installation Services, Inc. | PSE&G |  | Accepted | 2024-11-12 | 2024-12-13 | 2025-12-13 | Solar Panels | Hanwha Q-Cells | Q.PEAK DUO BLK ML-G10+ 410 |  | 0.41 | 10 | 38 | 17 |  | Fixed | Roof
NJADRE1558195506 | Administratively Determined Incentive Program | LODI BORO | 7644 | 7.79 | Residential | Behind the Meter | Yes | Sunrun Installation Services, Inc. | PSE&G |  | Accepted | 2024-11-12 | 2024-12-13 | 2025-12-13 | Inverters | SolarEdge Technologies | SE5700H-USMN | 5760 |  | 1 |  |  | 0.99 |  | Outdoor | Next to meter
NJADRE1558195506 | Administratively Determined Incentive Program | LODI BORO | 7644 | 7.79 | Residential | Behind the Meter | Yes | Sunrun Installation Services, Inc. | PSE&G |  | Accepted | 2024-11-12 | 2024-12-13 | 2025-12-13 | Solar Panels | Hanwha Q-Cells | Q.PEAK DUO BLK ML-G10+ 410 |  | 0.41 | 2 | 218 | 18 |  | Fixed | Roof
NJADRE1558195513 | Administratively Determined Incentive Program | HILLSIDE | 7205 | 11.07 | Residential | Behind the Meter | Yes | Sunrun Installation Services, Inc. | PSE&G |  | Accepted | 2024-11-12 | 2024-11-27 | 2025-11-27 | Inverters | SOLAREDGE TECHNOLOGIES | SE7600H-USMN | 7600 |  | 1 |  |  | 0.99 |  | Outdoor
NJADRE1558195513 | Administratively Determined Incentive Program | HILLSIDE | 7205 | 11.07 | Residential | Behind the Meter | Yes | Sunrun Installation Services, Inc. | PSE&G |  | Accepted | 2024-11-12 | 2024-11-27 | 2025-11-27 | Solar Panels | Hanwha Q Cells | Q.PEAK DUO BLK ML-G10+ 410 |  | 0.41 | 17 | 268 | 38 |  | Fixed | Roof
NJADRE1558195513 | Administratively Determined Incentive Program | HILLSIDE | 7205 | 11.07 | Residential | Behind the Meter | Yes | Sunrun Installation Services, Inc. | PSE&G |  | Accepted | 2024-11-12 | 2024-11-27 | 2025-11-27 | Solar Panels | Hanwha Q Cells | Q.PEAK DUO BLK ML-G10+ 410 |  | 0.41 | 10 | 88 | 37 |  | Fixed | Roof
NJADRE1558195513 | Administratively Determined Incentive Program | HILLSIDE | 7205 | 11.07 | Residential | Behind the Meter | Yes | Sunrun Installation Services, Inc. | PSE&G |  | Accepted | 2024-11-12 | 2024-11-27 | 2025-11-27 | Meters | SOLAREDGE TECHNOLOGIES | SE7600H-USMN |  |  | 1 |  |  |  | Yes | Outdoor
NJADRE1558195561 | Administratively Determined Incentive Program | CHERRY HILL TWP | 8003 | 11.89 | Residential | Behind the Meter | Yes | Sunrun Installation Services, Inc. | PSE&G |  | Accepted | 2024-11-12 | 2024-12-04 | 2025-12-04 | Inverters | SOLAREDGE TECHNOLOGIES | SE10000H-USMN | 10000 |  | 1 |  |  | 0.99 |  | Outdoor
NJADRE1558195561 | Administratively Determined Incentive Program | CHERRY HILL TWP | 8003 | 11.89 | Residential | Behind the Meter | Yes | Sunrun Installation Services, Inc. | PSE&G |  | Accepted | 2024-11-12 | 2024-12-04 | 2025-12-04 | Solar Panels | HANWHA Q-CELLS | Q.PEAK DUO BLK ML-G10+ 410 |  | 0.41 | 12 | 327 | 20 |  | Fixed | Roof
NJADRE1558195561 | Administratively Determined Incentive Program | CHERRY HILL TWP | 8003 | 11.89 | Residential | Behind the Meter | Yes | Sunrun Installation Services, Inc. | PSE&G |  | Accepted | 2024-11-12 | 2024-12-04 | 2025-12-04 | Solar Panels | Hanwha | Q.PEAK DUO BLK ML-G10+ 410 |  | 0.41 | 17 | 327 | 24 |  | Fixed | Roof
NJADRE1558195572 | Administratively Determined Incentive Program | BELLEVILLE | 7109 | 5.33 | Residential | Behind the Meter | Yes | Trinity Solar, LLC | PSE&G |  | Accepted | 2024-11-12 | 2024-12-02 | 2025-12-02 | Solar Panels | HANWHA | Q.PEAK DUO BLK ML-G10+ 410 |  | 0.41 | 13 | 203 | 34 |  | Fixed | Roof
NJADRE1558195572 | Administratively Determined Incentive Program | BELLEVILLE | 7109 | 5.33 | Residential | Behind the Meter | Yes | Trinity Solar, LLC | PSE&G |  | Accepted | 2024-11-12 | 2024-12-02 | 2025-12-02 | Inverters | Solar Edge | USE5700H-US | 5760 |  | 1 |  |  | 0.97 |  | Outside
NJADRE1558195613 | Administratively Determined Incentive Program | HAWTHORNE BORO | 7506 | 4.1 | Residential | Behind the Meter | Yes | Sunrun Installation Services, Inc. | PSE&G |  | Accepted | 2024-11-12 | 2024-12-02 | 2025-12-02 | Solar Panels | HANWHA Q-CELLS | Q.PEAK DUO BLK ML-G10+ 410 |  | 0.41 | 3 | 263 | 28 |  | Fixed | Roof
NJADRE1558195613 | Administratively Determined Incentive Program | HAWTHORNE BORO | 7506 | 4.1 | Residential | Behind the Meter | Yes | Sunrun Installation Services, Inc. | PSE&G |  | Accepted | 2024-11-12 | 2024-12-02 | 2025-12-02 | Inverters | SOLAREDGE TECHNOLOGIES | SE3800H-USMN | 3800 |  | 1 |  |  | 0.99 |  | Outdoor
NJADRE1558195613 | Administratively Determined Incentive Program | HAWTHORNE BORO | 7506 | 4.1 | Residential | Behind the Meter | Yes | Sunrun Installation Services, Inc. | PSE&G |  | Accepted | 2024-11-12 | 2024-12-02 | 2025-12-02 | Solar Panels | HANWHA Q-CELLS | Q.PEAK DUO BLK ML-G10+ 410 |  | 0.41 | 3 | 83 | 27 |  | Fixed | Roof
NJADRE1558195613 | Administratively Determined Incentive Program | HAWTHORNE BORO | 7506 | 4.1 | Residential | Behind the Meter | Yes | Sunrun Installation Services, Inc. | PSE&G |  | Accepted | 2024-11-12 | 2024-12-02 | 2025-12-02 | Solar Panels | HANWHA Q-CELLS | Q.PEAK DUO BLK ML-G10+ 410 |  | 0.41 | 2 | 353 | 31 |  | Fixed | Roof
NJADRE1558195613 | Administratively Determined Incentive Program | HAWTHORNE BORO | 7506 | 4.1 | Residential | Behind the Meter | Yes | Sunrun Installation Services, Inc. | PSE&G |  | Accepted | 2024-11-12 | 2024-12-02 | 2025-12-02 | Solar Panels | HANWHA Q-CELLS | Q.PEAK DUO BLK ML-G10+ 410 |  | 0.41 | 2 | 83 | 22 |  | Fixed | Roof
NJADRE1558195663 | Administratively Determined Incentive Program | Denville | 7834 | 13.7 | Residential | Behind the Meter | Yes | SunnyMac, LLC | JCP&L |  | Accepted | 2024-11-12 | 2024-12-05 | 2025-12-05 | Inverters | SolarEdge Technologies Inc. | SE10000H-USMNUBL15 (Domestic) | 10000 |  | 1 |  |  | 0.99 |  | Outdoor
NJADRE1558195663 | Administratively Determined Incentive Program | Denville | 7834 | 13.7 | Residential | Behind the Meter | Yes | SunnyMac, LLC | JCP&L |  | Accepted | 2024-11-12 | 2024-12-05 | 2025-12-05 | Meters | SolarEdge Technologies Inc. | SolarEdge Built-in Consumption Monitor (BEI4, BNI4, BNC |  |  | 1 |  |  |  | Yes | Outdoor
NJADRE1558195663 | Administratively Determined Incentive Program | Denville | 7834 | 13.7 | Residential | Behind the Meter | Yes | SunnyMac, LLC | JCP&L |  | Accepted | 2024-11-12 | 2024-12-05 | 2025-12-05 | Solar Panels | Qcells | Q.PEAK DUO BLK ML-G10+ 415 |  | 0.415 | 5 | 277 | 39 |  | Fixed | Roof
NJADRE1558195663 | Administratively Determined Incentive Program | Denville | 7834 | 13.7 | Residential | Behind the Meter | Yes | SunnyMac, LLC | JCP&L |  | Accepted | 2024-11-12 | 2024-12-05 | 2025-12-05 | Solar Panels | Qcells | Q.PEAK DUO BLK ML-G10+ 415 |  | 0.415 | 6 | 277 | 39 |  | Fixed | Roof
NJADRE1558195663 | Administratively Determined Incentive Program | Denville | 7834 | 13.7 | Residential | Behind the Meter | Yes | SunnyMac, LLC | JCP&L |  | Accepted | 2024-11-12 | 2024-12-05 | 2025-12-05 | Solar Panels | Qcells | Q.PEAK DUO BLK ML-G10+ 415 |  | 0.415 | 4 | 277 | 37 |  | Fixed | Roof
NJADRE1558195663 | Administratively Determined Incentive Program | Denville | 7834 | 13.7 | Residential | Behind the Meter | Yes | SunnyMac, LLC | JCP&L |  | Accepted | 2024-11-12 | 2024-12-05 | 2025-12-05 | Solar Panels | Qcells | Q.PEAK DUO BLK ML-G10+ 415 |  | 0.415 | 6 | 187 | 38 |  | Fixed | Roof
NJADRE1558195663 | Administratively Determined Incentive Program | Denville | 7834 | 13.7 | Residential | Behind the Meter | Yes | SunnyMac, LLC | JCP&L |  | Accepted | 2024-11-12 | 2024-12-05 | 2025-12-05 | Solar Panels | Qcells | Q.PEAK DUO BLK ML-G10+ 415 |  | 0.415 | 12 | 187 | 39 |  | Fixed | Roof
NJADRE1558195753 | Administratively Determined Incentive Program | Montgomery | 8558 | 6.56 | Residential | Behind the Meter | No | Trinity Solar, LLC | PSE&G |  | Accepted | 2024-11-12 | 2024-12-02 | 2025-12-02 | Inverters | Tesla | Powerwall 3 (1707000-xx-y) | 11500 |  | 2 |  |  | 0.97 |  | Outdoor
NJADRE1558195753 | Administratively Determined Incentive Program | Montgomery | 8558 | 6.56 | Residential | Behind the Meter | No | Trinity Solar, LLC | PSE&G |  | Accepted | 2024-11-12 | 2024-12-02 | 2025-12-02 | Solar Panels | HANWHA | (Q.PEAK DUO BLK ML-G10+ 410) |  | 0.41 | 16 | 179 | 33 |  | Fixed | Roof
NJADRE1558195753 | Administratively Determined Incentive Program | Montgomery | 8558 | 6.56 | Residential | Behind the Meter | No | Trinity Solar, LLC | PSE&G |  | Accepted | 2024-11-12 | 2024-12-02 | 2025-12-02 | Electric Storage Battery | Tesla | Powerwall 3 (1707000-xx-y) |  |  | 2 |  |  |  | Lithium Ion |  | outdoor
NJADRE1558195772 | Administratively Determined Incentive Program | Vineland | 8360 | 9.96 | Residential | Behind the Meter | Yes | SunnyMac, LLC | Vineland Muni Electric |  | Accepted | 2024-11-12 | 2024-12-09 | 2025-12-09 | Solar Panels | Qcells | Q.PEAK DUO BLK ML-G10+ 415 |  | 0.415 | 12 | 355 | 28 |  | Fixed | Roof
NJADRE1558195772 | Administratively Determined Incentive Program | Vineland | 8360 | 9.96 | Residential | Behind the Meter | Yes | SunnyMac, LLC | Vineland Muni Electric |  | Accepted | 2024-11-12 | 2024-12-09 | 2025-12-09 | Meters | SolarEdge Technologies Inc. | SolarEdge Built-in Consumption Monitor (BEI4, BNI4, BNC |  |  | 1 |  |  |  | Yes | Outdoor
NJADRE1558195772 | Administratively Determined Incentive Program | Vineland | 8360 | 9.96 | Residential | Behind the Meter | Yes | SunnyMac, LLC | Vineland Muni Electric |  | Accepted | 2024-11-12 | 2024-12-09 | 2025-12-09 | Solar Panels | Qcells | Q.PEAK DUO BLK ML-G10+ 415 |  | 0.415 | 12 | 175 | 28 |  | Fixed | Roof
NJADRE1558195772 | Administratively Determined Incentive Program | Vineland | 8360 | 9.96 | Residential | Behind the Meter | Yes | SunnyMac, LLC | Vineland Muni Electric |  | Accepted | 2024-11-12 | 2024-12-09 | 2025-12-09 | Inverters | SolarEdge Technologies Inc. | SE7600H-USMNUBL15 (Domestic) | 7600 |  | 1 |  |  | 0.99 |  | Outdoor
NJADRE1558195874 | Administratively Determined Incentive Program | Newark | 7103 | 6.23 | Residential | Behind the Meter | Yes | SunnyMac, LLC | PSE&G |  | Accepted | 2024-11-12 | 2024-11-27 | 2025-11-27 | Meters | SolarEdge Technologies Inc. | SE5700H-USMNUBL15 |  |  | 1 |  |  |  | Yes | Outdoor
NJADRE1558195874 | Administratively Determined Incentive Program | Newark | 7103 | 6.23 | Residential | Behind the Meter | Yes | SunnyMac, LLC | PSE&G |  | Accepted | 2024-11-12 | 2024-11-27 | 2025-11-27 | Inverters | SolarEdge Technologies Inc. | SE5700H-USMNUBL15 | 5700 |  | 1 |  |  | 0.99 |  | Outside
NJADRE1558195874 | Administratively Determined Incentive Program | Newark | 7103 | 6.23 | Residential | Behind the Meter | Yes | SunnyMac, LLC | PSE&G |  | Accepted | 2024-11-12 | 2024-11-27 | 2025-11-27 | Solar Panels | Qcells | Q.PEAK DUO BLK ML-G10+ 415 |  | 0.415 | 15 | 106 | 26 |  | Fixed | Roof
NJADRE1558195909 | Administratively Determined Incentive Program | MOUNT HOLLY | 8060 | 7.47 | Residential | Behind the Meter | Yes | SunnyMac, LLC | PSE&G |  | Accepted | 2024-11-12 | 2024-12-05 | 2025-12-05 | Solar Panels | Qcells | Q.PEAK DUO BLK ML-G10+ 415 |  | 0.415 | 6 | 190 | 28 |  | Fixed | Roof
NJADRE1558195909 | Administratively Determined Incentive Program | MOUNT HOLLY | 8060 | 7.47 | Residential | Behind the Meter | Yes | SunnyMac, LLC | PSE&G |  | Accepted | 2024-11-12 | 2024-12-05 | 2025-12-05 | Inverters | SolarEdge | SE7600H-USMNUBL15 | 7600 |  | 1 |  |  | 0.99 |  | Outdoor
NJADRE1558195909 | Administratively Determined Incentive Program | MOUNT HOLLY | 8060 | 7.47 | Residential | Behind the Meter | Yes | SunnyMac, LLC | PSE&G |  | Accepted | 2024-11-12 | 2024-12-05 | 2025-12-05 | Meters | SolarEdge | SolarEdge Built-in Consumption Monitor |  |  | 1 |  |  |  | Yes | Outdoor
NJADRE1558195909 | Administratively Determined Incentive Program | MOUNT HOLLY | 8060 | 7.47 | Residential | Behind the Meter | Yes | SunnyMac, LLC | PSE&G |  | Accepted | 2024-11-12 | 2024-12-05 | 2025-12-05 | Solar Panels | Qcells | Q.PEAK DUO BLK ML-G10+ 415 |  | 0.415 | 12 | 190 | 28 |  | Fixed | Roof
NJADRE1558195949 | Administratively Determined Incentive Program | Bridgeton | 8302 | 9.43 | Residential | Behind the Meter | Yes | Define Solar, LLC | AC Electric |  | Accepted | 2024-11-21 | 2024-12-11 | 2025-12-11 | Inverters | Enphase | IQ8PLUS-72-2-US | 290 |  | 7 |  |  | 0.976 |  | Outside | Under each pv panel
NJADRE1558195949 | Administratively Determined Incentive Program | Bridgeton | 8302 | 9.43 | Residential | Behind the Meter | Yes | Define Solar, LLC | AC Electric |  | Accepted | 2024-11-21 | 2024-12-11 | 2025-12-11 | Solar Panels | Znshine | ZXM7-SH108 410W |  | 0.41 | 13 | 7 | 22 |  | Fixed | Roof
NJADRE1558195949 | Administratively Determined Incentive Program | Bridgeton | 8302 | 9.43 | Residential | Behind the Meter | Yes | Define Solar, LLC | AC Electric |  | Accepted | 2024-11-21 | 2024-12-11 | 2025-12-11 | Inverters | Enphase | IQ8PLUS-72-2-US | 290 |  | 2 |  |  | 0.976 |  | Outside | Under each pv panel
NJADRE1558195949 | Administratively Determined Incentive Program | Bridgeton | 8302 | 9.43 | Residential | Behind the Meter | Yes | Define Solar, LLC | AC Electric |  | Accepted | 2024-11-21 | 2024-12-11 | 2025-12-11 | Inverters | Enphase | IQ8PLUS-72-2-US | 290 |  | 1 |  |  | 0.976 |  | Outside | Under each pv panel
NJADRE1558195949 | Administratively Determined Incentive Program | Bridgeton | 8302 | 9.43 | Residential | Behind the Meter | Yes | Define Solar, LLC | AC Electric |  | Accepted | 2024-11-21 | 2024-12-11 | 2025-12-11 | Inverters | Enphase | IQ8PLUS-72-2-US | 290 |  | 13 |  |  | 0.976 |  | Outside | Under each pv panel
NJADRE1558195949 | Administratively Determined Incentive Program | Bridgeton | 8302 | 9.43 | Residential | Behind the Meter | Yes | Define Solar, LLC | AC Electric |  | Accepted | 2024-11-21 | 2024-12-11 | 2025-12-11 | Solar Panels | Znshine | ZXM7-SH108 410W |  | 0.41 | 1 | 97 | 22 |  | Fixed | Roof
NJADRE1558195949 | Administratively Determined Incentive Program | Bridgeton | 8302 | 9.43 | Residential | Behind the Meter | Yes | Define Solar, LLC | AC Electric |  | Accepted | 2024-11-21 | 2024-12-11 | 2025-12-11 | Solar Panels | Znshine | ZXM7-SH108 410W |  | 0.41 | 2 | 277 | 22 |  | Fixed | Roof
NJADRE1558195949 | Administratively Determined Incentive Program | Bridgeton | 8302 | 9.43 | Residential | Behind the Meter | Yes | Define Solar, LLC | AC Electric |  | Accepted | 2024-11-21 | 2024-12-11 | 2025-12-11 | Solar Panels | Znshine | ZXM7-SH108 410W |  | 0.41 | 7 | 187 | 22 |  | Fixed | Roof
NJADRE1558195956 | Administratively Determined Incentive Program | Browns Mills | 8015 | 17.22 | Residential | Behind the Meter | Yes | Define Solar, LLC | JCP&L |  | Accepted | 2025-02-21 | 2025-03-11 | 2026-03-11 | Solar Panels | Znshine | ZXM7-SH108 410W |  | 0.41 | 18 | 201 | 29 |  | Fixed | Roof
NJADRE1558195956 | Administratively Determined Incentive Program | Browns Mills | 8015 | 17.22 | Residential | Behind the Meter | Yes | Define Solar, LLC | JCP&L |  | Accepted | 2025-02-21 | 2025-03-11 | 2026-03-11 | Inverters | Enphase | IQ8PLUS-72-2-US | 290 |  | 18 |  |  | 0.976 |  | Outside | Under each pv panel
NJADRE1558195956 | Administratively Determined Incentive Program | Browns Mills | 8015 | 17.22 | Residential | Behind the Meter | Yes | Define Solar, LLC | JCP&L |  | Accepted | 2025-02-21 | 2025-03-11 | 2026-03-11 | Solar Panels | Znshine | ZXM7-SH108 410W |  | 0.41 | 6 | 291 | 29 |  | Fixed | Roof
NJADRE1558195956 | Administratively Determined Incentive Program | Browns Mills | 8015 | 17.22 | Residential | Behind the Meter | Yes | Define Solar, LLC | JCP&L |  | Accepted | 2025-02-21 | 2025-03-11 | 2026-03-11 | Inverters | Enphase | IQ8PLUS-72-2-US | 290 |  | 6 |  |  | 0.976 |  | Outside | Under each pv panel
NJADRE1558195956 | Administratively Determined Incentive Program | Browns Mills | 8015 | 17.22 | Residential | Behind the Meter | Yes | Define Solar, LLC | JCP&L |  | Accepted | 2025-02-21 | 2025-03-11 | 2026-03-11 | Solar Panels | Znshine | ZXM7-SH108 410W |  | 0.41 | 12 | 21 | 28 |  | Fixed | Roof
NJADRE1558195956 | Administratively Determined Incentive Program | Browns Mills | 8015 | 17.22 | Residential | Behind the Meter | Yes | Define Solar, LLC | JCP&L |  | Accepted | 2025-02-21 | 2025-03-11 | 2026-03-11 | Solar Panels | Znshine | ZXM7-SH108 410W |  | 0.41 | 6 | 111 | 30 |  | Fixed | Roof
NJADRE1558195956 | Administratively Determined Incentive Program | Browns Mills | 8015 | 17.22 | Residential | Behind the Meter | Yes | Define Solar, LLC | JCP&L |  | Accepted | 2025-02-21 | 2025-03-11 | 2026-03-11 | Inverters | Enphase | IQ8PLUS-72-2-US | 290 |  | 6 |  |  | 0.976 |  | Outside | Under each pv panel
NJADRE1558195956 | Administratively Determined Incentive Program | Browns Mills | 8015 | 17.22 | Residential | Behind the Meter | Yes | Define Solar, LLC | JCP&L |  | Accepted | 2025-02-21 | 2025-03-11 | 2026-03-11 | Inverters | Enphase | IQ8PLUS-72-2-US | 290 |  | 12 |  |  | 0.976 |  | Outside | Under each pv panel
NJADRE1558231096 | Administratively Determined Incentive Program | MOUNT LAUREL | 8054 | 9.6 | Residential | Behind the Meter | Yes | Venture Solar | PSE&G |  | Accepted | 2024-11-13 | 2024-12-03 | 2025-12-03 | Inverters | SolarEdge Technologies Inc. | SE7600H-US000BEI4 (240V) | 7600 |  | 1 |  |  | 1 |  | Outside
NJADRE1558231096 | Administratively Determined Incentive Program | MOUNT LAUREL | 8054 | 9.6 | Residential | Behind the Meter | Yes | Venture Solar | PSE&G |  | Accepted | 2024-11-13 | 2024-12-03 | 2025-12-03 | Solar Panels | Hanwha | Q.PEAK DUO BLK ML-G10+ 400W / t |  | 0.4 | 9 | 354 | 20 |  | Fixed | Roof
NJADRE1558231096 | Administratively Determined Incentive Program | MOUNT LAUREL | 8054 | 9.6 | Residential | Behind the Meter | Yes | Venture Solar | PSE&G |  | Accepted | 2024-11-13 | 2024-12-03 | 2025-12-03 | Solar Panels | Hanwha | Q.PEAK DUO BLK ML-G10+ 400W / t |  | 0.4 | 12 | 174 | 20 |  | Fixed | Roof
NJADRE1558231096 | Administratively Determined Incentive Program | MOUNT LAUREL | 8054 | 9.6 | Residential | Behind the Meter | Yes | Venture Solar | PSE&G |  | Accepted | 2024-11-13 | 2024-12-03 | 2025-12-03 | Solar Panels | Hanwha | Q.PEAK DUO BLK ML-G10+ 400W / t |  | 0.4 | 3 | 174 | 20 |  | Fixed | Roof
NJADRE1558231157 | Administratively Determined Incentive Program | East Orange | 7017 | 7.74 | Residential | Behind the Meter | Yes | Venture Home Solar, LLC | PSE&G |  | Accepted | 2024-11-13 | 2024-12-03 | 2025-12-03 | Inverters | Tesla Solar | 1538000-xx-y | 330 |  | 1 |  |  | 0.9697 |  | Outside
NJADRE1558231157 | Administratively Determined Incentive Program | East Orange | 7017 | 7.74 | Residential | Behind the Meter | Yes | Venture Home Solar, LLC | PSE&G |  | Accepted | 2024-11-13 | 2024-12-03 | 2025-12-03 | Solar Panels | Hanwha | Q.TRON BLK M-G2+ 430 |  | 0.43 | 5 | 100 | 21 |  | Fixed | Roof
NJADRE1558231157 | Administratively Determined Incentive Program | East Orange | 7017 | 7.74 | Residential | Behind the Meter | Yes | Venture Home Solar, LLC | PSE&G |  | Accepted | 2024-11-13 | 2024-12-03 | 2025-12-03 | Solar Panels | Hanwha | Q.TRON BLK M-G2+ 430 |  | 0.43 | 2 | 190 | 34 |  | Fixed | Roof
NJADRE1558231157 | Administratively Determined Incentive Program | East Orange | 7017 | 7.74 | Residential | Behind the Meter | Yes | Venture Home Solar, LLC | PSE&G |  | Accepted | 2024-11-13 | 2024-12-03 | 2025-12-03 | Solar Panels | Hanwha | Q.TRON BLK M-G2+ 430 |  | 0.43 | 1 | 190 | 15 |  | Fixed | Roof
NJADRE1558231157 | Administratively Determined Incentive Program | East Orange | 7017 | 7.74 | Residential | Behind the Meter | Yes | Venture Home Solar, LLC | PSE&G |  | Accepted | 2024-11-13 | 2024-12-03 | 2025-12-03 | Solar Panels | Hanwha | Q.TRON BLK M-G2+ 430 |  | 0.43 | 6 | 190 | 34 |  | Fixed | Roof
NJADRE1558231157 | Administratively Determined Incentive Program | East Orange | 7017 | 7.74 | Residential | Behind the Meter | Yes | Venture Home Solar, LLC | PSE&G |  | Accepted | 2024-11-13 | 2024-12-03 | 2025-12-03 | Solar Panels | Hanwha | Q.TRON BLK M-G2+ 430 |  | 0.43 | 4 | 190 | 15 |  | Fixed | Roof
NJADRE1558231177 | Administratively Determined Incentive Program | Forked River | 8731 | 17.63 | Residential | Behind the Meter | Yes | Sunrun Installation Services, Inc. | JCP&L |  | Accepted | 2024-11-13 | 2024-12-02 | 2025-12-02 | Solar Panels | Hanwha Q Cells | Q.PEAK DUO BLK ML-G10+ 410 |  | 0.41 | 17 | 65 | 36 |  | Fixed | Roof
NJADRE1558231177 | Administratively Determined Incentive Program | Forked River | 8731 | 17.63 | Residential | Behind the Meter | Yes | Sunrun Installation Services, Inc. | JCP&L |  | Accepted | 2024-11-13 | 2024-12-02 | 2025-12-02 | Solar Panels | Hanwha Q Cells | Q.PEAK DUO BLK ML-G10+ 410 |  | 0.41 | 9 | 245 | 36 |  | Fixed | Roof
NJADRE1558231177 | Administratively Determined Incentive Program | Forked River | 8731 | 17.63 | Residential | Behind the Meter | Yes | Sunrun Installation Services, Inc. | JCP&L |  | Accepted | 2024-11-13 | 2024-12-02 | 2025-12-02 | Inverters | SolarEdge Technologies | SE5700H-USMN | 5760 |  | 1 |  |  | 0.99 |  | Outdoor
NJADRE1558231177 | Administratively Determined Incentive Program | Forked River | 8731 | 17.63 | Residential | Behind the Meter | Yes | Sunrun Installation Services, Inc. | JCP&L |  | Accepted | 2024-11-13 | 2024-12-02 | 2025-12-02 | Inverters | SolarEdge Technologies | SE7600H-USMN | 7600 |  | 1 |  |  | 0.99 |  | Outdoor
NJADRE1558231177 | Administratively Determined Incentive Program | Forked River | 8731 | 17.63 | Residential | Behind the Meter | Yes | Sunrun Installation Services, Inc. | JCP&L |  | Accepted | 2024-11-13 | 2024-12-02 | 2025-12-02 | Solar Panels | Hanwha Q Cells | Q.PEAK DUO BLK ML-G10+ 410 |  | 0.41 | 5 | 244 | 36 |  | Fixed | Roof
NJADRE1558231177 | Administratively Determined Incentive Program | Forked River | 8731 | 17.63 | Residential | Behind the Meter | Yes | Sunrun Installation Services, Inc. | JCP&L |  | Accepted | 2024-11-13 | 2024-12-02 | 2025-12-02 | Solar Panels | Hanwha Q Cells | Q.PEAK DUO BLK ML-G10+ 410 |  | 0.41 | 12 | 65 | 36 |  | Fixed | Roof
NJADRE1558231191 | Administratively Determined Incentive Program | MILLVILLE | 8332 | 11.48 | Residential | Behind the Meter | Yes | Trinity Solar, LLC | AC Electric |  | Accepted | 2024-11-13 | 2024-12-03 | 2025-12-03 | Inverters | Solar Edge | SE10000H-US | 10000 |  | 1 |  |  | 0.97 |  | Outside
NJADRE1558231191 | Administratively Determined Incentive Program | MILLVILLE | 8332 | 11.48 | Residential | Behind the Meter | Yes | Trinity Solar, LLC | AC Electric |  | Accepted | 2024-11-13 | 2024-12-03 | 2025-12-03 | Solar Panels | HANWHA | Q.PEAK DUO BLK ML-G10+ 410 |  | 0.41 | 24 | 203 | 23 |  | Fixed | Roof
NJADRE1558231191 | Administratively Determined Incentive Program | MILLVILLE | 8332 | 11.48 | Residential | Behind the Meter | Yes | Trinity Solar, LLC | AC Electric |  | Accepted | 2024-11-13 | 2024-12-03 | 2025-12-03 | Solar Panels | HANWHA | Q.PEAK DUO BLK ML-G10+ 410 |  | 0.41 | 4 | 203 | 23 |  | Fixed | Roof
NJADRE1558231201 | Administratively Determined Incentive Program | WOODBURY | 8096 | 17.43 | Residential | Behind the Meter | Yes | SunnyMac, LLC | PSE&G |  | Accepted | 2024-11-13 | 2024-12-17 | 2025-12-17 | Meters | SolarEdge Technologies Inc. | SolarEdge Built-in Consumption Monitor |  |  | 1 |  |  |  | Yes | Outdoor
NJADRE1558231201 | Administratively Determined Incentive Program | WOODBURY | 8096 | 17.43 | Residential | Behind the Meter | Yes | SunnyMac, LLC | PSE&G |  | Accepted | 2024-11-13 | 2024-12-17 | 2025-12-17 | Inverters | SolarEdge Technologies Inc. | SE5700H-USMNUBL15 | 5760 |  | 1 |  |  | 0.99 |  | Outdoor
NJADRE1558231201 | Administratively Determined Incentive Program | WOODBURY | 8096 | 17.43 | Residential | Behind the Meter | Yes | SunnyMac, LLC | PSE&G |  | Accepted | 2024-11-13 | 2024-12-17 | 2025-12-17 | Inverters | Solar Edge | SE7600H-US | 7600 |  | 1 |  |  | 0.992 |  | Outside
NJADRE1558231201 | Administratively Determined Incentive Program | WOODBURY | 8096 | 17.43 | Residential | Behind the Meter | Yes | SunnyMac, LLC | PSE&G |  | Accepted | 2024-11-13 | 2024-12-17 | 2025-12-17 | Solar Panels | Qcells | Q.PEAK DUO BLK ML-G10+ 415 |  | 0.415 | 12 | 50.15 | 9 |  | Fixed | Roof
NJADRE1558231201 | Administratively Determined Incentive Program | WOODBURY | 8096 | 17.43 | Residential | Behind the Meter | Yes | SunnyMac, LLC | PSE&G |  | Accepted | 2024-11-13 | 2024-12-17 | 2025-12-17 | Solar Panels | Qcells | Q.PEAK DUO BLK ML-G10+ 415 |  | 0.415 | 18 | 230.22 | 21 |  | Fixed | Roof
NJADRE1558231201 | Administratively Determined Incentive Program | WOODBURY | 8096 | 17.43 | Residential | Behind the Meter | Yes | SunnyMac, LLC | PSE&G |  | Accepted | 2024-11-13 | 2024-12-17 | 2025-12-17 | Solar Panels | Qcells | Q.PEAK DUO BLK ML-G10+ 415 |  | 0.415 | 12 | 50.22 | 21 |  | Fixed | Roof
NJADRE1558231326 | Administratively Determined Incentive Program | MANASQUAN | 8736 | 10.25 | Residential | Behind the Meter | Yes | Pro Custom Solar dba Momentum Solar | JCP&L |  | Accepted | 2024-11-13 | 2024-12-03 | 2025-12-03 | Inverters | Enphase | IQ8HC-72-M-DOM-US | 380 |  | 25 |  |  | 0.97 |  | Outdoor
NJADRE1558231326 | Administratively Determined Incentive Program | MANASQUAN | 8736 | 10.25 | Residential | Behind the Meter | Yes | Pro Custom Solar dba Momentum Solar | JCP&L |  | Accepted | 2024-11-13 | 2024-12-03 | 2025-12-03 | Solar Panels | Hanwha | Q.PEAK DUO BLK ML-G10+410 |  | 0.41 | 14 | 8 | 41 |  | Fixed | Roof
NJADRE1558231326 | Administratively Determined Incentive Program | MANASQUAN | 8736 | 10.25 | Residential | Behind the Meter | Yes | Pro Custom Solar dba Momentum Solar | JCP&L |  | Accepted | 2024-11-13 | 2024-12-03 | 2025-12-03 | Solar Panels | Hanwha | Q.PEAK DUO BLK ML-G10+410 |  | 0.41 | 11 | 188 | 41 |  | Fixed | Roof
NJADRE1558231363 | Administratively Determined Incentive Program | New Brunswick | 8901 | 8.5 | Residential | Behind the Meter | Yes | Whitman Construction, LLC | PSE&G |  | Accepted | 2024-11-13 | 2024-12-04 | 2025-12-04 | Solar Panels | TRINA SOLAR | TSM-425NE09R.05 |  | 0.425 | 3 | 128 | 23 |  | Fixed | Roof
NJADRE1558231363 | Administratively Determined Incentive Program | New Brunswick | 8901 | 8.5 | Residential | Behind the Meter | Yes | Whitman Construction, LLC | PSE&G |  | Accepted | 2024-11-13 | 2024-12-04 | 2025-12-04 | Solar Panels | TRINA SOLAR | TSM-425NE09R.05 |  | 0.425 | 3 | 218 | 23 |  | Fixed | Roof
NJADRE1558231363 | Administratively Determined Incentive Program | New Brunswick | 8901 | 8.5 | Residential | Behind the Meter | Yes | Whitman Construction, LLC | PSE&G |  | Accepted | 2024-11-13 | 2024-12-04 | 2025-12-04 | Inverters | Enphase | IQ8PLUS-72-2-US | 290 |  | 20 |  |  | 0.975 |  | Outdoor
NJADRE1558231363 | Administratively Determined Incentive Program | New Brunswick | 8901 | 8.5 | Residential | Behind the Meter | Yes | Whitman Construction, LLC | PSE&G |  | Accepted | 2024-11-13 | 2024-12-04 | 2025-12-04 | Solar Panels | TRINA SOLAR | TSM-425NE09R.05 |  | 0.425 | 9 | 218 | 23 |  | Fixed | Roof
NJADRE1558231363 | Administratively Determined Incentive Program | New Brunswick | 8901 | 8.5 | Residential | Behind the Meter | Yes | Whitman Construction, LLC | PSE&G |  | Accepted | 2024-11-13 | 2024-12-04 | 2025-12-04 | Solar Panels | TRINA SOLAR | TSM-425NE09R.05 |  | 0.425 | 5 | 308 | 23 |  | Fixed | Roof
NJADRE1558231368 | Administratively Determined Incentive Program | Hamilton | 8610 | 7.65 | Residential | Behind the Meter | Yes | Power Energy Solutions, LLC | PSE&G |  | Accepted | 2024-11-13 | 2024-12-02 | 2025-12-02 | Solar Panels | Trina Solar | TSM-425NE09RC.05 |  | 0.425 | 6 | 172 | 37 |  | Fixed | Roof
NJADRE1558231368 | Administratively Determined Incentive Program | Hamilton | 8610 | 7.65 | Residential | Behind the Meter | Yes | Power Energy Solutions, LLC | PSE&G |  | Accepted | 2024-11-13 | 2024-12-02 | 2025-12-02 | Solar Panels | Trina Solar | TSM-425NE09RC.05 |  | 0.425 | 1 | 82 | 37 |  | Fixed | Roof
NJADRE1558231368 | Administratively Determined Incentive Program | Hamilton | 8610 | 7.65 | Residential | Behind the Meter | Yes | Power Energy Solutions, LLC | PSE&G |  | Accepted | 2024-11-13 | 2024-12-02 | 2025-12-02 | Solar Panels | Trina Solar | TSM-425NE09RC.05 |  | 0.425 | 3 | 170 | 32 |  | Fixed | Roof
NJADRE1558231368 | Administratively Determined Incentive Program | Hamilton | 8610 | 7.65 | Residential | Behind the Meter | Yes | Power Energy Solutions, LLC | PSE&G |  | Accepted | 2024-11-13 | 2024-12-02 | 2025-12-02 | Solar Panels | Trina Solar | TSM-425NE09RC.05 |  | 0.425 | 1 | 260 | 32 |  | Fixed | Roof
NJADRE1558231368 | Administratively Determined Incentive Program | Hamilton | 8610 | 7.65 | Residential | Behind the Meter | Yes | Power Energy Solutions, LLC | PSE&G |  | Accepted | 2024-11-13 | 2024-12-02 | 2025-12-02 | Inverters | SolarEdge | SE3800H-US | 4 |  | 2 |  |  | 0.97 |  | Outdoor
NJADRE1558231368 | Administratively Determined Incentive Program | Hamilton | 8610 | 7.65 | Residential | Behind the Meter | Yes | Power Energy Solutions, LLC | PSE&G |  | Accepted | 2024-11-13 | 2024-12-02 | 2025-12-02 | Solar Panels | Trina Solar | TSM-425NE09RC.05 |  | 0.425 | 3 | 80 | 32 |  | Fixed | Roof
NJADRE1558231368 | Administratively Determined Incentive Program | Hamilton | 8610 | 7.65 | Residential | Behind the Meter | Yes | Power Energy Solutions, LLC | PSE&G |  | Accepted | 2024-11-13 | 2024-12-02 | 2025-12-02 | Solar Panels | Trina Solar | TSM-425NE09RC.05 |  | 0.425 | 3 | 350 | 32 |  | Fixed | Roof
NJADRE1558231368 | Administratively Determined Incentive Program | Hamilton | 8610 | 7.65 | Residential | Behind the Meter | Yes | Power Energy Solutions, LLC | PSE&G |  | Accepted | 2024-11-13 | 2024-12-02 | 2025-12-02 | Solar Panels | Trina Solar | TSM-425NE09RC.05 |  | 0.425 | 1 | 262 | 37 |  | Fixed | Roof
NJADRE1558231668 | Administratively Determined Incentive Program | Kenilworth Boro | 7033 | 8 | Residential | Behind the Meter | Yes | PosiGen Developer, LLC | PSE&G |  | Accepted | 2024-11-13 | 2024-12-03 | 2025-12-03 | Solar Panels | Silfab | SIL-400 HC+ |  | 0.4 | 10 | 173 | 23 |  | Fixed | Roof
NJADRE1558231668 | Administratively Determined Incentive Program | Kenilworth Boro | 7033 | 8 | Residential | Behind the Meter | Yes | PosiGen Developer, LLC | PSE&G |  | Accepted | 2024-11-13 | 2024-12-03 | 2025-12-03 | Solar Panels | Silfab | SIL-400 HC+ |  | 0.4 | 6 | 173 | 23 |  | Fixed | Roof
NJADRE1558231668 | Administratively Determined Incentive Program | Kenilworth Boro | 7033 | 8 | Residential | Behind the Meter | Yes | PosiGen Developer, LLC | PSE&G |  | Accepted | 2024-11-13 | 2024-12-03 | 2025-12-03 | Inverters | SolarEdge | SE7600H-US | 7600 |  | 1 |  |  | 0.99 |  | Outdoor | within ten feet of meter
NJADRE1558231668 | Administratively Determined Incentive Program | Kenilworth Boro | 7033 | 8 | Residential | Behind the Meter | Yes | PosiGen Developer, LLC | PSE&G |  | Accepted | 2024-11-13 | 2024-12-03 | 2025-12-03 | Solar Panels | Silfab | SIL-400 HC+ |  | 0.4 | 4 | 353 | 23 |  | Fixed | Roof
NJADRE1558233890 | Administratively Determined Incentive Program | PATERSON CITY | 7513 | 5.33 | Residential | Behind the Meter | Yes | Sunrun Installation Services, Inc. | PSE&G |  | Accepted | 2024-11-13 | 2024-12-03 | 2025-12-03 | Solar Panels | HANWHA Q-CELLS | Q.PEAK DUO BLK ML-G10+ 410 |  | 0.41 | 13 | 190 | 41 |  | Fixed | Roof
NJADRE1558233890 | Administratively Determined Incentive Program | PATERSON CITY | 7513 | 5.33 | Residential | Behind the Meter | Yes | Sunrun Installation Services, Inc. | PSE&G |  | Accepted | 2024-11-13 | 2024-12-03 | 2025-12-03 | Inverters | SOLAREDGE TECHNOLOGIES | SE3800H-USMN | 3800 |  | 1 |  |  | 0.99 |  | Outdoor
NJADRE1558233899 | Administratively Determined Incentive Program | Mount Laurel Twp | 8054 | 16.81 | Residential | Behind the Meter | No | Sunrun Installation Services, Inc. | PSE&G |  | Accepted | 2024-11-13 | 2024-12-03 | 2025-12-03 | Solar Panels | Hanwha Q Cells | Q.PEAK DUO BLK ML-G10+ 410 |  | 0.41 | 4 | 156 | 33 |  | Fixed | Roof
NJADRE1558233899 | Administratively Determined Incentive Program | Mount Laurel Twp | 8054 | 16.81 | Residential | Behind the Meter | No | Sunrun Installation Services, Inc. | PSE&G |  | Accepted | 2024-11-13 | 2024-12-03 | 2025-12-03 | Inverters | SolarEdge Technologies | SE5700H-USMN | 5760 |  | 2 |  |  | 0.99 |  | Outdoor
NJADRE1558233899 | Administratively Determined Incentive Program | Mount Laurel Twp | 8054 | 16.81 | Residential | Behind the Meter | No | Sunrun Installation Services, Inc. | PSE&G |  | Accepted | 2024-11-13 | 2024-12-03 | 2025-12-03 | Solar Panels | Hanwha Q Cells | Q.PEAK DUO BLK ML-G10+ 410 |  | 0.41 | 16 | 335 | 33 |  | Fixed | Roof
NJADRE1558233899 | Administratively Determined Incentive Program | Mount Laurel Twp | 8054 | 16.81 | Residential | Behind the Meter | No | Sunrun Installation Services, Inc. | PSE&G |  | Accepted | 2024-11-13 | 2024-12-03 | 2025-12-03 | Solar Panels | Hanwha Q Cells | Q.PEAK DUO BLK ML-G10+ 410 |  | 0.41 | 4 | 65 | 41 |  | Fixed | Roof
NJADRE1558233899 | Administratively Determined Incentive Program | Mount Laurel Twp | 8054 | 16.81 | Residential | Behind the Meter | No | Sunrun Installation Services, Inc. | PSE&G |  | Accepted | 2024-11-13 | 2024-12-03 | 2025-12-03 | Solar Panels | Hanwha Q Cells | Q.PEAK DUO BLK ML-G10+ 410 |  | 0.41 | 11 | 246 | 45 |  | Fixed | Roof
NJADRE1558233899 | Administratively Determined Incentive Program | Mount Laurel Twp | 8054 | 16.81 | Residential | Behind the Meter | No | Sunrun Installation Services, Inc. | PSE&G |  | Accepted | 2024-11-13 | 2024-12-03 | 2025-12-03 | Solar Panels | Hanwha Q Cells | Q.PEAK DUO BLK ML-G10+ 410 |  | 0.41 | 6 | 156 | 33 |  | Fixed | Roof
NJADRE1558233905 | Administratively Determined Incentive Program | Howell | 7731 | 17.63 | Residential | Behind the Meter | Yes | Trinity Solar, LLC | JCP&L |  | Accepted | 2024-11-13 | 2024-12-03 | 2025-12-03 | Inverters | Solar Edge | SE7600H-US | 7600 |  | 1 |  |  | 0.986 |  | Outdoor
NJADRE1558233905 | Administratively Determined Incentive Program | Howell | 7731 | 17.63 | Residential | Behind the Meter | Yes | Trinity Solar, LLC | JCP&L |  | Accepted | 2024-11-13 | 2024-12-03 | 2025-12-03 | Solar Panels | HANWHA | HANWHA 410 (Q.PEAK DUO BLK ML-G10+ 410) |  | 0.41 | 18 | 187 | 30 |  | Fixed | Roof
NJADRE1558233905 | Administratively Determined Incentive Program | Howell | 7731 | 17.63 | Residential | Behind the Meter | Yes | Trinity Solar, LLC | JCP&L |  | Accepted | 2024-11-13 | 2024-12-03 | 2025-12-03 | Solar Panels | HANWHA | HANWHA 410 (Q.PEAK DUO BLK ML-G10+ 410) |  | 0.41 | 7 | 277 | 45 |  | Fixed | Roof
NJADRE1558233905 | Administratively Determined Incentive Program | Howell | 7731 | 17.63 | Residential | Behind the Meter | Yes | Trinity Solar, LLC | JCP&L |  | Accepted | 2024-11-13 | 2024-12-03 | 2025-12-03 | Solar Panels | HANWHA | HANWHA 410 (Q.PEAK DUO BLK ML-G10+ 410) |  | 0.41 | 10 | 97 | 45 |  | Fixed | Roof
NJADRE1558233905 | Administratively Determined Incentive Program | Howell | 7731 | 17.63 | Residential | Behind the Meter | Yes | Trinity Solar, LLC | JCP&L |  | Accepted | 2024-11-13 | 2024-12-03 | 2025-12-03 | Inverters | Solar Edge | SE5700H-US | 5700 |  | 1 |  |  | 0.986 |  | Outdoor
NJADRE1558233905 | Administratively Determined Incentive Program | Howell | 7731 | 17.63 | Residential | Behind the Meter | Yes | Trinity Solar, LLC | JCP&L |  | Accepted | 2024-11-13 | 2024-12-03 | 2025-12-03 | Solar Panels | HANWHA | HANWHA 410 (Q.PEAK DUO BLK ML-G10+ 410) |  | 0.41 | 8 | 97 | 45 |  | Fixed | Roof
NJADRE1558233914 | Administratively Determined Incentive Program | BRIDGETON | 8302 | 9.35 | Residential | Behind the Meter | Yes | Brilliant Installations, Inc. | AC Electric |  | Accepted | 2024-11-13 | 2024-12-03 | 2025-12-03 | Inverters | Enphase | IQ8HC-72-M-DOM-US (Domestic) | 380 |  | 22 |  |  | 0.97 |  | Outdoor
NJADRE1558233914 | Administratively Determined Incentive Program | BRIDGETON | 8302 | 9.35 | Residential | Behind the Meter | Yes | Brilliant Installations, Inc. | AC Electric |  | Accepted | 2024-11-13 | 2024-12-03 | 2025-12-03 | Solar Panels | JINKO SOLAR | JKM425N-54HL-4-B |  | 0.425 | 22 | 170 | 20 |  | Fixed | Ground
NJADRE1558233947 | Administratively Determined Incentive Program | NEWARK | 7103 | 6.38 | Residential | Behind the Meter | Yes | Power Energy Solutions, LLC | PSE&G |  | Accepted | 2024-11-13 | 2024-12-03 | 2025-12-03 | Inverters | SolarEdge | SE6000H-US | 6 |  | 1 |  |  | 0.97 |  | Outdoor
NJADRE1558233947 | Administratively Determined Incentive Program | NEWARK | 7103 | 6.38 | Residential | Behind the Meter | Yes | Power Energy Solutions, LLC | PSE&G |  | Accepted | 2024-11-13 | 2024-12-03 | 2025-12-03 | Solar Panels | Trina Solar | TSM-425NE09RC.05 |  | 0.425 | 4 | 20 | 25 |  | Fixed | Roof
NJADRE1558233947 | Administratively Determined Incentive Program | NEWARK | 7103 | 6.38 | Residential | Behind the Meter | Yes | Power Energy Solutions, LLC | PSE&G |  | Accepted | 2024-11-13 | 2024-12-03 | 2025-12-03 | Solar Panels | Trina Solar | TSM-425NE09RC.05 |  | 0.425 | 11 | 200 | 25 |  | Fixed | Roof
NJADRE1558235047 | Administratively Determined Incentive Program | ROSELLE | 7203 | 6.56 | Residential | Behind the Meter | Yes | Trinity Solar, LLC | PSE&G |  | Accepted | 2024-11-13 | 2024-12-03 | 2025-12-03 | Solar Panels | HANWHA | Q.PEAK DUO BLK ML-G10+ 410 |  | 0.41 | 8 | 80 | 30 |  | Fixed | Roof
NJADRE1558235047 | Administratively Determined Incentive Program | ROSELLE | 7203 | 6.56 | Residential | Behind the Meter | Yes | Trinity Solar, LLC | PSE&G |  | Accepted | 2024-11-13 | 2024-12-03 | 2025-12-03 | Inverters | Solar Edge | SE7600H-US | 7600 |  | 1 |  |  | 0.97 |  | Outdoor
NJADRE1558235047 | Administratively Determined Incentive Program | ROSELLE | 7203 | 6.56 | Residential | Behind the Meter | Yes | Trinity Solar, LLC | PSE&G |  | Accepted | 2024-11-13 | 2024-12-03 | 2025-12-03 | Solar Panels | HANWHA | Q.PEAK DUO BLK ML-G10+ 410 |  | 0.41 | 8 | 80 | 30 |  | Fixed | Roof
NJADRE1558236734 | Administratively Determined Incentive Program | East Orange | 7018 | 4.1 | Residential | Behind the Meter | Yes | Pro Custom Solar dba Momentum Solar | PSE&G |  | Accepted | 2024-11-13 | 2024-12-03 | 2025-12-03 | Solar Panels | Hanwha | Q.PEAK DUO BLK ML-G10+410 |  | 0.41 | 10 | 105 | 4 |  | Fixed | Roof
NJADRE1558236734 | Administratively Determined Incentive Program | East Orange | 7018 | 4.1 | Residential | Behind the Meter | Yes | Pro Custom Solar dba Momentum Solar | PSE&G |  | Accepted | 2024-11-13 | 2024-12-03 | 2025-12-03 | Inverters | Enphase | IQ8HC-72-M-DOM-US | 380 |  | 10 |  |  | 0.97 |  | Outdoor
NJADRE1558236773 | Administratively Determined Incentive Program | East Orange | 7018 | 2.05 | Residential | Behind the Meter | Yes | Pro Custom Solar dba Momentum Solar | PSE&G |  | Accepted | 2024-11-13 | 2024-12-03 | 2025-12-03 | Solar Panels | Hanwha | Q.PEAK DUO BLK ML-G10+410 |  | 0.41 | 3 | 105 | 5 |  | Fixed | Roof
NJADRE1558236773 | Administratively Determined Incentive Program | East Orange | 7018 | 2.05 | Residential | Behind the Meter | Yes | Pro Custom Solar dba Momentum Solar | PSE&G |  | Accepted | 2024-11-13 | 2024-12-03 | 2025-12-03 | Solar Panels | Hanwha | Q.PEAK DUO BLK ML-G10+410 |  | 0.41 | 2 | 105 | 4 |  | Fixed | Roof
NJADRE1558236773 | Administratively Determined Incentive Program | East Orange | 7018 | 2.05 | Residential | Behind the Meter | Yes | Pro Custom Solar dba Momentum Solar | PSE&G |  | Accepted | 2024-11-13 | 2024-12-03 | 2025-12-03 | Inverters | Enphase | IQ8HC-72-M-DOM-US | 380 |  | 5 |  |  | 0.97 |  | Outdoor
NJADRE1558243379 | Administratively Determined Incentive Program | ELMWOOD PARK BORO | 7407 | 6.97 | Residential | Behind the Meter | Yes | Sunrun Installation Services, Inc. | PSE&G |  | Accepted | 2024-11-14 | 2024-12-03 | 2025-12-03 | Inverters | SolarEdge Technologies | SE5700H-USMN | 5760 |  | 1 |  |  | 0.99 |  | Outdoor | Next to meter
NJADRE1558243379 | Administratively Determined Incentive Program | ELMWOOD PARK BORO | 7407 | 6.97 | Residential | Behind the Meter | Yes | Sunrun Installation Services, Inc. | PSE&G |  | Accepted | 2024-11-14 | 2024-12-03 | 2025-12-03 | Solar Panels | Hanwha Q-Cells | Q.PEAK DUO BLK ML-G10+ 410 |  | 0.41 | 3 | 161 | 13 |  | Fixed | Roof
NJADRE1558243379 | Administratively Determined Incentive Program | ELMWOOD PARK BORO | 7407 | 6.97 | Residential | Behind the Meter | Yes | Sunrun Installation Services, Inc. | PSE&G |  | Accepted | 2024-11-14 | 2024-12-03 | 2025-12-03 | Solar Panels | Hanwha Q-Cells | Q.PEAK DUO BLK ML-G10+ 410 |  | 0.41 | 14 | 341 | 15 |  | Fixed | Roof
NJADRE1558243411 | Administratively Determined Incentive Program | LANOKA HARBOR | 8734 | 13.94 | Residential | Behind the Meter | Yes | Trinity Solar, LLC | JCP&L |  | Accepted | 2024-11-14 | 2024-12-03 | 2025-12-03 | Inverters | Solar Edge | USE11400H-USMNBL75 | 11400 |  | 1 |  |  | 0.97 |  | Outdoor
NJADRE1558243411 | Administratively Determined Incentive Program | LANOKA HARBOR | 8734 | 13.94 | Residential | Behind the Meter | Yes | Trinity Solar, LLC | JCP&L |  | Accepted | 2024-11-14 | 2024-12-03 | 2025-12-03 | Solar Panels | Hanwha | HANWHA 410 (Q.PEAK DUO BLK ML-G10+ 410) |  | 0.41 | 3 | 247 | 18 |  | Fixed | Roof
NJADRE1558243411 | Administratively Determined Incentive Program | LANOKA HARBOR | 8734 | 13.94 | Residential | Behind the Meter | Yes | Trinity Solar, LLC | JCP&L |  | Accepted | 2024-11-14 | 2024-12-03 | 2025-12-03 | Solar Panels | Hanwha | HANWHA 410 (Q.PEAK DUO BLK ML-G10+ 410) |  | 0.41 | 8 | 157 | 18 |  | Fixed | Roof
NJADRE1558243411 | Administratively Determined Incentive Program | LANOKA HARBOR | 8734 | 13.94 | Residential | Behind the Meter | Yes | Trinity Solar, LLC | JCP&L |  | Accepted | 2024-11-14 | 2024-12-03 | 2025-12-03 | Solar Panels | Hanwha | HANWHA 410 (Q.PEAK DUO BLK ML-G10+ 410) |  | 0.41 | 6 | 337 | 13 |  | Fixed | Roof
NJADRE1558243411 | Administratively Determined Incentive Program | LANOKA HARBOR | 8734 | 13.94 | Residential | Behind the Meter | Yes | Trinity Solar, LLC | JCP&L |  | Accepted | 2024-11-14 | 2024-12-03 | 2025-12-03 | Solar Panels | Hanwha | HANWHA 410 (Q.PEAK DUO BLK ML-G10+ 410) |  | 0.41 | 7 | 157 | 13 |  | Fixed | Roof
NJADRE1558243411 | Administratively Determined Incentive Program | LANOKA HARBOR | 8734 | 13.94 | Residential | Behind the Meter | Yes | Trinity Solar, LLC | JCP&L |  | Accepted | 2024-11-14 | 2024-12-03 | 2025-12-03 | Solar Panels | Hanwha | HANWHA 410 (Q.PEAK DUO BLK ML-G10+ 410) |  | 0.41 | 7 | 67 | 13 |  | Fixed | Roof
NJADRE1558243411 | Administratively Determined Incentive Program | LANOKA HARBOR | 8734 | 13.94 | Residential | Behind the Meter | Yes | Trinity Solar, LLC | JCP&L |  | Accepted | 2024-11-14 | 2024-12-03 | 2025-12-03 | Solar Panels | Hanwha | HANWHA 410 (Q.PEAK DUO BLK ML-G10+ 410) |  | 0.41 | 3 | 247 | 18 |  | Fixed | Roof
NJADRE1558243488 | Administratively Determined Incentive Program | Alloway | 8001 | 4.1 | Residential | Behind the Meter | Yes | Sunrun Installation Services, Inc. | AC Electric |  | Accepted | 2024-11-14 | 2024-12-16 | 2025-12-16 | Inverters | SolarEdge Technologies | SE3800H-USMN | 3800 |  | 1 |  |  | 0.99 |  | Outdoor
NJADRE1558243488 | Administratively Determined Incentive Program | Alloway | 8001 | 4.1 | Residential | Behind the Meter | Yes | Sunrun Installation Services, Inc. | AC Electric |  | Accepted | 2024-11-14 | 2024-12-16 | 2025-12-16 | Solar Panels | Hanwha Q Cells | Q.PEAK DUO BLK ML-G10+ 410 |  | 0.41 | 4 | 355 | 37 |  | Fixed | Roof
NJADRE1558243488 | Administratively Determined Incentive Program | Alloway | 8001 | 4.1 | Residential | Behind the Meter | Yes | Sunrun Installation Services, Inc. | AC Electric |  | Accepted | 2024-11-14 | 2024-12-16 | 2025-12-16 | Solar Panels | Hanwha Q Cells | Q.PEAK DUO BLK ML-G10+ 410 |  | 0.41 | 6 | 175 | 39 |  | Fixed | Roof
NJADRE1558243521 | Administratively Determined Incentive Program | Collings Lake | 8094 | 9.35 | Residential | Behind the Meter | Yes | Sun Up Zero Down, LLC | AC Electric |  | Accepted | 2024-11-14 | 2024-12-04 | 2025-12-04 | Solar Panels | Trina | TSM-425-NE09RC.05 Vertex S+ |  | 0.425 | 22 | 297 | 26 |  | Fixed | Roof
NJADRE1558243521 | Administratively Determined Incentive Program | Collings Lake | 8094 | 9.35 | Residential | Behind the Meter | Yes | Sun Up Zero Down, LLC | AC Electric |  | Accepted | 2024-11-14 | 2024-12-04 | 2025-12-04 | Inverters | Enphase | IQ8PLUS-72-2-US | 290 |  | 22 |  |  | 0.976 |  | Outdoor
NJADRE1558243521 | Administratively Determined Incentive Program | Collings Lake | 8094 | 9.35 | Residential | Behind the Meter | Yes | Sun Up Zero Down, LLC | AC Electric |  | Accepted | 2024-11-14 | 2024-12-04 | 2025-12-04 | Meters | Enphase | IQ8PLUS-72-2-US |  |  | 1 |  |  |  | Yes | Outdoor
NJADRE1558243541 | Administratively Determined Incentive Program | Highland Park | 8904 | 18.04 | Residential | Behind the Meter | Yes | Sunrun Installation Services, Inc. | PSE&G |  | Accepted | 2024-11-14 | 2024-12-03 | 2025-12-03 | Solar Panels | HANWHA Q-CELLS | Q.PEAK DUO BLK ML-G10+ 410 |  | 0.41 | 21 | 355 | 35 |  | Fixed | Roof
NJADRE1558243541 | Administratively Determined Incentive Program | Highland Park | 8904 | 18.04 | Residential | Behind the Meter | Yes | Sunrun Installation Services, Inc. | PSE&G |  | Accepted | 2024-11-14 | 2024-12-03 | 2025-12-03 | Solar Panels | HANWHA Q-CELLS | Q.PEAK DUO BLK ML-G10+ 410 |  | 0.41 | 23 | 175 | 33 |  | Fixed | Roof
NJADRE1558243541 | Administratively Determined Incentive Program | Highland Park | 8904 | 18.04 | Residential | Behind the Meter | Yes | Sunrun Installation Services, Inc. | PSE&G |  | Accepted | 2024-11-14 | 2024-12-03 | 2025-12-03 | Inverters | SOLAREDGE TECHNOLOGIES | SE7600H-USMN | 7600 |  | 1 |  |  | 0.99 |  | Outdoor
NJADRE1558243564 | Administratively Determined Incentive Program | Newark | 7112 | 6.4 | Residential | Behind the Meter | Yes | PosiGen Developer, LLC | PSE&G |  | Accepted | 2024-11-14 | 2024-12-03 | 2025-12-03 | Solar Panels | SilFab Solar | SIL-400 HC+ |  | 0.4 | 16 | 288 | 30 |  | Fixed | Roof
NJADRE1558243564 | Administratively Determined Incentive Program | Newark | 7112 | 6.4 | Residential | Behind the Meter | Yes | PosiGen Developer, LLC | PSE&G |  | Accepted | 2024-11-14 | 2024-12-03 | 2025-12-03 | Inverters | SolarEdge | SE5700H-US | 5700 |  | 1 |  |  | 0.99 |  | Outside
NJADRE1558243603 | Administratively Determined Incentive Program | Clinton | 8809 | 15.17 | Residential | Behind the Meter | Yes | Sunrun Installation Services, Inc. | JCP&L |  | Accepted | 2024-11-14 | 2024-12-03 | 2025-12-03 | Solar Panels | Hanwha Q Cells | Q.PEAK DUO BLK ML-G10+ 410 |  | 0.41 | 12 | 86 | 32 |  | Fixed | Roof
NJADRE1558243603 | Administratively Determined Incentive Program | Clinton | 8809 | 15.17 | Residential | Behind the Meter | Yes | Sunrun Installation Services, Inc. | JCP&L |  | Accepted | 2024-11-14 | 2024-12-03 | 2025-12-03 | Inverters | SolarEdge Technologies | SE5700H-USMN | 5760 |  | 2 |  |  | 0.99 |  | Outdoor
NJADRE1558243603 | Administratively Determined Incentive Program | Clinton | 8809 | 15.17 | Residential | Behind the Meter | Yes | Sunrun Installation Services, Inc. | JCP&L |  | Accepted | 2024-11-14 | 2024-12-03 | 2025-12-03 | Solar Panels | Hanwha Q Cells | Q.PEAK DUO BLK ML-G10+ 410 |  | 0.41 | 3 | 356 | 39 |  | Fixed | Roof
NJADRE1558243603 | Administratively Determined Incentive Program | Clinton | 8809 | 15.17 | Residential | Behind the Meter | Yes | Sunrun Installation Services, Inc. | JCP&L |  | Accepted | 2024-11-14 | 2024-12-03 | 2025-12-03 | Solar Panels | Hanwha Q Cells | Q.PEAK DUO BLK ML-G10+ 410 |  | 0.41 | 2 | 356 | 40 |  | Fixed | Roof
NJADRE1558243603 | Administratively Determined Incentive Program | Clinton | 8809 | 15.17 | Residential | Behind the Meter | Yes | Sunrun Installation Services, Inc. | JCP&L |  | Accepted | 2024-11-14 | 2024-12-03 | 2025-12-03 | Solar Panels | Hanwha Q Cells | Q.PEAK DUO BLK ML-G10+ 410 |  | 0.41 | 4 | 266 | 33 |  | Fixed | Roof
NJADRE1558243603 | Administratively Determined Incentive Program | Clinton | 8809 | 15.17 | Residential | Behind the Meter | Yes | Sunrun Installation Services, Inc. | JCP&L |  | Accepted | 2024-11-14 | 2024-12-03 | 2025-12-03 | Solar Panels | Hanwha Q Cells | Q.PEAK DUO BLK ML-G10+ 410 |  | 0.41 | 2 | 176 | 40 |  | Fixed | Roof
NJADRE1558243603 | Administratively Determined Incentive Program | Clinton | 8809 | 15.17 | Residential | Behind the Meter | Yes | Sunrun Installation Services, Inc. | JCP&L |  | Accepted | 2024-11-14 | 2024-12-03 | 2025-12-03 | Solar Panels | Hanwha Q Cells | Q.PEAK DUO BLK ML-G10+ 410 |  | 0.41 | 14 | 266 | 35 |  | Fixed | Roof
NJADRE1558243603 | Administratively Determined Incentive Program | Clinton | 8809 | 15.17 | Residential | Behind the Meter | Yes | Sunrun Installation Services, Inc. | JCP&L |  | Accepted | 2024-11-14 | 2024-12-03 | 2025-12-03 | Meters | SOLAREDGE TECHNOLOGIES | SE5700H-USMN |  |  | 1 |  |  |  | Yes | Outdoor
NJADRE1558243603 | Administratively Determined Incentive Program | Clinton | 8809 | 15.17 | Residential | Behind the Meter | Yes | Sunrun Installation Services, Inc. | JCP&L |  | Accepted | 2024-11-14 | 2024-12-03 | 2025-12-03 | Meters | SOLAREDGE TECHNOLOGIES | SE5700H-USMN |  |  | 1 |  |  |  | Yes | Outdoor
NJADRE1558243665 | Administratively Determined Incentive Program | Trenton | 8618 | 4.92 | Residential | Behind the Meter | Yes | Trinity Solar, LLC | PSE&G |  | Accepted | 2024-11-14 | 2024-12-03 | 2025-12-03 | Inverters | Solar Edge | USE3800H-USMNBL75 | 3800 |  | 1 |  |  | 0.986 |  | Outdoor
NJADRE1558243665 | Administratively Determined Incentive Program | Trenton | 8618 | 4.92 | Residential | Behind the Meter | Yes | Trinity Solar, LLC | PSE&G |  | Accepted | 2024-11-14 | 2024-12-03 | 2025-12-03 | Solar Panels | HANWHA | HANWHA 410 (Q.PEAK DUO BLK ML-G10+ 410) |  | 0.41 | 3 | 215 | 45 |  | Fixed | Roof
NJADRE1558243665 | Administratively Determined Incentive Program | Trenton | 8618 | 4.92 | Residential | Behind the Meter | Yes | Trinity Solar, LLC | PSE&G |  | Accepted | 2024-11-14 | 2024-12-03 | 2025-12-03 | Solar Panels | HANWHA | HANWHA 410 (Q.PEAK DUO BLK ML-G10+ 410) |  | 0.41 | 9 | 305 | 45 |  | Fixed | Roof
NJADRE1558243718 | Administratively Determined Incentive Program | Palisades Park | 7650 | 6.56 | Residential | Behind the Meter | Yes | Trinity Solar, LLC | PSE&G |  | Accepted | 2024-11-14 | 2024-12-03 | 2025-12-03 | Inverters | Solar Edge | USE5700H-USMNBL75 | 5700 |  | 1 |  |  | 0.986 |  | Outdoor
NJADRE1558243718 | Administratively Determined Incentive Program | Palisades Park | 7650 | 6.56 | Residential | Behind the Meter | Yes | Trinity Solar, LLC | PSE&G |  | Accepted | 2024-11-14 | 2024-12-03 | 2025-12-03 | Solar Panels | HANWHA | HANWHA 410 (Q.PEAK DUO BLK ML-G10+ 410) |  | 0.41 | 16 | 217 | 20 |  | Fixed | Roof
NJADRE1558244033 | Administratively Determined Incentive Program | Livingston Twp | 7039 | 7.2 | Residential | Behind the Meter | Yes | PosiGen Developer, LLC | PSE&G |  | Accepted | 2024-11-14 | 2024-12-03 | 2025-12-03 | Inverters | SolarEdge | SE3800H-USMNBBL14 | 5760 |  | 1 |  |  | 0.99 |  | Outdoor | within ten feet of meter
NJADRE1558244033 | Administratively Determined Incentive Program | Livingston Twp | 7039 | 7.2 | Residential | Behind the Meter | Yes | PosiGen Developer, LLC | PSE&G |  | Accepted | 2024-11-14 | 2024-12-03 | 2025-12-03 | Solar Panels | Silfab | SIL-400 HC+ |  | 0.4 | 6 | 192 | 27 |  | Fixed | Roof
NJADRE1558244033 | Administratively Determined Incentive Program | Livingston Twp | 7039 | 7.2 | Residential | Behind the Meter | Yes | PosiGen Developer, LLC | PSE&G |  | Accepted | 2024-11-14 | 2024-12-03 | 2025-12-03 | Solar Panels | Silfab | SIL-400 HC+ |  | 0.4 | 12 | 102 | 45 |  | Fixed | Roof
NJADRE1558246742 | Administratively Determined Incentive Program | ORANGE | 7050 | 5.74 | Residential | Behind the Meter | Yes | Sunrun Installation Services, Inc. | PSE&G |  | Accepted | 2024-11-14 | 2024-12-03 | 2025-12-03 | Solar Panels | HANWHA Q-CELLS | Q.PEAK DUO BLK ML-G10+ 410 |  | 0.41 | 12 | 211 | 39 |  | Fixed | Roof
NJADRE1558246742 | Administratively Determined Incentive Program | ORANGE | 7050 | 5.74 | Residential | Behind the Meter | Yes | Sunrun Installation Services, Inc. | PSE&G |  | Accepted | 2024-11-14 | 2024-12-03 | 2025-12-03 | Solar Panels | HANWHA Q-CELLS | Q.PEAK DUO BLK ML-G10+ 410 |  | 0.41 | 2 | 31 | 40 |  | Fixed | Roof
NJADRE1558246742 | Administratively Determined Incentive Program | ORANGE | 7050 | 5.74 | Residential | Behind the Meter | Yes | Sunrun Installation Services, Inc. | PSE&G |  | Accepted | 2024-11-14 | 2024-12-03 | 2025-12-03 | Inverters | SOLAREDGE TECHNOLOGIES | SE7600H-USMN | 7600 |  | 1 |  |  | 0.99 |  | Outdoor
NJADRE1558247850 | Administratively Determined Incentive Program | North Bergen | 7047 | 4.8 | Residential | Behind the Meter | Yes | PosiGen Developer, LLC | PSE&G |  | Accepted | 2024-11-14 | 2024-12-03 | 2025-12-03 | Solar Panels | Silfab | SIL-400 HC+ |  | 0.4 | 8 | 212 | 18 |  | Fixed | Roof
NJADRE1558247850 | Administratively Determined Incentive Program | North Bergen | 7047 | 4.8 | Residential | Behind the Meter | Yes | PosiGen Developer, LLC | PSE&G |  | Accepted | 2024-11-14 | 2024-12-03 | 2025-12-03 | Inverters | SolarEdge | SE5700H-US | 5760 |  | 1 |  |  | 0.99 |  | Outdoor | within ten feet of meter
NJADRE1558247850 | Administratively Determined Incentive Program | North Bergen | 7047 | 4.8 | Residential | Behind the Meter | Yes | PosiGen Developer, LLC | PSE&G |  | Accepted | 2024-11-14 | 2024-12-03 | 2025-12-03 | Solar Panels | Silfab | SIL-400 HC+ |  | 0.4 | 4 | 32 | 18 |  | Fixed | Roof
NJADRE1558249226 | Administratively Determined Incentive Program | North Bergen | 7047 | 4.8 | Residential | Behind the Meter | Yes | PosiGen Developer, LLC | PSE&G |  | Accepted | 2024-11-14 | 2024-12-04 | 2025-12-04 | Inverters | SolarEdge | SE5700H-US | 5760 |  | 1 |  |  | 0.99 |  | Outdoor | within ten feet of meter
NJADRE1558249226 | Administratively Determined Incentive Program | North Bergen | 7047 | 4.8 | Residential | Behind the Meter | Yes | PosiGen Developer, LLC | PSE&G |  | Accepted | 2024-11-14 | 2024-12-04 | 2025-12-04 | Solar Panels | Silfab | SIL-400 HC+ |  | 0.4 | 4 | 212 | 18 |  | Fixed | Roof
NJADRE1558249226 | Administratively Determined Incentive Program | North Bergen | 7047 | 4.8 | Residential | Behind the Meter | Yes | PosiGen Developer, LLC | PSE&G |  | Accepted | 2024-11-14 | 2024-12-04 | 2025-12-04 | Solar Panels | Silfab | SIL-400 HC+ |  | 0.4 | 3 | 32 | 18 |  | Fixed | Roof
NJADRE1558249226 | Administratively Determined Incentive Program | North Bergen | 7047 | 4.8 | Residential | Behind the Meter | Yes | PosiGen Developer, LLC | PSE&G |  | Accepted | 2024-11-14 | 2024-12-04 | 2025-12-04 | Solar Panels | Silfab | SIL-400 HC+ |  | 0.4 | 5 | 122 | 18 |  | Fixed | Roof
NJADRE1558250643 | Administratively Determined Incentive Program | Dunellen | 8812 | 5.2 | Residential | Behind the Meter | Yes | PosiGen Developer, LLC | PSE&G |  | Accepted | 2024-11-14 | 2024-12-04 | 2025-12-04 | Solar Panels | Silfab | SIL-400 HC+ |  | 0.4 | 2 | 230 | 35 |  | Fixed | Roof
NJADRE1558250643 | Administratively Determined Incentive Program | Dunellen | 8812 | 5.2 | Residential | Behind the Meter | Yes | PosiGen Developer, LLC | PSE&G |  | Accepted | 2024-11-14 | 2024-12-04 | 2025-12-04 | Solar Panels | Silfab | SIL-400 HC+ |  | 0.4 | 3 | 50 | 18 |  | Fixed | Roof
NJADRE1558250643 | Administratively Determined Incentive Program | Dunellen | 8812 | 5.2 | Residential | Behind the Meter | Yes | PosiGen Developer, LLC | PSE&G |  | Accepted | 2024-11-14 | 2024-12-04 | 2025-12-04 | Solar Panels | Silfab | SIL-400 HC+ |  | 0.4 | 3 | 50 | 35 |  | Fixed | Roof
NJADRE1558250643 | Administratively Determined Incentive Program | Dunellen | 8812 | 5.2 | Residential | Behind the Meter | Yes | PosiGen Developer, LLC | PSE&G |  | Accepted | 2024-11-14 | 2024-12-04 | 2025-12-04 | Solar Panels | Silfab | SIL-400 HC+ |  | 0.4 | 3 | 140 | 35 |  | Fixed | Roof
NJADRE1558250643 | Administratively Determined Incentive Program | Dunellen | 8812 | 5.2 | Residential | Behind the Meter | Yes | PosiGen Developer, LLC | PSE&G |  | Accepted | 2024-11-14 | 2024-12-04 | 2025-12-04 | Inverters | SolarEdge | SE5700H-US | 5760 |  | 1 |  |  | 0.99 |  | Outdoor | within ten feet of meter
NJADRE1558250643 | Administratively Determined Incentive Program | Dunellen | 8812 | 5.2 | Residential | Behind the Meter | Yes | PosiGen Developer, LLC | PSE&G |  | Accepted | 2024-11-14 | 2024-12-04 | 2025-12-04 | Solar Panels | Silfab | SIL-400 HC+ |  | 0.4 | 2 | 320 | 12 |  | Fixed | Roof
NJADRE1558251572 | Administratively Determined Incentive Program | WAYNE | 7470 | 6.56 | Residential | Behind the Meter | Yes | Trinity Solar, LLC | PSE&G |  | Accepted | 2024-11-14 | 2024-12-04 | 2025-12-04 | Solar Panels | HANWHA | (Q.PEAK DUO BLK ML-G10+ 410) |  | 0.41 | 3 | 334 | 18 |  | Fixed | Roof
NJADRE1558251572 | Administratively Determined Incentive Program | WAYNE | 7470 | 6.56 | Residential | Behind the Meter | Yes | Trinity Solar, LLC | PSE&G |  | Accepted | 2024-11-14 | 2024-12-04 | 2025-12-04 | Inverters | Tesla | Powerwall 3 (1707000-xx-y) | 7600 |  | 2 |  |  | 0.97 |  | Outdoor
NJADRE1558251572 | Administratively Determined Incentive Program | WAYNE | 7470 | 6.56 | Residential | Behind the Meter | Yes | Trinity Solar, LLC | PSE&G |  | Accepted | 2024-11-14 | 2024-12-04 | 2025-12-04 | Electric Storage Battery | Tesla | Powerwall 3 (1707000-xx-y) |  |  | 2 |  |  |  | Lithium Ion |  | outdoor
NJADRE1558251572 | Administratively Determined Incentive Program | WAYNE | 7470 | 6.56 | Residential | Behind the Meter | Yes | Trinity Solar, LLC | PSE&G |  | Accepted | 2024-11-14 | 2024-12-04 | 2025-12-04 | Solar Panels | HANWHA | (Q.PEAK DUO BLK ML-G10+ 410) |  | 0.41 | 3 | 154 | 18 |  | Fixed | Roof
NJADRE1558251572 | Administratively Determined Incentive Program | WAYNE | 7470 | 6.56 | Residential | Behind the Meter | Yes | Trinity Solar, LLC | PSE&G |  | Accepted | 2024-11-14 | 2024-12-04 | 2025-12-04 | Solar Panels | HANWHA | (Q.PEAK DUO BLK ML-G10+ 410) |  | 0.41 | 10 | 148 | 40 |  | Fixed | Roof
NJADRE1558252578 | Administratively Determined Incentive Program | BRIDGETON | 8302 | 4.98 | Residential | Behind the Meter | Yes | SunnyMac, LLC | AC Electric |  | Accepted | 2024-11-14 | 2024-12-09 | 2025-12-09 | Solar Panels | Qcells | Q.PEAK DUO BLK ML-G10+ 415 |  | 0.415 | 6 | 264 | 49 |  | Fixed | Roof
NJADRE1558252578 | Administratively Determined Incentive Program | BRIDGETON | 8302 | 4.98 | Residential | Behind the Meter | Yes | SunnyMac, LLC | AC Electric |  | Accepted | 2024-11-14 | 2024-12-09 | 2025-12-09 | Inverters | SolarEdge Technologies Inc. | SE3800H-USMNUBL15 | 3800 |  | 1 |  |  | 0.99 |  | Outdoor
NJADRE1558252578 | Administratively Determined Incentive Program | BRIDGETON | 8302 | 4.98 | Residential | Behind the Meter | Yes | SunnyMac, LLC | AC Electric |  | Accepted | 2024-11-14 | 2024-12-09 | 2025-12-09 | Meters | SolarEdge Technologies Inc. | SolarEdge Built-in Consumption Monitor |  |  | 1 |  |  |  | Yes | Outdoor
NJADRE1558252578 | Administratively Determined Incentive Program | BRIDGETON | 8302 | 4.98 | Residential | Behind the Meter | Yes | SunnyMac, LLC | AC Electric |  | Accepted | 2024-11-14 | 2024-12-09 | 2025-12-09 | Solar Panels | Qcells | Q.PEAK DUO BLK ML-G10+ 415 |  | 0.415 | 6 | 84 | 25 |  | Fixed | Roof
NJADRE1558252589 | Administratively Determined Incentive Program | CLIFFWOOD BEACH | 7735 | 4.51 | Residential | Behind the Meter | Yes | Sunrun Installation Services, Inc. | JCP&L |  | Accepted | 2024-11-14 | 2024-12-04 | 2025-12-04 | Solar Panels | Hanwha Q Cells | Q.PEAK DUO BLK ML-G10+ 410 |  | 0.41 | 11 | 135 | 34 |  | Fixed | Roof
NJADRE1558252589 | Administratively Determined Incentive Program | CLIFFWOOD BEACH | 7735 | 4.51 | Residential | Behind the Meter | Yes | Sunrun Installation Services, Inc. | JCP&L |  | Accepted | 2024-11-14 | 2024-12-04 | 2025-12-04 | Inverters | Tesla | Powerwall 3 1707000-xx-y | 11500 |  | 1 |  |  | 0.97 |  | Outdoor
NJADRE1558252589 | Administratively Determined Incentive Program | CLIFFWOOD BEACH | 7735 | 4.51 | Residential | Behind the Meter | Yes | Sunrun Installation Services, Inc. | JCP&L |  | Accepted | 2024-11-14 | 2024-12-04 | 2025-12-04 | Electric Storage Battery | Tesla | Powerwall 3 1707000-xx-y |  |  | 1 |  |  |  | Lithium Ion |  | OUTSIDE
NJADRE1558253462 | Administratively Determined Incentive Program | ROBBINSVILLE TOWNSHIP | 8691 | 20.5 | Residential | Behind the Meter | No | Morgan & Associates Consulting, LLC | PSE&G |  | Accepted | 2024-11-18 | 2024-12-05 | 2025-12-05 | Solar Panels | SILFAB | SIL-410 HC+ |  | 0.41 | 33 | 43 | 45 |  | Fixed | Roof
NJADRE1558253462 | Administratively Determined Incentive Program | ROBBINSVILLE TOWNSHIP | 8691 | 20.5 | Residential | Behind the Meter | No | Morgan & Associates Consulting, LLC | PSE&G |  | Accepted | 2024-11-18 | 2024-12-05 | 2025-12-05 | Solar Panels | SILFAB | SIL-410 HC+ |  | 0.41 | 7 | 223 | 45 |  | Fixed | Roof
NJADRE1558253462 | Administratively Determined Incentive Program | ROBBINSVILLE TOWNSHIP | 8691 | 20.5 | Residential | Behind the Meter | No | Morgan & Associates Consulting, LLC | PSE&G |  | Accepted | 2024-11-18 | 2024-12-05 | 2025-12-05 | Meters | Landys+GRY | FOCUS FAXRe-SD | 3 |  | 1 |  |  |  | No | Outdoor
NJADRE1558253462 | Administratively Determined Incentive Program | ROBBINSVILLE TOWNSHIP | 8691 | 20.5 | Residential | Behind the Meter | No | Morgan & Associates Consulting, LLC | PSE&G |  | Accepted | 2024-11-18 | 2024-12-05 | 2025-12-05 | Inverters | Enphase | IQ8A-72-2-US | 349 |  | 50 |  |  | 0.977 |  | Outside | Under each solar panel
NJADRE1558253462 | Administratively Determined Incentive Program | ROBBINSVILLE TOWNSHIP | 8691 | 20.5 | Residential | Behind the Meter | No | Morgan & Associates Consulting, LLC | PSE&G |  | Accepted | 2024-11-18 | 2024-12-05 | 2025-12-05 | Solar Panels | SILFAB | SIL-410 HC+ |  | 0.41 | 10 | 133 | 45 |  | Fixed | Roof
NJADRE1558254023 | Administratively Determined Incentive Program | Freehold | 7728 | 22.1 | Residential | Behind the Meter | No | NJ Solar Power, LLC | JCP&L |  | Accepted | 2024-11-14 | 2024-12-05 | 2025-12-05 | Inverters | SolarEdge | SE10000H-US | 10000 |  | 1 |  |  | 0.99 |  | Outside
NJADRE1558254023 | Administratively Determined Incentive Program | Freehold | 7728 | 22.1 | Residential | Behind the Meter | No | NJ Solar Power, LLC | JCP&L |  | Accepted | 2024-11-14 | 2024-12-05 | 2025-12-05 | Inverters | SolarEdge | SE7600H-US | 7600 |  | 1 |  |  | 0.99 |  | Outside
NJADRE1558254023 | Administratively Determined Incentive Program | Freehold | 7728 | 22.1 | Residential | Behind the Meter | No | NJ Solar Power, LLC | JCP&L |  | Accepted | 2024-11-14 | 2024-12-05 | 2025-12-05 | Solar Panels | Hanwha | Q.TRON BLK M-G2+ 425 |  | 0.425 | 15 | 39 | 37 |  | Fixed | Roof | Roof 5
NJADRE1558254023 | Administratively Determined Incentive Program | Freehold | 7728 | 22.1 | Residential | Behind the Meter | No | NJ Solar Power, LLC | JCP&L |  | Accepted | 2024-11-14 | 2024-12-05 | 2025-12-05 | Solar Panels | Hanwha | Q.TRON BLK M-G2+ 425 |  | 0.425 | 14 | 219 | 36 |  | Fixed | Roof | Roof 1
NJADRE1558254023 | Administratively Determined Incentive Program | Freehold | 7728 | 22.1 | Residential | Behind the Meter | No | NJ Solar Power, LLC | JCP&L |  | Accepted | 2024-11-14 | 2024-12-05 | 2025-12-05 | Solar Panels | Hanwha | Q.TRON BLK M-G2+ 425 |  | 0.425 | 6 | 219 | 37 |  | Fixed | Roof | Roof 2
NJADRE1558254023 | Administratively Determined Incentive Program | Freehold | 7728 | 22.1 | Residential | Behind the Meter | No | NJ Solar Power, LLC | JCP&L |  | Accepted | 2024-11-14 | 2024-12-05 | 2025-12-05 | Solar Panels | Hanwha | Q.TRON BLK M-G2+ 425 |  | 0.425 | 15 | 219 | 37 |  | Fixed | Roof | Roof 3
NJADRE1558254023 | Administratively Determined Incentive Program | Freehold | 7728 | 22.1 | Residential | Behind the Meter | No | NJ Solar Power, LLC | JCP&L |  | Accepted | 2024-11-14 | 2024-12-05 | 2025-12-05 | Solar Panels | Hanwha | Q.TRON BLK M-G2+ 425 |  | 0.425 | 2 | 219 | 37 |  | Fixed | Roof | Roof 4
NJADRE1558255694 | Administratively Determined Incentive Program | Newark | 7112 | 8.2 | Residential | Behind the Meter | Yes | Pro Custom Solar dba Momentum Solar | PSE&G |  | Accepted | 2024-11-14 | 2024-12-04 | 2025-12-04 | Inverters | Enphase | IQ8HC-72-M-DOM-US | 380 |  | 20 |  |  | 0.97 |  | Outdoor
NJADRE1558255694 | Administratively Determined Incentive Program | Newark | 7112 | 8.2 | Residential | Behind the Meter | Yes | Pro Custom Solar dba Momentum Solar | PSE&G |  | Accepted | 2024-11-14 | 2024-12-04 | 2025-12-04 | Solar Panels | Hanwha | Q.PEAK DUO BLK ML-G10+410 |  | 0.41 | 10 | 36 | 24 |  | Fixed | Roof
NJADRE1558255694 | Administratively Determined Incentive Program | Newark | 7112 | 8.2 | Residential | Behind the Meter | Yes | Pro Custom Solar dba Momentum Solar | PSE&G |  | Accepted | 2024-11-14 | 2024-12-04 | 2025-12-04 | Solar Panels | Hanwha | Q.PEAK DUO BLK ML-G10+410 |  | 0.41 | 10 | 216 | 24 |  | Fixed | Roof
NJADRE1558256188 | Administratively Determined Incentive Program | Newark | 7104 | 9.43 | Residential | Behind the Meter | Yes | Trinity Solar, LLC | PSE&G |  | Accepted | 2024-11-15 | 2024-12-04 | 2025-12-04 | Solar Panels | HANWHA | Q.PEAK DUO BLK ML-G10+ 410 |  | 0.41 | 23 | 202 | 23 |  | Fixed | Roof
NJADRE1558256188 | Administratively Determined Incentive Program | Newark | 7104 | 9.43 | Residential | Behind the Meter | Yes | Trinity Solar, LLC | PSE&G |  | Accepted | 2024-11-15 | 2024-12-04 | 2025-12-04 | Inverters | TESLA | 1707000-xx-y | 11500 |  | 2 |  |  | 0.97 |  | Outside
NJADRE1558256188 | Administratively Determined Incentive Program | Newark | 7104 | 9.43 | Residential | Behind the Meter | Yes | Trinity Solar, LLC | PSE&G |  | Accepted | 2024-11-15 | 2024-12-04 | 2025-12-04 | Electric Storage Battery | TESLA | 1707000-xx-y |  |  | 2 |  |  |  | Lithium Ion |  | Outdoors
NJADRE1558258238 | Administratively Determined Incentive Program | SOMERS POINT | 8244 | 18.04 | Residential | Behind the Meter | Yes | Pro Custom Solar dba Momentum Solar | AC Electric |  | Accepted | 2024-11-14 | 2024-12-04 | 2025-12-04 | Inverters | Enphase | IQ8HC-72-M-DOM-US | 380 |  | 44 |  |  | 0.97 |  | Outdoor
NJADRE1558258238 | Administratively Determined Incentive Program | SOMERS POINT | 8244 | 18.04 | Residential | Behind the Meter | Yes | Pro Custom Solar dba Momentum Solar | AC Electric |  | Accepted | 2024-11-14 | 2024-12-04 | 2025-12-04 | Solar Panels | Hanwha | IQ8HC-72-M-DOM-US |  | 0.41 | 16 | 166 | 25 |  | Fixed | Roof
NJADRE1558258238 | Administratively Determined Incentive Program | SOMERS POINT | 8244 | 18.04 | Residential | Behind the Meter | Yes | Pro Custom Solar dba Momentum Solar | AC Electric |  | Accepted | 2024-11-14 | 2024-12-04 | 2025-12-04 | Solar Panels | Hanwha | Q.PEAK DUO BLK ML-G10+410 |  | 0.41 | 6 | 166 | 26 |  | Fixed | Roof
NJADRE1558258238 | Administratively Determined Incentive Program | SOMERS POINT | 8244 | 18.04 | Residential | Behind the Meter | Yes | Pro Custom Solar dba Momentum Solar | AC Electric |  | Accepted | 2024-11-14 | 2024-12-04 | 2025-12-04 | Solar Panels | Hanwha | Q.PEAK DUO BLK ML-G10+410 |  | 0.41 | 18 | 346 | 24 |  | Fixed | Roof
NJADRE1558258238 | Administratively Determined Incentive Program | SOMERS POINT | 8244 | 18.04 | Residential | Behind the Meter | Yes | Pro Custom Solar dba Momentum Solar | AC Electric |  | Accepted | 2024-11-14 | 2024-12-04 | 2025-12-04 | Solar Panels | Hanwha | Q.PEAK DUO BLK ML-G10+410 |  | 0.41 | 4 | 346 | 23 |  | Fixed | Roof
NJADRE1558259081 | Administratively Determined Incentive Program | JACKSON | 8527 | 4.92 | Residential | Behind the Meter | Yes | Pro Custom Solar dba Momentum Solar | JCP&L |  | Accepted | 2024-11-14 | 2024-12-04 | 2025-12-04 | Solar Panels | Hanwha | Q.PEAK DUO BLK ML-G10+410 |  | 0.41 | 12 | 189 | 27 |  | Fixed | Roof
NJADRE1558259081 | Administratively Determined Incentive Program | JACKSON | 8527 | 4.92 | Residential | Behind the Meter | Yes | Pro Custom Solar dba Momentum Solar | JCP&L |  | Accepted | 2024-11-14 | 2024-12-04 | 2025-12-04 | Inverters | Enphase | IQ8HC-72-M-DOM-US | 380 |  | 12 |  |  | 0.97 |  | Outdoor
NJADRE1558262868 | Administratively Determined Incentive Program | Toms River | 8757 | 4.51 | Residential | Behind the Meter | Yes | Sunrun Installation Services, Inc. | JCP&L |  | Accepted | 2024-11-14 | 2024-12-04 | 2025-12-04 | Inverters | SolarEdge Technologies | SE3800H-USMN | 3800 |  | 1 |  |  | 0.99 |  | Outside
NJADRE1558262868 | Administratively Determined Incentive Program | Toms River | 8757 | 4.51 | Residential | Behind the Meter | Yes | Sunrun Installation Services, Inc. | JCP&L |  | Accepted | 2024-11-14 | 2024-12-04 | 2025-12-04 | Solar Panels | Hanwha Q Cells | Q.PEAK DUO BLK ML-G10+ 410 |  | 0.41 | 11 | 348 | 17 |  | Fixed | Roof
NJADRE1558269771 | Administratively Determined Incentive Program | Princeton | 8540 | 13.6 | Residential | Behind the Meter | No | Powur PBC | PSE&G |  | Accepted | 2024-11-15 | 2024-12-04 | 2025-12-04 | Solar Panels | Jinko | JKM425N-54HL4-B |  | 0.425 | 6 | 209 | 36 |  | Fixed | Roof
NJADRE1558269771 | Administratively Determined Incentive Program | Princeton | 8540 | 13.6 | Residential | Behind the Meter | No | Powur PBC | PSE&G |  | Accepted | 2024-11-15 | 2024-12-04 | 2025-12-04 | Solar Panels | Jinko | JKM425N-54HL4-B |  | 0.425 | 17 | 29 | 36 |  | Fixed | Roof
NJADRE1558269771 | Administratively Determined Incentive Program | Princeton | 8540 | 13.6 | Residential | Behind the Meter | No | Powur PBC | PSE&G |  | Accepted | 2024-11-15 | 2024-12-04 | 2025-12-04 | Inverters | Enphase | IQ8M-72-2-US | 325 |  | 32 |  |  | 0.97 |  | Outside
NJADRE1558269771 | Administratively Determined Incentive Program | Princeton | 8540 | 13.6 | Residential | Behind the Meter | No | Powur PBC | PSE&G |  | Accepted | 2024-11-15 | 2024-12-04 | 2025-12-04 | Solar Panels | Jinko | JKM425N-54HL4-B |  | 0.425 | 9 | 209 | 35 |  | Fixed | Roof
NJADRE1558269834 | Administratively Determined Incentive Program | BEVERLY | 8010 | 8.5 | Residential | Behind the Meter | Yes | Sun Up Zero Down, LLC | PSE&G |  | Accepted | 2024-11-15 | 2024-12-05 | 2025-12-05 | Inverters | Enphase | IQ8PLUS-72-2-US | 290 |  | 20 |  |  | 0.976 |  | Outdoor
NJADRE1558269834 | Administratively Determined Incentive Program | BEVERLY | 8010 | 8.5 | Residential | Behind the Meter | Yes | Sun Up Zero Down, LLC | PSE&G |  | Accepted | 2024-11-15 | 2024-12-05 | 2025-12-05 | Solar Panels | Trina | TSM-425-NE09RC.05 |  | 0.425 | 20 | 205 | 27 |  | Fixed | Roof
NJADRE1558269834 | Administratively Determined Incentive Program | BEVERLY | 8010 | 8.5 | Residential | Behind the Meter | Yes | Sun Up Zero Down, LLC | PSE&G |  | Accepted | 2024-11-15 | 2024-12-05 | 2025-12-05 | Meters | Enphase | TBD |  |  | 1 |  |  |  | Yes | Outdoor
NJADRE1558269859 | Administratively Determined Incentive Program | EGG HARBOR TOWNSHIP | 8234 | 9.78 | Residential | Behind the Meter | Yes | Power Energy Solutions, LLC | AC Electric |  | Accepted | 2024-11-15 | 2024-12-05 | 2025-12-05 | Inverters | SolarEdge | SE7600H-US | 8 |  | 1 |  |  | 0.97 |  | Outdoor
NJADRE1558269859 | Administratively Determined Incentive Program | EGG HARBOR TOWNSHIP | 8234 | 9.78 | Residential | Behind the Meter | Yes | Power Energy Solutions, LLC | AC Electric |  | Accepted | 2024-11-15 | 2024-12-05 | 2025-12-05 | Solar Panels | Trina Solar | TSM-425NE09RC.05 |  | 0.425 | 13 | 219 | 25 |  | Fixed | Roof
NJADRE1558269859 | Administratively Determined Incentive Program | EGG HARBOR TOWNSHIP | 8234 | 9.78 | Residential | Behind the Meter | Yes | Power Energy Solutions, LLC | AC Electric |  | Accepted | 2024-11-15 | 2024-12-05 | 2025-12-05 | Solar Panels | Trina Solar | TSM-425NE09RC.05 |  | 0.425 | 6 | 39 | 26 |  | Fixed | Roof
NJADRE1558269859 | Administratively Determined Incentive Program | EGG HARBOR TOWNSHIP | 8234 | 9.78 | Residential | Behind the Meter | Yes | Power Energy Solutions, LLC | AC Electric |  | Accepted | 2024-11-15 | 2024-12-05 | 2025-12-05 | Solar Panels | Trina Solar | TSM-425NE09RC.05 |  | 0.425 | 4 | 39 | 25 |  | Fixed | Roof
NJADRE1558269934 | Administratively Determined Incentive Program | JERSEY CITY | 7305 | 3.32 | Residential | Behind the Meter | Yes | Venture Home Solar, LLC | PSE&G |  | Accepted | 2024-11-15 | 2024-12-05 | 2025-12-05 | Solar Panels | Hanwha | Q.PEAK DUO BLK ML-G10+ 415W |  | 0.415 | 8 | 131 | 13 |  | Fixed | Roof
NJADRE1558269934 | Administratively Determined Incentive Program | JERSEY CITY | 7305 | 3.32 | Residential | Behind the Meter | Yes | Venture Home Solar, LLC | PSE&G |  | Accepted | 2024-11-15 | 2024-12-05 | 2025-12-05 | Inverters | Tesla Solar | 1538000-xx-y | 7600 |  | 1 |  |  | 0.9697 |  | Outside
NJADRE1558269986 | Administratively Determined Incentive Program | Kearny | 7032 | 10.25 | Residential | Behind the Meter | Yes | Trinity Solar, LLC | PSE&G |  | Accepted | 2024-11-15 | 2024-12-05 | 2025-12-05 | Solar Panels | HANWHA | (Q.PEAK DUO BLK ML-G10+ 410) |  | 0.41 | 8 | 217 | 20 |  | Fixed | Roof
NJADRE1558269986 | Administratively Determined Incentive Program | Kearny | 7032 | 10.25 | Residential | Behind the Meter | Yes | Trinity Solar, LLC | PSE&G |  | Accepted | 2024-11-15 | 2024-12-05 | 2025-12-05 | Solar Panels | HANWHA | (Q.PEAK DUO BLK ML-G10+ 410) |  | 0.41 | 5 | 37 | 20 |  | Fixed | Roof
NJADRE1558269986 | Administratively Determined Incentive Program | Kearny | 7032 | 10.25 | Residential | Behind the Meter | Yes | Trinity Solar, LLC | PSE&G |  | Accepted | 2024-11-15 | 2024-12-05 | 2025-12-05 | Solar Panels | HANWHA | (Q.PEAK DUO BLK ML-G10+ 410) |  | 0.41 | 3 | 307 | 20 |  | Fixed | Roof
NJADRE1558269986 | Administratively Determined Incentive Program | Kearny | 7032 | 10.25 | Residential | Behind the Meter | Yes | Trinity Solar, LLC | PSE&G |  | Accepted | 2024-11-15 | 2024-12-05 | 2025-12-05 | Solar Panels | HANWHA | (Q.PEAK DUO BLK ML-G10+ 410) |  | 0.41 | 2 | 37 | 20 |  | Fixed | Roof
NJADRE1558269986 | Administratively Determined Incentive Program | Kearny | 7032 | 10.25 | Residential | Behind the Meter | Yes | Trinity Solar, LLC | PSE&G |  | Accepted | 2024-11-15 | 2024-12-05 | 2025-12-05 | Solar Panels | HANWHA | (Q.PEAK DUO BLK ML-G10+ 410) |  | 0.41 | 4 | 127 | 20 |  | Fixed | Roof
NJADRE1558269986 | Administratively Determined Incentive Program | Kearny | 7032 | 10.25 | Residential | Behind the Meter | Yes | Trinity Solar, LLC | PSE&G |  | Accepted | 2024-11-15 | 2024-12-05 | 2025-12-05 | Solar Panels | HANWHA | (Q.PEAK DUO BLK ML-G10+ 410) |  | 0.41 | 3 | 127 | 21 |  | Fixed | Roof
NJADRE1558269986 | Administratively Determined Incentive Program | Kearny | 7032 | 10.25 | Residential | Behind the Meter | Yes | Trinity Solar, LLC | PSE&G |  | Accepted | 2024-11-15 | 2024-12-05 | 2025-12-05 | Inverters | Tesla | TESLA 5.0kW (1538000-XX-Y) | 5000 |  | 1 |  |  | 0.97 |  | Outdoor
NJADRE1558269986 | Administratively Determined Incentive Program | Kearny | 7032 | 10.25 | Residential | Behind the Meter | Yes | Trinity Solar, LLC | PSE&G |  | Accepted | 2024-11-15 | 2024-12-05 | 2025-12-05 | Inverters | Tesla | TESLA 3.8kW (1538000-XX-Y) | 3800 |  | 1 |  |  | 0.97 |  | Outdoor
NJADRE1558270043 | Administratively Determined Incentive Program | Carteret | 7008 | 6.97 | Residential | Behind the Meter | Yes | Trinity Solar, LLC | PSE&G |  | Accepted | 2024-11-15 | 2024-12-05 | 2025-12-05 | Inverters | Solar Edge | SE5700H-US | 5760 |  | 1 |  |  | 0.97 |  | Outdoor
NJADRE1558270043 | Administratively Determined Incentive Program | Carteret | 7008 | 6.97 | Residential | Behind the Meter | Yes | Trinity Solar, LLC | PSE&G |  | Accepted | 2024-11-15 | 2024-12-05 | 2025-12-05 | Solar Panels | HANWHA | (Q.PEAK DUO BLK ML-G10+ 410) |  | 0.41 | 10 | 186 | 23 |  | Fixed | Roof
NJADRE1558270043 | Administratively Determined Incentive Program | Carteret | 7008 | 6.97 | Residential | Behind the Meter | Yes | Trinity Solar, LLC | PSE&G |  | Accepted | 2024-11-15 | 2024-12-05 | 2025-12-05 | Solar Panels | HANWHA | (Q.PEAK DUO BLK ML-G10+ 410) |  | 0.41 | 3 | 186 | 14 |  | Fixed | Roof
NJADRE1558270043 | Administratively Determined Incentive Program | Carteret | 7008 | 6.97 | Residential | Behind the Meter | Yes | Trinity Solar, LLC | PSE&G |  | Accepted | 2024-11-15 | 2024-12-05 | 2025-12-05 | Solar Panels | HANWHA | (Q.PEAK DUO BLK ML-G10+ 410) |  | 0.41 | 4 | 186 | 23 |  | Fixed | Roof
NJADRE1558270049 | Administratively Determined Incentive Program | Sicklerville | 8081 | 13.12 | Residential | Behind the Meter | Yes | Define Solar, LLC | AC Electric |  | Accepted | 2025-05-01 | 2025-05-29 | 2026-05-29 | Inverters | Enphase | IQ8PLUS-72-2-US | 290 |  | 2 |  |  | 0.976 |  | Outside | Under each pv panel
NJADRE1558270049 | Administratively Determined Incentive Program | Sicklerville | 8081 | 13.12 | Residential | Behind the Meter | Yes | Define Solar, LLC | AC Electric |  | Accepted | 2025-05-01 | 2025-05-29 | 2026-05-29 | Inverters | Enphase | IQ8PLUS-72-2-US | 290 |  | 12 |  |  | 0.976 |  | Outside | Under each pv panel
NJADRE1558270049 | Administratively Determined Incentive Program | Sicklerville | 8081 | 13.12 | Residential | Behind the Meter | Yes | Define Solar, LLC | AC Electric |  | Accepted | 2025-05-01 | 2025-05-29 | 2026-05-29 | Inverters | Enphase | IQ8PLUS-72-2-US | 290 |  | 16 |  |  | 0.976 |  | Outside | Under each pv panel
NJADRE1558270049 | Administratively Determined Incentive Program | Sicklerville | 8081 | 13.12 | Residential | Behind the Meter | Yes | Define Solar, LLC | AC Electric |  | Accepted | 2025-05-01 | 2025-05-29 | 2026-05-29 | Solar Panels | Znshine | ZXM7-SH108 410W |  | 0.41 | 12 | 338 | 36 |  | Fixed | Roof
NJADRE1558270049 | Administratively Determined Incentive Program | Sicklerville | 8081 | 13.12 | Residential | Behind the Meter | Yes | Define Solar, LLC | AC Electric |  | Accepted | 2025-05-01 | 2025-05-29 | 2026-05-29 | Inverters | Enphase | IQ8PLUS-72-2-US | 290 |  | 2 |  |  | 0.976 |  | Outside | Under each pv panel
NJADRE1558270049 | Administratively Determined Incentive Program | Sicklerville | 8081 | 13.12 | Residential | Behind the Meter | Yes | Define Solar, LLC | AC Electric |  | Accepted | 2025-05-01 | 2025-05-29 | 2026-05-29 | Solar Panels | Znshine | ZXM7-SH108 410W |  | 0.41 | 2 | 338 | 20 |  | Fixed | Roof
NJADRE1558270049 | Administratively Determined Incentive Program | Sicklerville | 8081 | 13.12 | Residential | Behind the Meter | Yes | Define Solar, LLC | AC Electric |  | Accepted | 2025-05-01 | 2025-05-29 | 2026-05-29 | Solar Panels | Znshine | ZXM7-SH108 410W |  | 0.41 | 16 | 158 | 36 |  | Fixed | Roof
NJADRE1558270049 | Administratively Determined Incentive Program | Sicklerville | 8081 | 13.12 | Residential | Behind the Meter | Yes | Define Solar, LLC | AC Electric |  | Accepted | 2025-05-01 | 2025-05-29 | 2026-05-29 | Solar Panels | Znshine | ZXM7-SH108 410W |  | 0.41 | 2 | 158 | 20 |  | Fixed | Roof
NJADRE1558270059 | Administratively Determined Incentive Program | Princeton Junction | 8550 | 9.43 | Residential | Behind the Meter | Yes | Sunrun Installation Services, Inc. | JCP&L |  | Accepted | 2024-11-15 | 2024-12-05 | 2025-12-05 | Solar Panels | Hanwha Q-Cells | Q.PEAK DUO BLK ML-G10+ 410 |  | 0.41 | 13 | 239 | 30 |  | Fixed | Roof
NJADRE1558270059 | Administratively Determined Incentive Program | Princeton Junction | 8550 | 9.43 | Residential | Behind the Meter | Yes | Sunrun Installation Services, Inc. | JCP&L |  | Accepted | 2024-11-15 | 2024-12-05 | 2025-12-05 | Solar Panels | Hanwha Q-Cells | Q.PEAK DUO BLK ML-G10+ 410 |  | 0.41 | 7 | 60 | 30 |  | Fixed | Roof
NJADRE1558270059 | Administratively Determined Incentive Program | Princeton Junction | 8550 | 9.43 | Residential | Behind the Meter | Yes | Sunrun Installation Services, Inc. | JCP&L |  | Accepted | 2024-11-15 | 2024-12-05 | 2025-12-05 | Inverters | SolarEdge Technologies | SE7600H-USMN | 7600 |  | 1 |  |  | 0.99 |  | Outdoor | Next to meter
NJADRE1558270059 | Administratively Determined Incentive Program | Princeton Junction | 8550 | 9.43 | Residential | Behind the Meter | Yes | Sunrun Installation Services, Inc. | JCP&L |  | Accepted | 2024-11-15 | 2024-12-05 | 2025-12-05 | Solar Panels | Hanwha Q-Cells | Q.PEAK DUO BLK ML-G10+ 410 |  | 0.41 | 3 | 240 | 42 |  | Fixed | Roof
NJADRE1558270203 | Administratively Determined Incentive Program | Union City | 7087 | 4.51 | Residential | Behind the Meter | Yes | Trinity Solar, LLC | PSE&G |  | Accepted | 2024-11-15 | 2024-11-27 | 2025-11-27 | Inverters | Tesla | TESLA 3.8kW (1538000-XX-Y) | 3800 |  | 1 |  |  | 0.97 |  | Outdoor
NJADRE1558270203 | Administratively Determined Incentive Program | Union City | 7087 | 4.51 | Residential | Behind the Meter | Yes | Trinity Solar, LLC | PSE&G |  | Accepted | 2024-11-15 | 2024-11-27 | 2025-11-27 | Solar Panels | HANWHA | (Q.PEAK DUO BLK ML-G10+ 410) |  | 0.41 | 3 | 301 | 45 |  | Fixed | Roof
NJADRE1558270203 | Administratively Determined Incentive Program | Union City | 7087 | 4.51 | Residential | Behind the Meter | Yes | Trinity Solar, LLC | PSE&G |  | Accepted | 2024-11-15 | 2024-11-27 | 2025-11-27 | Solar Panels | HANWHA | (Q.PEAK DUO BLK ML-G10+ 410) |  | 0.41 | 8 | 121 | 45 |  | Fixed | Roof
NJADRE1558271870 | Administratively Determined Incentive Program | Gillette | 7933 | 4.51 | Residential | Behind the Meter | Yes | Pro Custom Solar dba Momentum Solar | JCP&L |  | Accepted | 2024-11-15 | 2024-12-05 | 2025-12-05 | Inverters | Enphase | IQ8HC-72-M-DOM-US | 380 |  | 11 |  |  | 0.97 |  | Outdoor
NJADRE1558271870 | Administratively Determined Incentive Program | Gillette | 7933 | 4.51 | Residential | Behind the Meter | Yes | Pro Custom Solar dba Momentum Solar | JCP&L |  | Accepted | 2024-11-15 | 2024-12-05 | 2025-12-05 | Solar Panels | Hanwha | Q.PEAK DUO BLK ML-G10+410 |  | 0.41 | 11 | 264 | 29 |  | Fixed | Roof
NJADRE1558272009 | Administratively Determined Incentive Program | CHERRY HILL | 8002 | 12.33 | Residential | Behind the Meter | Yes | Power Energy Solutions, LLC | PSE&G |  | Accepted | 2024-11-15 | 2024-12-05 | 2025-12-05 | Solar Panels | Trina Solar | TSM-425NE09RC.05 |  | 0.425 | 21 | 114 | 25 |  | Fixed | Roof
NJADRE1558272009 | Administratively Determined Incentive Program | CHERRY HILL | 8002 | 12.33 | Residential | Behind the Meter | Yes | Power Energy Solutions, LLC | PSE&G |  | Accepted | 2024-11-15 | 2024-12-05 | 2025-12-05 | Inverters | SolarEdge | SE10000H-US | 10000 |  | 1 |  |  | 0.97 |  | Outdoor
NJADRE1558272009 | Administratively Determined Incentive Program | CHERRY HILL | 8002 | 12.33 | Residential | Behind the Meter | Yes | Power Energy Solutions, LLC | PSE&G |  | Accepted | 2024-11-15 | 2024-12-05 | 2025-12-05 | Solar Panels | Trina Solar | TSM-425NE09RC.05 |  | 0.425 | 4 | 24 | 24 |  | Fixed | Roof
NJADRE1558272009 | Administratively Determined Incentive Program | CHERRY HILL | 8002 | 12.33 | Residential | Behind the Meter | Yes | Power Energy Solutions, LLC | PSE&G |  | Accepted | 2024-11-15 | 2024-12-05 | 2025-12-05 | Solar Panels | Trina Solar | TSM-425NE09RC.05 |  | 0.425 | 4 | 204 | 24 |  | Fixed | Roof
NJADRE1558272035 | Administratively Determined Incentive Program | Egg Harbor City | 8215 | 12.4 | Residential | Behind the Meter | No | Solar Energy World | AC Electric |  | Accepted | 2024-11-15 | 2024-12-05 | 2025-12-05 | Solar Panels | LONGi | LR5-54HABB-400M |  | 0.4 | 23 | 221 | 16 |  | Fixed | Roof
NJADRE1558272035 | Administratively Determined Incentive Program | Egg Harbor City | 8215 | 12.4 | Residential | Behind the Meter | No | Solar Energy World | AC Electric |  | Accepted | 2024-11-15 | 2024-12-05 | 2025-12-05 | Solar Panels | LONGi | LR5-54HABB-400M |  | 0.4 | 8 | 41 | 17 |  | Fixed | Roof
NJADRE1558272035 | Administratively Determined Incentive Program | Egg Harbor City | 8215 | 12.4 | Residential | Behind the Meter | No | Solar Energy World | AC Electric |  | Accepted | 2024-11-15 | 2024-12-05 | 2025-12-05 | Inverters | Enphase | IQ8+-72-M-US | 290 |  | 31 |  |  | 0.97 |  | Outside
NJADRE1558272039 | Administratively Determined Incentive Program | Ogdensburg | 7439 | 11.48 | Residential | Behind the Meter | Yes | Trinity Solar, LLC | JCP&L |  | Accepted | 2024-11-15 | 2024-12-05 | 2025-12-05 | Inverters | Solar Edge | SE10000H-US | 10000 |  | 1 |  |  | 0.97 |  | Outside
NJADRE1558272039 | Administratively Determined Incentive Program | Ogdensburg | 7439 | 11.48 | Residential | Behind the Meter | Yes | Trinity Solar, LLC | JCP&L |  | Accepted | 2024-11-15 | 2024-12-05 | 2025-12-05 | Solar Panels | HANWHA | HANWHA 410 (Q.PEAK DUO BLK ML-G10+ 410) |  | 0.41 | 6 | 198 | 25 |  | Fixed | Roof
NJADRE1558272039 | Administratively Determined Incentive Program | Ogdensburg | 7439 | 11.48 | Residential | Behind the Meter | Yes | Trinity Solar, LLC | JCP&L |  | Accepted | 2024-11-15 | 2024-12-05 | 2025-12-05 | Solar Panels | HANWHA | HANWHA 410 (Q.PEAK DUO BLK ML-G10+ 410) |  | 0.41 | 22 | 108 | 25 |  | Fixed | Roof
NJADRE1558293628 | Administratively Determined Incentive Program | BURLINGTON CITY | 8016 | 4.51 | Residential | Behind the Meter | Yes | Sunrun Installation Services, Inc. | PSE&G |  | Accepted | 2024-11-18 | 2024-12-05 | 2025-12-05 | Inverters | SolarEdge Technologies | SE5700H-USMN | 5760 |  | 1 |  |  | 0.99 |  | Outdoor
NJADRE1558293628 | Administratively Determined Incentive Program | BURLINGTON CITY | 8016 | 4.51 | Residential | Behind the Meter | Yes | Sunrun Installation Services, Inc. | PSE&G |  | Accepted | 2024-11-18 | 2024-12-05 | 2025-12-05 | Solar Panels | Hanwha Q Cells | Q.PEAK DUO BLK ML-G10+ 410 |  | 0.41 | 3 | 75 | 22 |  | Fixed | Roof
NJADRE1558293628 | Administratively Determined Incentive Program | BURLINGTON CITY | 8016 | 4.51 | Residential | Behind the Meter | Yes | Sunrun Installation Services, Inc. | PSE&G |  | Accepted | 2024-11-18 | 2024-12-05 | 2025-12-05 | Solar Panels | Hanwha Q Cells | Q.PEAK DUO BLK ML-G10+ 410 |  | 0.41 | 8 | 255 | 22 |  | Fixed | Roof
NJADRE1558293666 | Administratively Determined Incentive Program | CLIFTON | 7013 | 4.92 | Residential | Behind the Meter | Yes | Sunrun Installation Services, Inc. | PSE&G |  | Accepted | 2024-11-18 | 2024-12-05 | 2025-12-05 | Inverters | SolarEdge Technologies | SE3800H-USMN | 3800 |  | 1 |  |  | 0.99 |  | Outdoor
NJADRE1558293666 | Administratively Determined Incentive Program | CLIFTON | 7013 | 4.92 | Residential | Behind the Meter | Yes | Sunrun Installation Services, Inc. | PSE&G |  | Accepted | 2024-11-18 | 2024-12-05 | 2025-12-05 | Solar Panels | Hanwha Q Cells | Q.PEAK DUO BLK ML-G10+ 410 |  | 0.41 | 12 | 127 | 25 |  | Fixed | Roof
NJADRE1558293670 | Administratively Determined Incentive Program | Newark | 7104 | 8.61 | Residential | Behind the Meter | Yes | Trinity Solar, Inc. | PSE&G |  | Accepted | 2024-11-18 | 2024-12-05 | 2025-12-05 | Solar Panels | HANWHA | HANWHA 410 (Q.PEAK DUO BLK ML-G10+ 410) |  | 0.41 | 4 | 22 | 23 |  | Fixed | Roof
NJADRE1558293670 | Administratively Determined Incentive Program | Newark | 7104 | 8.61 | Residential | Behind the Meter | Yes | Trinity Solar, Inc. | PSE&G |  | Accepted | 2024-11-18 | 2024-12-05 | 2025-12-05 | Solar Panels | HANWHA | HANWHA 410 (Q.PEAK DUO BLK ML-G10+ 410) |  | 0.41 | 14 | 112 | 7 |  | Fixed | Roof
NJADRE1558293670 | Administratively Determined Incentive Program | Newark | 7104 | 8.61 | Residential | Behind the Meter | Yes | Trinity Solar, Inc. | PSE&G |  | Accepted | 2024-11-18 | 2024-12-05 | 2025-12-05 | Inverters | Solar Edge | USE7600H-USMNBL75 | 7600 |  | 1 |  |  | 0.97 |  | Outside
NJADRE1558293670 | Administratively Determined Incentive Program | Newark | 7104 | 8.61 | Residential | Behind the Meter | Yes | Trinity Solar, Inc. | PSE&G |  | Accepted | 2024-11-18 | 2024-12-05 | 2025-12-05 | Solar Panels | HANWHA | HANWHA 410 (Q.PEAK DUO BLK ML-G10+ 410) |  | 0.41 | 3 | 202 | 23 |  | Fixed | Roof
NJADRE1558293704 | Administratively Determined Incentive Program | West Long Branch | 7764 | 28.9 | Residential | Behind the Meter | Yes | Velocity Energy & Home Solutions, Inc. | JCP&L |  | Accepted | 2024-11-18 | 2024-12-09 | 2025-12-09 | Solar Panels | TRIN | 425W |  | 0.425 | 26 | 324 | 38 |  | Fixed | Roof
NJADRE1558293704 | Administratively Determined Incentive Program | West Long Branch | 7764 | 28.9 | Residential | Behind the Meter | Yes | Velocity Energy & Home Solutions, Inc. | JCP&L |  | Accepted | 2024-11-18 | 2024-12-09 | 2025-12-09 | Solar Panels | TRINA | 425W |  | 0.425 | 7 | 144 | 38 |  | Fixed | Roof
NJADRE1558293704 | Administratively Determined Incentive Program | West Long Branch | 7764 | 28.9 | Residential | Behind the Meter | Yes | Velocity Energy & Home Solutions, Inc. | JCP&L |  | Accepted | 2024-11-18 | 2024-12-09 | 2025-12-09 | Solar Panels | TRINA | 425W |  | 0.425 | 5 | 234 | 32 |  | Fixed | Roof
NJADRE1558293704 | Administratively Determined Incentive Program | West Long Branch | 7764 | 28.9 | Residential | Behind the Meter | Yes | Velocity Energy & Home Solutions, Inc. | JCP&L |  | Accepted | 2024-11-18 | 2024-12-09 | 2025-12-09 | Solar Panels | trina | 425w |  | 0.425 | 4 | 54 | 16 |  | Fixed | Roof
NJADRE1558293704 | Administratively Determined Incentive Program | West Long Branch | 7764 | 28.9 | Residential | Behind the Meter | Yes | Velocity Energy & Home Solutions, Inc. | JCP&L |  | Accepted | 2024-11-18 | 2024-12-09 | 2025-12-09 | Solar Panels | TRINA | 425W |  | 0.425 | 15 | 54 | 33 |  | Fixed | Roof
NJADRE1558293704 | Administratively Determined Incentive Program | West Long Branch | 7764 | 28.9 | Residential | Behind the Meter | Yes | Velocity Energy & Home Solutions, Inc. | JCP&L |  | Accepted | 2024-11-18 | 2024-12-09 | 2025-12-09 | Solar Panels | trina | 425 |  | 0.425 | 11 | 231 | 34 |  | Fixed | Roof
NJADRE1558293704 | Administratively Determined Incentive Program | West Long Branch | 7764 | 28.9 | Residential | Behind the Meter | Yes | Velocity Energy & Home Solutions, Inc. | JCP&L |  | Accepted | 2024-11-18 | 2024-12-09 | 2025-12-09 | Inverters | enphase | iq8plus | 290 |  | 68 |  |  | 0.99 |  | Outside | behind panels
NJADRE1558293801 | Administratively Determined Incentive Program | Montclair | 7042 | 4.57 | Residential | Behind the Meter | Yes | Venture Home Solar, LLC | PSE&G |  | Accepted | 2024-11-18 | 2024-12-06 | 2025-12-06 | Solar Panels | Hanwha | Q.PEAK DUO BLK ML-G10+ 415W |  | 0.415 | 9 | 216 | 32 |  | Fixed | Roof
NJADRE1558293801 | Administratively Determined Incentive Program | Montclair | 7042 | 4.57 | Residential | Behind the Meter | Yes | Venture Home Solar, LLC | PSE&G |  | Accepted | 2024-11-18 | 2024-12-06 | 2025-12-06 | Solar Panels | Hanwha | Q.PEAK DUO BLK ML-G10+ 415W |  | 0.415 | 2 | 126 | 44 |  | Fixed | Roof
NJADRE1558293801 | Administratively Determined Incentive Program | Montclair | 7042 | 4.57 | Residential | Behind the Meter | Yes | Venture Home Solar, LLC | PSE&G |  | Accepted | 2024-11-18 | 2024-12-06 | 2025-12-06 | Inverters | Tesla Solar | 1538000-xx-y | 330 |  | 1 |  |  | 0.9697 |  | Outside
NJADRE1558293854 | Administratively Determined Incentive Program | MORRIS PLAINS | 7950 | 6.97 | Residential | Behind the Meter | Yes | Trinity Solar, LLC | JCP&L |  | Accepted | 2024-11-18 | 2024-12-06 | 2025-12-06 | Solar Panels | HANWHA | Q.PEAK DUO BLK ML-G10+ 410 |  | 0.41 | 17 | 120 | 24 |  | Fixed | Roof
NJADRE1558293854 | Administratively Determined Incentive Program | MORRIS PLAINS | 7950 | 6.97 | Residential | Behind the Meter | Yes | Trinity Solar, LLC | JCP&L |  | Accepted | 2024-11-18 | 2024-12-06 | 2025-12-06 | Inverters | Solar Edge | USE5700H-US | 5760 |  | 1 |  |  | 0.97 |  | Outside
NJADRE1558293886 | Administratively Determined Incentive Program | Hackensack City | 7601 | 13.12 | Residential | Behind the Meter | Yes | Sunrun Installation Services, Inc. | PSE&G |  | Accepted | 2024-11-18 | 2024-12-05 | 2025-12-05 | Solar Panels | Hanwha Q-Cells | Q.PEAK DUO BLK ML-G10+ 410 |  | 0.41 | 3 | 39 | 44 |  | Fixed | Roof
NJADRE1558293886 | Administratively Determined Incentive Program | Hackensack City | 7601 | 13.12 | Residential | Behind the Meter | Yes | Sunrun Installation Services, Inc. | PSE&G |  | Accepted | 2024-11-18 | 2024-12-05 | 2025-12-05 | Solar Panels | Hanwha Q-Cells | Q.PEAK DUO BLK ML-G10+ 410 |  | 0.41 | 8 | 39 | 44 |  | Fixed | Roof
NJADRE1558293886 | Administratively Determined Incentive Program | Hackensack City | 7601 | 13.12 | Residential | Behind the Meter | Yes | Sunrun Installation Services, Inc. | PSE&G |  | Accepted | 2024-11-18 | 2024-12-05 | 2025-12-05 | Solar Panels | Hanwha Q-Cells | Q.PEAK DUO BLK ML-G10+ 410 |  | 0.41 | 8 | 129 | 44 |  | Fixed | Roof
NJADRE1558293886 | Administratively Determined Incentive Program | Hackensack City | 7601 | 13.12 | Residential | Behind the Meter | Yes | Sunrun Installation Services, Inc. | PSE&G |  | Accepted | 2024-11-18 | 2024-12-05 | 2025-12-05 | Solar Panels | Hanwha Q-Cells | Q.PEAK DUO BLK ML-G10+ 410 |  | 0.41 | 7 | 309 | 44 |  | Fixed | Roof
NJADRE1558293886 | Administratively Determined Incentive Program | Hackensack City | 7601 | 13.12 | Residential | Behind the Meter | Yes | Sunrun Installation Services, Inc. | PSE&G |  | Accepted | 2024-11-18 | 2024-12-05 | 2025-12-05 | Inverters | SolarEdge Technologies | SE10000H-USMN | 10000 |  | 1 |  |  | 0.99 |  | Outdoor | Next to meter
NJADRE1558293886 | Administratively Determined Incentive Program | Hackensack City | 7601 | 13.12 | Residential | Behind the Meter | Yes | Sunrun Installation Services, Inc. | PSE&G |  | Accepted | 2024-11-18 | 2024-12-05 | 2025-12-05 | Solar Panels | Hanwha Q-Cells | Q.PEAK DUO BLK ML-G10+ 410 |  | 0.41 | 6 | 39 | 44 |  | Fixed | Roof
NJADRE1558293927 | Administratively Determined Incentive Program | Bridgeton | 8302 | 9.84 | Residential | Behind the Meter | Yes | Sunrun Installation Services, Inc. | AC Electric |  | Accepted | 2024-11-18 | 2024-12-05 | 2025-12-05 | Inverters | SOLAREDGE TECHNOLOGIES | SE7600H-USMN | 7600 |  | 1 |  |  | 0.99 |  | Outdoor
NJADRE1558293927 | Administratively Determined Incentive Program | Bridgeton | 8302 | 9.84 | Residential | Behind the Meter | Yes | Sunrun Installation Services, Inc. | AC Electric |  | Accepted | 2024-11-18 | 2024-12-05 | 2025-12-05 | Solar Panels | HANWHA Q-CELLS | Q.PEAK DUO BLK ML-G10+ 410 |  | 0.41 | 5 | 21 | 41 |  | Fixed | Roof
NJADRE1558293927 | Administratively Determined Incentive Program | Bridgeton | 8302 | 9.84 | Residential | Behind the Meter | Yes | Sunrun Installation Services, Inc. | AC Electric |  | Accepted | 2024-11-18 | 2024-12-05 | 2025-12-05 | Solar Panels | HANWHA Q-CELLS | Q.PEAK DUO BLK ML-G10+ 410 |  | 0.41 | 4 | 290 | 42 |  | Fixed | Roof
NJADRE1558293927 | Administratively Determined Incentive Program | Bridgeton | 8302 | 9.84 | Residential | Behind the Meter | Yes | Sunrun Installation Services, Inc. | AC Electric |  | Accepted | 2024-11-18 | 2024-12-05 | 2025-12-05 | Solar Panels | HANWHA Q-CELLS | Q.PEAK DUO BLK ML-G10+ 410 |  | 0.41 | 6 | 201 | 41 |  | Fixed | Roof
NJADRE1558293927 | Administratively Determined Incentive Program | Bridgeton | 8302 | 9.84 | Residential | Behind the Meter | Yes | Sunrun Installation Services, Inc. | AC Electric |  | Accepted | 2024-11-18 | 2024-12-05 | 2025-12-05 | Solar Panels | HANWHA Q-CELLS | Q.PEAK DUO BLK ML-G10+ 410 |  | 0.41 | 9 | 110 | 42 |  | Fixed | Roof
NJADRE1558293929 | Administratively Determined Incentive Program | Egg Harbor City | 8215 | 7.38 | Residential | Behind the Meter | Yes | Trinity Solar, Inc. | AC Electric |  | Accepted | 2024-11-18 | 2024-12-05 | 2025-12-05 | Inverters | Solar Edge | SE6000H-US | 6000 |  | 1 |  |  | 0.97 |  | Outdoor
NJADRE1558293929 | Administratively Determined Incentive Program | Egg Harbor City | 8215 | 7.38 | Residential | Behind the Meter | Yes | Trinity Solar, Inc. | AC Electric |  | Accepted | 2024-11-18 | 2024-12-05 | 2025-12-05 | Solar Panels | Hanwha | HANWHA 410 (Q.PEAK DUO BLK ML-G10+ 410) |  | 0.41 | 8 | 222 | 33 |  | Fixed | Roof
NJADRE1558293929 | Administratively Determined Incentive Program | Egg Harbor City | 8215 | 7.38 | Residential | Behind the Meter | Yes | Trinity Solar, Inc. | AC Electric |  | Accepted | 2024-11-18 | 2024-12-05 | 2025-12-05 | Solar Panels | Hanwha | HANWHA 410 (Q.PEAK DUO BLK ML-G10+ 410) |  | 0.41 | 10 | 42 | 33 |  | Fixed | Roof
NJADRE1558293953 | Administratively Determined Incentive Program | BRIDGETON | 8302 | 18.04 | Residential | Behind the Meter | Yes | Define Solar, LLC | AC Electric |  | Accepted | 2025-05-09 | 2025-06-09 | 2026-06-09 | Solar Panels | Znshine | ZXM7-SH108 410W |  | 0.41 | 44 | 180 | 12 |  | Fixed | Roof
NJADRE1558293953 | Administratively Determined Incentive Program | BRIDGETON | 8302 | 18.04 | Residential | Behind the Meter | Yes | Define Solar, LLC | AC Electric |  | Accepted | 2025-05-09 | 2025-06-09 | 2026-06-09 | Inverters | Enphase | IQ8PLUS-72-2-US | 290 |  | 44 |  |  | 0.976 |  | Outside | Under each pv panel
NJADRE1558293959 | Administratively Determined Incentive Program | Glassboro | 8028 | 10.66 | Residential | Behind the Meter | Yes | Sunrun Installation Services, Inc. | AC Electric |  | Accepted | 2024-11-18 | 2024-12-05 | 2025-12-05 | Inverters | SolarEdge Technologies | SE7600H-USMN | 7600 |  | 1 |  |  | 0.99 |  | Outdoor | Next to meter
NJADRE1558293959 | Administratively Determined Incentive Program | Glassboro | 8028 | 10.66 | Residential | Behind the Meter | Yes | Sunrun Installation Services, Inc. | AC Electric |  | Accepted | 2024-11-18 | 2024-12-05 | 2025-12-05 | Solar Panels | Hanwha Q-Cells | Q.PEAK DUO BLK ML-G10+ 410 |  | 0.41 | 14 | 72 | 30 |  | Fixed | Roof
NJADRE1558293959 | Administratively Determined Incentive Program | Glassboro | 8028 | 10.66 | Residential | Behind the Meter | Yes | Sunrun Installation Services, Inc. | AC Electric |  | Accepted | 2024-11-18 | 2024-12-05 | 2025-12-05 | Solar Panels | Hanwha Q-Cells | Q.PEAK DUO BLK ML-G10+ 410 |  | 0.41 | 12 | 252 | 30 |  | Fixed | Roof
NJADRE1558293967 | Administratively Determined Incentive Program | Lumberton | 8048 | 3.28 | Residential | Behind the Meter | Yes | Define Solar, LLC | PSE&G |  | Accepted | 2024-11-22 | 2024-12-11 | 2025-12-11 | Solar Panels | Znshine | ZXM7-SH108 410W |  | 0.41 | 8 | 130 | 27 |  | Fixed | Roof
NJADRE1558293967 | Administratively Determined Incentive Program | Lumberton | 8048 | 3.28 | Residential | Behind the Meter | Yes | Define Solar, LLC | PSE&G |  | Accepted | 2024-11-22 | 2024-12-11 | 2025-12-11 | Inverters | Enphase | IQ8PLUS-72-2-US | 290 |  | 8 |  |  | 0.976 |  | Outside | Under each pv panel
NJADRE1558293972 | Administratively Determined Incentive Program | UNION TWP UNI | 7083 | 5.33 | Residential | Behind the Meter | Yes | Sunrun Installation Services, Inc. | PSE&G |  | Accepted | 2024-11-18 | 2024-12-06 | 2025-12-06 | Solar Panels | HANWHA Q-CELLS | Q.PEAK DUO BLK ML-G10+ 410 |  | 0.41 | 3 | 216 | 32 |  | Fixed | Roof
NJADRE1558293972 | Administratively Determined Incentive Program | UNION TWP UNI | 7083 | 5.33 | Residential | Behind the Meter | Yes | Sunrun Installation Services, Inc. | PSE&G |  | Accepted | 2024-11-18 | 2024-12-06 | 2025-12-06 | Solar Panels | HANWHA Q-CELLS | Q.PEAK DUO BLK ML-G10+ 410 |  | 0.41 | 10 | 216 | 39 |  | Fixed | Roof
NJADRE1558293972 | Administratively Determined Incentive Program | UNION TWP UNI | 7083 | 5.33 | Residential | Behind the Meter | Yes | Sunrun Installation Services, Inc. | PSE&G |  | Accepted | 2024-11-18 | 2024-12-06 | 2025-12-06 | Inverters | SOLAREDGE TECHNOLOGIES | SE3800H-USMN | 3800 |  | 1 |  |  | 0.99 |  | Outdoor
NJADRE1558293979 | Administratively Determined Incentive Program | HEISLERVILLE | 8324 | 14.94 | Residential | Behind the Meter | Yes | Integrity Solar & Home Solutions, LLC | AC Electric |  | Accepted | 2024-11-18 | 2024-12-06 | 2025-12-06 | Solar Panels | Q CELLS | Q PEAK DUO |  | 0.415 | 3 | 94 | 20 |  | Fixed | Roof
NJADRE1558293979 | Administratively Determined Incentive Program | HEISLERVILLE | 8324 | 14.94 | Residential | Behind the Meter | Yes | Integrity Solar & Home Solutions, LLC | AC Electric |  | Accepted | 2024-11-18 | 2024-12-06 | 2025-12-06 | Solar Panels | Q CELLS | Q PEAK DUO |  | 0.415 | 4 | 274 | 20 |  | Fixed | Roof
NJADRE1558293979 | Administratively Determined Incentive Program | HEISLERVILLE | 8324 | 14.94 | Residential | Behind the Meter | Yes | Integrity Solar & Home Solutions, LLC | AC Electric |  | Accepted | 2024-11-18 | 2024-12-06 | 2025-12-06 | Inverters | ENPHASE | IQ8+ | 290 |  | 36 |  |  | 0.98 |  | Other | UNDER EACH PANEL
NJADRE1558293979 | Administratively Determined Incentive Program | HEISLERVILLE | 8324 | 14.94 | Residential | Behind the Meter | Yes | Integrity Solar & Home Solutions, LLC | AC Electric |  | Accepted | 2024-11-18 | 2024-12-06 | 2025-12-06 | Solar Panels | Q CELLS | Q PEAK DUO |  | 0.415 | 11 | 274 | 20 |  | Fixed | Roof
NJADRE1558293979 | Administratively Determined Incentive Program | HEISLERVILLE | 8324 | 14.94 | Residential | Behind the Meter | Yes | Integrity Solar & Home Solutions, LLC | AC Electric |  | Accepted | 2024-11-18 | 2024-12-06 | 2025-12-06 | Solar Panels | Q CELLS | Q PEAK DUO |  | 0.415 | 18 | 94 | 20 |  | Fixed | Roof
NJADRE1558293981 | Administratively Determined Incentive Program | MAYS LANDING | 8330 | 16.81 | Residential | Behind the Meter | Yes | Define Solar, LLC | AC Electric |  | Accepted | 2024-11-22 | 2024-12-11 | 2025-12-11 | Inverters | Enphase | IQ8PLUS-72-2-US | 290 |  | 6 |  |  | 0.976 |  | Outside | Under each pv panel
NJADRE1558293981 | Administratively Determined Incentive Program | MAYS LANDING | 8330 | 16.81 | Residential | Behind the Meter | Yes | Define Solar, LLC | AC Electric |  | Accepted | 2024-11-22 | 2024-12-11 | 2025-12-11 | Inverters | Enphase | IQ8PLUS-72-2-US | 290 |  | 6 |  |  | 0.976 |  | Outside | Under each pv panel
NJADRE1558293981 | Administratively Determined Incentive Program | MAYS LANDING | 8330 | 16.81 | Residential | Behind the Meter | Yes | Define Solar, LLC | AC Electric |  | Accepted | 2024-11-22 | 2024-12-11 | 2025-12-11 | Inverters | Enphase | IQ8PLUS-72-2-US | 290 |  | 2 |  |  | 0.976 |  | Outside | Under each pv panel
NJADRE1558293981 | Administratively Determined Incentive Program | MAYS LANDING | 8330 | 16.81 | Residential | Behind the Meter | Yes | Define Solar, LLC | AC Electric |  | Accepted | 2024-11-22 | 2024-12-11 | 2025-12-11 | Solar Panels | Znshine | ZXM7-SH108 410W |  | 0.41 | 6 | 260 | 25 |  | Fixed | Roof
NJADRE1558293981 | Administratively Determined Incentive Program | MAYS LANDING | 8330 | 16.81 | Residential | Behind the Meter | Yes | Define Solar, LLC | AC Electric |  | Accepted | 2024-11-22 | 2024-12-11 | 2025-12-11 | Solar Panels | Znshine | ZXM7-SH108 410W |  | 0.41 | 6 | 260 | 26 |  | Fixed | Roof
NJADRE1558293981 | Administratively Determined Incentive Program | MAYS LANDING | 8330 | 16.81 | Residential | Behind the Meter | Yes | Define Solar, LLC | AC Electric |  | Accepted | 2024-11-22 | 2024-12-11 | 2025-12-11 | Inverters | Enphase | IQ8PLUS-72-2-US | 290 |  | 21 |  |  | 0.976 |  | Outside | Under each pv panel
NJADRE1558293981 | Administratively Determined Incentive Program | MAYS LANDING | 8330 | 16.81 | Residential | Behind the Meter | Yes | Define Solar, LLC | AC Electric |  | Accepted | 2024-11-22 | 2024-12-11 | 2025-12-11 | Solar Panels | Znshine | ZXM7-SH108 410W |  | 0.41 | 2 | 80 | 33 |  | Fixed | Roof
NJADRE1558293981 | Administratively Determined Incentive Program | MAYS LANDING | 8330 | 16.81 | Residential | Behind the Meter | Yes | Define Solar, LLC | AC Electric |  | Accepted | 2024-11-22 | 2024-12-11 | 2025-12-11 | Inverters | Enphase | IQ8PLUS-72-2-US | 290 |  | 6 |  |  | 0.976 |  | Outside | Under each pv panel
NJADRE1558293981 | Administratively Determined Incentive Program | MAYS LANDING | 8330 | 16.81 | Residential | Behind the Meter | Yes | Define Solar, LLC | AC Electric |  | Accepted | 2024-11-22 | 2024-12-11 | 2025-12-11 | Solar Panels | Znshine | ZXM7-SH108 410W |  | 0.41 | 21 | 80 | 26 |  | Fixed | Roof
NJADRE1558293981 | Administratively Determined Incentive Program | MAYS LANDING | 8330 | 16.81 | Residential | Behind the Meter | Yes | Define Solar, LLC | AC Electric |  | Accepted | 2024-11-22 | 2024-12-11 | 2025-12-11 | Solar Panels | Znshine | ZXM7-SH108 410W |  | 0.41 | 6 | 80 | 36 |  | Fixed | Roof
NJADRE1558294007 | Administratively Determined Incentive Program | Willingboro Twp | 8046 | 5.33 | Residential | Behind the Meter | Yes | Sunrun Installation Services, Inc. | PSE&G |  | Accepted | 2024-11-18 | 2024-12-16 | 2025-12-16 | Inverters | Tesla | Powerwall 3 1707000-xx-y | 11500 |  | 1 |  |  | 0.97 |  | Outdoor
NJADRE1558294007 | Administratively Determined Incentive Program | Willingboro Twp | 8046 | 5.33 | Residential | Behind the Meter | Yes | Sunrun Installation Services, Inc. | PSE&G |  | Accepted | 2024-11-18 | 2024-12-16 | 2025-12-16 | Solar Panels | Hanwha Q Cells | Q.PEAK DUO BLK ML-G10+ 410 |  | 0.41 | 13 | 192 | 27 |  | Fixed | Roof
NJADRE1558294007 | Administratively Determined Incentive Program | Willingboro Twp | 8046 | 5.33 | Residential | Behind the Meter | Yes | Sunrun Installation Services, Inc. | PSE&G |  | Accepted | 2024-11-18 | 2024-12-16 | 2025-12-16 | Electric Storage Battery | Tesla | Powerwall 3 1707000-xx-y |  |  | 1 |  |  |  | Lithium Ion |  | OUTSIDE
NJADRE1558294062 | Administratively Determined Incentive Program | MANALAPAN | 7726 | 15.58 | Residential | Behind the Meter | Yes | Define Solar, LLC | JCP&L |  | Accepted | 2025-05-28 | 2025-06-23 | 2026-06-23 | Inverters | Enphase | IQ8PLUS-72-2-US | 290 |  | 6 |  |  | 0.976 |  | Outside | Under each pv panel
NJADRE1558294062 | Administratively Determined Incentive Program | MANALAPAN | 7726 | 15.58 | Residential | Behind the Meter | Yes | Define Solar, LLC | JCP&L |  | Accepted | 2025-05-28 | 2025-06-23 | 2026-06-23 | Inverters | Enphase | IQ8PLUS-72-2-US | 290 |  | 9 |  |  | 0.976 |  | Outside | Under each pv panel
NJADRE1558294062 | Administratively Determined Incentive Program | MANALAPAN | 7726 | 15.58 | Residential | Behind the Meter | Yes | Define Solar, LLC | JCP&L |  | Accepted | 2025-05-28 | 2025-06-23 | 2026-06-23 | Inverters | Enphase | IQ8PLUS-72-2-US | 290 |  | 3 |  |  | 0.976 |  | Outside | Under each pv panel
NJADRE1558294062 | Administratively Determined Incentive Program | MANALAPAN | 7726 | 15.58 | Residential | Behind the Meter | Yes | Define Solar, LLC | JCP&L |  | Accepted | 2025-05-28 | 2025-06-23 | 2026-06-23 | Inverters | Enphase | IQ8PLUS-72-2-US | 290 |  | 17 |  |  | 0.976 |  | Outside | Under each pv panel
NJADRE1558294062 | Administratively Determined Incentive Program | MANALAPAN | 7726 | 15.58 | Residential | Behind the Meter | Yes | Define Solar, LLC | JCP&L |  | Accepted | 2025-05-28 | 2025-06-23 | 2026-06-23 | Solar Panels | Znshine | ZXM7-SH108 410W |  | 0.41 | 3 | 207 | 26 |  | Fixed | Roof
NJADRE1558294062 | Administratively Determined Incentive Program | MANALAPAN | 7726 | 15.58 | Residential | Behind the Meter | Yes | Define Solar, LLC | JCP&L |  | Accepted | 2025-05-28 | 2025-06-23 | 2026-06-23 | Solar Panels | Znshine | ZXM7-SH108 410W |  | 0.41 | 17 | 207 | 16 |  | Fixed | Roof
NJADRE1558294062 | Administratively Determined Incentive Program | MANALAPAN | 7726 | 15.58 | Residential | Behind the Meter | Yes | Define Solar, LLC | JCP&L |  | Accepted | 2025-05-28 | 2025-06-23 | 2026-06-23 | Solar Panels | Znshine | ZXM7-SH108 410W |  | 0.41 | 3 | 27 | 26 |  | Fixed | Roof
NJADRE1558294062 | Administratively Determined Incentive Program | MANALAPAN | 7726 | 15.58 | Residential | Behind the Meter | Yes | Define Solar, LLC | JCP&L |  | Accepted | 2025-05-28 | 2025-06-23 | 2026-06-23 | Solar Panels | Znshine | ZXM7-SH108 410W |  | 0.41 | 9 | 27 | 16 |  | Fixed | Roof
NJADRE1558294062 | Administratively Determined Incentive Program | MANALAPAN | 7726 | 15.58 | Residential | Behind the Meter | Yes | Define Solar, LLC | JCP&L |  | Accepted | 2025-05-28 | 2025-06-23 | 2026-06-23 | Solar Panels | Znshine | ZXM7-SH108 410W |  | 0.41 | 6 | 207 | 26 |  | Fixed | Roof
NJADRE1558294062 | Administratively Determined Incentive Program | MANALAPAN | 7726 | 15.58 | Residential | Behind the Meter | Yes | Define Solar, LLC | JCP&L |  | Accepted | 2025-05-28 | 2025-06-23 | 2026-06-23 | Inverters | Enphase | IQ8PLUS-72-2-US | 290 |  | 3 |  |  | 0.976 |  | Outside | Under each pv panel
NJADRE1558294149 | Administratively Determined Incentive Program | KEANSBURG | 7734 | 3.28 | Residential | Behind the Meter | Yes | Sunrun Installation Services, Inc. | JCP&L |  | Accepted | 2024-11-18 | 2024-12-06 | 2025-12-06 | Solar Panels | Hanwha Q-Cells | Q.PEAK DUO BLK ML-G10+ 410 |  | 0.41 | 4 | 351 | 25 |  | Fixed | Roof
NJADRE1558294149 | Administratively Determined Incentive Program | KEANSBURG | 7734 | 3.28 | Residential | Behind the Meter | Yes | Sunrun Installation Services, Inc. | JCP&L |  | Accepted | 2024-11-18 | 2024-12-06 | 2025-12-06 | Inverters | TESLA | POWERWALL 3 1707000-XX-Y | 11500 |  | 1 |  |  | 0.97 |  | Outdoor | Next to meter
NJADRE1558294149 | Administratively Determined Incentive Program | KEANSBURG | 7734 | 3.28 | Residential | Behind the Meter | Yes | Sunrun Installation Services, Inc. | JCP&L |  | Accepted | 2024-11-18 | 2024-12-06 | 2025-12-06 | Electric Storage Battery | TESLA | POWERWALL 3 |  |  | 1 |  |  |  | Lithium Ion |  | Outside
NJADRE1558294149 | Administratively Determined Incentive Program | KEANSBURG | 7734 | 3.28 | Residential | Behind the Meter | Yes | Sunrun Installation Services, Inc. | JCP&L |  | Accepted | 2024-11-18 | 2024-12-06 | 2025-12-06 | Solar Panels | Hanwha Q-Cells | Q.PEAK DUO BLK ML-G10+ 410 |  | 0.41 | 4 | 171 | 28 |  | Fixed | Roof
NJADRE1558294258 | Administratively Determined Incentive Program | FLORENCE TWP | 8518 | 2.87 | Residential | Behind the Meter | Yes | Sunrun Installation Services, Inc. | PSE&G |  | Accepted | 2024-11-18 | 2024-12-06 | 2025-12-06 | Solar Panels | Hanwha Q Cells | Q.PEAK DUO BLK ML-G10+ 410 |  | 0.41 | 7 | 122 | 27 |  | Fixed | Roof
NJADRE1558294258 | Administratively Determined Incentive Program | FLORENCE TWP | 8518 | 2.87 | Residential | Behind the Meter | Yes | Sunrun Installation Services, Inc. | PSE&G |  | Accepted | 2024-11-18 | 2024-12-06 | 2025-12-06 | Inverters | Delta Electronics | E4-TL-US | 4000 |  | 1 |  |  | 0.98 |  | Outdoor
NJADRE1558294265 | Administratively Determined Incentive Program | Mahwah | 7430 | 113.05 | Non Profit | Behind the Meter | No | Green House Solar | Orange Rockland Electric |  | Accepted | 2024-12-27 | 2025-01-16 | 2026-01-16 | Solar Panels | Q-Cell | Q.TRON BLK M-G2 + Series |  | 0.425 | 38 | 219 | 9 |  | Fixed | Roof
NJADRE1558294265 | Administratively Determined Incentive Program | Mahwah | 7430 | 113.05 | Non Profit | Behind the Meter | No | Green House Solar | Orange Rockland Electric |  | Accepted | 2024-12-27 | 2025-01-16 | 2026-01-16 | Solar Panels | Q-Cell | Q.TRON BLK M-G2 + Series |  | 0.425 | 16 | 310 | 23 |  | Fixed | Roof
NJADRE1558294265 | Administratively Determined Incentive Program | Mahwah | 7430 | 113.05 | Non Profit | Behind the Meter | No | Green House Solar | Orange Rockland Electric |  | Accepted | 2024-12-27 | 2025-01-16 | 2026-01-16 | Solar Panels | Q-Cell | Q.TRON BLK M-G2 + Series |  | 0.425 | 12 | 129 | 25 |  | Fixed | Roof
NJADRE1558294265 | Administratively Determined Incentive Program | Mahwah | 7430 | 113.05 | Non Profit | Behind the Meter | No | Green House Solar | Orange Rockland Electric |  | Accepted | 2024-12-27 | 2025-01-16 | 2026-01-16 | Solar Panels | Q-Cell | Q.TRON BLK M-G2 + Series |  | 0.425 | 79 | 130 | 23 |  | Fixed | Roof
NJADRE1558294265 | Administratively Determined Incentive Program | Mahwah | 7430 | 113.05 | Non Profit | Behind the Meter | No | Green House Solar | Orange Rockland Electric |  | Accepted | 2024-12-27 | 2025-01-16 | 2026-01-16 | Solar Panels | Q-Cell | Q.TRON BLK M-G2 + Series |  | 0.425 | 32 | 129 | 9 |  | Fixed | Roof
NJADRE1558294265 | Administratively Determined Incentive Program | Mahwah | 7430 | 113.05 | Non Profit | Behind the Meter | No | Green House Solar | Orange Rockland Electric |  | Accepted | 2024-12-27 | 2025-01-16 | 2026-01-16 | Solar Panels | Q-Cell | Q.TRON BLK M-G2 + Series |  | 0.425 | 36 | 129 | 23 |  | Fixed | Roof
NJADRE1558294265 | Administratively Determined Incentive Program | Mahwah | 7430 | 113.05 | Non Profit | Behind the Meter | No | Green House Solar | Orange Rockland Electric |  | Accepted | 2024-12-27 | 2025-01-16 | 2026-01-16 | Solar Panels | Q-Cell | Q.TRON BLK M-G2 + Series |  | 0.425 | 17 | 220 | 30 |  | Fixed | Roof
NJADRE1558294265 | Administratively Determined Incentive Program | Mahwah | 7430 | 113.05 | Non Profit | Behind the Meter | No | Green House Solar | Orange Rockland Electric |  | Accepted | 2024-12-27 | 2025-01-16 | 2026-01-16 | Inverters | Solar Edge | SE 50KUS (with Synergy Technology) | 50000 |  | 2 |  |  | 0.97 |  | Outdoor
NJADRE1558294265 | Administratively Determined Incentive Program | Mahwah | 7430 | 113.05 | Non Profit | Behind the Meter | No | Green House Solar | Orange Rockland Electric |  | Accepted | 2024-12-27 | 2025-01-16 | 2026-01-16 | Solar Panels | Q-Cell | Q.TRON BLK M-G2 + Series |  | 0.425 | 36 | 219 | 25 |  | Fixed | Roof
NJADRE1558294295 | Administratively Determined Incentive Program | IRVINGTON | 7111 | 6.4 | Residential | Behind the Meter | Yes | PosiGen Developer, LLC | PSE&G |  | Accepted | 2024-11-18 | 2024-12-06 | 2025-12-06 | Solar Panels | SilFab Solar | SIL-400 HC+ |  | 0.4 | 8 | 122 | 4 |  | Fixed | Roof
NJADRE1558294295 | Administratively Determined Incentive Program | IRVINGTON | 7111 | 6.4 | Residential | Behind the Meter | Yes | PosiGen Developer, LLC | PSE&G |  | Accepted | 2024-11-18 | 2024-12-06 | 2025-12-06 | Inverters | SolarEdge | SE5700H-US | 5700 |  | 1 |  |  | 0.99 |  | Outside | within ten feet of meter
NJADRE1558294295 | Administratively Determined Incentive Program | IRVINGTON | 7111 | 6.4 | Residential | Behind the Meter | Yes | PosiGen Developer, LLC | PSE&G |  | Accepted | 2024-11-18 | 2024-12-06 | 2025-12-06 | Solar Panels | SilFab Solar | SIL-400 HC+ |  | 0.4 | 8 | 122 | 37 |  | Fixed | Roof
NJADRE1558294355 | Administratively Determined Incentive Program | Parsippany-Troy Hills | 7054 | 9.02 | Residential | Behind the Meter | Yes | Trinity Solar, LLC | JCP&L |  | Accepted | 2024-11-18 | 2024-12-06 | 2025-12-06 | Inverters | Solar Edge | USE7600H-USMNBL75 | 7600 |  | 1 |  |  | 0.97 |  | Outside
NJADRE1558294355 | Administratively Determined Incentive Program | Parsippany-Troy Hills | 7054 | 9.02 | Residential | Behind the Meter | Yes | Trinity Solar, LLC | JCP&L |  | Accepted | 2024-11-18 | 2024-12-06 | 2025-12-06 | Solar Panels | HANWHA | Q.PEAK DUO BLK ML-G10+ 410 |  | 0.41 | 14 | 245 | 35 |  | Fixed | Roof
NJADRE1558294355 | Administratively Determined Incentive Program | Parsippany-Troy Hills | 7054 | 9.02 | Residential | Behind the Meter | Yes | Trinity Solar, LLC | JCP&L |  | Accepted | 2024-11-18 | 2024-12-06 | 2025-12-06 | Solar Panels | HANWHA | Q.PEAK DUO BLK ML-G10+ 410 |  | 0.41 | 8 | 245 | 35 |  | Fixed | Roof
NJADRE1558294362 | Administratively Determined Incentive Program | CLAYTON | 8312 | 22 | Residential | Behind the Meter | No | AllSeason Solar | AC Electric |  | Accepted | 2024-11-18 | 2024-12-09 | 2025-12-09 | Solar Panels | Certainteed | CT400HC11-06 |  | 0.4 | 11 | 349 | 14 |  | Fixed | Roof
NJADRE1558294362 | Administratively Determined Incentive Program | CLAYTON | 8312 | 22 | Residential | Behind the Meter | No | AllSeason Solar | AC Electric |  | Accepted | 2024-11-18 | 2024-12-09 | 2025-12-09 | Solar Panels | Certainteed | CT400HC11-06 |  | 0.4 | 9 | 349 | 14 |  | Fixed | Roof
NJADRE1558294362 | Administratively Determined Incentive Program | CLAYTON | 8312 | 22 | Residential | Behind the Meter | No | AllSeason Solar | AC Electric |  | Accepted | 2024-11-18 | 2024-12-09 | 2025-12-09 | Solar Panels | Certainteed | CT400HC11-06 |  | 0.4 | 11 | 169 | 14 |  | Fixed | Roof
NJADRE1558294362 | Administratively Determined Incentive Program | CLAYTON | 8312 | 22 | Residential | Behind the Meter | No | AllSeason Solar | AC Electric |  | Accepted | 2024-11-18 | 2024-12-09 | 2025-12-09 | Solar Panels | Certainteed | CT400HC11-06 |  | 0.4 | 1 | 169 | 14 |  | Fixed | Roof
NJADRE1558294362 | Administratively Determined Incentive Program | CLAYTON | 8312 | 22 | Residential | Behind the Meter | No | AllSeason Solar | AC Electric |  | Accepted | 2024-11-18 | 2024-12-09 | 2025-12-09 | Solar Panels | Certainteed | CT400HC11-06 |  | 0.4 | 8 | 259 | 14 |  | Fixed | Roof
NJADRE1558294362 | Administratively Determined Incentive Program | CLAYTON | 8312 | 22 | Residential | Behind the Meter | No | AllSeason Solar | AC Electric |  | Accepted | 2024-11-18 | 2024-12-09 | 2025-12-09 | Inverters | Enphase | IQ8 PLus | 290 |  | 55 |  |  | 0.97 |  | Outside
NJADRE1558294362 | Administratively Determined Incentive Program | CLAYTON | 8312 | 22 | Residential | Behind the Meter | No | AllSeason Solar | AC Electric |  | Accepted | 2024-11-18 | 2024-12-09 | 2025-12-09 | Solar Panels | Certainteed | CT400HC11-06 |  | 0.4 | 1 | 349 | 14 |  | Fixed | Roof
NJADRE1558294362 | Administratively Determined Incentive Program | CLAYTON | 8312 | 22 | Residential | Behind the Meter | No | AllSeason Solar | AC Electric |  | Accepted | 2024-11-18 | 2024-12-09 | 2025-12-09 | Solar Panels | Certainteed | CT400HC11-06 |  | 0.4 | 14 | 79 | 14 |  | Fixed | Roof
NJADRE1558294434 | Administratively Determined Incentive Program | RANDOLPH | 7869 | 4.05 | Residential | Behind the Meter | No | SmartRoof LLC | JCP&L |  | Accepted | 2024-11-19 | 2024-12-17 | 2025-12-17 | Solar Panels | GAF | TLS1 |  | 0.046 | 72 | 240 | 17 |  | Fixed | Roof
NJADRE1558294434 | Administratively Determined Incentive Program | RANDOLPH | 7869 | 4.05 | Residential | Behind the Meter | No | SmartRoof LLC | JCP&L |  | Accepted | 2024-11-19 | 2024-12-17 | 2025-12-17 | Inverters | DELTA | M4-TL-US | 4000 |  | 1 |  |  | 0.975 |  | Outdoor
NJADRE1558294434 | Administratively Determined Incentive Program | RANDOLPH | 7869 | 4.05 | Residential | Behind the Meter | No | SmartRoof LLC | JCP&L |  | Accepted | 2024-11-19 | 2024-12-17 | 2025-12-17 | Solar Panels | GAF | TLS1 |  | 0.046 | 16 | 244 | 24 |  | Fixed | Roof
NJADRE1558294620 | Administratively Determined Incentive Program | PATERSON CITY | 7502 | 12.3 | Residential | Behind the Meter | Yes | Sunrun Installation Services, Inc. | PSE&G |  | Accepted | 2024-11-18 | 2024-12-06 | 2025-12-06 | Solar Panels | Hanwha Q-Cells | Q.PEAK DUO BLK ML-G10+ 410 |  | 0.41 | 14 | 49 | 36 |  | Fixed | Roof
NJADRE1558294620 | Administratively Determined Incentive Program | PATERSON CITY | 7502 | 12.3 | Residential | Behind the Meter | Yes | Sunrun Installation Services, Inc. | PSE&G |  | Accepted | 2024-11-18 | 2024-12-06 | 2025-12-06 | Solar Panels | Hanwha Q-Cells | Q.PEAK DUO BLK ML-G10+ 410 |  | 0.41 | 16 | 229 | 41 |  | Fixed | Roof
NJADRE1558294620 | Administratively Determined Incentive Program | PATERSON CITY | 7502 | 12.3 | Residential | Behind the Meter | Yes | Sunrun Installation Services, Inc. | PSE&G |  | Accepted | 2024-11-18 | 2024-12-06 | 2025-12-06 | Inverters | SolarEdge Technologies | SE10000H-USMN | 10000 |  | 1 |  |  | 0.99 |  | Outdoor | Next to meter
NJADRE1558294688 | Administratively Determined Incentive Program | West Berlin | 8091 | 12.71 | Residential | Behind the Meter | Yes | Sunrun Installation Services, Inc. | AC Electric |  | Accepted | 2024-11-18 | 2024-12-06 | 2025-12-06 | Solar Panels | Hanwha Q Cells | Q.PEAK DUO BLK ML-G10+ 410 |  | 0.41 | 14 | 21 | 27 |  | Fixed | Roof
NJADRE1558294688 | Administratively Determined Incentive Program | West Berlin | 8091 | 12.71 | Residential | Behind the Meter | Yes | Sunrun Installation Services, Inc. | AC Electric |  | Accepted | 2024-11-18 | 2024-12-06 | 2025-12-06 | Inverters | SolarEdge Technologies | SE10000H-USMN | 10000 |  | 1 |  |  | 0.99 |  | Outdoor
NJADRE1558294688 | Administratively Determined Incentive Program | West Berlin | 8091 | 12.71 | Residential | Behind the Meter | Yes | Sunrun Installation Services, Inc. | AC Electric |  | Accepted | 2024-11-18 | 2024-12-06 | 2025-12-06 | Solar Panels | Hanwha Q Cells | Q.PEAK DUO BLK ML-G10+ 410 |  | 0.41 | 6 | 201 | 26 |  | Fixed | Roof
NJADRE1558294688 | Administratively Determined Incentive Program | West Berlin | 8091 | 12.71 | Residential | Behind the Meter | Yes | Sunrun Installation Services, Inc. | AC Electric |  | Accepted | 2024-11-18 | 2024-12-06 | 2025-12-06 | Solar Panels | Hanwha Q Cells | Q.PEAK DUO BLK ML-G10+ 410 |  | 0.41 | 11 | 22 | 27 |  | Fixed | Roof
NJADRE1558294691 | Administratively Determined Incentive Program | UPPER SADDLE RIVER | 7458 | 12.71 | Residential | Behind the Meter | No | Tesla Energy Operations, Inc. | Orange Rockland Electric |  | Accepted | 2024-11-18 | 2024-12-06 | 2025-12-06 | Inverters | Tesla | 1707000-XX-Y | 11500 |  | 2 |  |  | 0.98 |  | Outside
NJADRE1558294691 | Administratively Determined Incentive Program | UPPER SADDLE RIVER | 7458 | 12.71 | Residential | Behind the Meter | No | Tesla Energy Operations, Inc. | Orange Rockland Electric |  | Accepted | 2024-11-18 | 2024-12-06 | 2025-12-06 | Solar Panels | Hanwha | Q.PEAK DUO BLK ML-G10.a+/TS 410 |  | 0.41 | 17 | 196 | 33 |  | Fixed | Roof
NJADRE1558294691 | Administratively Determined Incentive Program | UPPER SADDLE RIVER | 7458 | 12.71 | Residential | Behind the Meter | No | Tesla Energy Operations, Inc. | Orange Rockland Electric |  | Accepted | 2024-11-18 | 2024-12-06 | 2025-12-06 | Solar Panels | Hanwha | Q.PEAK DUO BLK ML-G10.a+/TS 410 |  | 0.41 | 4 | 196 | 33 |  | Fixed | Roof
NJADRE1558294691 | Administratively Determined Incentive Program | UPPER SADDLE RIVER | 7458 | 12.71 | Residential | Behind the Meter | No | Tesla Energy Operations, Inc. | Orange Rockland Electric |  | Accepted | 2024-11-18 | 2024-12-06 | 2025-12-06 | Solar Panels | Hanwha | Q.PEAK DUO BLK ML-G10.a+/TS 410 |  | 0.41 | 10 | 16 | 32 |  | Fixed | Roof
NJADRE1558294691 | Administratively Determined Incentive Program | UPPER SADDLE RIVER | 7458 | 12.71 | Residential | Behind the Meter | No | Tesla Energy Operations, Inc. | Orange Rockland Electric |  | Accepted | 2024-11-18 | 2024-12-06 | 2025-12-06 | Electric Storage Battery | Tesla | Powerwall 3 |  |  | 2 |  |  |  | Lithium Ion |  | OUTSIDE
NJADRE1558294790 | Administratively Determined Incentive Program | EWING TOWNSHIP | 8638 | 8.4 | Residential | Behind the Meter | No | Solar Energy World | PSE&G |  | Accepted | 2024-11-18 | 2024-12-06 | 2025-12-06 | Inverters | Enphase | IQ8+-72-M-US | 290 |  | 21 |  |  | 0.97 |  | Outside
NJADRE1558294790 | Administratively Determined Incentive Program | EWING TOWNSHIP | 8638 | 8.4 | Residential | Behind the Meter | No | Solar Energy World | PSE&G |  | Accepted | 2024-11-18 | 2024-12-06 | 2025-12-06 | Solar Panels | LONGi | LR5-54HABB-400M |  | 0.4 | 18 | 129 | 23 |  | Fixed | Roof
NJADRE1558294790 | Administratively Determined Incentive Program | EWING TOWNSHIP | 8638 | 8.4 | Residential | Behind the Meter | No | Solar Energy World | PSE&G |  | Accepted | 2024-11-18 | 2024-12-06 | 2025-12-06 | Solar Panels | LONGi | LR5-54HABB-400M |  | 0.4 | 3 | 129 | 22 |  | Fixed | Roof
NJADRE1558294849 | Administratively Determined Incentive Program | EGG HARBOR CITY | 8215 | 5.74 | Residential | Behind the Meter | Yes | Freedom Forever New Jersey, LLC | AC Electric |  | Accepted | 2024-11-18 | 2024-12-06 | 2025-12-06 | Solar Panels | Hanwha | Q.PEAK DUO BLK ML-G10+ 410 |  | 0.41 | 6 | 132 | 52 |  | Fixed | Roof
NJADRE1558294849 | Administratively Determined Incentive Program | EGG HARBOR CITY | 8215 | 5.74 | Residential | Behind the Meter | Yes | Freedom Forever New Jersey, LLC | AC Electric |  | Accepted | 2024-11-18 | 2024-12-06 | 2025-12-06 | Inverters | Solar Edge | USE5700H-USMNBL75 | 5760 |  | 1 |  |  | 0.99 |  | Outside
NJADRE1558294849 | Administratively Determined Incentive Program | EGG HARBOR CITY | 8215 | 5.74 | Residential | Behind the Meter | Yes | Freedom Forever New Jersey, LLC | AC Electric |  | Accepted | 2024-11-18 | 2024-12-06 | 2025-12-06 | Solar Panels | Hanwha | Q.PEAK DUO BLK ML-G10+ 410 |  | 0.41 | 8 | 312 | 52 |  | Fixed | Roof
NJADRE1558294877 | Administratively Determined Incentive Program | Erial | 8081 | 12.71 | Residential | Behind the Meter | Yes | Freedom Forever New Jersey, LLC | AC Electric |  | Accepted | 2024-11-18 | 2024-12-06 | 2025-12-06 | Solar Panels | Hanwha | Q.PEAK DUO BLK ML-G10+ 410 |  | 0.41 | 13 | 177 | 34 |  | Fixed | Roof
NJADRE1558294877 | Administratively Determined Incentive Program | Erial | 8081 | 12.71 | Residential | Behind the Meter | Yes | Freedom Forever New Jersey, LLC | AC Electric |  | Accepted | 2024-11-18 | 2024-12-06 | 2025-12-06 | Solar Panels | Hanwha | Q.PEAK DUO BLK ML-G10+ 410 |  | 0.41 | 12 | 86 | 34 |  | Fixed | Roof
NJADRE1558294877 | Administratively Determined Incentive Program | Erial | 8081 | 12.71 | Residential | Behind the Meter | Yes | Freedom Forever New Jersey, LLC | AC Electric |  | Accepted | 2024-11-18 | 2024-12-06 | 2025-12-06 | Inverters | Solar Edge | USE7600H-USMNBL75 | 7600 |  | 1 |  |  | 0.99 |  | Outside
NJADRE1558294877 | Administratively Determined Incentive Program | Erial | 8081 | 12.71 | Residential | Behind the Meter | Yes | Freedom Forever New Jersey, LLC | AC Electric |  | Accepted | 2024-11-18 | 2024-12-06 | 2025-12-06 | Solar Panels | Hanwha | Q.PEAK DUO BLK ML-G10+ 410 |  | 0.41 | 2 | 177 | 18 |  | Fixed | Roof
NJADRE1558294877 | Administratively Determined Incentive Program | Erial | 8081 | 12.71 | Residential | Behind the Meter | Yes | Freedom Forever New Jersey, LLC | AC Electric |  | Accepted | 2024-11-18 | 2024-12-06 | 2025-12-06 | Inverters | Solar Edge | USE3800H-USMNBL75 | 3800 |  | 1 |  |  | 0.99 |  | Outside
NJADRE1558294877 | Administratively Determined Incentive Program | Erial | 8081 | 12.71 | Residential | Behind the Meter | Yes | Freedom Forever New Jersey, LLC | AC Electric |  | Accepted | 2024-11-18 | 2024-12-06 | 2025-12-06 | Solar Panels | Hanwha | Q.PEAK DUO BLK ML-G10+ 410 |  | 0.41 | 4 | 177 | 33 |  | Fixed | Roof
NJADRE1558294985 | Administratively Determined Incentive Program | Franklin Twp | 8873 | 8.1 | Residential | Behind the Meter | Yes | Freedom Forever New Jersey, LLC | PSE&G |  | Accepted | 2024-11-18 | 2024-12-06 | 2025-12-06 | Solar Panels | Trina | TSM-405NE09RC.05 |  | 0.405 | 20 | 218 | 23 |  | Fixed | Roof
NJADRE1558294985 | Administratively Determined Incentive Program | Franklin Twp | 8873 | 8.1 | Residential | Behind the Meter | Yes | Freedom Forever New Jersey, LLC | PSE&G |  | Accepted | 2024-11-18 | 2024-12-06 | 2025-12-06 | Inverters | Solar Edge | USE7600H-USMNBL75 | 7600 |  | 1 |  |  | 0.99 |  | Outside
NJADRE1558299932 | Administratively Determined Incentive Program | Bridgeton | 8302 | 7.89 | Residential | Behind the Meter | Yes | Venture Home Solar, LLC | AC Electric |  | Accepted | 2024-11-19 | 2024-12-09 | 2025-12-09 | Solar Panels | Hanwha | Q.PEAK DUO BLK ML-G10+ 415W |  | 0.415 | 19 | 111 | 30 |  | Fixed | Roof
NJADRE1558299932 | Administratively Determined Incentive Program | Bridgeton | 8302 | 7.89 | Residential | Behind the Meter | Yes | Venture Home Solar, LLC | AC Electric |  | Accepted | 2024-11-19 | 2024-12-09 | 2025-12-09 | Inverters | SolarEdge Technologies Inc. | SE7600H-US000BEI4 | 330 |  | 1 |  |  | 0.9697 |  | Outside
NJADRE1558302091 | Administratively Determined Incentive Program | Willingboro | 8046 | 7.65 | Residential | Behind the Meter | Yes | Sun Up Zero Down, LLC | PSE&G |  | Accepted | 2024-11-19 | 2024-12-09 | 2025-12-09 | Meters | Enphase | TBD |  |  | 1 |  |  |  | Yes | Outdoor
NJADRE1558302091 | Administratively Determined Incentive Program | Willingboro | 8046 | 7.65 | Residential | Behind the Meter | Yes | Sun Up Zero Down, LLC | PSE&G |  | Accepted | 2024-11-19 | 2024-12-09 | 2025-12-09 | Solar Panels | Trina | TSM-425-NE09RC.05 |  | 0.425 | 18 | 224 | 27 |  | Fixed | Roof
NJADRE1558302091 | Administratively Determined Incentive Program | Willingboro | 8046 | 7.65 | Residential | Behind the Meter | Yes | Sun Up Zero Down, LLC | PSE&G |  | Accepted | 2024-11-19 | 2024-12-09 | 2025-12-09 | Inverters | Enphase | IQ8PLUS-72-2-US | 290 |  | 18 |  |  | 0.976 |  | Outdoor
NJADRE1558302093 | Administratively Determined Incentive Program | FORKED RIVER | 8731 | 4.92 | Residential | Behind the Meter | Yes | Sunrun Installation Services, Inc. | JCP&L |  | Accepted | 2024-11-19 | 2024-12-09 | 2025-12-09 | Solar Panels | Hanwha Q Cells | Q.PEAK DUO BLK ML-G10+ 410 |  | 0.41 | 10 | 63 | 14 |  | Fixed | Roof
NJADRE1558302093 | Administratively Determined Incentive Program | FORKED RIVER | 8731 | 4.92 | Residential | Behind the Meter | Yes | Sunrun Installation Services, Inc. | JCP&L |  | Accepted | 2024-11-19 | 2024-12-09 | 2025-12-09 | Inverters | SolarEdge Technologies | SE3800H-USMN | 3800 |  | 1 |  |  | 0.99 |  | Outside
NJADRE1558302093 | Administratively Determined Incentive Program | FORKED RIVER | 8731 | 4.92 | Residential | Behind the Meter | Yes | Sunrun Installation Services, Inc. | JCP&L |  | Accepted | 2024-11-19 | 2024-12-09 | 2025-12-09 | Solar Panels | Hanwha Q Cells | Q.PEAK DUO BLK ML-G10+ 410 |  | 0.41 | 2 | 153 | 20 |  | Fixed | Roof
NJADRE1558302111 | Administratively Determined Incentive Program | NEWARK | 7104 | 2.05 | Residential | Behind the Meter | Yes | Trinity Solar, LLC | PSE&G |  | Accepted | 2024-11-19 | 2024-12-09 | 2025-12-09 | Solar Panels | HANWHA | Q.PEAK DUO BLK ML-G10+ 410 |  | 0.41 | 5 | 110 | 34 |  | Fixed | Roof
NJADRE1558302111 | Administratively Determined Incentive Program | NEWARK | 7104 | 2.05 | Residential | Behind the Meter | Yes | Trinity Solar, LLC | PSE&G |  | Accepted | 2024-11-19 | 2024-12-09 | 2025-12-09 | Inverters | Enphase | IQ8PLUS-72-2-US | 290 |  | 5 |  |  | 0.97 |  | Outside
NJADRE1558302195 | Administratively Determined Incentive Program | SWEDESBORO | 8085 | 4.51 | Residential | Behind the Meter | Yes | Sunrun Installation Services, Inc. | AC Electric |  | Accepted | 2024-11-19 | 2024-12-10 | 2025-12-10 | Solar Panels | HANWHA Q-CELLS | Q.PEAK DUO BLK ML-G10+ 410 |  | 0.41 | 3 | 117 | 24 |  | Fixed | Roof
NJADRE1558302195 | Administratively Determined Incentive Program | SWEDESBORO | 8085 | 4.51 | Residential | Behind the Meter | Yes | Sunrun Installation Services, Inc. | AC Electric |  | Accepted | 2024-11-19 | 2024-12-10 | 2025-12-10 | Inverters | SOLAREDGE TECHNOLOGIES | SE3800H-USMN | 3800 |  | 1 |  |  | 0.99 |  | Indoor
NJADRE1558302195 | Administratively Determined Incentive Program | SWEDESBORO | 8085 | 4.51 | Residential | Behind the Meter | Yes | Sunrun Installation Services, Inc. | AC Electric |  | Accepted | 2024-11-19 | 2024-12-10 | 2025-12-10 | Solar Panels | HANWHA Q-CELLS | Q.PEAK DUO BLK ML-G10+ 410 |  | 0.41 | 8 | 117 | 24 |  | Fixed | Roof
NJADRE1558302233 | Administratively Determined Incentive Program | Ship Bottom | 8008 | 4.25 | Residential | Behind the Meter | Yes | Sun Up Zero Down, LLC | AC Electric |  | Accepted | 2024-11-19 | 2024-12-09 | 2025-12-09 | Meters | Enphase | TBD |  |  | 1 |  |  |  | Yes | Outdoor
NJADRE1558302233 | Administratively Determined Incentive Program | Ship Bottom | 8008 | 4.25 | Residential | Behind the Meter | Yes | Sun Up Zero Down, LLC | AC Electric |  | Accepted | 2024-11-19 | 2024-12-09 | 2025-12-09 | Inverters | Enphase | IQ8PLUS-72-2-US | 290 |  | 10 |  |  | 0.976 |  | Outdoor
NJADRE1558302233 | Administratively Determined Incentive Program | Ship Bottom | 8008 | 4.25 | Residential | Behind the Meter | Yes | Sun Up Zero Down, LLC | AC Electric |  | Accepted | 2024-11-19 | 2024-12-09 | 2025-12-09 | Solar Panels | Trina | TSM-425-NE09RC.05 Vertex S+ |  | 0.425 | 10 | 123 | 1 |  | Fixed | Roof
NJADRE1558302238 | Administratively Determined Incentive Program | Beach Haven | 8008 | 5.53 | Residential | Behind the Meter | Yes | Sun Up Zero Down, LLC | AC Electric |  | Accepted | 2024-11-19 | 2024-12-09 | 2025-12-09 | Meters | Enphase | TBD |  |  | 1 |  |  |  | Yes | Outdoor
NJADRE1558302238 | Administratively Determined Incentive Program | Beach Haven | 8008 | 5.53 | Residential | Behind the Meter | Yes | Sun Up Zero Down, LLC | AC Electric |  | Accepted | 2024-11-19 | 2024-12-09 | 2025-12-09 | Solar Panels | Trina | TSM-425-NE09RC.05 Vertex S+ |  | 0.425 | 13 | 123 | 1 |  | Fixed | Roof
NJADRE1558302238 | Administratively Determined Incentive Program | Beach Haven | 8008 | 5.53 | Residential | Behind the Meter | Yes | Sun Up Zero Down, LLC | AC Electric |  | Accepted | 2024-11-19 | 2024-12-09 | 2025-12-09 | Inverters | Enphase | IQ8PLUS-72-2-US | 290 |  | 13 |  |  | 0.976 |  | Outdoor
NJADRE1558302259 | Administratively Determined Incentive Program | EAST BRUNSWICK | 8816 | 10.2 | Residential | Behind the Meter | Yes | Power Energy Solutions, LLC | PSE&G |  | Accepted | 2024-11-19 | 2024-12-09 | 2025-12-09 | Inverters | SolarEdge | SE7600H-US | 8 |  | 1 |  |  | 0.97 |  | Outdoor
NJADRE1558302259 | Administratively Determined Incentive Program | EAST BRUNSWICK | 8816 | 10.2 | Residential | Behind the Meter | Yes | Power Energy Solutions, LLC | PSE&G |  | Accepted | 2024-11-19 | 2024-12-09 | 2025-12-09 | Solar Panels | Trina Solar | TSM-425NE09RC.05 |  | 0.425 | 9 | 242 | 20 |  | Fixed | Roof
NJADRE1558302259 | Administratively Determined Incentive Program | EAST BRUNSWICK | 8816 | 10.2 | Residential | Behind the Meter | Yes | Power Energy Solutions, LLC | PSE&G |  | Accepted | 2024-11-19 | 2024-12-09 | 2025-12-09 | Solar Panels | Trina Solar | TSM-425NE09RC.05 |  | 0.425 | 12 | 242 | 20 |  | Fixed | Roof
NJADRE1558302259 | Administratively Determined Incentive Program | EAST BRUNSWICK | 8816 | 10.2 | Residential | Behind the Meter | Yes | Power Energy Solutions, LLC | PSE&G |  | Accepted | 2024-11-19 | 2024-12-09 | 2025-12-09 | Solar Panels | Trina Solar | TSM-425NE09RC.05 |  | 0.425 | 3 | 62 | 20 |  | Fixed | Roof
NJADRE1558302262 | Administratively Determined Incentive Program | ELIZABETH CITY | 7208 | 11.48 | Residential | Behind the Meter | Yes | Sunrun Installation Services, Inc. | PSE&G |  | Accepted | 2024-11-19 | 2024-12-09 | 2025-12-09 | Solar Panels | Hanwha Q Cells | Q.PEAK DUO BLK ML-G10+ 410 |  | 0.41 | 4 | 271 | 10 |  | Fixed | Roof
NJADRE1558302262 | Administratively Determined Incentive Program | ELIZABETH CITY | 7208 | 11.48 | Residential | Behind the Meter | Yes | Sunrun Installation Services, Inc. | PSE&G |  | Accepted | 2024-11-19 | 2024-12-09 | 2025-12-09 | Inverters | SolarEdge Technologies | SE5700H-USMN | 5760 |  | 1 |  |  | 0.99 |  | Outdoor
NJADRE1558302262 | Administratively Determined Incentive Program | ELIZABETH CITY | 7208 | 11.48 | Residential | Behind the Meter | Yes | Sunrun Installation Services, Inc. | PSE&G |  | Accepted | 2024-11-19 | 2024-12-09 | 2025-12-09 | Solar Panels | Hanwha Q Cells | Q.PEAK DUO BLK ML-G10+ 410 |  | 0.41 | 8 | 271 | 27 |  | Fixed | Roof
NJADRE1558302262 | Administratively Determined Incentive Program | ELIZABETH CITY | 7208 | 11.48 | Residential | Behind the Meter | Yes | Sunrun Installation Services, Inc. | PSE&G |  | Accepted | 2024-11-19 | 2024-12-09 | 2025-12-09 | Solar Panels | Hanwha Q Cells | Q.PEAK DUO BLK ML-G10+ 410 |  | 0.41 | 7 | 171 | 30 |  | Fixed | Roof
NJADRE1558302262 | Administratively Determined Incentive Program | ELIZABETH CITY | 7208 | 11.48 | Residential | Behind the Meter | Yes | Sunrun Installation Services, Inc. | PSE&G |  | Accepted | 2024-11-19 | 2024-12-09 | 2025-12-09 | Inverters | SolarEdge Technologies | SE3800H-USMN | 3800 |  | 1 |  |  | 0.99 |  | Outdoor
NJADRE1558302262 | Administratively Determined Incentive Program | ELIZABETH CITY | 7208 | 11.48 | Residential | Behind the Meter | Yes | Sunrun Installation Services, Inc. | PSE&G |  | Accepted | 2024-11-19 | 2024-12-09 | 2025-12-09 | Solar Panels | Hanwha Q Cells | Q.PEAK DUO BLK ML-G10+ 410 |  | 0.41 | 6 | 261 | 30 |  | Fixed | Roof
NJADRE1558302262 | Administratively Determined Incentive Program | ELIZABETH CITY | 7208 | 11.48 | Residential | Behind the Meter | Yes | Sunrun Installation Services, Inc. | PSE&G |  | Accepted | 2024-11-19 | 2024-12-09 | 2025-12-09 | Solar Panels | Hanwha Q Cells | Q.PEAK DUO BLK ML-G10+ 410 |  | 0.41 | 3 | 81 | 30 |  | Fixed | Roof
NJADRE1558302262 | Administratively Determined Incentive Program | ELIZABETH CITY | 7208 | 11.48 | Residential | Behind the Meter | Yes | Sunrun Installation Services, Inc. | PSE&G |  | Accepted | 2024-11-19 | 2024-12-09 | 2025-12-09 | Meters | SOLAREDGE TECHNOLOGIES | SE5700H-USMN |  |  | 1 |  |  |  | Yes | Outdoor
NJADRE1558302262 | Administratively Determined Incentive Program | ELIZABETH CITY | 7208 | 11.48 | Residential | Behind the Meter | Yes | Sunrun Installation Services, Inc. | PSE&G |  | Accepted | 2024-11-19 | 2024-12-09 | 2025-12-09 | Meters | SOLAREDGE TECHNOLOGIES | SE3800H-USMN |  |  | 1 |  |  |  | Yes | Outdoor
NJADRE1558302265 | Administratively Determined Incentive Program | ORANGE | 7050 | 4.92 | Residential | Behind the Meter | Yes | Pro Custom Solar dba Momentum Solar | PSE&G |  | Accepted | 2024-11-19 | 2024-12-09 | 2025-12-09 | Inverters | Enphase | IQ8HC-72-M-DOM-US | 380 |  | 12 |  |  | 0.97 |  | Outdoor
NJADRE1558302265 | Administratively Determined Incentive Program | ORANGE | 7050 | 4.92 | Residential | Behind the Meter | Yes | Pro Custom Solar dba Momentum Solar | PSE&G |  | Accepted | 2024-11-19 | 2024-12-09 | 2025-12-09 | Solar Panels | Hanwha | Q.PEAK DUO BLK ML-G10+410 |  | 0.41 | 6 | 307 | 43 |  | Fixed | Roof
NJADRE1558302265 | Administratively Determined Incentive Program | ORANGE | 7050 | 4.92 | Residential | Behind the Meter | Yes | Pro Custom Solar dba Momentum Solar | PSE&G |  | Accepted | 2024-11-19 | 2024-12-09 | 2025-12-09 | Solar Panels | Hanwha | Q.PEAK DUO BLK ML-G10+410 |  | 0.41 | 6 | 127 | 45 |  | Fixed | Roof
NJADRE1558302309 | Administratively Determined Incentive Program | NEWARK | 7104 | 4.1 | Residential | Behind the Meter | Yes | Trinity Solar, LLC | PSE&G |  | Accepted | 2024-11-19 | 2024-12-09 | 2025-12-09 | Solar Panels | HANWHA | Q.PEAK DUO BLK ML-G10+ 410 |  | 0.41 | 10 | 110 | 34 |  | Fixed | Roof
NJADRE1558302309 | Administratively Determined Incentive Program | NEWARK | 7104 | 4.1 | Residential | Behind the Meter | Yes | Trinity Solar, LLC | PSE&G |  | Accepted | 2024-11-19 | 2024-12-09 | 2025-12-09 | Inverters | Solar Edge | USE3800H-US | 3800 |  | 1 |  |  | 0.97 |  | Outside
NJADRE1558302327 | Administratively Determined Incentive Program | PLEASANTVILLE | 8232 | 17.22 | Residential | Behind the Meter | Yes | Sunrun Installation Services, Inc. | AC Electric |  | Accepted | 2024-11-19 | 2024-12-10 | 2025-12-10 | Solar Panels | HANWHA Q-CELLS | Q.PEAK DUO BLK ML-G10+ 410 |  | 0.41 | 8 | 120 | 36 |  | Fixed | Roof | Garage
NJADRE1558302327 | Administratively Determined Incentive Program | PLEASANTVILLE | 8232 | 17.22 | Residential | Behind the Meter | Yes | Sunrun Installation Services, Inc. | AC Electric |  | Accepted | 2024-11-19 | 2024-12-10 | 2025-12-10 | Solar Panels | HANWHA Q-CELLS | Q.PEAK DUO BLK ML-G10+ 410 |  | 0.41 | 12 | 32 | 27 |  | Fixed | Roof
NJADRE1558302327 | Administratively Determined Incentive Program | PLEASANTVILLE | 8232 | 17.22 | Residential | Behind the Meter | Yes | Sunrun Installation Services, Inc. | AC Electric |  | Accepted | 2024-11-19 | 2024-12-10 | 2025-12-10 | Solar Panels | HANWHA Q-CELLS | Q.PEAK DUO BLK ML-G10+ 410 |  | 0.41 | 14 | 211 | 27 |  | Fixed | Roof
NJADRE1558302327 | Administratively Determined Incentive Program | PLEASANTVILLE | 8232 | 17.22 | Residential | Behind the Meter | Yes | Sunrun Installation Services, Inc. | AC Electric |  | Accepted | 2024-11-19 | 2024-12-10 | 2025-12-10 | Solar Panels | HANWHA Q-CELLS | Q.PEAK DUO BLK ML-G10+ 410 |  | 0.41 | 8 | 300 | 36 |  | Fixed | Roof | Garage
NJADRE1558302327 | Administratively Determined Incentive Program | PLEASANTVILLE | 8232 | 17.22 | Residential | Behind the Meter | Yes | Sunrun Installation Services, Inc. | AC Electric |  | Accepted | 2024-11-19 | 2024-12-10 | 2025-12-10 | Electric Storage Battery | TESLA | POWERWALL 2, 13.5KWh, 5KW |  |  | 1 |  |  |  | Lithium Ion |  | Outside
NJADRE1558302327 | Administratively Determined Incentive Program | PLEASANTVILLE | 8232 | 17.22 | Residential | Behind the Meter | Yes | Sunrun Installation Services, Inc. | AC Electric |  | Accepted | 2024-11-19 | 2024-12-10 | 2025-12-10 | Inverters | SOLAREDGE TECHNOLOGIES | SE7600H-USMN | 7600 |  | 2 |  |  | 0.99 |  | Outdoor
NJADRE1558302404 | Administratively Determined Incentive Program | Sussex | 7461 | 8.2 | Residential | Behind the Meter | Yes | Trinity Solar, LLC | JCP&L |  | Accepted | 2024-11-19 | 2024-12-09 | 2025-12-09 | Inverters | Solar Edge | USE7600H-USMNBL75 | 7600 |  | 1 |  |  | 0.97 |  | Outdoor
NJADRE1558302404 | Administratively Determined Incentive Program | Sussex | 7461 | 8.2 | Residential | Behind the Meter | Yes | Trinity Solar, LLC | JCP&L |  | Accepted | 2024-11-19 | 2024-12-09 | 2025-12-09 | Solar Panels | Hanwha | HANWHA 410 (Q.PEAK DUO BLK ML-G10+ 410) |  | 0.41 | 17 | 189 | 18 |  | Fixed | Roof
NJADRE1558302404 | Administratively Determined Incentive Program | Sussex | 7461 | 8.2 | Residential | Behind the Meter | Yes | Trinity Solar, LLC | JCP&L |  | Accepted | 2024-11-19 | 2024-12-09 | 2025-12-09 | Solar Panels | Hanwha | HANWHA 410 (Q.PEAK DUO BLK ML-G10+ 410) |  | 0.41 | 3 | 189 | 23 |  | Fixed | Roof
NJADRE1558302423 | Administratively Determined Incentive Program | RAHWAY | 7065 | 3.28 | Residential | Behind the Meter | Yes | Sunrun Installation Services, Inc. | PSE&G |  | Accepted | 2024-11-19 | 2024-12-09 | 2025-12-09 | Inverters | SolarEdge Technologies | SE3800H-USMN | 3800 |  | 1 |  |  | 0.99 |  | Outdoor | Next to meter
NJADRE1558302423 | Administratively Determined Incentive Program | RAHWAY | 7065 | 3.28 | Residential | Behind the Meter | Yes | Sunrun Installation Services, Inc. | PSE&G |  | Accepted | 2024-11-19 | 2024-12-09 | 2025-12-09 | Solar Panels | Hanwha Q-Cells | Q.PEAK DUO BLK ML-G10+ 410 |  | 0.41 | 5 | 130 | 24 |  | Fixed | Roof
NJADRE1558302423 | Administratively Determined Incentive Program | RAHWAY | 7065 | 3.28 | Residential | Behind the Meter | Yes | Sunrun Installation Services, Inc. | PSE&G |  | Accepted | 2024-11-19 | 2024-12-09 | 2025-12-09 | Solar Panels | Hanwha Q-Cells | Q.PEAK DUO BLK ML-G10+ 410 |  | 0.41 | 3 | 310 | 24 |  | Fixed | Roof
NJADRE1558302433 | Administratively Determined Incentive Program | ORANGE | 7050 | 4.1 | Residential | Behind the Meter | Yes | Pro Custom Solar dba Momentum Solar | PSE&G |  | Accepted | 2024-12-03 | 2024-12-31 | 2025-12-31 | Solar Panels | Hanwha | Q.PEAK DUO BLK ML-G10+410 |  | 0.41 | 10 | 307 | 43 |  | Fixed | Roof
NJADRE1558302433 | Administratively Determined Incentive Program | ORANGE | 7050 | 4.1 | Residential | Behind the Meter | Yes | Pro Custom Solar dba Momentum Solar | PSE&G |  | Accepted | 2024-12-03 | 2024-12-31 | 2025-12-31 | Inverters | Enphase | IQ8HC-72-M-DOM-US | 380 |  | 10 |  |  | 0.97 |  | Outdoor
NJADRE1558302642 | Administratively Determined Incentive Program | SOUTH BOUND BROOK | 8880 | 4.92 | Residential | Behind the Meter | Yes | EMT Renewables, LLC | PSE&G |  | Accepted | 2024-11-19 | 2024-12-09 | 2025-12-09 | Solar Panels | Q CELLS | Q PEAK DUO BLK |  | 0.41 | 12 | 232 | 29 |  | Fixed | Roof
NJADRE1558302642 | Administratively Determined Incentive Program | SOUTH BOUND BROOK | 8880 | 4.92 | Residential | Behind the Meter | Yes | EMT Renewables, LLC | PSE&G |  | Accepted | 2024-11-19 | 2024-12-09 | 2025-12-09 | Inverters | ENPHASE | IQ8+ | 290 |  | 12 |  |  | 0.98 |  | Other | UNDER EACH PANEL
NJADRE1558302648 | Administratively Determined Incentive Program | BERGENFIELD | 7621 | 13.12 | Residential | Behind the Meter | Yes | Pro Custom Solar dba Momentum Solar | PSE&G |  | Accepted | 2024-11-19 | 2024-12-09 | 2025-12-09 | Solar Panels | hanwha | q.peak duo blk ml-g10+410 |  | 0.41 | 10 | 178 | 22 |  | Fixed | Roof
NJADRE1558302648 | Administratively Determined Incentive Program | BERGENFIELD | 7621 | 13.12 | Residential | Behind the Meter | Yes | Pro Custom Solar dba Momentum Solar | PSE&G |  | Accepted | 2024-11-19 | 2024-12-09 | 2025-12-09 | Solar Panels | hanwha | q.peak duo blk ml-g10+410 |  | 0.41 | 7 | 358 | 22 |  | Fixed | Roof
NJADRE1558302648 | Administratively Determined Incentive Program | BERGENFIELD | 7621 | 13.12 | Residential | Behind the Meter | Yes | Pro Custom Solar dba Momentum Solar | PSE&G |  | Accepted | 2024-11-19 | 2024-12-09 | 2025-12-09 | Solar Panels | hanwha | q.peak duo blk ml-g10+410 |  | 0.41 | 7 | 358 | 23 |  | Fixed | Roof
NJADRE1558302648 | Administratively Determined Incentive Program | BERGENFIELD | 7621 | 13.12 | Residential | Behind the Meter | Yes | Pro Custom Solar dba Momentum Solar | PSE&G |  | Accepted | 2024-11-19 | 2024-12-09 | 2025-12-09 | Inverters | ENPHASE | IQ8HC-72-M-DOM-US | 380 |  | 32 |  |  | 0.97 |  | Outside
NJADRE1558302648 | Administratively Determined Incentive Program | BERGENFIELD | 7621 | 13.12 | Residential | Behind the Meter | Yes | Pro Custom Solar dba Momentum Solar | PSE&G |  | Accepted | 2024-11-19 | 2024-12-09 | 2025-12-09 | Solar Panels | hanwha | q.peak duo blk ml-g10+410 |  | 0.41 | 8 | 178 | 22 |  | Fixed | Roof
NJADRE1558302801 | Administratively Determined Incentive Program | EGG HARBOR TOWNSHIP | 8234 | 14.03 | Residential | Behind the Meter | Yes | Sun Up Zero Down, LLC | AC Electric |  | Accepted | 2024-11-19 | 2024-12-09 | 2025-12-09 | Solar Panels | Trina | TSM-425-NE09RC.05 |  | 0.425 | 33 | 112 | 14 |  | Fixed | Roof
NJADRE1558302801 | Administratively Determined Incentive Program | EGG HARBOR TOWNSHIP | 8234 | 14.03 | Residential | Behind the Meter | Yes | Sun Up Zero Down, LLC | AC Electric |  | Accepted | 2024-11-19 | 2024-12-09 | 2025-12-09 | Inverters | Enphase | IQ8PLUS-72-2-US | 290 |  | 33 |  |  | 0.976 |  | Outdoor
NJADRE1558302801 | Administratively Determined Incentive Program | EGG HARBOR TOWNSHIP | 8234 | 14.03 | Residential | Behind the Meter | Yes | Sun Up Zero Down, LLC | AC Electric |  | Accepted | 2024-11-19 | 2024-12-09 | 2025-12-09 | Meters | Enphase | TBD |  |  | 1 |  |  |  | Yes | Outdoor
NJADRE1558302870 | Administratively Determined Incentive Program | Clifton City | 7013 | 6.15 | Residential | Behind the Meter | Yes | Sunrun Installation Services, Inc. | PSE&G |  | Accepted | 2024-11-19 | 2024-12-09 | 2025-12-09 | Solar Panels | Hanwha Q Cells | Q.PEAK DUO BLK ML-G10+ 410 |  | 0.41 | 6 | 226 | 20 |  | Fixed | Roof
NJADRE1558302870 | Administratively Determined Incentive Program | Clifton City | 7013 | 6.15 | Residential | Behind the Meter | Yes | Sunrun Installation Services, Inc. | PSE&G |  | Accepted | 2024-11-19 | 2024-12-09 | 2025-12-09 | Inverters | Growatt New Energy Technology Co Ltd | MIN 6000TL-XH-US | 6000 |  | 1 |  |  | 0.98 |  | Outdoor
NJADRE1558302870 | Administratively Determined Incentive Program | Clifton City | 7013 | 6.15 | Residential | Behind the Meter | Yes | Sunrun Installation Services, Inc. | PSE&G |  | Accepted | 2024-11-19 | 2024-12-09 | 2025-12-09 | Solar Panels | Hanwha Q Cells | Q.PEAK DUO BLK ML-G10+ 410 |  | 0.41 | 9 | 44 | 20 |  | Fixed | Roof
NJADRE1558302880 | Administratively Determined Incentive Program | Harrison | 8062 | 2.87 | Residential | Behind the Meter | No | Trinity Solar, LLC | AC Electric |  | Accepted | 2024-11-19 | 2024-12-09 | 2025-12-09 | Solar Panels | Hanwha | HANWHA 410 (Q.PEAK DUO BLK ML-G10+ 410) |  | 0.41 | 3 | 240 | 45 |  | Fixed | Roof
NJADRE1558302880 | Administratively Determined Incentive Program | Harrison | 8062 | 2.87 | Residential | Behind the Meter | No | Trinity Solar, LLC | AC Electric |  | Accepted | 2024-11-19 | 2024-12-09 | 2025-12-09 | Inverters | Solar Edge | SE3000H-US | 3000 |  | 1 |  |  | 0.97 |  | Outdoor
NJADRE1558302880 | Administratively Determined Incentive Program | Harrison | 8062 | 2.87 | Residential | Behind the Meter | No | Trinity Solar, LLC | AC Electric |  | Accepted | 2024-11-19 | 2024-12-09 | 2025-12-09 | Solar Panels | Hanwha | HANWHA 410 (Q.PEAK DUO BLK ML-G10+ 410) |  | 0.41 | 4 | 330 | 34 |  | Fixed | Roof
NJADRE1558302883 | Administratively Determined Incentive Program | Elizabeth | 7201 | 6.8 | Residential | Behind the Meter | Yes | GenSun Roofing and Solar, LLC | PSE&G |  | Accepted | 2024-11-19 | 2024-12-09 | 2025-12-09 | Inverters | SOLAREDGE | SE5700H-US | 5700 |  | 1 |  |  | 0.99 |  | Outside
NJADRE1558302883 | Administratively Determined Incentive Program | Elizabeth | 7201 | 6.8 | Residential | Behind the Meter | Yes | GenSun Roofing and Solar, LLC | PSE&G |  | Accepted | 2024-11-19 | 2024-12-09 | 2025-12-09 | Solar Panels | LONGI SOLAR | LR5-54HABB- 400W |  | 0.4 | 17 | 130 | 22 |  | Fixed | Roof
NJADRE1558302888 | Administratively Determined Incentive Program | East Orange | 7017 | 5.33 | Residential | Behind the Meter | Yes | EMT Renewables, LLC | PSE&G |  | Accepted | 2024-11-19 | 2024-12-09 | 2025-12-09 | Solar Panels | TRINA | TSM-NE09RC.05 |  | 0.41 | 10 | 258 | 5 |  | Fixed | Roof
NJADRE1558302888 | Administratively Determined Incentive Program | East Orange | 7017 | 5.33 | Residential | Behind the Meter | Yes | EMT Renewables, LLC | PSE&G |  | Accepted | 2024-11-19 | 2024-12-09 | 2025-12-09 | Inverters | ENPHASE | IQ8+ | 290 |  | 13 |  |  | 0.98 |  | Other | UNDER EACH PANEL
NJADRE1558302888 | Administratively Determined Incentive Program | East Orange | 7017 | 5.33 | Residential | Behind the Meter | Yes | EMT Renewables, LLC | PSE&G |  | Accepted | 2024-11-19 | 2024-12-09 | 2025-12-09 | Solar Panels | TRINA | TSM-NE09RC.05 |  | 0.41 | 3 | 78 | 5 |  | Fixed | Roof
NJADRE1558303035 | Administratively Determined Incentive Program | Malaga | 8328 | 14.79 | Residential | Behind the Meter | No | NJ Solar Power, LLC | AC Electric |  | Accepted | 2024-11-19 | 2024-12-09 | 2025-12-09 | Inverters | SolarEdge | SE11400H-US | 11400 |  | 1 |  |  | 0.99 |  | Outside
NJADRE1558303035 | Administratively Determined Incentive Program | Malaga | 8328 | 14.79 | Residential | Behind the Meter | No | NJ Solar Power, LLC | AC Electric |  | Accepted | 2024-11-19 | 2024-12-09 | 2025-12-09 | Solar Panels | Hanwha | Q.TRON BLK M-G2+ 435 |  | 0.435 | 34 | 180 | 27 |  | Fixed | Roof | Roof 1
NJADRE1558303056 | Administratively Determined Incentive Program | Freehold | 7728 | 13.94 | Residential | Behind the Meter | Yes | Pro Custom Solar dba Momentum Solar | JCP&L |  | Accepted | 2024-11-19 | 2024-12-10 | 2025-12-10 | Solar Panels | Hanwha | Q.PEAK DUO BLK ML-G10+410 |  | 0.41 | 12 | 252 | 23 |  | Fixed | Roof
NJADRE1558303056 | Administratively Determined Incentive Program | Freehold | 7728 | 13.94 | Residential | Behind the Meter | Yes | Pro Custom Solar dba Momentum Solar | JCP&L |  | Accepted | 2024-11-19 | 2024-12-10 | 2025-12-10 | Solar Panels | Hanwha | Q.PEAK DUO BLK ML-G10+410 |  | 0.41 | 3 | 72 | 23 |  | Fixed | Roof
NJADRE1558303056 | Administratively Determined Incentive Program | Freehold | 7728 | 13.94 | Residential | Behind the Meter | Yes | Pro Custom Solar dba Momentum Solar | JCP&L |  | Accepted | 2024-11-19 | 2024-12-10 | 2025-12-10 | Solar Panels | Hanwha | Q.PEAK DUO BLK ML-G10+410 |  | 0.41 | 15 | 72 | 23 |  | Fixed | Roof
NJADRE1558303056 | Administratively Determined Incentive Program | Freehold | 7728 | 13.94 | Residential | Behind the Meter | Yes | Pro Custom Solar dba Momentum Solar | JCP&L |  | Accepted | 2024-11-19 | 2024-12-10 | 2025-12-10 | Inverters | Enphase | IQ8HC-72-M-DOM-US | 380 |  | 34 |  |  | 0.97 |  | Outdoor
NJADRE1558303056 | Administratively Determined Incentive Program | Freehold | 7728 | 13.94 | Residential | Behind the Meter | Yes | Pro Custom Solar dba Momentum Solar | JCP&L |  | Accepted | 2024-11-19 | 2024-12-10 | 2025-12-10 | Solar Panels | Hanwha | Q.PEAK DUO BLK ML-G10+410 |  | 0.41 | 4 | 342 | 23 |  | Fixed | Roof
NJADRE1558303083 | Administratively Determined Incentive Program | Vineland | 8360 | 4.1 | Residential | Behind the Meter | Yes | Sunrun Installation Services, Inc. | Vineland Muni Electric |  | Accepted | 2024-11-19 | 2024-12-09 | 2025-12-09 | Solar Panels | HANWHA Q-CELLS | Q.PEAK DUO BLK ML-G10+ 410 |  | 0.41 | 10 | 185 | 32 |  | Fixed | Roof
NJADRE1558303083 | Administratively Determined Incentive Program | Vineland | 8360 | 4.1 | Residential | Behind the Meter | Yes | Sunrun Installation Services, Inc. | Vineland Muni Electric |  | Accepted | 2024-11-19 | 2024-12-09 | 2025-12-09 | Inverters | SolarEdge Technologies | SE3800H-USMN | 3800 |  | 1 |  |  | 0.99 |  | Outdoor
NJADRE1558303094 | Administratively Determined Incentive Program | Plainsboro | 8536 | 13.37 | Residential | Behind the Meter | No | Tesla Energy Operations, Inc. | PSE&G |  | Accepted | 2024-11-19 | 2024-12-09 | 2025-12-09 | Inverters | Tesla | 1538000-XX-Y | 5000 |  | 2 |  |  | 0.98 |  | Outside
NJADRE1558303094 | Administratively Determined Incentive Program | Plainsboro | 8536 | 13.37 | Residential | Behind the Meter | No | Tesla Energy Operations, Inc. | PSE&G |  | Accepted | 2024-11-19 | 2024-12-09 | 2025-12-09 | Solar Panels | Hanwha | Q.PEAK DUO BLK ML-G10+/TS 405 |  | 0.405 | 4 | 317 | 27 |  | Fixed | Roof
NJADRE1558303094 | Administratively Determined Incentive Program | Plainsboro | 8536 | 13.37 | Residential | Behind the Meter | No | Tesla Energy Operations, Inc. | PSE&G |  | Accepted | 2024-11-19 | 2024-12-09 | 2025-12-09 | Solar Panels | Hanwha | Q.PEAK DUO BLK ML-G10+/TS 405 |  | 0.405 | 6 | 47 | 40 |  | Fixed | Roof
NJADRE1558303094 | Administratively Determined Incentive Program | Plainsboro | 8536 | 13.37 | Residential | Behind the Meter | No | Tesla Energy Operations, Inc. | PSE&G |  | Accepted | 2024-11-19 | 2024-12-09 | 2025-12-09 | Solar Panels | Hanwha | Q.PEAK DUO BLK ML-G10+/TS 405 |  | 0.405 | 14 | 317 | 27 |  | Fixed | Roof
NJADRE1558303094 | Administratively Determined Incentive Program | Plainsboro | 8536 | 13.37 | Residential | Behind the Meter | No | Tesla Energy Operations, Inc. | PSE&G |  | Accepted | 2024-11-19 | 2024-12-09 | 2025-12-09 | Solar Panels | Hanwha | Q.PEAK DUO BLK ML-G10+/TS 405 |  | 0.405 | 6 | 227 | 40 |  | Fixed | Roof
NJADRE1558303094 | Administratively Determined Incentive Program | Plainsboro | 8536 | 13.37 | Residential | Behind the Meter | No | Tesla Energy Operations, Inc. | PSE&G |  | Accepted | 2024-11-19 | 2024-12-09 | 2025-12-09 | Solar Panels | Hanwha | Q.PEAK DUO BLK ML-G10+/TS 405 |  | 0.405 | 3 | 137 | 27 |  | Fixed | Roof
NJADRE1558303196 | Administratively Determined Incentive Program | North Bergen | 7047 | 4.51 | Residential | Behind the Meter | Yes | Pro Custom Solar dba Momentum Solar | PSE&G |  | Accepted | 2024-11-19 | 2024-12-10 | 2025-12-10 | Solar Panels | Hanwha | Q.PEAK DUO BLK ML-G10+410 |  | 0.41 | 4 | 123 | 5 |  | Fixed | Roof
NJADRE1558303196 | Administratively Determined Incentive Program | North Bergen | 7047 | 4.51 | Residential | Behind the Meter | Yes | Pro Custom Solar dba Momentum Solar | PSE&G |  | Accepted | 2024-11-19 | 2024-12-10 | 2025-12-10 | Inverters | Enphase | IQ8HC-72-M-DOM-US | 380 |  | 11 |  |  | 0.97 |  | Outdoor
NJADRE1558303196 | Administratively Determined Incentive Program | North Bergen | 7047 | 4.51 | Residential | Behind the Meter | Yes | Pro Custom Solar dba Momentum Solar | PSE&G |  | Accepted | 2024-11-19 | 2024-12-10 | 2025-12-10 | Solar Panels | Hanwha | Q.PEAK DUO BLK ML-G10+410 |  | 0.41 | 7 | 303 | 4 |  | Fixed | Roof
NJADRE1558310753 | Administratively Determined Incentive Program | BURLINGTON | 8016 | 2.87 | Residential | Behind the Meter | Yes | Trinity Solar, LLC | PSE&G |  | Accepted | 2024-11-20 | 2024-12-09 | 2025-12-09 | Inverters | Solar Edge | SE3800H-US | 3800 |  | 1 |  |  | 0.97 |  | Outdoor
NJADRE1558310753 | Administratively Determined Incentive Program | BURLINGTON | 8016 | 2.87 | Residential | Behind the Meter | Yes | Trinity Solar, LLC | PSE&G |  | Accepted | 2024-11-20 | 2024-12-09 | 2025-12-09 | Solar Panels | HANWHA | (Q.PEAK DUO BLK ML-G10+ 410) |  | 0.41 | 7 | 234 | 27 |  | Fixed | Roof
NJADRE1558310763 | Administratively Determined Incentive Program | Summit | 7901 | 11.05 | Residential | Behind the Meter | Yes | Power Energy Solutions, LLC | JCP&L |  | Accepted | 2024-11-20 | 2024-12-10 | 2025-12-10 | Inverters | SolarEdge | SE7600H-US | 8 |  | 1 |  |  | 0.97 |  | Outdoor
NJADRE1558310763 | Administratively Determined Incentive Program | Summit | 7901 | 11.05 | Residential | Behind the Meter | Yes | Power Energy Solutions, LLC | JCP&L |  | Accepted | 2024-11-20 | 2024-12-10 | 2025-12-10 | Solar Panels | Trina Solar | TSM-425NE09RC.05 |  | 0.425 | 9 | 335 | 13 |  | Fixed | Roof
NJADRE1558310763 | Administratively Determined Incentive Program | Summit | 7901 | 11.05 | Residential | Behind the Meter | Yes | Power Energy Solutions, LLC | JCP&L |  | Accepted | 2024-11-20 | 2024-12-10 | 2025-12-10 | Solar Panels | Trina Solar | TSM-425NE09RC.05 |  | 0.425 | 6 | 155 | 13 |  | Fixed | Roof
NJADRE1558310763 | Administratively Determined Incentive Program | Summit | 7901 | 11.05 | Residential | Behind the Meter | Yes | Power Energy Solutions, LLC | JCP&L |  | Accepted | 2024-11-20 | 2024-12-10 | 2025-12-10 | Solar Panels | Trina Solar | TSM-425NE09RC.05 |  | 0.425 | 11 | 155 | 14 |  | Fixed | Roof
NJADRE1558310784 | Administratively Determined Incentive Program | Bayonne | 7002 | 9.02 | Residential | Behind the Meter | Yes | Sunrun Installation Services, Inc. | PSE&G |  | Accepted | 2024-11-20 | 2024-11-27 | 2025-11-27 | Solar Panels | HANWHA Q-CELLS | Q.PEAK DUO BLK ML-G10+ 410 |  | 0.41 | 15 | 34 | 27 |  | Fixed | Roof
NJADRE1558310784 | Administratively Determined Incentive Program | Bayonne | 7002 | 9.02 | Residential | Behind the Meter | Yes | Sunrun Installation Services, Inc. | PSE&G |  | Accepted | 2024-11-20 | 2024-11-27 | 2025-11-27 | Solar Panels | HANWHA Q-CELLS | Q.PEAK DUO BLK ML-G10+ 410 |  | 0.41 | 7 | 123 | 12 |  | Fixed | Roof
NJADRE1558310784 | Administratively Determined Incentive Program | Bayonne | 7002 | 9.02 | Residential | Behind the Meter | Yes | Sunrun Installation Services, Inc. | PSE&G |  | Accepted | 2024-11-20 | 2024-11-27 | 2025-11-27 | Inverters | SOLAREDGE TECHNOLOGIES | SE7600H-USMN | 7600 |  | 1 |  |  | 0.99 |  | Outdoor
NJADRE1558310832 | Administratively Determined Incentive Program | Hasbrouck Heights | 7604 | 9.84 | Residential | Behind the Meter | Yes | Trinity Solar, LLC | PSE&G |  | Accepted | 2024-11-20 | 2024-12-10 | 2025-12-10 | Solar Panels | HANWHA | (Q.PEAK DUO BLK ML-G10+ 410) |  | 0.41 | 15 | 196 | 43 |  | Fixed | Roof
NJADRE1558310832 | Administratively Determined Incentive Program | Hasbrouck Heights | 7604 | 9.84 | Residential | Behind the Meter | Yes | Trinity Solar, LLC | PSE&G |  | Accepted | 2024-11-20 | 2024-12-10 | 2025-12-10 | Inverters | Solar Edge | USE7600H-USMNBL75 | 7600 |  | 1 |  |  | 0.97 |  | Outdoor
NJADRE1558310832 | Administratively Determined Incentive Program | Hasbrouck Heights | 7604 | 9.84 | Residential | Behind the Meter | Yes | Trinity Solar, LLC | PSE&G |  | Accepted | 2024-11-20 | 2024-12-10 | 2025-12-10 | Solar Panels | HANWHA | (Q.PEAK DUO BLK ML-G10+ 410) |  | 0.41 | 9 | 106 | 30 |  | Fixed | Roof
NJADRE1558310848 | Administratively Determined Incentive Program | RANDOLPH | 7869 | 8.2 | Residential | Behind the Meter | Yes | Sunrun Installation Services, Inc. | JCP&L |  | Accepted | 2024-11-20 | 2024-12-09 | 2025-12-09 | Electric Storage Battery | TESLA | POWERWALL 3 |  |  | 2 |  |  |  | Lithium Ion |  | Outside
NJADRE1558310848 | Administratively Determined Incentive Program | RANDOLPH | 7869 | 8.2 | Residential | Behind the Meter | Yes | Sunrun Installation Services, Inc. | JCP&L |  | Accepted | 2024-11-20 | 2024-12-09 | 2025-12-09 | Solar Panels | Hanwha Q-Cells | Q.PEAK DUO BLK ML-G10+ 410 |  | 0.41 | 20 | 210 | 39 |  | Fixed | Roof
NJADRE1558310848 | Administratively Determined Incentive Program | RANDOLPH | 7869 | 8.2 | Residential | Behind the Meter | Yes | Sunrun Installation Services, Inc. | JCP&L |  | Accepted | 2024-11-20 | 2024-12-09 | 2025-12-09 | Inverters | TESLA | Powerwall 3 1707000-xx-y | 23000 |  | 2 |  |  | 0.97 |  | Outdoor | Next to meter
NJADRE1558310876 | Administratively Determined Incentive Program | Hasbrouck Heights | 7604 | 11.89 | Residential | Behind the Meter | Yes | Trinity Solar, LLC | PSE&G |  | Accepted | 2024-11-20 | 2024-12-09 | 2025-12-09 | Inverters | Solar Edge | SE10000H-US | 10000 |  | 1 |  |  | 0.97 |  | Outdoor
NJADRE1558310876 | Administratively Determined Incentive Program | Hasbrouck Heights | 7604 | 11.89 | Residential | Behind the Meter | Yes | Trinity Solar, LLC | PSE&G |  | Accepted | 2024-11-20 | 2024-12-09 | 2025-12-09 | Solar Panels | HANWHA | (Q.PEAK DUO BLK ML-G10+ 410) |  | 0.41 | 10 | 106 | 20 |  | Fixed | Roof
NJADRE1558310876 | Administratively Determined Incentive Program | Hasbrouck Heights | 7604 | 11.89 | Residential | Behind the Meter | Yes | Trinity Solar, LLC | PSE&G |  | Accepted | 2024-11-20 | 2024-12-09 | 2025-12-09 | Solar Panels | HANWHA | (Q.PEAK DUO BLK ML-G10+ 410) |  | 0.41 | 19 | 286 | 20 |  | Fixed | Roof
NJADRE1558310963 | Administratively Determined Incentive Program | BELVIDERE | 7823 | 15.17 | Residential | Behind the Meter | Yes | Trinity Solar, LLC | JCP&L |  | Accepted | 2024-11-20 | 2024-12-09 | 2025-12-09 | Solar Panels | HANWHA | (Q.PEAK DUO BLK ML-G10+ 410) |  | 0.41 | 21 | 115 | 18 |  | Fixed | Roof
NJADRE1558310963 | Administratively Determined Incentive Program | BELVIDERE | 7823 | 15.17 | Residential | Behind the Meter | Yes | Trinity Solar, LLC | JCP&L |  | Accepted | 2024-11-20 | 2024-12-09 | 2025-12-09 | Inverters | Solar Edge | SE11400H-US | 11400 |  | 1 |  |  | 0.97 |  | Outdoor
NJADRE1558310963 | Administratively Determined Incentive Program | BELVIDERE | 7823 | 15.17 | Residential | Behind the Meter | Yes | Trinity Solar, LLC | JCP&L |  | Accepted | 2024-11-20 | 2024-12-09 | 2025-12-09 | Solar Panels | HANWHA | (Q.PEAK DUO BLK ML-G10+ 410) |  | 0.41 | 4 | 205 | 18 |  | Fixed | Roof
NJADRE1558310963 | Administratively Determined Incentive Program | BELVIDERE | 7823 | 15.17 | Residential | Behind the Meter | Yes | Trinity Solar, LLC | JCP&L |  | Accepted | 2024-11-20 | 2024-12-09 | 2025-12-09 | Solar Panels | HANWHA | (Q.PEAK DUO BLK ML-G10+ 410) |  | 0.41 | 12 | 295 | 18 |  | Fixed | Roof
NJADRE1558311459 | Administratively Determined Incentive Program | MEDFORD | 8055 | 23.8 | Residential | Behind the Meter | No | Sun Up Zero Down, LLC | AC Electric |  | Accepted | 2024-11-20 | 2024-12-10 | 2025-12-10 | Inverters | Enphase | IQ8PLUS-72-2-US | 290 |  | 56 |  |  | 0.976 |  | Outdoor
NJADRE1558311459 | Administratively Determined Incentive Program | MEDFORD | 8055 | 23.8 | Residential | Behind the Meter | No | Sun Up Zero Down, LLC | AC Electric |  | Accepted | 2024-11-20 | 2024-12-10 | 2025-12-10 | Meters | Enphase | TBD |  |  | 1 |  |  |  | Yes | Outdoor
NJADRE1558311459 | Administratively Determined Incentive Program | MEDFORD | 8055 | 23.8 | Residential | Behind the Meter | No | Sun Up Zero Down, LLC | AC Electric |  | Accepted | 2024-11-20 | 2024-12-10 | 2025-12-10 | Solar Panels | Trina | TSM-425-NE09RC.05 Vertex S+ |  | 0.425 | 56 | 156 | 32 |  | Fixed | Roof
NJADRE1558311607 | Administratively Determined Incentive Program | South Plainfield | 7080 | 3.28 | Residential | Behind the Meter | Yes | Trinity Solar, LLC | PSE&G |  | Accepted | 2024-11-20 | 2024-12-10 | 2025-12-10 | Inverters | Solar Edge | USE3800H-USMNBL75 | 3800 |  | 1 |  |  | 0.986 |  | Outdoor
NJADRE1558311607 | Administratively Determined Incentive Program | South Plainfield | 7080 | 3.28 | Residential | Behind the Meter | Yes | Trinity Solar, LLC | PSE&G |  | Accepted | 2024-11-20 | 2024-12-10 | 2025-12-10 | Solar Panels | HANWHA | HANWHA 410 (Q.PEAK DUO BLK ML-G10+ 410) |  | 0.41 | 5 | 175 | 18 |  | Fixed | Roof
NJADRE1558311607 | Administratively Determined Incentive Program | South Plainfield | 7080 | 3.28 | Residential | Behind the Meter | Yes | Trinity Solar, LLC | PSE&G |  | Accepted | 2024-11-20 | 2024-12-10 | 2025-12-10 | Solar Panels | HANWHA | HANWHA 410 (Q.PEAK DUO BLK ML-G10+ 410) |  | 0.41 | 3 | 265 | 21 |  | Fixed | Roof
NJADRE1558311681 | Administratively Determined Incentive Program | Hamilton Twp | 8610 | 8.61 | Residential | Behind the Meter | Yes | Trinity Solar, LLC | PSE&G |  | Accepted | 2024-11-20 | 2024-12-10 | 2025-12-10 | Solar Panels | Hanwha | HANWHA 410 (Q.PEAK DUO BLK ML-G10+ 410) |  | 0.41 | 6 | 214 | 27 |  | Fixed | Roof
NJADRE1558311681 | Administratively Determined Incentive Program | Hamilton Twp | 8610 | 8.61 | Residential | Behind the Meter | Yes | Trinity Solar, LLC | PSE&G |  | Accepted | 2024-11-20 | 2024-12-10 | 2025-12-10 | Inverters | Tesla | (1538000-XX-Y) | 7600 |  | 1 |  |  | 0.97 |  | Outdoor
NJADRE1558311681 | Administratively Determined Incentive Program | Hamilton Twp | 8610 | 8.61 | Residential | Behind the Meter | Yes | Trinity Solar, LLC | PSE&G |  | Accepted | 2024-11-20 | 2024-12-10 | 2025-12-10 | Solar Panels | Hanwha | HANWHA 410 (Q.PEAK DUO BLK ML-G10+ 410) |  | 0.41 | 15 | 34 | 27 |  | Fixed | Roof
NJADRE1558311682 | Administratively Determined Incentive Program | Egg Harbor Twp | 8234 | 9.02 | Residential | Behind the Meter | Yes | Trinity Solar, LLC | AC Electric |  | Accepted | 2024-11-20 | 2024-12-10 | 2025-12-10 | Inverters | Tesla (PV Only) | 1538000-45-X | 7600 |  | 1 |  |  | 0.97 |  | Outside
NJADRE1558311682 | Administratively Determined Incentive Program | Egg Harbor Twp | 8234 | 9.02 | Residential | Behind the Meter | Yes | Trinity Solar, LLC | AC Electric |  | Accepted | 2024-11-20 | 2024-12-10 | 2025-12-10 | Solar Panels | HANWHA | Q.PEAK DUO BLK ML-G10+ 410 |  | 0.41 | 5 | 248 | 14 |  | Fixed | Roof
NJADRE1558311682 | Administratively Determined Incentive Program | Egg Harbor Twp | 8234 | 9.02 | Residential | Behind the Meter | Yes | Trinity Solar, LLC | AC Electric |  | Accepted | 2024-11-20 | 2024-12-10 | 2025-12-10 | Solar Panels | HANWHA | Q.PEAK DUO BLK ML-G10+ 410 |  | 0.41 | 10 | 68 | 21 |  | Fixed | Roof
NJADRE1558311682 | Administratively Determined Incentive Program | Egg Harbor Twp | 8234 | 9.02 | Residential | Behind the Meter | Yes | Trinity Solar, LLC | AC Electric |  | Accepted | 2024-11-20 | 2024-12-10 | 2025-12-10 | Solar Panels | HANWHA | Q.PEAK DUO BLK ML-G10+ 410 |  | 0.41 | 7 | 248 | 21 |  | Fixed | Roof
NJADRE1558311691 | Administratively Determined Incentive Program | Clifton | 7013 | 7.79 | Residential | Behind the Meter | Yes | Pro Custom Solar dba Momentum Solar | PSE&G |  | Accepted | 2024-11-20 | 2024-12-10 | 2025-12-10 | Solar Panels | Hanwha | Q.PEAK DUO BLK ML-G10+410 |  | 0.41 | 7 | 224 | 49 |  | Fixed | Roof
NJADRE1558311691 | Administratively Determined Incentive Program | Clifton | 7013 | 7.79 | Residential | Behind the Meter | Yes | Pro Custom Solar dba Momentum Solar | PSE&G |  | Accepted | 2024-11-20 | 2024-12-10 | 2025-12-10 | Inverters | Enphase | IQ8MC-72-M-US | 320 |  | 19 |  |  | 0.97 |  | Outdoor
NJADRE1558311691 | Administratively Determined Incentive Program | Clifton | 7013 | 7.79 | Residential | Behind the Meter | Yes | Pro Custom Solar dba Momentum Solar | PSE&G |  | Accepted | 2024-11-20 | 2024-12-10 | 2025-12-10 | Solar Panels | Hanwha | Q.PEAK DUO BLK ML-G10+410 |  | 0.41 | 12 | 44 | 49 |  | Fixed | Roof
NJADRE1558311734 | Administratively Determined Incentive Program | WILLIAMSTOWN | 8094 | 15.3 | Residential | Behind the Meter | Yes | Power Energy Solutions, LLC | AC Electric |  | Accepted | 2024-11-20 | 2024-12-10 | 2025-12-10 | Solar Panels | Trina Solar | TSM-425NE09RC.05 |  | 0.425 | 8 | 183 | 36 |  | Fixed | Roof
NJADRE1558311734 | Administratively Determined Incentive Program | WILLIAMSTOWN | 8094 | 15.3 | Residential | Behind the Meter | Yes | Power Energy Solutions, LLC | AC Electric |  | Accepted | 2024-11-20 | 2024-12-10 | 2025-12-10 | Solar Panels | Trina Solar | TSM-425NE09RC.05 |  | 0.425 | 17 | 93 | 31 |  | Fixed | Roof
NJADRE1558311734 | Administratively Determined Incentive Program | WILLIAMSTOWN | 8094 | 15.3 | Residential | Behind the Meter | Yes | Power Energy Solutions, LLC | AC Electric |  | Accepted | 2024-11-20 | 2024-12-10 | 2025-12-10 | Inverters | SolarEdge | SE10000H-US | 10 |  | 1 |  |  | 0.97 |  | Outdoor
NJADRE1558311734 | Administratively Determined Incentive Program | WILLIAMSTOWN | 8094 | 15.3 | Residential | Behind the Meter | Yes | Power Energy Solutions, LLC | AC Electric |  | Accepted | 2024-11-20 | 2024-12-10 | 2025-12-10 | Solar Panels | Trina Solar | TSM-425NE09RC.05 |  | 0.425 | 11 | 273 | 31 |  | Fixed | Roof
NJADRE1558311758 | Administratively Determined Incentive Program | Teaneck Twp | 7666 | 6.56 | Residential | Behind the Meter | Yes | Sunrun Installation Services, Inc. | PSE&G |  | Accepted | 2024-11-20 | 2024-12-10 | 2025-12-10 | Inverters | TESLA | Powerwall 3 1707000-xx-y | 11500 |  | 1 |  |  | 0.97 |  | Outdoor | Next to meter
NJADRE1558311758 | Administratively Determined Incentive Program | Teaneck Twp | 7666 | 6.56 | Residential | Behind the Meter | Yes | Sunrun Installation Services, Inc. | PSE&G |  | Accepted | 2024-11-20 | 2024-12-10 | 2025-12-10 | Solar Panels | Hanwha Q-Cells | Q.PEAK DUO BLK ML-G10+ 410 |  | 0.41 | 7 | 291 | 34 |  | Fixed | Roof
NJADRE1558311758 | Administratively Determined Incentive Program | Teaneck Twp | 7666 | 6.56 | Residential | Behind the Meter | Yes | Sunrun Installation Services, Inc. | PSE&G |  | Accepted | 2024-11-20 | 2024-12-10 | 2025-12-10 | Solar Panels | Hanwha Q-Cells | Q.PEAK DUO BLK ML-G10+ 410 |  | 0.41 | 9 | 111 | 31 |  | Fixed | Roof
NJADRE1558311758 | Administratively Determined Incentive Program | Teaneck Twp | 7666 | 6.56 | Residential | Behind the Meter | Yes | Sunrun Installation Services, Inc. | PSE&G |  | Accepted | 2024-11-20 | 2024-12-10 | 2025-12-10 | Electric Storage Battery | TESLA | POWERWALL 3 |  |  | 1 |  |  |  | Lithium Ion |  | Outside
NJADRE1558311819 | Administratively Determined Incentive Program | FRANKLINVILLE | 8322 | 7.89 | Residential | Behind the Meter | Yes | SunnyMac, LLC | AC Electric |  | Accepted | 2024-11-20 | 2024-12-19 | 2025-12-19 | Meters | SolarEdge Technologies Inc. | SolarEdge Built-in Consumption Monitor (BEI4, BNI4, BNC |  |  | 1 |  |  |  | Yes | Outdoor
NJADRE1558311819 | Administratively Determined Incentive Program | FRANKLINVILLE | 8322 | 7.89 | Residential | Behind the Meter | Yes | SunnyMac, LLC | AC Electric |  | Accepted | 2024-11-20 | 2024-12-19 | 2025-12-19 | Solar Panels | Qcells | Q Peak Duo ML-G10+ 415 |  | 0.415 | 17 | 179.59 | 18 |  | Fixed | Roof
NJADRE1558311819 | Administratively Determined Incentive Program | FRANKLINVILLE | 8322 | 7.89 | Residential | Behind the Meter | Yes | SunnyMac, LLC | AC Electric |  | Accepted | 2024-11-20 | 2024-12-19 | 2025-12-19 | Solar Panels | Qcells | Q Peak Duo ML-G10+ 415 |  | 0.415 | 2 | 359 | 18 |  | Fixed | Roof
NJADRE1558311819 | Administratively Determined Incentive Program | FRANKLINVILLE | 8322 | 7.89 | Residential | Behind the Meter | Yes | SunnyMac, LLC | AC Electric |  | Accepted | 2024-11-20 | 2024-12-19 | 2025-12-19 | Inverters | SolarEdge Technologies Inc. | SE7600H-USMNUBL15 (Domestic) | 7600 |  | 1 |  |  | 0.99 |  | Outdoor
NJADRE1558311830 | Administratively Determined Incentive Program | TRENTON | 8618 | 7.14 | Residential | Behind the Meter | No | Sunwise Energy, LLC | PSE&G |  | Accepted | 2024-11-20 | 2024-12-10 | 2025-12-10 | Solar Panels | REC ALPHA | REC420AA |  | 0.42 | 2 | 197 | 40 |  | Fixed | Roof
NJADRE1558311830 | Administratively Determined Incentive Program | TRENTON | 8618 | 7.14 | Residential | Behind the Meter | No | Sunwise Energy, LLC | PSE&G |  | Accepted | 2024-11-20 | 2024-12-10 | 2025-12-10 | Solar Panels | REC ALPHA | REC420AA |  | 0.42 | 5 | 197 | 45 |  | Fixed | Roof
NJADRE1558311830 | Administratively Determined Incentive Program | TRENTON | 8618 | 7.14 | Residential | Behind the Meter | No | Sunwise Energy, LLC | PSE&G |  | Accepted | 2024-11-20 | 2024-12-10 | 2025-12-10 | Solar Panels | REC ALPHA | REC420AA |  | 0.42 | 8 | 17 | 43 |  | Fixed | Roof
NJADRE1558311830 | Administratively Determined Incentive Program | TRENTON | 8618 | 7.14 | Residential | Behind the Meter | No | Sunwise Energy, LLC | PSE&G |  | Accepted | 2024-11-20 | 2024-12-10 | 2025-12-10 | Solar Panels | REC ALPHA | REC420AA |  | 0.42 | 2 | 197 | 45 |  | Fixed | Roof
NJADRE1558311830 | Administratively Determined Incentive Program | TRENTON | 8618 | 7.14 | Residential | Behind the Meter | No | Sunwise Energy, LLC | PSE&G |  | Accepted | 2024-11-20 | 2024-12-10 | 2025-12-10 | Inverters | ENPHASE ENERGY | IQ8A-72-2-US (240V) | 349 |  | 17 |  |  | 0.976 |  | Outside
NJADRE1558312030 | Administratively Determined Incentive Program | Washington Twp | 8012 | 11.89 | Residential | Behind the Meter | No | Fusion Solar Energy, LLC | AC Electric |  | Accepted | 2024-11-20 | 2024-12-10 | 2025-12-10 | Inverters | SOLAREDGE | SE11400H-US000BEU4 | 240 |  | 29 |  |  | 0.986 |  | Outside | Roof
NJADRE1558312030 | Administratively Determined Incentive Program | Washington Twp | 8012 | 11.89 | Residential | Behind the Meter | No | Fusion Solar Energy, LLC | AC Electric |  | Accepted | 2024-11-20 | 2024-12-10 | 2025-12-10 | Solar Panels | NAVITASSOLAR | NMS410-108 (410W) |  | 0.41 | 6 | 220.45 | 19 |  | Fixed | Roof
NJADRE1558312030 | Administratively Determined Incentive Program | Washington Twp | 8012 | 11.89 | Residential | Behind the Meter | No | Fusion Solar Energy, LLC | AC Electric |  | Accepted | 2024-11-20 | 2024-12-10 | 2025-12-10 | Solar Panels | NAVITASSOLAR | NMS410-108 (410W) |  | 0.41 | 23 | 130.45 | 20 |  | Fixed | Roof
NJADRE1558312815 | Administratively Determined Incentive Program | Clifton | 7011 | 6.56 | Residential | Behind the Meter | Yes | Trinity Solar, LLC | PSE&G |  | Accepted | 2024-11-20 | 2024-12-10 | 2025-12-10 | Solar Panels | HANWHA | (Q.PEAK DUO BLK ML-G10+ 410) |  | 0.41 | 13 | 241 | 10 |  | Fixed | Roof
NJADRE1558312815 | Administratively Determined Incentive Program | Clifton | 7011 | 6.56 | Residential | Behind the Meter | Yes | Trinity Solar, LLC | PSE&G |  | Accepted | 2024-11-20 | 2024-12-10 | 2025-12-10 | Solar Panels | HANWHA | (Q.PEAK DUO BLK ML-G10+ 410) |  | 0.41 | 3 | 61 | 10 |  | Fixed | Roof
NJADRE1558312815 | Administratively Determined Incentive Program | Clifton | 7011 | 6.56 | Residential | Behind the Meter | Yes | Trinity Solar, LLC | PSE&G |  | Accepted | 2024-11-20 | 2024-12-10 | 2025-12-10 | Inverters | Solar Edge | USE5700H-USMNBL75 | 5760 |  | 1 |  |  | 0.97 |  | Outdoor
NJADRE1558314019 | Administratively Determined Incentive Program | PLAINFIELD | 7060 | 9.02 | Residential | Behind the Meter | Yes | Sunrun Installation Services, Inc. | PSE&G |  | Accepted | 2024-11-20 | 2024-12-12 | 2025-12-12 | Solar Panels | Hanwha Q-Cells | Q.PEAK DUO BLK ML-G10+ 410 |  | 0.41 | 9 | 346 | 22 |  | Fixed | Roof
NJADRE1558314019 | Administratively Determined Incentive Program | PLAINFIELD | 7060 | 9.02 | Residential | Behind the Meter | Yes | Sunrun Installation Services, Inc. | PSE&G |  | Accepted | 2024-11-20 | 2024-12-12 | 2025-12-12 | Solar Panels | Hanwha Q-Cells | Q.PEAK DUO BLK ML-G10+ 410 |  | 0.41 | 13 | 166 | 18 |  | Fixed | Roof
NJADRE1558314019 | Administratively Determined Incentive Program | PLAINFIELD | 7060 | 9.02 | Residential | Behind the Meter | Yes | Sunrun Installation Services, Inc. | PSE&G |  | Accepted | 2024-11-20 | 2024-12-12 | 2025-12-12 | Inverters | SolarEdge Technologies | SE7600H-USMN | 7600 |  | 1 |  |  | 0.99 |  | Outdoor | Next to meter
NJADRE1558314688 | Administratively Determined Incentive Program | Egg Harbor City | 8215 | 7.2 | Residential | Behind the Meter | No | AllSeason Solar | AC Electric |  | Accepted | 2024-11-20 | 2024-12-10 | 2025-12-10 | Solar Panels | Certainteed | CT400HC11-06 |  | 0.4 | 4 | 41 | 40 |  | Fixed | Roof
NJADRE1558314688 | Administratively Determined Incentive Program | Egg Harbor City | 8215 | 7.2 | Residential | Behind the Meter | No | AllSeason Solar | AC Electric |  | Accepted | 2024-11-20 | 2024-12-10 | 2025-12-10 | Solar Panels | Certainteed | CT400HC11-06 |  | 0.4 | 2 | 131 | 25 |  | Fixed | Roof
NJADRE1558314688 | Administratively Determined Incentive Program | Egg Harbor City | 8215 | 7.2 | Residential | Behind the Meter | No | AllSeason Solar | AC Electric |  | Accepted | 2024-11-20 | 2024-12-10 | 2025-12-10 | Inverters | Enphase | IQ8Plus | 290 |  | 18 |  |  | 0.97 |  | Outside
NJADRE1558314688 | Administratively Determined Incentive Program | Egg Harbor City | 8215 | 7.2 | Residential | Behind the Meter | No | AllSeason Solar | AC Electric |  | Accepted | 2024-11-20 | 2024-12-10 | 2025-12-10 | Solar Panels | Certainteed | CT400HC11-06 |  | 0.4 | 4 | 221 | 40 |  | Fixed | Roof
NJADRE1558314688 | Administratively Determined Incentive Program | Egg Harbor City | 8215 | 7.2 | Residential | Behind the Meter | No | AllSeason Solar | AC Electric |  | Accepted | 2024-11-20 | 2024-12-10 | 2025-12-10 | Solar Panels | Certainteed | CT400HC11-06 |  | 0.4 | 8 | 131 | 41 |  | Fixed | Roof
NJADRE1558315861 | Administratively Determined Incentive Program | Hammonton | 8037 | 22.55 | Residential | Behind the Meter | Yes | EMT Renewables, LLC | AC Electric |  | Accepted | 2024-11-20 | 2024-12-10 | 2025-12-10 | Inverters | ENPHASE | IQ8+ | 290 |  | 55 |  |  | 0.98 |  | Other | UNDER EACH PANEL
NJADRE1558315861 | Administratively Determined Incentive Program | Hammonton | 8037 | 22.55 | Residential | Behind the Meter | Yes | EMT Renewables, LLC | AC Electric |  | Accepted | 2024-11-20 | 2024-12-10 | 2025-12-10 | Solar Panels | TRINA | TSM-NE09RC.05 |  | 0.41 | 6 | 230 | 33 |  | Fixed | Roof
NJADRE1558315861 | Administratively Determined Incentive Program | Hammonton | 8037 | 22.55 | Residential | Behind the Meter | Yes | EMT Renewables, LLC | AC Electric |  | Accepted | 2024-11-20 | 2024-12-10 | 2025-12-10 | Solar Panels | TRINA | TSM-NE09RC.05 |  | 0.41 | 49 | 140 | 32 |  | Fixed | Roof
NJADRE1558315879 | Administratively Determined Incentive Program | Florence | 8518 | 2.85 | Residential | Behind the Meter | No | GAF Energy | PSE&G |  | Accepted | 2024-11-20 | 2024-12-10 | 2025-12-10 | Solar Panels | GAF Energy | TLS-1 |  | 0.046 | 24 | 277 | 43 |  | Fixed | Roof
NJADRE1558315879 | Administratively Determined Incentive Program | Florence | 8518 | 2.85 | Residential | Behind the Meter | No | GAF Energy | PSE&G |  | Accepted | 2024-11-20 | 2024-12-10 | 2025-12-10 | Solar Panels | GAF Energy | TLS-1 |  | 0.046 | 24 | 97 | 43 |  | Fixed | Roof
NJADRE1558315879 | Administratively Determined Incentive Program | Florence | 8518 | 2.85 | Residential | Behind the Meter | No | GAF Energy | PSE&G |  | Accepted | 2024-11-20 | 2024-12-10 | 2025-12-10 | Inverters | Delta Electronics | M-4-TL-US | 4000 |  | 1 |  |  | 0.975 |  | Outdoor
NJADRE1558315879 | Administratively Determined Incentive Program | Florence | 8518 | 2.85 | Residential | Behind the Meter | No | GAF Energy | PSE&G |  | Accepted | 2024-11-20 | 2024-12-10 | 2025-12-10 | Solar Panels | GAF Energy | TLS-1 |  | 0.046 | 14 | 187 | 27 |  | Fixed | Roof
NJADRE1558324178 | Administratively Determined Incentive Program | Port Reading | 7064 | 3.28 | Residential | Behind the Meter | Yes | Sunrun Installation Services, Inc. | PSE&G |  | Accepted | 2024-11-21 | 2024-12-10 | 2025-12-10 | Solar Panels | Hanwha Q Cells | Q.PEAK DUO BLK ML-G10+ 410 |  | 0.41 | 2 | 182 | 15 |  | Fixed | Roof
NJADRE1558324178 | Administratively Determined Incentive Program | Port Reading | 7064 | 3.28 | Residential | Behind the Meter | Yes | Sunrun Installation Services, Inc. | PSE&G |  | Accepted | 2024-11-21 | 2024-12-10 | 2025-12-10 | Solar Panels | Hanwha Q Cells | Q.PEAK DUO BLK ML-G10+ 410 |  | 0.41 | 6 | 1 | 18 |  | Fixed | Roof
NJADRE1558324178 | Administratively Determined Incentive Program | Port Reading | 7064 | 3.28 | Residential | Behind the Meter | Yes | Sunrun Installation Services, Inc. | PSE&G |  | Accepted | 2024-11-21 | 2024-12-10 | 2025-12-10 | Inverters | SolarEdge Technologies | SE5700H-USMN | 5760 |  | 1 |  |  | 0.99 |  | Outside
NJADRE1558324196 | Administratively Determined Incentive Program | LAWRENCE | 8648 | 8.61 | Residential | Behind the Meter | Yes | Sunrun Installation Services, Inc. | PSE&G |  | Accepted | 2024-11-21 | 2024-12-10 | 2025-12-10 | Solar Panels | Hanwha Q Cells | Q.PEAK DUO BLK ML-G10+ 410 |  | 0.41 | 15 | 49 | 27 |  | Fixed | Roof
NJADRE1558324196 | Administratively Determined Incentive Program | LAWRENCE | 8648 | 8.61 | Residential | Behind the Meter | Yes | Sunrun Installation Services, Inc. | PSE&G |  | Accepted | 2024-11-21 | 2024-12-10 | 2025-12-10 | Inverters | SolarEdge Technologies | SE5700H-USMN | 5760 |  | 1 |  |  | 0.99 |  | Outside
NJADRE1558324196 | Administratively Determined Incentive Program | LAWRENCE | 8648 | 8.61 | Residential | Behind the Meter | Yes | Sunrun Installation Services, Inc. | PSE&G |  | Accepted | 2024-11-21 | 2024-12-10 | 2025-12-10 | Solar Panels | Hanwha Q Cells | Q.PEAK DUO BLK ML-G10+ 410 |  | 0.41 | 6 | 318 | 27 |  | Fixed | Roof
NJADRE1558324595 | Administratively Determined Incentive Program | PLEASANTVILLE | 8232 | 5.95 | Residential | Behind the Meter | Yes | Whitman Construction LLC | AC Electric |  | Accepted | 2024-11-21 | 2024-12-10 | 2025-12-10 | Solar Panels | TRINA SOLAR | TSM-425NE09R.05 |  | 0.425 | 12 | 117 | 45 |  | Fixed | Roof
NJADRE1558324595 | Administratively Determined Incentive Program | PLEASANTVILLE | 8232 | 5.95 | Residential | Behind the Meter | Yes | Whitman Construction LLC | AC Electric |  | Accepted | 2024-11-21 | 2024-12-10 | 2025-12-10 | Solar Panels | TRINA SOLAR | TSM-425NE09R.05 |  | 0.425 | 1 | 207 | 45 |  | Fixed | Roof
NJADRE1558324595 | Administratively Determined Incentive Program | PLEASANTVILLE | 8232 | 5.95 | Residential | Behind the Meter | Yes | Whitman Construction LLC | AC Electric |  | Accepted | 2024-11-21 | 2024-12-10 | 2025-12-10 | Inverters | Enphase | IQ8PLUS-72-2-US | 290 |  | 14 |  |  | 0.975 |  | Outdoor
NJADRE1558324595 | Administratively Determined Incentive Program | PLEASANTVILLE | 8232 | 5.95 | Residential | Behind the Meter | Yes | Whitman Construction LLC | AC Electric |  | Accepted | 2024-11-21 | 2024-12-10 | 2025-12-10 | Solar Panels | TRINA SOLAR | TSM-425NE09R.05 |  | 0.425 | 1 | 117 | 37 |  | Fixed | Roof
NJADRE1558324595 | Administratively Determined Incentive Program | PLEASANTVILLE | 8232 | 5.95 | Residential | Behind the Meter | Yes | Whitman Construction LLC | AC Electric |  | Accepted | 2024-11-21 | 2024-12-10 | 2025-12-10 | Meters | ENPHASE | X-IQ-AM1-240-5-HDK |  |  | 1 |  |  |  | Yes | Outdoor
NJADRE1558324683 | Administratively Determined Incentive Program | BRIDGETON | 8302 | 5.33 | Residential | Behind the Meter | Yes | EMT Renewables, LLC | AC Electric |  | Accepted | 2024-11-21 | 2024-12-10 | 2025-12-10 | Solar Panels | TRINA | TSM-NE09RC.05 |  | 0.41 | 13 | 175 | 25 |  | Fixed | Roof
NJADRE1558324683 | Administratively Determined Incentive Program | BRIDGETON | 8302 | 5.33 | Residential | Behind the Meter | Yes | EMT Renewables, LLC | AC Electric |  | Accepted | 2024-11-21 | 2024-12-10 | 2025-12-10 | Inverters | ENPHASE | IQ8+ | 290 |  | 13 |  |  | 0.98 |  | Other | UNDER EACH PANEL
NJADRE1558324732 | Administratively Determined Incentive Program | South Plainfiled | 7080 | 619.2 | Commercial | Behind the Meter | No | PlugPV, LLC | PSE&G |  | Accepted | 2024-11-21 | 2024-12-10 | 2025-12-10 | Inverters | Sunny | HIGH PEAK 3 125-US | 125 |  | 4 |  |  | 0 |  | Outside
NJADRE1558324732 | Administratively Determined Incentive Program | South Plainfiled | 7080 | 619.2 | Commercial | Behind the Meter | No | PlugPV, LLC | PSE&G |  | Accepted | 2024-11-21 | 2024-12-10 | 2025-12-10 | Solar Panels | HANWHA | Q.PEAK DUO L-8.2 |  | 0.43 | 1440 | 180 | 13 |  | Fixed | Ground
NJADRE1558324741 | Administratively Determined Incentive Program | Irvington | 7111 | 5.53 | Residential | Behind the Meter | Yes | Velocity Energy & Home Solutions, Inc. | PSE&G |  | Accepted | 2024-11-21 | 2024-12-13 | 2025-12-13 | Inverters | ENPHASE | IQ8PLU | 290 |  | 13 |  |  | 0.99 |  | Outside | BEHIND PANELS
NJADRE1558324741 | Administratively Determined Incentive Program | Irvington | 7111 | 5.53 | Residential | Behind the Meter | Yes | Velocity Energy & Home Solutions, Inc. | PSE&G |  | Accepted | 2024-11-21 | 2024-12-13 | 2025-12-13 | Solar Panels | trina | 425w |  | 0.425 | 5 | 214 | 20 |  | Fixed | Roof
NJADRE1558324741 | Administratively Determined Incentive Program | Irvington | 7111 | 5.53 | Residential | Behind the Meter | Yes | Velocity Energy & Home Solutions, Inc. | PSE&G |  | Accepted | 2024-11-21 | 2024-12-13 | 2025-12-13 | Solar Panels | trina | 425w |  | 0.425 | 5 | 34 | 20 |  | Fixed | Roof
NJADRE1558324741 | Administratively Determined Incentive Program | Irvington | 7111 | 5.53 | Residential | Behind the Meter | Yes | Velocity Energy & Home Solutions, Inc. | PSE&G |  | Accepted | 2024-11-21 | 2024-12-13 | 2025-12-13 | Solar Panels | trina | 425w |  | 0.425 | 3 | 122 | 20 |  | Fixed | Roof
NJADRE1558324835 | Administratively Determined Incentive Program | BLACKWOOD | 8012 | 17.43 | Residential | Behind the Meter | Yes | Power Energy Solutions, LLC | AC Electric |  | Accepted | 2024-11-21 | 2024-12-10 | 2025-12-10 | Solar Panels | Trina Solar | TSM-425NE09RC.05 |  | 0.425 | 6 | 97 | 4 |  | Fixed | Roof
NJADRE1558324835 | Administratively Determined Incentive Program | BLACKWOOD | 8012 | 17.43 | Residential | Behind the Meter | Yes | Power Energy Solutions, LLC | AC Electric |  | Accepted | 2024-11-21 | 2024-12-10 | 2025-12-10 | Inverters | SolarEdge | SE11400H-US | 11400 |  | 1 |  |  | 0.97 |  | Outdoor
NJADRE1558324835 | Administratively Determined Incentive Program | BLACKWOOD | 8012 | 17.43 | Residential | Behind the Meter | Yes | Power Energy Solutions, LLC | AC Electric |  | Accepted | 2024-11-21 | 2024-12-10 | 2025-12-10 | Solar Panels | Trina Solar | TSM-425NE09RC.05 |  | 0.425 | 13 | 97 | 16 |  | Fixed | Roof
NJADRE1558324835 | Administratively Determined Incentive Program | BLACKWOOD | 8012 | 17.43 | Residential | Behind the Meter | Yes | Power Energy Solutions, LLC | AC Electric |  | Accepted | 2024-11-21 | 2024-12-10 | 2025-12-10 | Solar Panels | Trina Solar | TSM-425NE09RC.05 |  | 0.425 | 2 | 97 | 20 |  | Fixed | Roof
NJADRE1558324835 | Administratively Determined Incentive Program | BLACKWOOD | 8012 | 17.43 | Residential | Behind the Meter | Yes | Power Energy Solutions, LLC | AC Electric |  | Accepted | 2024-11-21 | 2024-12-10 | 2025-12-10 | Solar Panels | Trina Solar | TSM-425NE09RC.05 |  | 0.425 | 18 | 277 | 16 |  | Fixed | Roof
NJADRE1558324835 | Administratively Determined Incentive Program | BLACKWOOD | 8012 | 17.43 | Residential | Behind the Meter | Yes | Power Energy Solutions, LLC | AC Electric |  | Accepted | 2024-11-21 | 2024-12-10 | 2025-12-10 | Solar Panels | Trina Solar | TSM-425NE09RC.05 |  | 0.425 | 2 | 277 | 20 |  | Fixed | Roof
NJADRE1558324839 | Administratively Determined Incentive Program | BAYVILLE | 8721 | 12.71 | Residential | Behind the Meter | Yes | Trinity Solar, LLC | JCP&L |  | Accepted | 2024-11-21 | 2024-12-10 | 2025-12-10 | Inverters | Tesla | 1538000-XX-Y | 5000 |  | 1 |  |  | 0.986 |  | Outdoor
NJADRE1558324839 | Administratively Determined Incentive Program | BAYVILLE | 8721 | 12.71 | Residential | Behind the Meter | Yes | Trinity Solar, LLC | JCP&L |  | Accepted | 2024-11-21 | 2024-12-10 | 2025-12-10 | Solar Panels | HANWHA | Q.PEAK DUO BLK ML-G10+ 410 |  | 0.41 | 17 | 33 | 34 |  | Fixed | Roof
NJADRE1558324839 | Administratively Determined Incentive Program | BAYVILLE | 8721 | 12.71 | Residential | Behind the Meter | Yes | Trinity Solar, LLC | JCP&L |  | Accepted | 2024-11-21 | 2024-12-10 | 2025-12-10 | Solar Panels | HANWHA | Q.PEAK DUO BLK ML-G10+ 410 |  | 0.41 | 4 | 33 | 34 |  | Fixed | Roof
NJADRE1558324839 | Administratively Determined Incentive Program | BAYVILLE | 8721 | 12.71 | Residential | Behind the Meter | Yes | Trinity Solar, LLC | JCP&L |  | Accepted | 2024-11-21 | 2024-12-10 | 2025-12-10 | Inverters | Tesla | 1538000-XX-Y | 5700 |  | 1 |  |  | 0.986 |  | Outdoor
NJADRE1558324839 | Administratively Determined Incentive Program | BAYVILLE | 8721 | 12.71 | Residential | Behind the Meter | Yes | Trinity Solar, LLC | JCP&L |  | Accepted | 2024-11-21 | 2024-12-10 | 2025-12-10 | Solar Panels | HANWHA | Q.PEAK DUO BLK ML-G10+ 410 |  | 0.41 | 10 | 213 | 34 |  | Fixed | Roof
NJADRE1558324861 | Administratively Determined Incentive Program | CAMDEN | 8104 | 6.15 | Residential | Behind the Meter | Yes | Define Solar, LLC | PSE&G |  | Accepted | 2025-02-21 | 2025-03-10 | 2026-03-10 | Inverters | Enphase | IQ8PLUS-72-2-US | 290 |  | 6 |  |  | 0.976 |  | Outside | Under each pv panel
NJADRE1558324861 | Administratively Determined Incentive Program | CAMDEN | 8104 | 6.15 | Residential | Behind the Meter | Yes | Define Solar, LLC | PSE&G |  | Accepted | 2025-02-21 | 2025-03-10 | 2026-03-10 | Solar Panels | Znshine | ZXM7-SH108 410W |  | 0.41 | 6 | 111 | 31 |  | Fixed | Roof
NJADRE1558324861 | Administratively Determined Incentive Program | CAMDEN | 8104 | 6.15 | Residential | Behind the Meter | Yes | Define Solar, LLC | PSE&G |  | Accepted | 2025-02-21 | 2025-03-10 | 2026-03-10 | Solar Panels | Znshine | ZXM7-SH108 410W |  | 0.41 | 3 | 21 | 31 |  | Fixed | Roof
NJADRE1558324861 | Administratively Determined Incentive Program | CAMDEN | 8104 | 6.15 | Residential | Behind the Meter | Yes | Define Solar, LLC | PSE&G |  | Accepted | 2025-02-21 | 2025-03-10 | 2026-03-10 | Inverters | Enphase | IQ8PLUS-72-2-US | 290 |  | 3 |  |  | 0.976 |  | Outside | Under each pv panel
NJADRE1558324861 | Administratively Determined Incentive Program | CAMDEN | 8104 | 6.15 | Residential | Behind the Meter | Yes | Define Solar, LLC | PSE&G |  | Accepted | 2025-02-21 | 2025-03-10 | 2026-03-10 | Inverters | Enphase | IQ8PLUS-72-2-US | 290 |  | 6 |  |  | 0.976 |  | Outside | Under each pv panel
NJADRE1558324861 | Administratively Determined Incentive Program | CAMDEN | 8104 | 6.15 | Residential | Behind the Meter | Yes | Define Solar, LLC | PSE&G |  | Accepted | 2025-02-21 | 2025-03-10 | 2026-03-10 | Solar Panels | Znshine | ZXM7-SH108 410W |  | 0.41 | 6 | 201 | 31 |  | Fixed | Roof
NJADRE1558324889 | Administratively Determined Incentive Program | Barnegat | 8005 | 6.15 | Residential | Behind the Meter | Yes | Sunrun Installation Services, Inc. | JCP&L |  | Accepted | 2024-11-21 | 2024-12-10 | 2025-12-10 | Inverters | TESLA | Powerwall 3 1707000-xx-y | 11500 |  | 1 |  |  | 0.97 |  | Outdoor | Next to meter
NJADRE1558324889 | Administratively Determined Incentive Program | Barnegat | 8005 | 6.15 | Residential | Behind the Meter | Yes | Sunrun Installation Services, Inc. | JCP&L |  | Accepted | 2024-11-21 | 2024-12-10 | 2025-12-10 | Solar Panels | Hanwha Q-Cells | Q.PEAK DUO BLK ML-G10+ 410 |  | 0.41 | 6 | 196 | 23 |  | Fixed | Roof
NJADRE1558324889 | Administratively Determined Incentive Program | Barnegat | 8005 | 6.15 | Residential | Behind the Meter | Yes | Sunrun Installation Services, Inc. | JCP&L |  | Accepted | 2024-11-21 | 2024-12-10 | 2025-12-10 | Electric Storage Battery | TESLA | POWERWALL 3 |  |  | 1 |  |  |  | Lithium Ion |  | Outside
NJADRE1558324889 | Administratively Determined Incentive Program | Barnegat | 8005 | 6.15 | Residential | Behind the Meter | Yes | Sunrun Installation Services, Inc. | JCP&L |  | Accepted | 2024-11-21 | 2024-12-10 | 2025-12-10 | Solar Panels | Hanwha Q-Cells | Q.PEAK DUO BLK ML-G10+ 410 |  | 0.41 | 9 | 196 | 23 |  | Fixed | Roof
NJADRE1558325046 | Administratively Determined Incentive Program | Blackwood | 8012 | 12.71 | Residential | Behind the Meter | Yes | Define Solar, LLC | AC Electric |  | Accepted | 2025-06-03 | 2025-06-26 | 2026-06-26 | Inverters | Enphase | IQ8PLUS-72-2-US | 290 |  | 4 |  |  | 0.976 |  | Outside | Under each pv panel
NJADRE1558325046 | Administratively Determined Incentive Program | Blackwood | 8012 | 12.71 | Residential | Behind the Meter | Yes | Define Solar, LLC | AC Electric |  | Accepted | 2025-06-03 | 2025-06-26 | 2026-06-26 | Inverters | Enphase | IQ8PLUS-72-2-US | 290 |  | 13 |  |  | 0.976 |  | Outside | Under each pv panel
NJADRE1558325046 | Administratively Determined Incentive Program | Blackwood | 8012 | 12.71 | Residential | Behind the Meter | Yes | Define Solar, LLC | AC Electric |  | Accepted | 2025-06-03 | 2025-06-26 | 2026-06-26 | Solar Panels | Znshine | ZXM7-SH108 410W |  | 0.41 | 4 | 174 | 32 |  | Fixed | Roof
NJADRE1558325046 | Administratively Determined Incentive Program | Blackwood | 8012 | 12.71 | Residential | Behind the Meter | Yes | Define Solar, LLC | AC Electric |  | Accepted | 2025-06-03 | 2025-06-26 | 2026-06-26 | Solar Panels | Znshine | ZXM7-SH108 410W |  | 0.41 | 13 | 354 | 30 |  | Fixed | Roof
NJADRE1558325046 | Administratively Determined Incentive Program | Blackwood | 8012 | 12.71 | Residential | Behind the Meter | Yes | Define Solar, LLC | AC Electric |  | Accepted | 2025-06-03 | 2025-06-26 | 2026-06-26 | Solar Panels | Znshine | ZXM7-SH108 410W |  | 0.41 | 14 | 174 | 30 |  | Fixed | Roof
NJADRE1558325046 | Administratively Determined Incentive Program | Blackwood | 8012 | 12.71 | Residential | Behind the Meter | Yes | Define Solar, LLC | AC Electric |  | Accepted | 2025-06-03 | 2025-06-26 | 2026-06-26 | Inverters | Enphase | IQ8PLUS-72-2-US | 290 |  | 14 |  |  | 0.976 |  | Outside | Under each pv panel
NJADRE1558325073 | Administratively Determined Incentive Program | Washington | 7882 | 10.8 | Residential | Behind the Meter | Yes | GenSun Roofing and Solar, LLC | JCP&L |  | Accepted | 2024-11-21 | 2024-12-13 | 2025-12-13 | Solar Panels | LONGI SOLAR | LR5-54HABB- 400W |  | 0.4 | 27 | 226 | 37 |  | Fixed | Roof
NJADRE1558325073 | Administratively Determined Incentive Program | Washington | 7882 | 10.8 | Residential | Behind the Meter | Yes | GenSun Roofing and Solar, LLC | JCP&L |  | Accepted | 2024-11-21 | 2024-12-13 | 2025-12-13 | Inverters | solaredge | se10000h-us | 10000 |  | 1 |  |  | 0.99 |  | Outside
NJADRE1558325092 | Administratively Determined Incentive Program | ENGLISHTOWN | 7726 | 11.68 | Residential | Behind the Meter | No | Arma Renovations LLC DBA Arma Group | JCP&L |  | Accepted | 2024-11-21 | 2024-12-31 | 2025-12-31 | Solar Panels | Hanwha | qcells 365 |  | 0.365 | 5 | 132 | 40 |  | Fixed | Roof
NJADRE1558325092 | Administratively Determined Incentive Program | ENGLISHTOWN | 7726 | 11.68 | Residential | Behind the Meter | No | Arma Renovations LLC DBA Arma Group | JCP&L |  | Accepted | 2024-11-21 | 2024-12-31 | 2025-12-31 | Solar Panels | Hanwha | qcells 365 |  | 0.365 | 4 | 132 | 40 |  | Fixed | Roof
NJADRE1558325092 | Administratively Determined Incentive Program | ENGLISHTOWN | 7726 | 11.68 | Residential | Behind the Meter | No | Arma Renovations LLC DBA Arma Group | JCP&L |  | Accepted | 2024-11-21 | 2024-12-31 | 2025-12-31 | Solar Panels | Hanwha | qcells 365 |  | 0.365 | 23 | 222 | 40 |  | Fixed | Roof
NJADRE1558325092 | Administratively Determined Incentive Program | ENGLISHTOWN | 7726 | 11.68 | Residential | Behind the Meter | No | Arma Renovations LLC DBA Arma Group | JCP&L |  | Accepted | 2024-11-21 | 2024-12-31 | 2025-12-31 | Inverters | Enphase | IQ8A | 349 |  | 32 |  |  | 0.98 |  | Outside
NJADRE1558325285 | Administratively Determined Incentive Program | MONROE TOWNSHIP | 8831 | 9.03 | Residential | Behind the Meter | No | Public Service Solar, LLC | JCP&L |  | Accepted | 2024-11-21 | 2024-12-11 | 2025-12-11 | Inverters | Enphase | iQ8HC-72-M-US | 380 |  | 21 |  |  | 0.96 |  | Outdoor | Under panel
NJADRE1558325285 | Administratively Determined Incentive Program | MONROE TOWNSHIP | 8831 | 9.03 | Residential | Behind the Meter | No | Public Service Solar, LLC | JCP&L |  | Accepted | 2024-11-21 | 2024-12-11 | 2025-12-11 | Solar Panels | Panasonic | EVPV430HK2 |  | 0.43 | 21 | 194 | 35 |  | Fixed | Roof
NJADRE1558325738 | Administratively Determined Incentive Program | Camden | 8104 | 6.15 | Residential | Behind the Meter | Yes | Define Solar, LLC | PSE&G |  | Accepted | 2025-05-01 | 2025-05-29 | 2026-05-29 | Inverters | Enphase | IQ8PLUS-72-2-US | 290 |  | 15 |  |  | 0.976 |  | Outside | Under each pv panel
NJADRE1558325738 | Administratively Determined Incentive Program | Camden | 8104 | 6.15 | Residential | Behind the Meter | Yes | Define Solar, LLC | PSE&G |  | Accepted | 2025-05-01 | 2025-05-29 | 2026-05-29 | Solar Panels | Znshine | ZXM7-SH108 410W |  | 0.41 | 15 | 250 | 2 |  | Fixed | Roof
NJADRE1558325749 | Administratively Determined Incentive Program | Linden City | 7036 | 4.92 | Residential | Behind the Meter | Yes | Sunrun Installation Services, Inc. | PSE&G |  | Accepted | 2024-11-21 | 2024-12-10 | 2025-12-10 | Inverters | SolarEdge Technologies | SE3800H-USMN | 3800 |  | 1 |  |  | 0.99 |  | Outdoor
NJADRE1558325749 | Administratively Determined Incentive Program | Linden City | 7036 | 4.92 | Residential | Behind the Meter | Yes | Sunrun Installation Services, Inc. | PSE&G |  | Accepted | 2024-11-21 | 2024-12-10 | 2025-12-10 | Solar Panels | Hanwha Q Cells | Q.PEAK DUO BLK ML-G10+ 410 |  | 0.41 | 12 | 220 | 25 |  | Fixed | Roof
NJADRE1558325765 | Administratively Determined Incentive Program | Swedesboro | 8085 | 18.04 | Residential | Behind the Meter | Yes | Define Solar, LLC | AC Electric |  | Accepted | 2024-12-19 | 2025-01-03 | 2026-01-03 | Solar Panels | Znshine | ZXM7-SH108 410W |  | 0.41 | 44 | 212 | 12 |  | Fixed | Roof
NJADRE1558325765 | Administratively Determined Incentive Program | Swedesboro | 8085 | 18.04 | Residential | Behind the Meter | Yes | Define Solar, LLC | AC Electric |  | Accepted | 2024-12-19 | 2025-01-03 | 2026-01-03 | Inverters | Enphase | IQ8PLUS-72-2-US | 290 |  | 44 |  |  | 0.976 |  | Outside | Under each pv panel
NJADRE1558325922 | Administratively Determined Incentive Program | Branchburg | 8876 | 8.4 | Residential | Behind the Meter | Yes | Pro Custom Solar dba Momentum Solar | JCP&L |  | Accepted | 2024-11-21 | 2024-12-11 | 2025-12-11 | Solar Panels | Hanwha | Q.PEAK DUO BLK ML-G10+400 |  | 0.4 | 5 | 119 | 12 |  | Fixed | Roof
NJADRE1558325922 | Administratively Determined Incentive Program | Branchburg | 8876 | 8.4 | Residential | Behind the Meter | Yes | Pro Custom Solar dba Momentum Solar | JCP&L |  | Accepted | 2024-11-21 | 2024-12-11 | 2025-12-11 | Inverters | Enphase | IQ8MC-72-M-US | 320 |  | 21 |  |  | 0.97 |  | Outdoor
NJADRE1558325922 | Administratively Determined Incentive Program | Branchburg | 8876 | 8.4 | Residential | Behind the Meter | Yes | Pro Custom Solar dba Momentum Solar | JCP&L |  | Accepted | 2024-11-21 | 2024-12-11 | 2025-12-11 | Solar Panels | Hanwha | Q.PEAK DUO BLK ML-G10+400 |  | 0.4 | 16 | 299 | 33 |  | Fixed | Roof
NJADRE1558326258 | Administratively Determined Incentive Program | East Orange | 7018 | 2.46 | Residential | Behind the Meter | Yes | Trinity Solar, LLC | PSE&G |  | Accepted | 2024-11-21 | 2024-12-11 | 2025-12-11 | Electric Storage Battery | Tesla | Tesla Powerwall 3 |  |  | 1 |  |  |  | Lithium Ion |  | outside
NJADRE1558326258 | Administratively Determined Incentive Program | East Orange | 7018 | 2.46 | Residential | Behind the Meter | Yes | Trinity Solar, LLC | PSE&G |  | Accepted | 2024-11-21 | 2024-12-11 | 2025-12-11 | Inverters | Tesla | Tesla Powerwall 3 | 11500 |  | 1 |  |  | 0.97 |  | Outdoor
NJADRE1558326258 | Administratively Determined Incentive Program | East Orange | 7018 | 2.46 | Residential | Behind the Meter | Yes | Trinity Solar, LLC | PSE&G |  | Accepted | 2024-11-21 | 2024-12-11 | 2025-12-11 | Solar Panels | Hanwha | HANWHA 410 (Q.PEAK DUO BLK ML-G10+ 410) |  | 0.41 | 6 | 113 | 39 |  | Fixed | Roof
NJADRE1558326298 | Administratively Determined Incentive Program | Orange City | 7050 | 6.56 | Residential | Behind the Meter | Yes | Sunrun Installation Services, Inc. | PSE&G |  | Accepted | 2024-11-21 | 2024-12-11 | 2025-12-11 | Inverters | SOLAREDGE TECHNOLOGIES | SE5700H-USMN | 5760 |  | 1 |  |  | 0.99 |  | Outdoor
NJADRE1558326298 | Administratively Determined Incentive Program | Orange City | 7050 | 6.56 | Residential | Behind the Meter | Yes | Sunrun Installation Services, Inc. | PSE&G |  | Accepted | 2024-11-21 | 2024-12-11 | 2025-12-11 | Solar Panels | HANWHA Q-CELLS | Q.PEAK DUO BLK ML-G10+ 410 |  | 0.41 | 7 | 17 | 27 |  | Fixed | Roof
NJADRE1558326298 | Administratively Determined Incentive Program | Orange City | 7050 | 6.56 | Residential | Behind the Meter | Yes | Sunrun Installation Services, Inc. | PSE&G |  | Accepted | 2024-11-21 | 2024-12-11 | 2025-12-11 | Solar Panels | HANWHA Q-CELLS | Q.PEAK DUO BLK ML-G10+ 410 |  | 0.41 | 9 | 25 | 27 |  | Fixed | Roof
NJADRE1558326378 | Administratively Determined Incentive Program | Moorestown Twp | 8057 | 7.38 | Residential | Behind the Meter | Yes | Sunrun Installation Services, Inc. | PSE&G |  | Accepted | 2024-11-21 | 2024-12-11 | 2025-12-11 | Electric Storage Battery | TESLA | POWERWALL 3 |  |  | 1 |  |  |  | Lithium Ion |  | Outside
NJADRE1558326378 | Administratively Determined Incentive Program | Moorestown Twp | 8057 | 7.38 | Residential | Behind the Meter | Yes | Sunrun Installation Services, Inc. | PSE&G |  | Accepted | 2024-11-21 | 2024-12-11 | 2025-12-11 | Solar Panels | Hanwha Q-Cells | Q.PEAK DUO BLK ML-G10+ 410 |  | 0.41 | 18 | 206 | 18 |  | Fixed | Roof
NJADRE1558326378 | Administratively Determined Incentive Program | Moorestown Twp | 8057 | 7.38 | Residential | Behind the Meter | Yes | Sunrun Installation Services, Inc. | PSE&G |  | Accepted | 2024-11-21 | 2024-12-11 | 2025-12-11 | Inverters | TESLA | Powerwall 3 1707000-xx-y | 11500 |  | 1 |  |  | 0.97 |  | Outdoor | Next to meter
NJADRE1558326391 | Administratively Determined Incentive Program | WILLINGBORO | 8046 | 9.2 | Residential | Behind the Meter | Yes | GenSun Roofing and Solar, LLC | PSE&G |  | Accepted | 2024-11-21 | 2024-12-12 | 2025-12-12 | Inverters | solaredge | SE10000H-US | 10000 |  | 1 |  |  | 0.99 |  | Outside
NJADRE1558326391 | Administratively Determined Incentive Program | WILLINGBORO | 8046 | 9.2 | Residential | Behind the Meter | Yes | GenSun Roofing and Solar, LLC | PSE&G |  | Accepted | 2024-11-21 | 2024-12-12 | 2025-12-12 | Solar Panels | LONGI SOLAR | LR5-54HABB- 400W |  | 0.4 | 6 | 106 | 20 |  | Fixed | Roof
NJADRE1558326391 | Administratively Determined Incentive Program | WILLINGBORO | 8046 | 9.2 | Residential | Behind the Meter | Yes | GenSun Roofing and Solar, LLC | PSE&G |  | Accepted | 2024-11-21 | 2024-12-12 | 2025-12-12 | Solar Panels | LONGI SOLAR | LR5-54HABB- 400W |  | 0.4 | 17 | 106 | 22 |  | Fixed | Roof
NJADRE1558326399 | Administratively Determined Incentive Program | Bridgeton | 8302 | 5.33 | Residential | Behind the Meter | Yes | EMT Renewables, LLC | AC Electric |  | Accepted | 2024-11-21 | 2024-12-11 | 2025-12-11 | Solar Panels | TRINA | TSM-NE09RC.05 |  | 0.41 | 11 | 193 | 20 |  | Fixed | Roof
NJADRE1558326399 | Administratively Determined Incentive Program | Bridgeton | 8302 | 5.33 | Residential | Behind the Meter | Yes | EMT Renewables, LLC | AC Electric |  | Accepted | 2024-11-21 | 2024-12-11 | 2025-12-11 | Inverters | ENPHASE | IQ8+ | 290 |  | 13 |  |  | 0.98 |  | Other | UNDER EACH PANEL
NJADRE1558326399 | Administratively Determined Incentive Program | Bridgeton | 8302 | 5.33 | Residential | Behind the Meter | Yes | EMT Renewables, LLC | AC Electric |  | Accepted | 2024-11-21 | 2024-12-11 | 2025-12-11 | Solar Panels | TRINA | TSM-NE09RC.05 |  | 0.41 | 2 | 103 | 24 |  | Fixed | Roof
NJADRE1558326411 | Administratively Determined Incentive Program | Newark City | 7105 | 6.4 | Residential | Behind the Meter | Yes | PosiGen Developer, LLC | PSE&G |  | Accepted | 2024-11-21 | 2024-12-11 | 2025-12-11 | Inverters | SolarEdge | SE5700H-US | 5760 |  | 1 |  |  | 0.99 |  | Outdoor | within ten feet of meter
NJADRE1558326411 | Administratively Determined Incentive Program | Newark City | 7105 | 6.4 | Residential | Behind the Meter | Yes | PosiGen Developer, LLC | PSE&G |  | Accepted | 2024-11-21 | 2024-12-11 | 2025-12-11 | Solar Panels | Silfab | SIL-400 HC+ |  | 0.4 | 8 | 158 | 34 |  | Fixed | Roof
NJADRE1558326411 | Administratively Determined Incentive Program | Newark City | 7105 | 6.4 | Residential | Behind the Meter | Yes | PosiGen Developer, LLC | PSE&G |  | Accepted | 2024-11-21 | 2024-12-11 | 2025-12-11 | Solar Panels | Silfab | SIL-400 HC+ |  | 0.4 | 8 | 68 | 5 |  | Fixed | Roof
NJADRE1558326436 | Administratively Determined Incentive Program | FRANKLIN TOWNSHIP | 8873 | 9.43 | Residential | Behind the Meter | No | Tesla Energy Operations, Inc. | PSE&G |  | Accepted | 2024-11-21 | 2024-12-11 | 2025-12-11 | Solar Panels | Hanwha | Q.PEAK DUO BLK ML-G10.a+/TS 410 |  | 0.41 | 8 | 183 | 31 |  | Fixed | Roof
NJADRE1558326436 | Administratively Determined Incentive Program | FRANKLIN TOWNSHIP | 8873 | 9.43 | Residential | Behind the Meter | No | Tesla Energy Operations, Inc. | PSE&G |  | Accepted | 2024-11-21 | 2024-12-11 | 2025-12-11 | Inverters | Tesla | 1538000-XX-Y | 7600 |  | 1 |  |  | 0.98 |  | Outside
NJADRE1558326436 | Administratively Determined Incentive Program | FRANKLIN TOWNSHIP | 8873 | 9.43 | Residential | Behind the Meter | No | Tesla Energy Operations, Inc. | PSE&G |  | Accepted | 2024-11-21 | 2024-12-11 | 2025-12-11 | Solar Panels | Hanwha | Q.PEAK DUO BLK ML-G10.a+/TS 410 |  | 0.41 | 3 | 183 | 31 |  | Fixed | Roof
NJADRE1558326436 | Administratively Determined Incentive Program | FRANKLIN TOWNSHIP | 8873 | 9.43 | Residential | Behind the Meter | No | Tesla Energy Operations, Inc. | PSE&G |  | Accepted | 2024-11-21 | 2024-12-11 | 2025-12-11 | Solar Panels | Hanwha | Q.PEAK DUO BLK ML-G10.a+/TS 410 |  | 0.41 | 9 | 93 | 40 |  | Fixed | Roof
NJADRE1558326436 | Administratively Determined Incentive Program | FRANKLIN TOWNSHIP | 8873 | 9.43 | Residential | Behind the Meter | No | Tesla Energy Operations, Inc. | PSE&G |  | Accepted | 2024-11-21 | 2024-12-11 | 2025-12-11 | Solar Panels | Hanwha | Q.PEAK DUO BLK ML-G10.a+/TS 410 |  | 0.41 | 3 | 4 | 31 |  | Fixed | Roof
NJADRE1558326539 | Administratively Determined Incentive Program | SICKLERVILLE | 8081 | 7.38 | Residential | Behind the Meter | No | Tesla Energy Operations, Inc. | AC Electric |  | Accepted | 2024-11-21 | 2024-12-11 | 2025-12-11 | Solar Panels | Hanwha | Q.PEAK DUO BLK ML-G10.a+/TS 410 |  | 0.41 | 8 | 338 | 36 |  | Fixed | Roof
NJADRE1558326539 | Administratively Determined Incentive Program | SICKLERVILLE | 8081 | 7.38 | Residential | Behind the Meter | No | Tesla Energy Operations, Inc. | AC Electric |  | Accepted | 2024-11-21 | 2024-12-11 | 2025-12-11 | Electric Storage Battery | Tesla | Powerwall 3 |  |  | 1 |  |  |  | Lithium Ion |  | OUTSIDE
NJADRE1558326539 | Administratively Determined Incentive Program | SICKLERVILLE | 8081 | 7.38 | Residential | Behind the Meter | No | Tesla Energy Operations, Inc. | AC Electric |  | Accepted | 2024-11-21 | 2024-12-11 | 2025-12-11 | Solar Panels | Hanwha | Q.PEAK DUO BLK ML-G10.a+/TS 410 |  | 0.41 | 6 | 158 | 36 |  | Fixed | Roof
NJADRE1558326539 | Administratively Determined Incentive Program | SICKLERVILLE | 8081 | 7.38 | Residential | Behind the Meter | No | Tesla Energy Operations, Inc. | AC Electric |  | Accepted | 2024-11-21 | 2024-12-11 | 2025-12-11 | Inverters | Tesla | 1707000-XX-Y | 11500 |  | 1 |  |  | 0.98 |  | Outside
NJADRE1558326539 | Administratively Determined Incentive Program | SICKLERVILLE | 8081 | 7.38 | Residential | Behind the Meter | No | Tesla Energy Operations, Inc. | AC Electric |  | Accepted | 2024-11-21 | 2024-12-11 | 2025-12-11 | Solar Panels | Hanwha | Q.PEAK DUO BLK ML-G10.a+/TS 410 |  | 0.41 | 4 | 158 | 36 |  | Fixed | Roof
NJADRE1558329618 | Administratively Determined Incentive Program | BOONTON | 7005 | 6.15 | Residential | Behind the Meter | Yes | Sunrun Installation Services, Inc. | JCP&L |  | Accepted | 2024-11-21 | 2024-12-11 | 2025-12-11 | Solar Panels | Hanwha Q Cells | Q.PEAK DUO BLK ML-G10+ 410 |  | 0.41 | 5 | 206 | 40 |  | Fixed | Roof
NJADRE1558329618 | Administratively Determined Incentive Program | BOONTON | 7005 | 6.15 | Residential | Behind the Meter | Yes | Sunrun Installation Services, Inc. | JCP&L |  | Accepted | 2024-11-21 | 2024-12-11 | 2025-12-11 | Electric Storage Battery | Tesla | Powerwall 3 |  |  | 1 |  |  |  | Lithium Ion |  | Outside
NJADRE1558329618 | Administratively Determined Incentive Program | BOONTON | 7005 | 6.15 | Residential | Behind the Meter | Yes | Sunrun Installation Services, Inc. | JCP&L |  | Accepted | 2024-11-21 | 2024-12-11 | 2025-12-11 | Solar Panels | Hanwha Q Cells | Q.PEAK DUO BLK ML-G10+ 410 |  | 0.41 | 10 | 26 | 40 |  | Fixed | Roof
NJADRE1558329618 | Administratively Determined Incentive Program | BOONTON | 7005 | 6.15 | Residential | Behind the Meter | Yes | Sunrun Installation Services, Inc. | JCP&L |  | Accepted | 2024-11-21 | 2024-12-11 | 2025-12-11 | Inverters | Tesla | Powerwall 3 | 11500 |  | 1 |  |  | 0.95 |  | Outside
NJADRE1558331316 | Administratively Determined Incentive Program | HAMILTON | 8330 | 5.81 | Residential | Behind the Meter | Yes | SunnyMac, LLC | AC Electric |  | Accepted | 2024-11-22 | 2024-12-11 | 2025-12-11 | Solar Panels | HANWHA | Q.PEAK DUO BLK ML-G10+ 415W |  | 0.415 | 9 | 204 | 45 |  | Fixed | Roof
NJADRE1558331316 | Administratively Determined Incentive Program | HAMILTON | 8330 | 5.81 | Residential | Behind the Meter | Yes | SunnyMac, LLC | AC Electric |  | Accepted | 2024-11-22 | 2024-12-11 | 2025-12-11 | Solar Panels | HANWHA | Q.PEAK DUO BLK ML-G10+ 415W |  | 0.415 | 5 | 294 | 30 |  | Fixed | Roof
NJADRE1558331316 | Administratively Determined Incentive Program | HAMILTON | 8330 | 5.81 | Residential | Behind the Meter | Yes | SunnyMac, LLC | AC Electric |  | Accepted | 2024-11-22 | 2024-12-11 | 2025-12-11 | Inverters | SOLAREDGE HOME HUB | SE 5700H -US | 5760 |  | 1 |  |  | 0.99 |  | Outdoor | next to meter
NJADRE1558331333 | Administratively Determined Incentive Program | GALLOWAY | 8205 | 9.43 | Residential | Behind the Meter | Yes | EMT Renewables, LLC | AC Electric |  | Accepted | 2024-11-22 | 2024-12-12 | 2025-12-12 | Inverters | ENPHASE | IQ8+ | 290 |  | 23 |  |  | 0.98 |  | Other | UNDER EACH PANEL
NJADRE1558331333 | Administratively Determined Incentive Program | GALLOWAY | 8205 | 9.43 | Residential | Behind the Meter | Yes | EMT Renewables, LLC | AC Electric |  | Accepted | 2024-11-22 | 2024-12-12 | 2025-12-12 | Solar Panels | TRINA | TSM-NE09RC.05 |  | 0.41 | 18 | 187 | 37 |  | Fixed | Roof
NJADRE1558331333 | Administratively Determined Incentive Program | GALLOWAY | 8205 | 9.43 | Residential | Behind the Meter | Yes | EMT Renewables, LLC | AC Electric |  | Accepted | 2024-11-22 | 2024-12-12 | 2025-12-12 | Solar Panels | TRINA | TSM-NE09RC.05 |  | 0.41 | 5 | 187 | 37 |  | Fixed | Roof
NJADRE1558331351 | Administratively Determined Incentive Program | Far Hills | 7931 | 14.76 | Residential | Behind the Meter | Yes | Sunrun Installation Services, Inc. | JCP&L |  | Accepted | 2024-11-22 | 2024-12-11 | 2025-12-11 | Inverters | TESLA | POWERWALL 3 1707000-XX-Y | 11500 |  | 1 |  |  | 0.97 |  | Outdoor
NJADRE1558331351 | Administratively Determined Incentive Program | Far Hills | 7931 | 14.76 | Residential | Behind the Meter | Yes | Sunrun Installation Services, Inc. | JCP&L |  | Accepted | 2024-11-22 | 2024-12-11 | 2025-12-11 | Solar Panels | HANWHA Q-CELLS | Q.PEAK DUO BLK ML-G10+ 410 |  | 0.41 | 36 | 169 | 26 |  | Fixed | Roof
NJADRE1558331351 | Administratively Determined Incentive Program | Far Hills | 7931 | 14.76 | Residential | Behind the Meter | Yes | Sunrun Installation Services, Inc. | JCP&L |  | Accepted | 2024-11-22 | 2024-12-11 | 2025-12-11 | Electric Storage Battery | TESLA | POWERWALL 3 1707000-XX-Y |  |  | 1 |  |  |  | Lithium Ion |  | OUTSIDE
NJADRE1558331379 | Administratively Determined Incentive Program | Montclair Twp | 7042 | 6.56 | Residential | Behind the Meter | Yes | Sunrun Installation Services, Inc. | PSE&G |  | Accepted | 2024-11-22 | 2024-12-11 | 2025-12-11 | Electric Storage Battery | TESLA | POWERWALL 3 |  |  | 2 |  |  |  | Lithium Ion |  | Outside
NJADRE1558331379 | Administratively Determined Incentive Program | Montclair Twp | 7042 | 6.56 | Residential | Behind the Meter | Yes | Sunrun Installation Services, Inc. | PSE&G |  | Accepted | 2024-11-22 | 2024-12-11 | 2025-12-11 | Solar Panels | Hanwha Q-Cells | Q.PEAK DUO BLK ML-G10+ 410 |  | 0.41 | 4 | 21 | 23 |  | Fixed | Roof
NJADRE1558331379 | Administratively Determined Incentive Program | Montclair Twp | 7042 | 6.56 | Residential | Behind the Meter | Yes | Sunrun Installation Services, Inc. | PSE&G |  | Accepted | 2024-11-22 | 2024-12-11 | 2025-12-11 | Solar Panels | Hanwha Q-Cells | Q.PEAK DUO BLK ML-G10+ 410 |  | 0.41 | 9 | 201 | 22 |  | Fixed | Roof
NJADRE1558331379 | Administratively Determined Incentive Program | Montclair Twp | 7042 | 6.56 | Residential | Behind the Meter | Yes | Sunrun Installation Services, Inc. | PSE&G |  | Accepted | 2024-11-22 | 2024-12-11 | 2025-12-11 | Solar Panels | Hanwha Q-Cells | Q.PEAK DUO BLK ML-G10+ 410 |  | 0.41 | 3 | 291 | 23 |  | Fixed | Roof
NJADRE1558331379 | Administratively Determined Incentive Program | Montclair Twp | 7042 | 6.56 | Residential | Behind the Meter | Yes | Sunrun Installation Services, Inc. | PSE&G |  | Accepted | 2024-11-22 | 2024-12-11 | 2025-12-11 | Inverters | TESLA | Powerwall 3 1707000-xx-y | 23000 |  | 2 |  |  | 0.97 |  | Outdoor | Next to meter
NJADRE1558331382 | Administratively Determined Incentive Program | Salem | 8079 | 5.74 | Residential | Behind the Meter | Yes | EMT Renewables, LLC | AC Electric |  | Accepted | 2024-11-22 | 2024-12-11 | 2025-12-11 | Inverters | ENPHASE | IQ8+ | 290 |  | 14 |  |  | 0.98 |  | Other | UNDER EACH PANEL
NJADRE1558331382 | Administratively Determined Incentive Program | Salem | 8079 | 5.74 | Residential | Behind the Meter | Yes | EMT Renewables, LLC | AC Electric |  | Accepted | 2024-11-22 | 2024-12-11 | 2025-12-11 | Solar Panels | TRINA | TSM-NE09RC.05 |  | 0.41 | 14 | 160 | 22 |  | Fixed | Roof
NJADRE1558331388 | Administratively Determined Incentive Program | Montague | 7827 | 8.2 | Residential | Behind the Meter | Yes | Trinity Solar, LLC | JCP&L |  | Accepted | 2024-11-22 | 2024-12-11 | 2025-12-11 | Solar Panels | HANWHA | (Q.PEAK DUO BLK ML-G10+ 410) |  | 0.41 | 20 | 133 | 18 |  | Fixed | Roof
NJADRE1558331388 | Administratively Determined Incentive Program | Montague | 7827 | 8.2 | Residential | Behind the Meter | Yes | Trinity Solar, LLC | JCP&L |  | Accepted | 2024-11-22 | 2024-12-11 | 2025-12-11 | Electric Storage Battery | Tesla | Powerwall 3 (1707000-xx-y) |  |  | 2 |  |  |  | Lithium Ion |  | outdoor
NJADRE1558331388 | Administratively Determined Incentive Program | Montague | 7827 | 8.2 | Residential | Behind the Meter | Yes | Trinity Solar, LLC | JCP&L |  | Accepted | 2024-11-22 | 2024-12-11 | 2025-12-11 | Inverters | Tesla | Powerwall 3 (1707000-xx-y) | 11500 |  | 2 |  |  | 0.97 |  | Outdoor
NJADRE1558331399 | Administratively Determined Incentive Program | Rahway | 7065 | 5.4 | Residential | Behind the Meter | Yes | SunnyMac, LLC | PSE&G |  | Accepted | 2024-11-22 | 2024-12-18 | 2025-12-18 | Inverters | SolarEdge Technologies Inc. | SE5700H-USMNUBL15 | 5700 |  | 1 |  |  | 0.99 |  | Outdoor
NJADRE1558331399 | Administratively Determined Incentive Program | Rahway | 7065 | 5.4 | Residential | Behind the Meter | Yes | SunnyMac, LLC | PSE&G |  | Accepted | 2024-11-22 | 2024-12-18 | 2025-12-18 | Solar Panels | Qcells | Q Peak Duo ML-G10+ 415 |  | 0.415 | 13 | 266 | 22 |  | Fixed | Roof
NJADRE1558331399 | Administratively Determined Incentive Program | Rahway | 7065 | 5.4 | Residential | Behind the Meter | Yes | SunnyMac, LLC | PSE&G |  | Accepted | 2024-11-22 | 2024-12-18 | 2025-12-18 | Meters | SolarEdge Technologies Inc. | SolarEdge Built-in Consumption Monitor |  |  | 1 |  |  |  | Yes | Outdoor
NJADRE1558331491 | Administratively Determined Incentive Program | WILLINGBORO TWP | 8046 | 2.87 | Residential | Behind the Meter | Yes | Sunrun Installation Services, Inc. | PSE&G |  | Accepted | 2024-11-25 | 2024-12-13 | 2025-12-13 | Solar Panels | Hanwha Q-Cells | Q.PEAK DUO BLK ML-G10+ 410 |  | 0.41 | 7 | 151 | 24 |  | Fixed | Roof
NJADRE1558331491 | Administratively Determined Incentive Program | WILLINGBORO TWP | 8046 | 2.87 | Residential | Behind the Meter | Yes | Sunrun Installation Services, Inc. | PSE&G |  | Accepted | 2024-11-25 | 2024-12-13 | 2025-12-13 | Inverters | Growatt New Energy Technology Co Ltd | MIN 3800TL-XH-US | 3800 |  | 1 |  |  | 0.98 |  | Outdoor | Next to meter
NJADRE1558331525 | Administratively Determined Incentive Program | Carteret | 7008 | 4.1 | Residential | Behind the Meter | Yes | Sunrun Installation Services, Inc. | PSE&G |  | Accepted | 2024-11-22 | 2024-12-11 | 2025-12-11 | Inverters | SOLAREDGE TECHNOLOGIES | SE5700H-USMN | 5760 |  | 1 |  |  | 0.99 |  | Outdoor
NJADRE1558331525 | Administratively Determined Incentive Program | Carteret | 7008 | 4.1 | Residential | Behind the Meter | Yes | Sunrun Installation Services, Inc. | PSE&G |  | Accepted | 2024-11-22 | 2024-12-11 | 2025-12-11 | Solar Panels | HANWHA Q-CELLS | Q.PEAK DUO BLK ML-G10+ 410 |  | 0.41 | 7 | 204 | 20 |  | Fixed | Roof
NJADRE1558331525 | Administratively Determined Incentive Program | Carteret | 7008 | 4.1 | Residential | Behind the Meter | Yes | Sunrun Installation Services, Inc. | PSE&G |  | Accepted | 2024-11-22 | 2024-12-11 | 2025-12-11 | Solar Panels | HANWHA Q-CELLS | Q.PEAK DUO BLK ML-G10+ 410 |  | 0.41 | 3 | 204 | 11 |  | Fixed | Roof
NJADRE1558331600 | Administratively Determined Incentive Program | Bloomfield | 7003 | 5.33 | Residential | Behind the Meter | Yes | Trinity Solar, LLC | PSE&G |  | Accepted | 2024-11-22 | 2024-12-11 | 2025-12-11 | Solar Panels | HANWHA | Q.PEAK DUO BLK ML-G10+ 410 |  | 0.41 | 8 | 22 | 23 |  | Fixed | Roof
NJADRE1558331600 | Administratively Determined Incentive Program | Bloomfield | 7003 | 5.33 | Residential | Behind the Meter | Yes | Trinity Solar, LLC | PSE&G |  | Accepted | 2024-11-22 | 2024-12-11 | 2025-12-11 | Solar Panels | HANWHA | Q.PEAK DUO BLK ML-G10+ 410 |  | 0.41 | 5 | 292 | 23 |  | Fixed | Roof
NJADRE1558331600 | Administratively Determined Incentive Program | Bloomfield | 7003 | 5.33 | Residential | Behind the Meter | Yes | Trinity Solar, LLC | PSE&G |  | Accepted | 2024-11-22 | 2024-12-11 | 2025-12-11 | Inverters | Solar Edge | SE5000H-US | 5000 |  | 1 |  |  | 0.97 |  | Outside
NJADRE1558331639 | Administratively Determined Incentive Program | Newark | 7106 | 4.92 | Residential | Behind the Meter | Yes | Trinity Solar, LLC | PSE&G |  | Accepted | 2024-11-22 | 2024-12-11 | 2025-12-11 | Inverters | Solar Edge | USE5700H-USMNBL75 | 5760 |  | 1 |  |  | 0.97 |  | Outdoor
NJADRE1558331639 | Administratively Determined Incentive Program | Newark | 7106 | 4.92 | Residential | Behind the Meter | Yes | Trinity Solar, LLC | PSE&G |  | Accepted | 2024-11-22 | 2024-12-11 | 2025-12-11 | Solar Panels | HANWHA | (Q.PEAK DUO BLK ML-G10+ 410) |  | 0.41 | 9 | 276 | 45 |  | Fixed | Roof
NJADRE1558331639 | Administratively Determined Incentive Program | Newark | 7106 | 4.92 | Residential | Behind the Meter | Yes | Trinity Solar, LLC | PSE&G |  | Accepted | 2024-11-22 | 2024-12-11 | 2025-12-11 | Solar Panels | HANWHA | (Q.PEAK DUO BLK ML-G10+ 410) |  | 0.41 | 3 | 96 | 45 |  | Fixed | Roof
NJADRE1558331655 | Administratively Determined Incentive Program | Lincoln Park | 7035 | 9.13 | Residential | Behind the Meter | Yes | Venture Home Solar, LLC | JCP&L |  | Accepted | 2024-11-22 | 2024-12-16 | 2025-12-16 | Inverters | Tesla Solar | 1538000-xx-y | 330 |  | 1 |  |  | 0.9697 |  | Outside
NJADRE1558331655 | Administratively Determined Incentive Program | Lincoln Park | 7035 | 9.13 | Residential | Behind the Meter | Yes | Venture Home Solar, LLC | JCP&L |  | Accepted | 2024-11-22 | 2024-12-16 | 2025-12-16 | Solar Panels | Hanwha | Q.PEAK DUO BLK ML-G10+ 415W |  | 0.415 | 17 | 231 | 27 |  | Fixed | Roof
NJADRE1558331655 | Administratively Determined Incentive Program | Lincoln Park | 7035 | 9.13 | Residential | Behind the Meter | Yes | Venture Home Solar, LLC | JCP&L |  | Accepted | 2024-11-22 | 2024-12-16 | 2025-12-16 | Solar Panels | Hanwha | Q.PEAK DUO BLK ML-G10+ 415W |  | 0.415 | 5 | 141 | 14 |  | Fixed | Roof
NJADRE1558331675 | Administratively Determined Incentive Program | SOMERS POINT | 8244 | 8.61 | Residential | Behind the Meter | Yes | Sunrun Installation Services, Inc. | AC Electric |  | Accepted | 2024-11-22 | 2024-12-11 | 2025-12-11 | Inverters | SolarEdge Technologies | SE5700H-USMN | 5760 |  | 1 |  |  | 0.99 |  | Outdoor
NJADRE1558331675 | Administratively Determined Incentive Program | SOMERS POINT | 8244 | 8.61 | Residential | Behind the Meter | Yes | Sunrun Installation Services, Inc. | AC Electric |  | Accepted | 2024-11-22 | 2024-12-11 | 2025-12-11 | Solar Panels | Hanwha Q Cells | Q.PEAK DUO BLK ML-G10+ 410 |  | 0.41 | 3 | 309 | 18 |  | Fixed | Roof
NJADRE1558331675 | Administratively Determined Incentive Program | SOMERS POINT | 8244 | 8.61 | Residential | Behind the Meter | Yes | Sunrun Installation Services, Inc. | AC Electric |  | Accepted | 2024-11-22 | 2024-12-11 | 2025-12-11 | Solar Panels | Hanwha Q Cells | Q.PEAK DUO BLK ML-G10+ 410 |  | 0.41 | 14 | 129 | 18 |  | Fixed | Roof
NJADRE1558331675 | Administratively Determined Incentive Program | SOMERS POINT | 8244 | 8.61 | Residential | Behind the Meter | Yes | Sunrun Installation Services, Inc. | AC Electric |  | Accepted | 2024-11-22 | 2024-12-11 | 2025-12-11 | Solar Panels | Hanwha Q Cells | Q.PEAK DUO BLK ML-G10+ 410 |  | 0.41 | 4 | 219 | 19 |  | Fixed | Roof
NJADRE1558332097 | Administratively Determined Incentive Program | Upper Saddle River | 7458 | 5.34 | Residential | Behind the Meter | No | GAF Energy | Orange Rockland Electric |  | Accepted | 2024-11-22 | 2024-12-11 | 2025-12-11 | Inverters | Delta Electronics | M6-TL-US | 6000 |  | 1 |  |  | 0.975 |  | Outdoor
NJADRE1558332097 | Administratively Determined Incentive Program | Upper Saddle River | 7458 | 5.34 | Residential | Behind the Meter | No | GAF Energy | Orange Rockland Electric |  | Accepted | 2024-11-22 | 2024-12-11 | 2025-12-11 | Solar Panels | GAF Energy | TLS-1 |  | 0.046 | 20 | 107 | 45 |  | Fixed | Roof
NJADRE1558332097 | Administratively Determined Incentive Program | Upper Saddle River | 7458 | 5.34 | Residential | Behind the Meter | No | GAF Energy | Orange Rockland Electric |  | Accepted | 2024-11-22 | 2024-12-11 | 2025-12-11 | Solar Panels | GAF Energy | TLS-1 |  | 0.046 | 96 | 197 | 37 |  | Fixed | Roof
NJADRE1558332131 | Administratively Determined Incentive Program | SALEM | 8079 | 6.56 | Residential | Behind the Meter | Yes | EMT Renewables, LLC | AC Electric |  | Accepted | 2024-11-22 | 2024-12-12 | 2025-12-12 | Solar Panels | TRINA | TSM-NE09RC.05 |  | 0.41 | 2 | 230 | 28 |  | Fixed | Roof
NJADRE1558332131 | Administratively Determined Incentive Program | SALEM | 8079 | 6.56 | Residential | Behind the Meter | Yes | EMT Renewables, LLC | AC Electric |  | Accepted | 2024-11-22 | 2024-12-12 | 2025-12-12 | Solar Panels | TRINA | TSM-NE09RC.05 |  | 0.41 | 1 | 50 | 28 |  | Fixed | Roof
NJADRE1558332131 | Administratively Determined Incentive Program | SALEM | 8079 | 6.56 | Residential | Behind the Meter | Yes | EMT Renewables, LLC | AC Electric |  | Accepted | 2024-11-22 | 2024-12-12 | 2025-12-12 | Solar Panels | TRINA | TSM-NE09RC.05 |  | 0.41 | 4 | 140 | 16 |  | Fixed | Roof
NJADRE1558332131 | Administratively Determined Incentive Program | SALEM | 8079 | 6.56 | Residential | Behind the Meter | Yes | EMT Renewables, LLC | AC Electric |  | Accepted | 2024-11-22 | 2024-12-12 | 2025-12-12 | Solar Panels | TRINA | TSM-NE09RC.05 |  | 0.41 | 2 | 320 | 27 |  | Fixed | Roof
NJADRE1558332131 | Administratively Determined Incentive Program | SALEM | 8079 | 6.56 | Residential | Behind the Meter | Yes | EMT Renewables, LLC | AC Electric |  | Accepted | 2024-11-22 | 2024-12-12 | 2025-12-12 | Solar Panels | TRINA | TSM-NE09RC.05 |  | 0.41 | 4 | 140 | 27 |  | Fixed | Roof
NJADRE1558332131 | Administratively Determined Incentive Program | SALEM | 8079 | 6.56 | Residential | Behind the Meter | Yes | EMT Renewables, LLC | AC Electric |  | Accepted | 2024-11-22 | 2024-12-12 | 2025-12-12 | Solar Panels | TRINA | TSM-NE09RC.05 |  | 0.41 | 2 | 230 | 28 |  | Fixed | Roof
NJADRE1558332131 | Administratively Determined Incentive Program | SALEM | 8079 | 6.56 | Residential | Behind the Meter | Yes | EMT Renewables, LLC | AC Electric |  | Accepted | 2024-11-22 | 2024-12-12 | 2025-12-12 | Inverters | ENPHASE | IQ8+ | 290 |  | 16 |  |  | 0.98 |  | Other | UNDER EACH PANEL
NJADRE1558332131 | Administratively Determined Incentive Program | SALEM | 8079 | 6.56 | Residential | Behind the Meter | Yes | EMT Renewables, LLC | AC Electric |  | Accepted | 2024-11-22 | 2024-12-12 | 2025-12-12 | Solar Panels | TRINA | TSM-NE09RC.05 |  | 0.41 | 1 | 50 | 28 |  | Fixed | Roof
NJADRE1558332241 | Administratively Determined Incentive Program | EAST WINDSOR | 8512 | 3.69 | Residential | Behind the Meter | Yes | Pro Custom Solar dba Momentum Solar | JCP&L |  | Accepted | 2024-11-22 | 2024-12-12 | 2025-12-12 | Solar Panels | HANWHA | Q.PEAK DUO BLK ML-G10+ 410 |  | 0.41 | 9 | 155 | 32 |  | Fixed | Roof
NJADRE1558332241 | Administratively Determined Incentive Program | EAST WINDSOR | 8512 | 3.69 | Residential | Behind the Meter | Yes | Pro Custom Solar dba Momentum Solar | JCP&L |  | Accepted | 2024-11-22 | 2024-12-12 | 2025-12-12 | Inverters | Enphase | IQ8HC-72-M-DOM-US | 380 |  | 9 |  |  | 0.97 |  | Outdoor
NJADRE1558332716 | Administratively Determined Incentive Program | Mount Holly | 8060 | 7.56 | Residential | Behind the Meter | No | Public Service Solar, LLC | PSE&G |  | Accepted | 2024-11-22 | 2024-12-11 | 2025-12-11 | Inverters | Enphase | iQ8HC-72-M-US | 380 |  | 18 |  |  | 0.96 |  | Outdoor | Under module
NJADRE1558332716 | Administratively Determined Incentive Program | Mount Holly | 8060 | 7.56 | Residential | Behind the Meter | No | Public Service Solar, LLC | PSE&G |  | Accepted | 2024-11-22 | 2024-12-11 | 2025-12-11 | Solar Panels | Panasonic | EVPV420HK2 |  | 0.42 | 18 | 159 | 31 |  | Fixed | Roof
NJADRE1558332767 | Administratively Determined Incentive Program | Newark | 7108 | 4.51 | Residential | Behind the Meter | Yes | Pro Custom Solar dba Momentum Solar | PSE&G |  | Accepted | 2024-11-22 | 2024-12-12 | 2025-12-12 | Solar Panels | HANWHA | Q.PEAK DUO BLK ML-G10+ 410 |  | 0.41 | 5 | 107 | 26 |  | Fixed | Roof
NJADRE1558332767 | Administratively Determined Incentive Program | Newark | 7108 | 4.51 | Residential | Behind the Meter | Yes | Pro Custom Solar dba Momentum Solar | PSE&G |  | Accepted | 2024-11-22 | 2024-12-12 | 2025-12-12 | Inverters | Enphase | IQ8HC-72-M-DOM-US | 380 |  | 11 |  |  | 0.97 |  | Outdoor
NJADRE1558332767 | Administratively Determined Incentive Program | Newark | 7108 | 4.51 | Residential | Behind the Meter | Yes | Pro Custom Solar dba Momentum Solar | PSE&G |  | Accepted | 2024-11-22 | 2024-12-12 | 2025-12-12 | Solar Panels | HANWHA | Q.PEAK DUO BLK ML-G10+ 410 |  | 0.41 | 6 | 287 | 25 |  | Fixed | Roof
NJADRE1558332900 | Administratively Determined Incentive Program | Sickerville | 8081 | 5.6 | Residential | Behind the Meter | Yes | SunPurity LLC | AC Electric |  | Accepted | 2024-11-22 | 2024-12-12 | 2025-12-12 | Inverters | Solaredge | SE6000H-US000BEI4 | 6000 |  | 1 |  |  | 0.99 |  | Outdoor
NJADRE1558332900 | Administratively Determined Incentive Program | Sickerville | 8081 | 5.6 | Residential | Behind the Meter | Yes | SunPurity LLC | AC Electric |  | Accepted | 2024-11-22 | 2024-12-12 | 2025-12-12 | Solar Panels | Hanwha Q.Cells | Q.PEAK DUO BLK ML-G10+ 400 |  | 0.4 | 2 | 253 | 34 |  | Fixed | Roof
NJADRE1558332900 | Administratively Determined Incentive Program | Sickerville | 8081 | 5.6 | Residential | Behind the Meter | Yes | SunPurity LLC | AC Electric |  | Accepted | 2024-11-22 | 2024-12-12 | 2025-12-12 | Solar Panels | Hanwha Q.Cells | Q.PEAK DUO BLK ML-G10+ 400 |  | 0.4 | 5 | 253 | 34 |  | Fixed | Roof
NJADRE1558332900 | Administratively Determined Incentive Program | Sickerville | 8081 | 5.6 | Residential | Behind the Meter | Yes | SunPurity LLC | AC Electric |  | Accepted | 2024-11-22 | 2024-12-12 | 2025-12-12 | Solar Panels | Hanwha Q.Cells | Q.PEAK DUO BLK ML-G10+ 400 |  | 0.4 | 2 | 253 | 34 |  | Fixed | Roof
NJADRE1558332900 | Administratively Determined Incentive Program | Sickerville | 8081 | 5.6 | Residential | Behind the Meter | Yes | SunPurity LLC | AC Electric |  | Accepted | 2024-11-22 | 2024-12-12 | 2025-12-12 | Solar Panels | Hanwha Q.Cells | Q.PEAK DUO BLK ML-G10+ 400 |  | 0.4 | 2 | 252 | 34 |  | Fixed | Roof
NJADRE1558332900 | Administratively Determined Incentive Program | Sickerville | 8081 | 5.6 | Residential | Behind the Meter | Yes | SunPurity LLC | AC Electric |  | Accepted | 2024-11-22 | 2024-12-12 | 2025-12-12 | Solar Panels | Hanwha Q.Cells | Q.PEAK DUO BLK ML-G10+ 400 |  | 0.4 | 3 | 73 | 36 |  | Fixed | Roof
NJADRE1558332925 | Administratively Determined Incentive Program | TOMS RIVER | 8755 | 3.28 | Residential | Behind the Meter | Yes | SunPurity LLC | JCP&L |  | Accepted | 2024-11-22 | 2024-12-12 | 2025-12-12 | Inverters | Solaredge | SE3000H-US | 3000 |  | 1 |  |  | 0.99 |  | Outdoor
NJADRE1558332925 | Administratively Determined Incentive Program | TOMS RIVER | 8755 | 3.28 | Residential | Behind the Meter | Yes | SunPurity LLC | JCP&L |  | Accepted | 2024-11-22 | 2024-12-12 | 2025-12-12 | Solar Panels | Hanwha Q.Cells | Q.PEAK DUO BLK ML-G10+ 410W |  | 0.41 | 8 | 166 | 32 |  | Fixed | Roof
NJADRE1558333409 | Administratively Determined Incentive Program | BEACHWOOD | 8722 | 6.97 | Residential | Behind the Meter | Yes | SunPurity LLC | JCP&L |  | Accepted | 2024-11-22 | 2024-12-12 | 2025-12-12 | Inverters | Solaredge | SE6000H-US | 6000 |  | 1 |  |  | 0.99 |  | Outdoor
NJADRE1558333409 | Administratively Determined Incentive Program | BEACHWOOD | 8722 | 6.97 | Residential | Behind the Meter | Yes | SunPurity LLC | JCP&L |  | Accepted | 2024-11-22 | 2024-12-12 | 2025-12-12 | Solar Panels | Hanwha Q.Cells | Q.PEK DUO BLK-ML-G10+ 410W |  | 0.41 | 2 | 307 | 20 |  | Fixed | Roof
NJADRE1558333409 | Administratively Determined Incentive Program | BEACHWOOD | 8722 | 6.97 | Residential | Behind the Meter | Yes | SunPurity LLC | JCP&L |  | Accepted | 2024-11-22 | 2024-12-12 | 2025-12-12 | Solar Panels | Hanwha Q.Cells | Q.PEK DUO BLK-ML-G10+ 410W |  | 0.41 | 4 | 307 | 21 |  | Fixed | Roof
NJADRE1558333409 | Administratively Determined Incentive Program | BEACHWOOD | 8722 | 6.97 | Residential | Behind the Meter | Yes | SunPurity LLC | JCP&L |  | Accepted | 2024-11-22 | 2024-12-12 | 2025-12-12 | Solar Panels | Hanwha Q.Cells | Q.PEK DUO BLK-ML-G10+ 410W |  | 0.41 | 9 | 127 | 21 |  | Fixed | Roof
NJADRE1558333409 | Administratively Determined Incentive Program | BEACHWOOD | 8722 | 6.97 | Residential | Behind the Meter | Yes | SunPurity LLC | JCP&L |  | Accepted | 2024-11-22 | 2024-12-12 | 2025-12-12 | Solar Panels | Hanwha Q.Cells | Q.PEK DUO BLK-ML-G10+ 410W |  | 0.41 | 2 | 127 | 20 |  | Fixed | Roof
NJADRE1558336033 | Administratively Determined Incentive Program | STRATFORD | 8084 | 11.48 | Residential | Behind the Meter | Yes | SunPurity LLC | AC Electric |  | Accepted | 2024-11-22 | 2024-12-12 | 2025-12-12 | Solar Panels | Hanwha Q.Cells | Q.PEAK DUO BLK-ML-G10+ 410W |  | 0.41 | 3 | 226 | 20 |  | Fixed | Roof
NJADRE1558336033 | Administratively Determined Incentive Program | STRATFORD | 8084 | 11.48 | Residential | Behind the Meter | Yes | SunPurity LLC | AC Electric |  | Accepted | 2024-11-22 | 2024-12-12 | 2025-12-12 | Inverters | Solaredge | SE10000H-US | 10000 |  | 1 |  |  | 0.99 |  | Outdoor
NJADRE1558336033 | Administratively Determined Incentive Program | STRATFORD | 8084 | 11.48 | Residential | Behind the Meter | Yes | SunPurity LLC | AC Electric |  | Accepted | 2024-11-22 | 2024-12-12 | 2025-12-12 | Solar Panels | Hanwha Q.Cells | Q.PEAK DUO BLK-ML-G10+ 410W |  | 0.41 | 6 | 136 | 20 |  | Fixed | Roof
NJADRE1558336033 | Administratively Determined Incentive Program | STRATFORD | 8084 | 11.48 | Residential | Behind the Meter | Yes | SunPurity LLC | AC Electric |  | Accepted | 2024-11-22 | 2024-12-12 | 2025-12-12 | Solar Panels | Hanwha Q.Cells | Q.PEAK DUO BLK-ML-G10+ 410W |  | 0.41 | 2 | 46 | 20 |  | Fixed | Roof
NJADRE1558336033 | Administratively Determined Incentive Program | STRATFORD | 8084 | 11.48 | Residential | Behind the Meter | Yes | SunPurity LLC | AC Electric |  | Accepted | 2024-11-22 | 2024-12-12 | 2025-12-12 | Solar Panels | Hanwha Q.Cells | Q.PEAK DUO BLK-ML-G10+ 410W |  | 0.41 | 9 | 316 | 20 |  | Fixed | Roof
NJADRE1558336033 | Administratively Determined Incentive Program | STRATFORD | 8084 | 11.48 | Residential | Behind the Meter | Yes | SunPurity LLC | AC Electric |  | Accepted | 2024-11-22 | 2024-12-12 | 2025-12-12 | Solar Panels | Hanwha Q.Cells | Q.PEAK DUO BLK-ML-G10+ 410W |  | 0.41 | 6 | 46 | 20 |  | Fixed | Roof
NJADRE1558336033 | Administratively Determined Incentive Program | STRATFORD | 8084 | 11.48 | Residential | Behind the Meter | Yes | SunPurity LLC | AC Electric |  | Accepted | 2024-11-22 | 2024-12-12 | 2025-12-12 | Solar Panels | Hanwha Q.Cells | Q.PEAK DUO BLK-ML-G10+ 410W |  | 0.41 | 2 | 226 | 20 |  | Fixed | Roof
NJADRE1558336280 | Administratively Determined Incentive Program | TOMS RIVER | 8757 | 4.51 | Residential | Behind the Meter | Yes | SunPurity LLC | JCP&L |  | Accepted | 2024-11-23 | 2024-12-12 | 2025-12-12 | Inverters | Solaredge | SE3800H-US | 3800 |  | 1 |  |  | 0.99 |  | Outdoor
NJADRE1558336280 | Administratively Determined Incentive Program | TOMS RIVER | 8757 | 4.51 | Residential | Behind the Meter | Yes | SunPurity LLC | JCP&L |  | Accepted | 2024-11-23 | 2024-12-12 | 2025-12-12 | Solar Panels | Hanwha Q.Cells | Q.PEAK DUO BLK-ML-G10+ 410W |  | 0.41 | 11 | 204 | 20 |  | Fixed | Roof
NJADRE1558339908 | Administratively Determined Incentive Program | Teaneck | 7666 | 6.56 | Residential | Behind the Meter | Yes | Trinity Solar, LLC | PSE&G |  | Accepted | 2024-11-23 | 2024-12-12 | 2025-12-12 | Solar Panels | HANWHA 410 (Q.PEAK DUO BLK ML-G10+410) | HANWHA 410 (Q.PEAK DUO BLK ML-G10+410) |  | 0.41 | 9 | 24 | 30 |  | Fixed | Roof
NJADRE1558339908 | Administratively Determined Incentive Program | Teaneck | 7666 | 6.56 | Residential | Behind the Meter | Yes | Trinity Solar, LLC | PSE&G |  | Accepted | 2024-11-23 | 2024-12-12 | 2025-12-12 | Inverters | TESLA | TESLA 5.0KW | 5000 |  | 1 |  |  | 0.97 |  | Outdoor
NJADRE1558339908 | Administratively Determined Incentive Program | Teaneck | 7666 | 6.56 | Residential | Behind the Meter | Yes | Trinity Solar, LLC | PSE&G |  | Accepted | 2024-11-23 | 2024-12-12 | 2025-12-12 | Solar Panels | HANWHA 410 (Q.PEAK DUO BLK ML-G10+410) | HANWHA 410 (Q.PEAK DUO BLK ML-G10+410) |  | 0.41 | 7 | 204 | 30 |  | Fixed | Roof
NJADRE1558340089 | Administratively Determined Incentive Program | TOMS RIVER | 8755 | 5.74 | Residential | Behind the Meter | No | SunPurity LLC | JCP&L |  | Accepted | 2024-11-23 | 2024-12-12 | 2025-12-12 | Inverters | Solaredge | SE5000H-US | 5000 |  | 1 |  |  | 0.99 |  | Outdoor
NJADRE1558340089 | Administratively Determined Incentive Program | TOMS RIVER | 8755 | 5.74 | Residential | Behind the Meter | No | SunPurity LLC | JCP&L |  | Accepted | 2024-11-23 | 2024-12-12 | 2025-12-12 | Solar Panels | Hanwha Q.Cells | Q.PEAK DUO BLK-ML-G10+ 410W |  | 0.41 | 14 | 217 | 35 |  | Fixed | Roof
NJADRE1558340897 | Administratively Determined Incentive Program | TOMS RIVER | 8753 | 6.97 | Residential | Behind the Meter | Yes | SunPurity LLC | JCP&L |  | Accepted | 2024-11-23 | 2024-12-23 | 2025-12-23 | Solar Panels | Hanwha Q.Cells | Q.PEAK DUO L-G6 410W |  | 0.41 | 2 | 274 | 20 |  | Fixed | Roof
NJADRE1558340897 | Administratively Determined Incentive Program | TOMS RIVER | 8753 | 6.97 | Residential | Behind the Meter | Yes | SunPurity LLC | JCP&L |  | Accepted | 2024-11-23 | 2024-12-23 | 2025-12-23 | Solar Panels | Hanwha Q.Cells | Q.PEAK DUO L-G6 410W |  | 0.41 | 15 | 184 | 22 |  | Fixed | Roof
NJADRE1558340897 | Administratively Determined Incentive Program | TOMS RIVER | 8753 | 6.97 | Residential | Behind the Meter | Yes | SunPurity LLC | JCP&L |  | Accepted | 2024-11-23 | 2024-12-23 | 2025-12-23 | Inverters | Solaredge | SE6000H-US | 6000 |  | 1 |  |  | 0.99 |  | Outdoor
NJADRE1558340904 | Administratively Determined Incentive Program | HAMILTON | 8620 | 8.72 | Residential | Behind the Meter | Yes | SunPurity LLC | PSE&G |  | Accepted | 2024-11-23 | 2024-12-23 | 2025-12-23 | Inverters | Solaredge | SE7600H-US | 7600 |  | 1 |  |  | 0.99 |  | Outdoor
NJADRE1558340904 | Administratively Determined Incentive Program | HAMILTON | 8620 | 8.72 | Residential | Behind the Meter | Yes | SunPurity LLC | PSE&G |  | Accepted | 2024-11-23 | 2024-12-23 | 2025-12-23 | Solar Panels | Hanwha Q.Cells | Q.PEAK DUO BLK-ML-G10+ 415W |  | 0.415 | 21 | 194 | 25 |  | Fixed | Roof
NJADRE1558340920 | Administratively Determined Incentive Program | LOWER BANK | 8215 | 9.02 | Residential | Behind the Meter | Yes | SunPurity LLC | AC Electric |  | Accepted | 2024-11-23 | 2024-12-12 | 2025-12-12 | Solar Panels | Hanwha Q.Cells | Q.PEAK DUO BLK ML-G10+ 410W |  | 0.41 | 10 | 37 | 20 |  | Fixed | Roof
NJADRE1558340920 | Administratively Determined Incentive Program | LOWER BANK | 8215 | 9.02 | Residential | Behind the Meter | Yes | SunPurity LLC | AC Electric |  | Accepted | 2024-11-23 | 2024-12-12 | 2025-12-12 | Solar Panels | Hanwha Q.Cells | Q.PEAK DUO BLK ML-G10+ 410W |  | 0.41 | 12 | 217 | 20 |  | Fixed | Roof
NJADRE1558340920 | Administratively Determined Incentive Program | LOWER BANK | 8215 | 9.02 | Residential | Behind the Meter | Yes | SunPurity LLC | AC Electric |  | Accepted | 2024-11-23 | 2024-12-12 | 2025-12-12 | Inverters | Solaredge | SE7600H-US | 7600 |  | 1 |  |  | 0.99 |  | Outdoor
NJADRE1558340929 | Administratively Determined Incentive Program | Bridgeton | 8302 | 9.84 | Residential | Behind the Meter | No | SunPurity LLC | AC Electric |  | Accepted | 2024-11-24 | 2024-12-16 | 2025-12-16 | Inverters | Solaredge | SE7600H-US | 7600 |  | 1 |  |  | 0.99 |  | Outdoor
NJADRE1558340929 | Administratively Determined Incentive Program | Bridgeton | 8302 | 9.84 | Residential | Behind the Meter | No | SunPurity LLC | AC Electric |  | Accepted | 2024-11-24 | 2024-12-16 | 2025-12-16 | Solar Panels | Hanwha Q.Cells | Q.PEAK DUO L-G6 410W |  | 0.41 | 7 | 233 | 20 |  | Fixed | Roof
NJADRE1558340929 | Administratively Determined Incentive Program | Bridgeton | 8302 | 9.84 | Residential | Behind the Meter | No | SunPurity LLC | AC Electric |  | Accepted | 2024-11-24 | 2024-12-16 | 2025-12-16 | Solar Panels | Hanwha Q.Cells | Q.PEAK DUO L-G6 410W |  | 0.41 | 8 | 53 | 20 |  | Fixed | Roof
NJADRE1558340929 | Administratively Determined Incentive Program | Bridgeton | 8302 | 9.84 | Residential | Behind the Meter | No | SunPurity LLC | AC Electric |  | Accepted | 2024-11-24 | 2024-12-16 | 2025-12-16 | Solar Panels | Hanwha Q.Cells | Q.PEAK DUO L-G6 410W |  | 0.41 | 9 | 233 | 20 |  | Fixed | Roof
NJADRE1558340935 | Administratively Determined Incentive Program | TOMS RIVER | 8753 | 17.02 | Residential | Behind the Meter | No | SunPurity LLC | JCP&L |  | Accepted | 2024-11-24 | 2024-12-16 | 2025-12-16 | Solar Panels | Hanwha Q.Cells | Q.PEAK DUO BLK-ML-G10+ 415W |  | 0.415 | 8 | 274 | 14 |  | Fixed | Roof
NJADRE1558340935 | Administratively Determined Incentive Program | TOMS RIVER | 8753 | 17.02 | Residential | Behind the Meter | No | SunPurity LLC | JCP&L |  | Accepted | 2024-11-24 | 2024-12-16 | 2025-12-16 | Solar Panels | Hanwha Q.Cells | Q.PEAK DUO BLK-ML-G10+ 415W |  | 0.415 | 13 | 274 | 25 |  | Fixed | Roof
NJADRE1558340935 | Administratively Determined Incentive Program | TOMS RIVER | 8753 | 17.02 | Residential | Behind the Meter | No | SunPurity LLC | JCP&L |  | Accepted | 2024-11-24 | 2024-12-16 | 2025-12-16 | Inverters | Solaredge | SE7600H-US | 7600 |  | 2 |  |  | 0.99 |  | Outdoor
NJADRE1558340935 | Administratively Determined Incentive Program | TOMS RIVER | 8753 | 17.02 | Residential | Behind the Meter | No | SunPurity LLC | JCP&L |  | Accepted | 2024-11-24 | 2024-12-16 | 2025-12-16 | Solar Panels | Hanwha Q.Cells | Q.PEAK DUO BLK-ML-G10+ 415W |  | 0.415 | 20 | 94 | 25 |  | Fixed | Roof
NJADRE1558340936 | Administratively Determined Incentive Program | TOMS RIVER | 8753 | 7.47 | Residential | Behind the Meter | Yes | SunPurity, LLC | JCP&L |  | Accepted | 2024-11-26 | 2024-12-23 | 2025-12-23 | Solar Panels | Hanwha Q.Cells | Q.PEAK DUO BLK-ML-G10+ 415W |  | 0.415 | 8 | 106 | 13 |  | Fixed | Roof
NJADRE1558340936 | Administratively Determined Incentive Program | TOMS RIVER | 8753 | 7.47 | Residential | Behind the Meter | Yes | SunPurity, LLC | JCP&L |  | Accepted | 2024-11-26 | 2024-12-23 | 2025-12-23 | Inverters | Solaredge | SE6000H-US | 6000 |  | 1 |  |  | 0.99 |  | Outdoor
NJADRE1558340936 | Administratively Determined Incentive Program | TOMS RIVER | 8753 | 7.47 | Residential | Behind the Meter | Yes | SunPurity, LLC | JCP&L |  | Accepted | 2024-11-26 | 2024-12-23 | 2025-12-23 | Solar Panels | Hanwha Q.Cells | Q.PEAK DUO BLK-ML-G10+ 415W |  | 0.415 | 10 | 286 | 18 |  | Fixed | Roof
NJADRE1558341287 | Administratively Determined Incentive Program | Bayonne City | 7002 | 9.2 | Residential | Behind the Meter | Yes | Bright Ops, Inc. | PSE&G |  | Accepted | 2024-11-24 | 2024-12-12 | 2025-12-12 | Inverters | SolarEdge Technologies | SE6000H-USRGM | 6000 |  | 1 |  |  | 0.98 |  | Outdoor | Outside
NJADRE1558341287 | Administratively Determined Incentive Program | Bayonne City | 7002 | 9.2 | Residential | Behind the Meter | Yes | Bright Ops, Inc. | PSE&G |  | Accepted | 2024-11-24 | 2024-12-12 | 2025-12-12 | Solar Panels | Hanwha Q-Cells | Q.PEAK DUO BLK ML-G10+ 400 |  | 0.4 | 23 | 123 | 27 |  | Fixed | Roof
NJADRE1558342106 | Administratively Determined Incentive Program | VOORHEES TOWNSHIP | 8043 | 14.11 | Residential | Behind the Meter | Yes | SunnyMac, LLC | PSE&G |  | Accepted | 2024-11-26 | 2024-12-19 | 2025-12-19 | Solar Panels | Qcells | Q.PEAK DUO BLK ML-G10+ 415 |  | 0.415 | 8 | 176 | 18 |  | Fixed | Roof
NJADRE1558342106 | Administratively Determined Incentive Program | VOORHEES TOWNSHIP | 8043 | 14.11 | Residential | Behind the Meter | Yes | SunnyMac, LLC | PSE&G |  | Accepted | 2024-11-26 | 2024-12-19 | 2025-12-19 | Solar Panels | Qcells | Q.PEAK DUO BLK ML-G10+ 415 |  | 0.415 | 14 | 176 | 18 |  | Fixed | Roof
NJADRE1558342106 | Administratively Determined Incentive Program | VOORHEES TOWNSHIP | 8043 | 14.11 | Residential | Behind the Meter | Yes | SunnyMac, LLC | PSE&G |  | Accepted | 2024-11-26 | 2024-12-19 | 2025-12-19 | Meters | SolarEdge | SolarEdge Built-in Consumption Monitor |  |  | 1 |  |  |  | Yes | Outdoor
NJADRE1558342106 | Administratively Determined Incentive Program | VOORHEES TOWNSHIP | 8043 | 14.11 | Residential | Behind the Meter | Yes | SunnyMac, LLC | PSE&G |  | Accepted | 2024-11-26 | 2024-12-19 | 2025-12-19 | Inverters | SolarEdge | SE10000H-USMNUBL75 (Domestic) | 10000 |  | 1 |  |  | 0.99 |  | Outdoor
NJADRE1558342106 | Administratively Determined Incentive Program | VOORHEES TOWNSHIP | 8043 | 14.11 | Residential | Behind the Meter | Yes | SunnyMac, LLC | PSE&G |  | Accepted | 2024-11-26 | 2024-12-19 | 2025-12-19 | Solar Panels | Qcells | Q.PEAK DUO BLK ML-G10+ 415 |  | 0.415 | 12 | 356 | 18 |  | Fixed | Roof
NJADRE1558342176 | Administratively Determined Incentive Program | PENNSAUKEN | 8109 | 11.9 | Residential | Behind the Meter | Yes | Sun Up Zero Down, LLC | PSE&G |  | Accepted | 2024-11-25 | 2024-12-16 | 2025-12-16 | Meters | Enphase | TBD |  |  | 1 |  |  |  | Yes | Outdoor
NJADRE1558342176 | Administratively Determined Incentive Program | PENNSAUKEN | 8109 | 11.9 | Residential | Behind the Meter | Yes | Sun Up Zero Down, LLC | PSE&G |  | Accepted | 2024-11-25 | 2024-12-16 | 2025-12-16 | Solar Panels | Trina | TSM-425-NE09RC.05 Vertex S+ |  | 0.425 | 28 | 142 | 30 |  | Fixed | Roof
NJADRE1558342176 | Administratively Determined Incentive Program | PENNSAUKEN | 8109 | 11.9 | Residential | Behind the Meter | Yes | Sun Up Zero Down, LLC | PSE&G |  | Accepted | 2024-11-25 | 2024-12-16 | 2025-12-16 | Inverters | Enphase | IQ8PLUS-72-2-US | 290 |  | 28 |  |  | 0.976 |  | Outdoor
NJADRE1558342189 | Administratively Determined Incentive Program | WESTVILLE BORO | 8093 | 3.69 | Residential | Behind the Meter | Yes | Sunrun Installation Services, Inc. | PSE&G |  | Accepted | 2024-11-25 | 2024-12-13 | 2025-12-13 | Inverters | SolarEdge Technologies | SE3800H-USMN | 3800 |  | 1 |  |  | 0.99 |  | Outdoor | Next to meter
NJADRE1558342189 | Administratively Determined Incentive Program | WESTVILLE BORO | 8093 | 3.69 | Residential | Behind the Meter | Yes | Sunrun Installation Services, Inc. | PSE&G |  | Accepted | 2024-11-25 | 2024-12-13 | 2025-12-13 | Solar Panels | Hanwha Q-Cells | Q.PEAK DUO BLK ML-G10+ 410 |  | 0.41 | 9 | 213 | 22 |  | Fixed | Roof
NJADRE1558342197 | Administratively Determined Incentive Program | New Milford | 7646 | 3.69 | Residential | Behind the Meter | Yes | Trinity Solar, LLC | PSE&G |  | Accepted | 2024-11-25 | 2024-12-12 | 2025-12-12 | Solar Panels | Hanwha | HANWHA 410 (Q.PEAK DUO BLK ML-G10+ 410) |  | 0.41 | 5 | 4 | 10 |  | Fixed | Roof
NJADRE1558342197 | Administratively Determined Incentive Program | New Milford | 7646 | 3.69 | Residential | Behind the Meter | Yes | Trinity Solar, LLC | PSE&G |  | Accepted | 2024-11-25 | 2024-12-12 | 2025-12-12 | Inverters | Tesla | (1538000-XX-Y) | 3800 |  | 1 |  |  | 0.97 |  | Outdoor
NJADRE1558342197 | Administratively Determined Incentive Program | New Milford | 7646 | 3.69 | Residential | Behind the Meter | Yes | Trinity Solar, LLC | PSE&G |  | Accepted | 2024-11-25 | 2024-12-12 | 2025-12-12 | Solar Panels | Hanwha | HANWHA 410 (Q.PEAK DUO BLK ML-G10+ 410) |  | 0.41 | 4 | 184 | 21 |  | Fixed | Roof
NJADRE1558342220 | Administratively Determined Incentive Program | EGG HARBOR TOWNSHIP | 8234 | 7.65 | Residential | Behind the Meter | Yes | Power Energy Solutions, LLC | AC Electric |  | Accepted | 2024-11-25 | 2024-12-12 | 2025-12-12 | Solar Panels | Trina Solar | TSM-425NE09RC.05 |  | 0.425 | 15 | 205 | 19 |  | Fixed | Roof
NJADRE1558342220 | Administratively Determined Incentive Program | EGG HARBOR TOWNSHIP | 8234 | 7.65 | Residential | Behind the Meter | Yes | Power Energy Solutions, LLC | AC Electric |  | Accepted | 2024-11-25 | 2024-12-12 | 2025-12-12 | Inverters | SolarEdge | SE6000H-US | 6 |  | 1 |  |  | 0.97 |  | Outdoor
NJADRE1558342220 | Administratively Determined Incentive Program | EGG HARBOR TOWNSHIP | 8234 | 7.65 | Residential | Behind the Meter | Yes | Power Energy Solutions, LLC | AC Electric |  | Accepted | 2024-11-25 | 2024-12-12 | 2025-12-12 | Solar Panels | Trina Solar | TSM-425NE09RC.05 |  | 0.425 | 3 | 25 | 19 |  | Fixed | Roof
NJADRE1558342242 | Administratively Determined Incentive Program | CLIFTON | 7013 | 6.56 | Residential | Behind the Meter | Yes | Sunrun Installation Services, Inc. | PSE&G |  | Accepted | 2024-11-25 | 2024-12-12 | 2025-12-12 | Solar Panels | HANWHA Q-CELLS | Q.PEAK DUO BLK ML-G10+ 410 |  | 0.41 | 10 | 225 | 26 |  | Fixed | Roof
NJADRE1558342242 | Administratively Determined Incentive Program | CLIFTON | 7013 | 6.56 | Residential | Behind the Meter | Yes | Sunrun Installation Services, Inc. | PSE&G |  | Accepted | 2024-11-25 | 2024-12-12 | 2025-12-12 | Solar Panels | HANWHA Q-CELLS | Q.PEAK DUO BLK ML-G10+ 410 |  | 0.41 | 6 | 315 | 16 |  | Fixed | Roof
NJADRE1558342242 | Administratively Determined Incentive Program | CLIFTON | 7013 | 6.56 | Residential | Behind the Meter | Yes | Sunrun Installation Services, Inc. | PSE&G |  | Accepted | 2024-11-25 | 2024-12-12 | 2025-12-12 | Inverters | SOLAREDGE TECHNOLOGIES | SE5700H-USMN | 5760 |  | 1 |  |  | 0.99 |  | Outdoor
NJADRE1558342275 | Administratively Determined Incentive Program | Somerdale Boro | 8083 | 4 | Residential | Behind the Meter | Yes | Sunrun Installation Services, Inc. | PSE&G |  | Accepted | 2024-11-25 | 2025-03-25 | 2026-03-25 | Solar Panels | HANWHA Q-CELLS | Q.PEAK DUO BLK ML-G10+/T 400 |  | 0.4 | 8 | 235 | 5 |  | Fixed | Roof
NJADRE1558342275 | Administratively Determined Incentive Program | Somerdale Boro | 8083 | 4 | Residential | Behind the Meter | Yes | Sunrun Installation Services, Inc. | PSE&G |  | Accepted | 2024-11-25 | 2025-03-25 | 2026-03-25 | Solar Panels | HANWHA Q-CELLS | Q.PEAK DUO BLK ML-G10+/T 400 |  | 0.4 | 2 | 235 | 26 |  | Fixed | Roof
NJADRE1558342275 | Administratively Determined Incentive Program | Somerdale Boro | 8083 | 4 | Residential | Behind the Meter | Yes | Sunrun Installation Services, Inc. | PSE&G |  | Accepted | 2024-11-25 | 2025-03-25 | 2026-03-25 | Inverters | SOLAREDGE TECHNOLOGIES | SE3800H-USMN | 3800 |  | 1 |  |  | 0.99 |  | Outdoor
NJADRE1558342305 | Administratively Determined Incentive Program | TRENTON | 8618 | 3.69 | Residential | Behind the Meter | Yes | Sunrun Installation Services, Inc. | PSE&G |  | Accepted | 2024-11-25 | 2024-12-12 | 2025-12-12 | Inverters | TESLA | Powerwall 3 1707000-xx-y | 11500 |  | 1 |  |  | 0.97 |  | Indoor | Next to meter
NJADRE1558342305 | Administratively Determined Incentive Program | TRENTON | 8618 | 3.69 | Residential | Behind the Meter | Yes | Sunrun Installation Services, Inc. | PSE&G |  | Accepted | 2024-11-25 | 2024-12-12 | 2025-12-12 | Solar Panels | Hanwha Q-Cells | Q.PEAK DUO BLK ML-G10+ 410 |  | 0.41 | 9 | 220 | 29 |  | Fixed | Roof
NJADRE1558342305 | Administratively Determined Incentive Program | TRENTON | 8618 | 3.69 | Residential | Behind the Meter | Yes | Sunrun Installation Services, Inc. | PSE&G |  | Accepted | 2024-11-25 | 2024-12-12 | 2025-12-12 | Electric Storage Battery | TESLA | POWERWALL 3 |  |  | 1 |  |  |  | Lithium Ion |  | Inside
NJADRE1558342395 | Administratively Determined Incentive Program | Franklinville | 8322 | 4.51 | Residential | Behind the Meter | Yes | Sunrun Installation Services, Inc. | AC Electric |  | Accepted | 2024-11-25 | 2024-12-19 | 2025-12-19 | Inverters | SolarEdge Technologies | SE3800H-USMN | 3800 |  | 1 |  |  | 0.99 |  | Indoor | Next to meter
NJADRE1558342395 | Administratively Determined Incentive Program | Franklinville | 8322 | 4.51 | Residential | Behind the Meter | Yes | Sunrun Installation Services, Inc. | AC Electric |  | Accepted | 2024-11-25 | 2024-12-19 | 2025-12-19 | Solar Panels | Hanwha Q-Cells | Q.PEAK DUO BLK ML-G10+ 410 |  | 0.41 | 11 | 308 | 30 |  | Fixed | Roof
NJADRE1558342395 | Administratively Determined Incentive Program | Franklinville | 8322 | 4.51 | Residential | Behind the Meter | Yes | Sunrun Installation Services, Inc. | AC Electric |  | Accepted | 2024-11-25 | 2024-12-19 | 2025-12-19 | Electric Storage Battery | TESLA | POWERWALL 2 |  |  | 1 |  |  |  | Lithium Ion |  | Inside
NJADRE1558342401 | Administratively Determined Incentive Program | BRIDGETON | 8302 | 15.17 | Residential | Behind the Meter | Yes | Trinity Solar, LLC | AC Electric |  | Accepted | 2024-11-25 | 2024-12-12 | 2025-12-12 | Inverters | Tesla | Tesla Powerwall 3 | 11500 |  | 2 |  |  | 0.97 |  | Outdoor
NJADRE1558342401 | Administratively Determined Incentive Program | BRIDGETON | 8302 | 15.17 | Residential | Behind the Meter | Yes | Trinity Solar, LLC | AC Electric |  | Accepted | 2024-11-25 | 2024-12-12 | 2025-12-12 | Solar Panels | Hanwha | Q.PEAK DUO BLK ML-G10+ 410 |  | 0.41 | 18 | 245 | 23 |  | Fixed | Roof
NJADRE1558342401 | Administratively Determined Incentive Program | BRIDGETON | 8302 | 15.17 | Residential | Behind the Meter | Yes | Trinity Solar, LLC | AC Electric |  | Accepted | 2024-11-25 | 2024-12-12 | 2025-12-12 | Solar Panels | Hanwha | Q.PEAK DUO BLK ML-G10+ 410 |  | 0.41 | 2 | 245 | 23 |  | Fixed | Roof
NJADRE1558342401 | Administratively Determined Incentive Program | BRIDGETON | 8302 | 15.17 | Residential | Behind the Meter | Yes | Trinity Solar, LLC | AC Electric |  | Accepted | 2024-11-25 | 2024-12-12 | 2025-12-12 | Electric Storage Battery | Tesla | Tesla Powerwall 3 |  |  | 2 |  |  |  | Lithium Ion |  | outside
NJADRE1558342401 | Administratively Determined Incentive Program | BRIDGETON | 8302 | 15.17 | Residential | Behind the Meter | Yes | Trinity Solar, LLC | AC Electric |  | Accepted | 2024-11-25 | 2024-12-12 | 2025-12-12 | Solar Panels | Hanwha | Q.PEAK DUO BLK ML-G10+ 410 |  | 0.41 | 15 | 65 | 23 |  | Fixed | Roof
NJADRE1558342401 | Administratively Determined Incentive Program | BRIDGETON | 8302 | 15.17 | Residential | Behind the Meter | Yes | Trinity Solar, LLC | AC Electric |  | Accepted | 2024-11-25 | 2024-12-12 | 2025-12-12 | Solar Panels | Hanwha | Q.PEAK DUO BLK ML-G10+ 410 |  | 0.41 | 2 | 65 | 23 |  | Fixed | Roof
NJADRE1558342455 | Administratively Determined Incentive Program | SOMERDALE | 8083 | 8.61 | Residential | Behind the Meter | Yes | Sunrun Installation Services, Inc. | AC Electric |  | Accepted | 2024-11-25 | 2024-12-12 | 2025-12-12 | Inverters | SolarEdge Technologies | SE5700H-USMN | 5760 |  | 1 |  |  | 0.99 |  | Outdoor | Next to meter
NJADRE1558342455 | Administratively Determined Incentive Program | SOMERDALE | 8083 | 8.61 | Residential | Behind the Meter | Yes | Sunrun Installation Services, Inc. | AC Electric |  | Accepted | 2024-11-25 | 2024-12-12 | 2025-12-12 | Solar Panels | Hanwha Q-Cells | Q.PEAK DUO BLK ML-G10+ 410 |  | 0.41 | 21 | 136 | 3 |  | Fixed | Roof
NJADRE1558342463 | Administratively Determined Incentive Program | PINE HILL | 8021 | 14.76 | Residential | Behind the Meter | Yes | Sunrun Installation Services, Inc. | AC Electric |  | Accepted | 2024-11-25 | 2024-12-12 | 2025-12-12 | Inverters | SolarEdge Technologies | SE10000H-USMN | 10000 |  | 1 |  |  | 0.99 |  | Outdoor
NJADRE1558342463 | Administratively Determined Incentive Program | PINE HILL | 8021 | 14.76 | Residential | Behind the Meter | Yes | Sunrun Installation Services, Inc. | AC Electric |  | Accepted | 2024-11-25 | 2024-12-12 | 2025-12-12 | Solar Panels | Hanwha Q Cells | Q.PEAK DUO BLK ML-G10+ 410 |  | 0.41 | 15 | 328 | 30 |  | Fixed | Roof
NJADRE1558342463 | Administratively Determined Incentive Program | PINE HILL | 8021 | 14.76 | Residential | Behind the Meter | Yes | Sunrun Installation Services, Inc. | AC Electric |  | Accepted | 2024-11-25 | 2024-12-12 | 2025-12-12 | Solar Panels | Hanwha Q Cells | Q.PEAK DUO BLK ML-G10+ 410 |  | 0.41 | 21 | 148 | 30 |  | Fixed | Roof
NJADRE1558342542 | Administratively Determined Incentive Program | New Brunswick | 8901 | 9.35 | Residential | Behind the Meter | Yes | Whitman Construction, LLC | PSE&G |  | Accepted | 2024-11-25 | 2024-12-12 | 2025-12-12 | Solar Panels | TRINA SOLAR | TSM-425NE09R.05 |  | 0.425 | 11 | 39 | 9 |  | Fixed | Roof
NJADRE1558342542 | Administratively Determined Incentive Program | New Brunswick | 8901 | 9.35 | Residential | Behind the Meter | Yes | Whitman Construction, LLC | PSE&G |  | Accepted | 2024-11-25 | 2024-12-12 | 2025-12-12 | Solar Panels | TRINA SOLAR | TSM-425NE09R.05 |  | 0.425 | 3 | 37 | 26 |  | Fixed | Roof
NJADRE1558342542 | Administratively Determined Incentive Program | New Brunswick | 8901 | 9.35 | Residential | Behind the Meter | Yes | Whitman Construction, LLC | PSE&G |  | Accepted | 2024-11-25 | 2024-12-12 | 2025-12-12 | Inverters | Enphase | IQ8PLUS-72-2-US | 290 |  | 22 |  |  | 0.975 |  | Outdoor
NJADRE1558342542 | Administratively Determined Incentive Program | New Brunswick | 8901 | 9.35 | Residential | Behind the Meter | Yes | Whitman Construction, LLC | PSE&G |  | Accepted | 2024-11-25 | 2024-12-12 | 2025-12-12 | Solar Panels | TRINA SOLAR | TSM-425NE09R.05 |  | 0.425 | 5 | 219 | 42 |  | Fixed | Roof
NJADRE1558342542 | Administratively Determined Incentive Program | New Brunswick | 8901 | 9.35 | Residential | Behind the Meter | Yes | Whitman Construction, LLC | PSE&G |  | Accepted | 2024-11-25 | 2024-12-12 | 2025-12-12 | Solar Panels | TRINA SOLAR | TSM-425NE09R.05 |  | 0.425 | 3 | 129 | 24 |  | Fixed | Roof
NJADRE1558342545 | Administratively Determined Incentive Program | WILLINGBORO | 8046 | 11.2 | Residential | Behind the Meter | Yes | GenSun Roofing and Solar, LLC | PSE&G |  | Accepted | 2024-11-27 | 2024-12-17 | 2025-12-17 | Solar Panels | LONGI SOLAR | LR5-54HABB- 400W |  | 0.4 | 16 | 169 | 25 |  | Fixed | Roof
NJADRE1558342545 | Administratively Determined Incentive Program | WILLINGBORO | 8046 | 11.2 | Residential | Behind the Meter | Yes | GenSun Roofing and Solar, LLC | PSE&G |  | Accepted | 2024-11-27 | 2024-12-17 | 2025-12-17 | Inverters | Solar Edge | SE10000H-US | 10000 |  | 1 |  |  | 0.9 |  | Outdoor
NJADRE1558342545 | Administratively Determined Incentive Program | WILLINGBORO | 8046 | 11.2 | Residential | Behind the Meter | Yes | GenSun Roofing and Solar, LLC | PSE&G |  | Accepted | 2024-11-27 | 2024-12-17 | 2025-12-17 | Solar Panels | LONGI SOLAR | LR5-54HABB- 400W |  | 0.4 | 10 | 169 | 25 |  | Fixed | Roof
NJADRE1558342545 | Administratively Determined Incentive Program | WILLINGBORO | 8046 | 11.2 | Residential | Behind the Meter | Yes | GenSun Roofing and Solar, LLC | PSE&G |  | Accepted | 2024-11-27 | 2024-12-17 | 2025-12-17 | Solar Panels | LONGI SOLAR | LR5-54HABB- 400W |  | 0.4 | 2 | 349 | 25 |  | Fixed | Roof
NJADRE1558342545 | Administratively Determined Incentive Program | WILLINGBORO | 8046 | 11.2 | Residential | Behind the Meter | Yes | GenSun Roofing and Solar, LLC | PSE&G |  | Accepted | 2024-11-27 | 2024-12-17 | 2025-12-17 | Meters | Solar Edge | SE10000H-US |  |  | 1 |  |  |  | Yes | Outdoor
NJADRE1558343194 | Administratively Determined Incentive Program | Elizabeth | 7202 | 3.65 | Residential | Behind the Meter | Yes | Big Wave Roofing and Solar, LLC | PSE&G |  | Accepted | 2024-11-25 | 2024-12-13 | 2025-12-13 | Solar Panels | JA Solar | JAM54S31-405/MR/1500V |  | 0.405 | 9 | 184 | 40 |  | Fixed | Roof
NJADRE1558343194 | Administratively Determined Incentive Program | Elizabeth | 7202 | 3.65 | Residential | Behind the Meter | Yes | Big Wave Roofing and Solar, LLC | PSE&G |  | Accepted | 2024-11-25 | 2024-12-13 | 2025-12-13 | Inverters | Enphase | IQ8PLUS-72-2-US | 290 |  | 9 |  |  | 0.98 |  | Outside
NJADRE1558343224 | Administratively Determined Incentive Program | South Brunswick Twp | 8852 | 7.79 | Residential | Behind the Meter | Yes | Sunrun Installation Services, Inc. | PSE&G |  | Accepted | 2024-11-25 | 2024-12-12 | 2025-12-12 | Electric Storage Battery | TESLA | POWERWALL 3 |  |  | 1 |  |  |  | Lithium Ion |  | Outside
NJADRE1558343224 | Administratively Determined Incentive Program | South Brunswick Twp | 8852 | 7.79 | Residential | Behind the Meter | Yes | Sunrun Installation Services, Inc. | PSE&G |  | Accepted | 2024-11-25 | 2024-12-12 | 2025-12-12 | Solar Panels | Hanwha Q-Cells | Q.PEAK DUO BLK ML-G10+ 410 |  | 0.41 | 19 | 182 | 26 |  | Fixed | Roof
NJADRE1558343224 | Administratively Determined Incentive Program | South Brunswick Twp | 8852 | 7.79 | Residential | Behind the Meter | Yes | Sunrun Installation Services, Inc. | PSE&G |  | Accepted | 2024-11-25 | 2024-12-12 | 2025-12-12 | Inverters | TESLA | Powerwall 3 1707000-xx-y | 11500 |  | 1 |  |  | 0.97 |  | Outdoor | Next to meter
NJADRE1558343269 | Administratively Determined Incentive Program | PENNSVILLE | 8070 | 17.22 | Residential | Behind the Meter | Yes | Sunrun Installation Services, Inc. | AC Electric |  | Accepted | 2024-11-25 | 2024-12-12 | 2025-12-12 | Inverters | SolarEdge Technologies | SE5700H-USMN | 5760 |  | 2 |  |  | 0.99 |  | Outdoor
NJADRE1558343269 | Administratively Determined Incentive Program | PENNSVILLE | 8070 | 17.22 | Residential | Behind the Meter | Yes | Sunrun Installation Services, Inc. | AC Electric |  | Accepted | 2024-11-25 | 2024-12-12 | 2025-12-12 | Solar Panels | Hanwha Q Cells | Q.PEAK DUO BLK ML-G10+ 410 |  | 0.41 | 14 | 40 | 19 |  | Fixed | Roof
NJADRE1558343269 | Administratively Determined Incentive Program | PENNSVILLE | 8070 | 17.22 | Residential | Behind the Meter | Yes | Sunrun Installation Services, Inc. | AC Electric |  | Accepted | 2024-11-25 | 2024-12-12 | 2025-12-12 | Solar Panels | Hanwha Q Cells | Q.PEAK DUO BLK ML-G10+ 410 |  | 0.41 | 28 | 220 | 17 |  | Fixed | Roof
NJADRE1558343297 | Administratively Determined Incentive Program | VAUXHALL | 7088 | 2.46 | Residential | Behind the Meter | Yes | Trinity Solar, LLC | PSE&G |  | Accepted | 2024-11-25 | 2024-12-12 | 2025-12-12 | Inverters | Tesla | 1538000-XX-Y | 3800 |  | 1 |  |  | 0.986 |  | Outdoor
NJADRE1558343297 | Administratively Determined Incentive Program | VAUXHALL | 7088 | 2.46 | Residential | Behind the Meter | Yes | Trinity Solar, LLC | PSE&G |  | Accepted | 2024-11-25 | 2024-12-12 | 2025-12-12 | Solar Panels | HANWHA | Q.PEAK DUO BLK ML-G10+ 410 |  | 0.41 | 6 | 79 | 29 |  | Fixed | Roof
NJADRE1558343308 | Administratively Determined Incentive Program | LONG VALLEY | 7853 | 21.47 | Residential | Behind the Meter | No | Big Wave Roofing and Solar, LLC | JCP&L |  | Accepted | 2024-11-25 | 2024-12-13 | 2025-12-13 | Solar Panels | JA Solar | JAM54S31-405/MR/1500V |  | 0.405 | 4 | 237 | 30 |  | Fixed | Roof
NJADRE1558343308 | Administratively Determined Incentive Program | LONG VALLEY | 7853 | 21.47 | Residential | Behind the Meter | No | Big Wave Roofing and Solar, LLC | JCP&L |  | Accepted | 2024-11-25 | 2024-12-13 | 2025-12-13 | Inverters | Enphase | IQ8PLUS-72-2-US | 290 |  | 53 |  |  | 0.98 |  | Outside
NJADRE1558343308 | Administratively Determined Incentive Program | LONG VALLEY | 7853 | 21.47 | Residential | Behind the Meter | No | Big Wave Roofing and Solar, LLC | JCP&L |  | Accepted | 2024-11-25 | 2024-12-13 | 2025-12-13 | Solar Panels | JA Solar | JAM54S31-405/MR/1500V |  | 0.405 | 19 | 57 | 30 |  | Fixed | Roof
NJADRE1558343308 | Administratively Determined Incentive Program | LONG VALLEY | 7853 | 21.47 | Residential | Behind the Meter | No | Big Wave Roofing and Solar, LLC | JCP&L |  | Accepted | 2024-11-25 | 2024-12-13 | 2025-12-13 | Solar Panels | JA Solar | JAM54S31-405/MR/1500V |  | 0.405 | 22 | 237 | 30 |  | Fixed | Roof
NJADRE1558343308 | Administratively Determined Incentive Program | LONG VALLEY | 7853 | 21.47 | Residential | Behind the Meter | No | Big Wave Roofing and Solar, LLC | JCP&L |  | Accepted | 2024-11-25 | 2024-12-13 | 2025-12-13 | Solar Panels | JA Solar | JAM54S31-405/MR/1500V |  | 0.405 | 8 | 237 | 30 |  | Fixed | Roof
NJADRE1558343398 | Administratively Determined Incentive Program | PATERSON | 7514 | 7.38 | Residential | Behind the Meter | Yes | Trinity Solar, LLC | PSE&G |  | Accepted | 2024-11-25 | 2024-12-12 | 2025-12-12 | Solar Panels | HANWHA | Q.PEAK DUO BLK ML-G10+ 410 |  | 0.41 | 10 | 279 | 24 |  | Fixed | Roof
NJADRE1558343398 | Administratively Determined Incentive Program | PATERSON | 7514 | 7.38 | Residential | Behind the Meter | Yes | Trinity Solar, LLC | PSE&G |  | Accepted | 2024-11-25 | 2024-12-12 | 2025-12-12 | Inverters | TESLA | 1707000-xx-y | 11500 |  | 2 |  |  | 0.97 |  | Outside
NJADRE1558343398 | Administratively Determined Incentive Program | PATERSON | 7514 | 7.38 | Residential | Behind the Meter | Yes | Trinity Solar, LLC | PSE&G |  | Accepted | 2024-11-25 | 2024-12-12 | 2025-12-12 | Solar Panels | HANWHA | Q.PEAK DUO BLK ML-G10+ 410 |  | 0.41 | 4 | 189 | 24 |  | Fixed | Roof
NJADRE1558343398 | Administratively Determined Incentive Program | PATERSON | 7514 | 7.38 | Residential | Behind the Meter | Yes | Trinity Solar, LLC | PSE&G |  | Accepted | 2024-11-25 | 2024-12-12 | 2025-12-12 | Solar Panels | HANWHA | Q.PEAK DUO BLK ML-G10+ 410 |  | 0.41 | 4 | 99 | 24 |  | Fixed | Roof
NJADRE1558343398 | Administratively Determined Incentive Program | PATERSON | 7514 | 7.38 | Residential | Behind the Meter | Yes | Trinity Solar, LLC | PSE&G |  | Accepted | 2024-11-25 | 2024-12-12 | 2025-12-12 | Electric Storage Battery | TESLA | 1707000-xx-y |  |  | 2 |  |  |  | Lithium Ion |  | Indoors
NJADRE1558343437 | Administratively Determined Incentive Program | EGG HARBOR TOWNSHIP | 8234 | 11.07 | Residential | Behind the Meter | Yes | Trinity Solar, LLC | AC Electric |  | Accepted | 2024-11-25 | 2024-12-13 | 2025-12-13 | Solar Panels | Hanwha | Q.PEAK DUO BLK ML-G10+ 410 |  | 0.41 | 11 | 291 | 34 |  | Fixed | Roof
NJADRE1558343437 | Administratively Determined Incentive Program | EGG HARBOR TOWNSHIP | 8234 | 11.07 | Residential | Behind the Meter | Yes | Trinity Solar, LLC | AC Electric |  | Accepted | 2024-11-25 | 2024-12-13 | 2025-12-13 | Solar Panels | Hanwha | Q.PEAK DUO BLK ML-G10+ 410 |  | 0.41 | 11 | 111 | 34 |  | Fixed | Roof
NJADRE1558343437 | Administratively Determined Incentive Program | EGG HARBOR TOWNSHIP | 8234 | 11.07 | Residential | Behind the Meter | Yes | Trinity Solar, LLC | AC Electric |  | Accepted | 2024-11-25 | 2024-12-13 | 2025-12-13 | Inverters | Solar Edge | SE10000H-USMNUBL15(HH | 10000 |  | 1 |  |  | 0.97 |  | Outdoor
NJADRE1558343437 | Administratively Determined Incentive Program | EGG HARBOR TOWNSHIP | 8234 | 11.07 | Residential | Behind the Meter | Yes | Trinity Solar, LLC | AC Electric |  | Accepted | 2024-11-25 | 2024-12-13 | 2025-12-13 | Solar Panels | Hanwha | Q.PEAK DUO BLK ML-G10+ 410 |  | 0.41 | 5 | 111 | 34 |  | Fixed | Roof
NJADRE1558343479 | Administratively Determined Incentive Program | LINDEN | 7036 | 5.33 | Residential | Behind the Meter | Yes | Sunrun Installation Services, Inc. | PSE&G |  | Accepted | 2024-11-25 | 2024-12-13 | 2025-12-13 | Solar Panels | Hanwha Q-Cells | Q.PEAK DUO BLK ML-G10+ 410 |  | 0.41 | 13 | 309 | 21 |  | Fixed | Roof
NJADRE1558343479 | Administratively Determined Incentive Program | LINDEN | 7036 | 5.33 | Residential | Behind the Meter | Yes | Sunrun Installation Services, Inc. | PSE&G |  | Accepted | 2024-11-25 | 2024-12-13 | 2025-12-13 | Inverters | SolarEdge Technologies | SE3800H-USMN | 3800 |  | 1 |  |  | 0.99 |  | Outdoor | Next to meter
NJADRE1558343479 | Administratively Determined Incentive Program | LINDEN | 7036 | 5.33 | Residential | Behind the Meter | Yes | Sunrun Installation Services, Inc. | PSE&G |  | Accepted | 2024-11-25 | 2024-12-13 | 2025-12-13 | Meters | SOLAREDGE TECHNOLOGIES | SE3800H-USMN |  |  | 1 |  |  |  | Yes | Outdoor
NJADRE1558343630 | Administratively Determined Incentive Program | WOOLWICH | 8085 | 21.25 | Residential | Behind the Meter | No | Sea Bright Solar, LLC | AC Electric |  | Accepted | 2024-11-25 | 2024-12-16 | 2025-12-16 | Solar Panels | Q Cell | QCELL-BLK-M-G2-425 |  | 0.425 | 50 | 144 | 2 |  | Fixed | Roof
NJADRE1558343630 | Administratively Determined Incentive Program | WOOLWICH | 8085 | 21.25 | Residential | Behind the Meter | No | Sea Bright Solar, LLC | AC Electric |  | Accepted | 2024-11-25 | 2024-12-16 | 2025-12-16 | Inverters | Enphase | IQ8PLUS-72-M-US | 290 |  | 50 |  |  | 0.97 |  | Outdoor
NJADRE1558343630 | Administratively Determined Incentive Program | WOOLWICH | 8085 | 21.25 | Residential | Behind the Meter | No | Sea Bright Solar, LLC | AC Electric |  | Accepted | 2024-11-25 | 2024-12-16 | 2025-12-16 | Meters | Enphase | IQ Combiner 5C |  |  | 1 |  |  |  | Yes | Outdoor
NJADRE1558343660 | Administratively Determined Incentive Program | CLIFTON | 7012 | 13.94 | Residential | Behind the Meter | No | Pro Custom Solar dba Momentum Solar | PSE&G |  | Accepted | 2024-11-25 | 2024-12-13 | 2025-12-13 | Solar Panels | Hanwha | Q.PEAK DUO BLK ML-G10+410 |  | 0.41 | 13 | 132 | 36 |  | Fixed | Roof
NJADRE1558343660 | Administratively Determined Incentive Program | CLIFTON | 7012 | 13.94 | Residential | Behind the Meter | No | Pro Custom Solar dba Momentum Solar | PSE&G |  | Accepted | 2024-11-25 | 2024-12-13 | 2025-12-13 | Solar Panels | Hanwha | Q.PEAK DUO BLK ML-G10+410 |  | 0.41 | 2 | 132 | 19 |  | Fixed | Roof
NJADRE1558343660 | Administratively Determined Incentive Program | CLIFTON | 7012 | 13.94 | Residential | Behind the Meter | No | Pro Custom Solar dba Momentum Solar | PSE&G |  | Accepted | 2024-11-25 | 2024-12-13 | 2025-12-13 | Solar Panels | Hanwha | Q.PEAK DUO BLK ML-G10+410 |  | 0.41 | 8 | 312 | 36 |  | Fixed | Roof
NJADRE1558343660 | Administratively Determined Incentive Program | CLIFTON | 7012 | 13.94 | Residential | Behind the Meter | No | Pro Custom Solar dba Momentum Solar | PSE&G |  | Accepted | 2024-11-25 | 2024-12-13 | 2025-12-13 | Solar Panels | Hanwha | Q.PEAK DUO BLK ML-G10+410 |  | 0.41 | 11 | 222 | 19 |  | Fixed | Roof
NJADRE1558343660 | Administratively Determined Incentive Program | CLIFTON | 7012 | 13.94 | Residential | Behind the Meter | No | Pro Custom Solar dba Momentum Solar | PSE&G |  | Accepted | 2024-11-25 | 2024-12-13 | 2025-12-13 | Inverters | Enphase | IQ8MC-72-M-US | 320 |  | 34 |  |  | 0.97 |  | Outdoor
NJADRE1558348640 | Administratively Determined Incentive Program | Toms River | 8753 | 18.04 | Residential | Behind the Meter | Yes | Sunrun Installation Services, Inc. | JCP&L |  | Accepted | 2024-11-25 | 2024-12-13 | 2025-12-13 | Inverters | SolarEdge Technologies | SE7600H-USMN | 7600 |  | 1 |  |  | 0.99 |  | Outside
NJADRE1558348640 | Administratively Determined Incentive Program | Toms River | 8753 | 18.04 | Residential | Behind the Meter | Yes | Sunrun Installation Services, Inc. | JCP&L |  | Accepted | 2024-11-25 | 2024-12-13 | 2025-12-13 | Solar Panels | Hanwha Q Cells | Q.PEAK DUO BLK ML-G10+ 410 |  | 0.41 | 14 | 216 | 38 |  | Fixed | Roof
NJADRE1558348640 | Administratively Determined Incentive Program | Toms River | 8753 | 18.04 | Residential | Behind the Meter | Yes | Sunrun Installation Services, Inc. | JCP&L |  | Accepted | 2024-11-25 | 2024-12-13 | 2025-12-13 | Solar Panels | Hanwha Q Cells | Q.PEAK DUO BLK ML-G10+ 410 |  | 0.41 | 4 | 126 | 38 |  | Fixed | Roof
NJADRE1558348640 | Administratively Determined Incentive Program | Toms River | 8753 | 18.04 | Residential | Behind the Meter | Yes | Sunrun Installation Services, Inc. | JCP&L |  | Accepted | 2024-11-25 | 2024-12-13 | 2025-12-13 | Solar Panels | Hanwha Q Cells | Q.PEAK DUO BLK ML-G10+ 410 |  | 0.41 | 11 | 36 | 38 |  | Fixed | Roof
NJADRE1558348640 | Administratively Determined Incentive Program | Toms River | 8753 | 18.04 | Residential | Behind the Meter | Yes | Sunrun Installation Services, Inc. | JCP&L |  | Accepted | 2024-11-25 | 2024-12-13 | 2025-12-13 | Solar Panels | Hanwha Q Cells | Q.PEAK DUO BLK ML-G10+ 410 |  | 0.41 | 13 | 306 | 38 |  | Fixed | Roof
NJADRE1558348640 | Administratively Determined Incentive Program | Toms River | 8753 | 18.04 | Residential | Behind the Meter | Yes | Sunrun Installation Services, Inc. | JCP&L |  | Accepted | 2024-11-25 | 2024-12-13 | 2025-12-13 | Solar Panels | Hanwha Q Cells | Q.PEAK DUO BLK ML-G10+ 410 |  | 0.41 | 2 | 306 | 38 |  | Fixed | Roof
NJADRE1558348640 | Administratively Determined Incentive Program | Toms River | 8753 | 18.04 | Residential | Behind the Meter | Yes | Sunrun Installation Services, Inc. | JCP&L |  | Accepted | 2024-11-25 | 2024-12-13 | 2025-12-13 | Inverters | SolarEdge Technologies | SE5700H-USMN | 5760 |  | 1 |  |  | 0.99 |  | Outside
NJADRE1558350192 | Administratively Determined Incentive Program | Willingboro | 8046 | 4.51 | Residential | Behind the Meter | Yes | Sunrun Installation Services, Inc. | PSE&G |  | Accepted | 2024-11-26 | 2024-12-13 | 2025-12-13 | Inverters | Tesla | Powerwall 3 | 11500 |  | 1 |  |  | 0.95 |  | Outside
NJADRE1558350192 | Administratively Determined Incentive Program | Willingboro | 8046 | 4.51 | Residential | Behind the Meter | Yes | Sunrun Installation Services, Inc. | PSE&G |  | Accepted | 2024-11-26 | 2024-12-13 | 2025-12-13 | Electric Storage Battery | Tesla | Powerwall 3 |  |  | 1 |  |  |  | Lithium Ion |  | o
NJADRE1558350192 | Administratively Determined Incentive Program | Willingboro | 8046 | 4.51 | Residential | Behind the Meter | Yes | Sunrun Installation Services, Inc. | PSE&G |  | Accepted | 2024-11-26 | 2024-12-13 | 2025-12-13 | Solar Panels | Hanwha Q Cells | Q.PEAK DUO BLK ML-G10+ 410 |  | 0.41 | 11 | 180 | 26 |  | Fixed | Roof
NJADRE1558350199 | Administratively Determined Incentive Program | Piscataway | 8854 | 5.74 | Residential | Behind the Meter | Yes | Sunrun Installation Services, Inc. | PSE&G |  | Accepted | 2024-11-26 | 2024-12-13 | 2025-12-13 | Inverters | Tesla | Powerwall 3 | 11500 |  | 1 |  |  | 0.95 |  | Outside
NJADRE1558350199 | Administratively Determined Incentive Program | Piscataway | 8854 | 5.74 | Residential | Behind the Meter | Yes | Sunrun Installation Services, Inc. | PSE&G |  | Accepted | 2024-11-26 | 2024-12-13 | 2025-12-13 | Solar Panels | Hanwha Q Cells | Q.PEAK DUO BLK ML-G10+ 410 |  | 0.41 | 14 | 152 | 24 |  | Fixed | Roof
NJADRE1558350199 | Administratively Determined Incentive Program | Piscataway | 8854 | 5.74 | Residential | Behind the Meter | Yes | Sunrun Installation Services, Inc. | PSE&G |  | Accepted | 2024-11-26 | 2024-12-13 | 2025-12-13 | Electric Storage Battery | Tesla | Powerwall 3 |  |  | 1 |  |  |  | Lithium Ion |  | Outside
NJADRE1558350242 | Administratively Determined Incentive Program | WEST PATERSON BORO | 7424 | 3.28 | Residential | Behind the Meter | Yes | Sunrun Installation Services, Inc. | PSE&G |  | Accepted | 2024-11-26 | 2024-12-13 | 2025-12-13 | Inverters | SolarEdge Technologies | SE3800H-USMN | 3800 |  | 1 |  |  | 0.99 |  | Outdoor | Next to meter
NJADRE1558350242 | Administratively Determined Incentive Program | WEST PATERSON BORO | 7424 | 3.28 | Residential | Behind the Meter | Yes | Sunrun Installation Services, Inc. | PSE&G |  | Accepted | 2024-11-26 | 2024-12-13 | 2025-12-13 | Solar Panels | Hanwha Q-Cells | Q.PEAK DUO BLK ML-G10+ 410 |  | 0.41 | 3 | 22 | 12 |  | Fixed | Roof
NJADRE1558350242 | Administratively Determined Incentive Program | WEST PATERSON BORO | 7424 | 3.28 | Residential | Behind the Meter | Yes | Sunrun Installation Services, Inc. | PSE&G |  | Accepted | 2024-11-26 | 2024-12-13 | 2025-12-13 | Solar Panels | Hanwha Q-Cells | Q.PEAK DUO BLK ML-G10+ 410 |  | 0.41 | 5 | 201 | 12 |  | Fixed | Roof
NJADRE1558350263 | Administratively Determined Incentive Program | ORANGE | 7050 | 43.78 | Commercial | Behind the Meter | No | Advanced Solar & Energy Solutions, LLC | PSE&G |  | Accepted | 2024-11-27 | 2024-12-17 | 2025-12-17 | Inverters | Solar Edge | SE43.2KUS | 43200 |  | 1 |  |  | 0.99 |  | Outside | Front of the Building
NJADRE1558350263 | Administratively Determined Incentive Program | ORANGE | 7050 | 43.78 | Commercial | Behind the Meter | No | Advanced Solar & Energy Solutions, LLC | PSE&G |  | Accepted | 2024-11-27 | 2024-12-17 | 2025-12-17 | Solar Panels | QCells | Q.Peak Duo L-G8.2 |  | 0.425 | 103 | 217 | 1 |  | Fixed | Roof
NJADRE1558350264 | Administratively Determined Incentive Program | BROWNS MILLS | 8015 | 4.25 | Residential | Behind the Meter | Yes | Power Energy Solutions, LLC | JCP&L |  | Accepted | 2024-11-26 | 2024-12-13 | 2025-12-13 | Inverters | SolarEdge | SE3800H-US | 3800 |  | 1 |  |  | 0.97 |  | Outdoor
NJADRE1558350264 | Administratively Determined Incentive Program | BROWNS MILLS | 8015 | 4.25 | Residential | Behind the Meter | Yes | Power Energy Solutions, LLC | JCP&L |  | Accepted | 2024-11-26 | 2024-12-13 | 2025-12-13 | Solar Panels | Trina Solar | TSM-425NE09RC.05 |  | 0.425 | 10 | 182 | 28 |  | Fixed | Roof
NJADRE1558350299 | Administratively Determined Incentive Program | LINDEN | 7036 | 3.28 | Residential | Behind the Meter | Yes | Sunrun Installation Services, Inc. | PSE&G |  | Accepted | 2024-11-26 | 2024-12-13 | 2025-12-13 | Solar Panels | Hanwha Q Cells | Q.PEAK DUO BLK ML-G10+ 410 |  | 0.41 | 8 | 44 | 22 |  | Fixed | Roof
NJADRE1558350299 | Administratively Determined Incentive Program | LINDEN | 7036 | 3.28 | Residential | Behind the Meter | Yes | Sunrun Installation Services, Inc. | PSE&G |  | Accepted | 2024-11-26 | 2024-12-13 | 2025-12-13 | Inverters | SolarEdge Technologies | SE3800H-USMN | 3800 |  | 1 |  |  | 0.99 |  | Outdoor
NJADRE1558350327 | Administratively Determined Incentive Program | CAMDEN | 8104 | 5.1 | Residential | Behind the Meter | No | Brilliant Installations, Inc. | PSE&G |  | Accepted | 2024-12-12 | 2025-01-03 | 2026-01-03 | Solar Panels | JINKO SOLAR | JKM425N-54HL4-B |  | 0.425 | 12 | 259 | 29 |  | Fixed | Roof
NJADRE1558350327 | Administratively Determined Incentive Program | CAMDEN | 8104 | 5.1 | Residential | Behind the Meter | No | Brilliant Installations, Inc. | PSE&G |  | Accepted | 2024-12-12 | 2025-01-03 | 2026-01-03 | Inverters | Enphase | IQ8PLUS-72-2-US | 290 |  | 12 |  |  | 0.97 |  | Outdoor
NJADRE1558350329 | Administratively Determined Incentive Program | NEPTUNE | 7753 | 24.9 | Residential | Behind the Meter | No | Ecological Systems, LLC | JCP&L |  | Accepted | 2024-11-26 | 2024-12-17 | 2025-12-17 | Inverters | Enphase | IQ8HC | 380 |  | 60 |  |  | 0.976 |  | Outside | Roof Top
NJADRE1558350329 | Administratively Determined Incentive Program | NEPTUNE | 7753 | 24.9 | Residential | Behind the Meter | No | Ecological Systems, LLC | JCP&L |  | Accepted | 2024-11-26 | 2024-12-17 | 2025-12-17 | Solar Panels | Bluesun | BSM415 |  | 0.415 | 60 | 180 | 23 |  | Fixed | Roof
NJADRE1558350329 | Administratively Determined Incentive Program | NEPTUNE | 7753 | 24.9 | Residential | Behind the Meter | No | Ecological Systems, LLC | JCP&L |  | Accepted | 2024-11-26 | 2024-12-17 | 2025-12-17 | Meters | Enphase | Enphase RGM |  |  | 1 |  |  |  | Yes | Outdoor
NJADRE1558350354 | Administratively Determined Incentive Program | MILLVILLE | 8332 | 3.28 | Residential | Behind the Meter | No | EMT Renewables, LLC | AC Electric |  | Accepted | 2024-11-26 | 2024-12-13 | 2025-12-13 | Solar Panels | TRINA | TSM-NE09RC.05 |  | 0.41 | 2 | 156 | 28 |  | Fixed | Roof
NJADRE1558350354 | Administratively Determined Incentive Program | MILLVILLE | 8332 | 3.28 | Residential | Behind the Meter | No | EMT Renewables, LLC | AC Electric |  | Accepted | 2024-11-26 | 2024-12-13 | 2025-12-13 | Inverters | ENPHASE | IQ8+ | 290 |  | 8 |  |  | 0.98 |  | Other | UNDER EACH PANEL
NJADRE1558350354 | Administratively Determined Incentive Program | MILLVILLE | 8332 | 3.28 | Residential | Behind the Meter | No | EMT Renewables, LLC | AC Electric |  | Accepted | 2024-11-26 | 2024-12-13 | 2025-12-13 | Solar Panels | TRINA | TSM-NE09RC.05 |  | 0.41 | 6 | 156 | 8 |  | Fixed | Roof
NJADRE1558350387 | Administratively Determined Incentive Program | ATLANTIC CITY | 8401 | 3.83 | Residential | Behind the Meter | Yes | Power Energy Solutions, LLC | AC Electric |  | Accepted | 2024-11-26 | 2024-12-13 | 2025-12-13 | Solar Panels | Trina Solar | TSM-425NE09RC.05 |  | 0.425 | 9 | 242 | 23 |  | Fixed | Roof
NJADRE1558350387 | Administratively Determined Incentive Program | ATLANTIC CITY | 8401 | 3.83 | Residential | Behind the Meter | Yes | Power Energy Solutions, LLC | AC Electric |  | Accepted | 2024-11-26 | 2024-12-13 | 2025-12-13 | Inverters | SolarEdge | SE3800H-US | 3800 |  | 1 |  |  | 0.97 |  | Outdoor
NJADRE1558350464 | Administratively Determined Incentive Program | HOWELL | 7731 | 10.2 | Residential | Behind the Meter | Yes | Brilliant Installations, Inc. | JCP&L |  | Accepted | 2024-11-26 | 2024-12-13 | 2025-12-13 | Inverters | SolarEdge Technologies Inc. | SE7600H-USMNUBL15 (Domestic) | 7600 |  | 1 |  |  | 0.97 |  | Outdoor
NJADRE1558350464 | Administratively Determined Incentive Program | HOWELL | 7731 | 10.2 | Residential | Behind the Meter | Yes | Brilliant Installations, Inc. | JCP&L |  | Accepted | 2024-11-26 | 2024-12-13 | 2025-12-13 | Solar Panels | JINKO SOLAR | JKM425N-54HL-4-B |  | 0.425 | 2 | 250 | 23 |  | Fixed | Roof
NJADRE1558350464 | Administratively Determined Incentive Program | HOWELL | 7731 | 10.2 | Residential | Behind the Meter | Yes | Brilliant Installations, Inc. | JCP&L |  | Accepted | 2024-11-26 | 2024-12-13 | 2025-12-13 | Solar Panels | JINKO SOLAR | JKM425N-54HL-4-B |  | 0.425 | 10 | 70 | 23 |  | Fixed | Roof
NJADRE1558350464 | Administratively Determined Incentive Program | HOWELL | 7731 | 10.2 | Residential | Behind the Meter | Yes | Brilliant Installations, Inc. | JCP&L |  | Accepted | 2024-11-26 | 2024-12-13 | 2025-12-13 | Solar Panels | JINKO SOLAR | JKM425N-54HL-4-B |  | 0.425 | 6 | 160 | 20 |  | Fixed | Roof
NJADRE1558350464 | Administratively Determined Incentive Program | HOWELL | 7731 | 10.2 | Residential | Behind the Meter | Yes | Brilliant Installations, Inc. | JCP&L |  | Accepted | 2024-11-26 | 2024-12-13 | 2025-12-13 | Solar Panels | JINKO SOLAR | JKM425N-54HL-4-B |  | 0.425 | 6 | 340 | 20 |  | Fixed | Roof
NJADRE1558350474 | Administratively Determined Incentive Program | Hopewell Twp | 8534 | 24.65 | Residential | Behind the Meter | No | US Clean Energy Construction Inc. | PSE&G |  | Accepted | 2024-11-26 | 2024-12-13 | 2025-12-13 | Solar Panels | Trina Solar | Trina 425W |  | 0.425 | 23 | 243 | 20 |  | Fixed | Roof
NJADRE1558350474 | Administratively Determined Incentive Program | Hopewell Twp | 8534 | 24.65 | Residential | Behind the Meter | No | US Clean Energy Construction Inc. | PSE&G |  | Accepted | 2024-11-26 | 2024-12-13 | 2025-12-13 | Inverters | SMA AMERICA | SMA SB-7.7-US | 7700 |  | 2 |  |  | 0.98 |  | Outdoor
NJADRE1558350474 | Administratively Determined Incentive Program | Hopewell Twp | 8534 | 24.65 | Residential | Behind the Meter | No | US Clean Energy Construction Inc. | PSE&G |  | Accepted | 2024-11-26 | 2024-12-13 | 2025-12-13 | Solar Panels | Trina Solar | Trina 425W |  | 0.425 | 10 | 63 | 20 |  | Fixed | Roof
NJADRE1558350474 | Administratively Determined Incentive Program | Hopewell Twp | 8534 | 24.65 | Residential | Behind the Meter | No | US Clean Energy Construction Inc. | PSE&G |  | Accepted | 2024-11-26 | 2024-12-13 | 2025-12-13 | Solar Panels | Trina Solar | Trina 425W |  | 0.425 | 13 | 333 | 20 |  | Fixed | Roof
NJADRE1558350474 | Administratively Determined Incentive Program | Hopewell Twp | 8534 | 24.65 | Residential | Behind the Meter | No | US Clean Energy Construction Inc. | PSE&G |  | Accepted | 2024-11-26 | 2024-12-13 | 2025-12-13 | Solar Panels | Trina Solar | Trina 425W |  | 0.425 | 12 | 153 | 20 |  | Fixed | Roof
NJADRE1558350474 | Administratively Determined Incentive Program | Hopewell Twp | 8534 | 24.65 | Residential | Behind the Meter | No | US Clean Energy Construction Inc. | PSE&G |  | Accepted | 2024-11-26 | 2024-12-13 | 2025-12-13 | Meters | VISION METERING | Cat VM-2E2A1P |  |  | 1 |  |  |  | Yes | Outdoor
NJADRE1558350545 | Administratively Determined Incentive Program | EWING | 8618 | 7.38 | Residential | Behind the Meter | Yes | Sunrun Installation Services, Inc. | PSE&G |  | Accepted | 2024-11-26 | 2024-12-13 | 2025-12-13 | Solar Panels | Hanwha Q-Cells | Q.PEAK DUO BLK ML-G10+ 410 |  | 0.41 | 18 | 231 | 21 |  | Fixed | Roof
NJADRE1558350545 | Administratively Determined Incentive Program | EWING | 8618 | 7.38 | Residential | Behind the Meter | Yes | Sunrun Installation Services, Inc. | PSE&G |  | Accepted | 2024-11-26 | 2024-12-13 | 2025-12-13 | Inverters | SolarEdge Technologies | SE5700H-USMN | 5760 |  | 1 |  |  | 0.99 |  | Outdoor | Next to meter
NJADRE1558350546 | Administratively Determined Incentive Program | SICKLERVILLE | 8081 | 7.23 | Residential | Behind the Meter | Yes | Power Energy Solutions, LLC | AC Electric |  | Accepted | 2024-11-26 | 2024-12-13 | 2025-12-13 | Solar Panels | Trina Solar | TSM-425NE09RC.05 |  | 0.425 | 9 | 140 | 30 |  | Fixed | Roof
NJADRE1558350546 | Administratively Determined Incentive Program | SICKLERVILLE | 8081 | 7.23 | Residential | Behind the Meter | Yes | Power Energy Solutions, LLC | AC Electric |  | Accepted | 2024-11-26 | 2024-12-13 | 2025-12-13 | Inverters | SolarEdge | SE6000H-US | 6 |  | 1 |  |  | 0 |  | Outdoor
NJADRE1558350546 | Administratively Determined Incentive Program | SICKLERVILLE | 8081 | 7.23 | Residential | Behind the Meter | Yes | Power Energy Solutions, LLC | AC Electric |  | Accepted | 2024-11-26 | 2024-12-13 | 2025-12-13 | Solar Panels | Trina Solar | TSM-425NE09RC.05 |  | 0.425 | 8 | 139 | 28 |  | Fixed | Roof
NJADRE1558350784 | Administratively Determined Incentive Program | Salem | 8079 | 13.53 | Residential | Behind the Meter | Yes | Trinity Solar, LLC | AC Electric |  | Accepted | 2024-11-26 | 2024-12-13 | 2025-12-13 | Solar Panels | Hanwha | HANWHA 410 (Q.PEAK DUO BLK ML-G10+ 410) |  | 0.41 | 13 | 128 | 8 |  | Fixed | Roof
NJADRE1558350784 | Administratively Determined Incentive Program | Salem | 8079 | 13.53 | Residential | Behind the Meter | Yes | Trinity Solar, LLC | AC Electric |  | Accepted | 2024-11-26 | 2024-12-13 | 2025-12-13 | Solar Panels | Hanwha | HANWHA 410 (Q.PEAK DUO BLK ML-G10+ 410) |  | 0.41 | 11 | 128 | 28 |  | Fixed | Roof
NJADRE1558350784 | Administratively Determined Incentive Program | Salem | 8079 | 13.53 | Residential | Behind the Meter | Yes | Trinity Solar, LLC | AC Electric |  | Accepted | 2024-11-26 | 2024-12-13 | 2025-12-13 | Inverters | Solar Edge | USE11400H-USMNBL75 | 11400 |  | 1 |  |  | 0.97 |  | Outdoor
NJADRE1558350784 | Administratively Determined Incentive Program | Salem | 8079 | 13.53 | Residential | Behind the Meter | Yes | Trinity Solar, LLC | AC Electric |  | Accepted | 2024-11-26 | 2024-12-13 | 2025-12-13 | Solar Panels | Hanwha | HANWHA 410 (Q.PEAK DUO BLK ML-G10+ 410) |  | 0.41 | 9 | 308 | 28 |  | Fixed | Roof
NJADRE1558350792 | Administratively Determined Incentive Program | Keansburg | 7734 | 6.8 | Residential | Behind the Meter | Yes | Pro Custom Solar dba Momentum Solar | JCP&L |  | Accepted | 2024-11-26 | 2024-12-16 | 2025-12-16 | Inverters | Enphase | IQ8MC-72-M-US | 320 |  | 17 |  |  | 0.97 |  | Outdoor
NJADRE1558350792 | Administratively Determined Incentive Program | Keansburg | 7734 | 6.8 | Residential | Behind the Meter | Yes | Pro Custom Solar dba Momentum Solar | JCP&L |  | Accepted | 2024-11-26 | 2024-12-16 | 2025-12-16 | Solar Panels | Hanwha | Q.PEAK DUO BLK ML-G10+400 |  | 0.4 | 17 | 281 | 32 |  | Fixed | Roof
NJADRE1558350882 | Administratively Determined Incentive Program | Sicklerville | 8081 | 7.38 | Residential | Behind the Meter | Yes | Pro Custom Solar dba Momentum Solar | AC Electric |  | Accepted | 2024-11-26 | 2024-12-16 | 2025-12-16 | Solar Panels | HANWHA | Q.PEAK DUO BLK ML-G10+ 410 |  | 0.41 | 6 | 137 | 35 |  | Fixed | Roof
NJADRE1558350882 | Administratively Determined Incentive Program | Sicklerville | 8081 | 7.38 | Residential | Behind the Meter | Yes | Pro Custom Solar dba Momentum Solar | AC Electric |  | Accepted | 2024-11-26 | 2024-12-16 | 2025-12-16 | Inverters | Enphase | IQ8HC-72-M-DOM-US | 380 |  | 18 |  |  | 0.97 |  | Outdoor
NJADRE1558350882 | Administratively Determined Incentive Program | Sicklerville | 8081 | 7.38 | Residential | Behind the Meter | Yes | Pro Custom Solar dba Momentum Solar | AC Electric |  | Accepted | 2024-11-26 | 2024-12-16 | 2025-12-16 | Solar Panels | HANWHA | Q.PEAK DUO BLK ML-G10+ 410 |  | 0.41 | 8 | 137 | 34 |  | Fixed | Roof
NJADRE1558350882 | Administratively Determined Incentive Program | Sicklerville | 8081 | 7.38 | Residential | Behind the Meter | Yes | Pro Custom Solar dba Momentum Solar | AC Electric |  | Accepted | 2024-11-26 | 2024-12-16 | 2025-12-16 | Solar Panels | HANWHA | Q.PEAK DUO BLK ML-G10+ 410 |  | 0.41 | 4 | 317 | 33 |  | Fixed | Roof
NJADRE1558351087 | Administratively Determined Incentive Program | Morganville | 7751 | 4.51 | Residential | Behind the Meter | Yes | Sunrun Installation Services, Inc. | JCP&L |  | Accepted | 2024-11-26 | 2024-12-16 | 2025-12-16 | Inverters | TESLA | Powerwall 3 1707000-xx-y | 11500 |  | 1 |  |  | 0.97 |  | Outdoor | Next to meter
NJADRE1558351087 | Administratively Determined Incentive Program | Morganville | 7751 | 4.51 | Residential | Behind the Meter | Yes | Sunrun Installation Services, Inc. | JCP&L |  | Accepted | 2024-11-26 | 2024-12-16 | 2025-12-16 | Solar Panels | Hanwha Q-Cells | Q.PEAK DUO BLK ML-G10+ 410 |  | 0.41 | 6 | 198 | 32 |  | Fixed | Roof
NJADRE1558351087 | Administratively Determined Incentive Program | Morganville | 7751 | 4.51 | Residential | Behind the Meter | Yes | Sunrun Installation Services, Inc. | JCP&L |  | Accepted | 2024-11-26 | 2024-12-16 | 2025-12-16 | Solar Panels | Hanwha Q-Cells | Q.PEAK DUO BLK ML-G10+ 410 |  | 0.41 | 5 | 18 | 31 |  | Fixed | Roof
NJADRE1558351087 | Administratively Determined Incentive Program | Morganville | 7751 | 4.51 | Residential | Behind the Meter | Yes | Sunrun Installation Services, Inc. | JCP&L |  | Accepted | 2024-11-26 | 2024-12-16 | 2025-12-16 | Electric Storage Battery | TESLA | POWERWALL 3 |  |  | 1 |  |  |  | Lithium Ion |  | Outside
NJADRE1558351092 | Administratively Determined Incentive Program | Pleasantville | 8232 | 6.97 | Residential | Behind the Meter | Yes | EMT Renewables, LLC | AC Electric |  | Accepted | 2024-11-26 | 2024-12-16 | 2025-12-16 | Solar Panels | TRINA | TSM-NE09RC.05 |  | 0.41 | 8 | 207 | 8 |  | Fixed | Roof
NJADRE1558351092 | Administratively Determined Incentive Program | Pleasantville | 8232 | 6.97 | Residential | Behind the Meter | Yes | EMT Renewables, LLC | AC Electric |  | Accepted | 2024-11-26 | 2024-12-16 | 2025-12-16 | Solar Panels | TRINA | TSM-NE09RC.05 |  | 0.41 | 9 | 27 | 39 |  | Fixed | Roof
NJADRE1558351092 | Administratively Determined Incentive Program | Pleasantville | 8232 | 6.97 | Residential | Behind the Meter | Yes | EMT Renewables, LLC | AC Electric |  | Accepted | 2024-11-26 | 2024-12-16 | 2025-12-16 | Inverters | ENPHASE | IQ8+ | 290 |  | 17 |  |  | 0.98 |  | Other | UNDER EACH PANEL
NJADRE1558351129 | Administratively Determined Incentive Program | Cherry Hill | 8002 | 6.97 | Residential | Behind the Meter | Yes | EMT Renewables, LLC | PSE&G |  | Accepted | 2024-11-26 | 2024-12-16 | 2025-12-16 | Solar Panels | TRINA | TSM-NE09RC.05 |  | 0.41 | 11 | 276 | 23 |  | Fixed | Roof
NJADRE1558351129 | Administratively Determined Incentive Program | Cherry Hill | 8002 | 6.97 | Residential | Behind the Meter | Yes | EMT Renewables, LLC | PSE&G |  | Accepted | 2024-11-26 | 2024-12-16 | 2025-12-16 | Solar Panels | TRINA | TSM-NE09RC.05 |  | 0.41 | 6 | 96 | 23 |  | Fixed | Roof
NJADRE1558351129 | Administratively Determined Incentive Program | Cherry Hill | 8002 | 6.97 | Residential | Behind the Meter | Yes | EMT Renewables, LLC | PSE&G |  | Accepted | 2024-11-26 | 2024-12-16 | 2025-12-16 | Inverters | ENPHASE | IQ8+ | 290 |  | 17 |  |  | 0.98 |  | Other | UNDER EACH PANEL
NJADRE1558351141 | Administratively Determined Incentive Program | ATLANTIC CITY | 8401 | 13.16 | Residential | Behind the Meter | No | GAF Energy | AC Electric |  | Accepted | 2024-11-26 | 2024-12-16 | 2025-12-16 | Inverters | Delta Electronics | M8-TL-US | 8000 |  | 1 |  |  | 0.975 |  | Outside
NJADRE1558351141 | Administratively Determined Incentive Program | ATLANTIC CITY | 8401 | 13.16 | Residential | Behind the Meter | No | GAF Energy | AC Electric |  | Accepted | 2024-11-26 | 2024-12-16 | 2025-12-16 | Solar Panels | GAF Energy | TLS-1 |  | 0.046 | 198 | 148 | 23 |  | Fixed | Roof
NJADRE1558351141 | Administratively Determined Incentive Program | ATLANTIC CITY | 8401 | 13.16 | Residential | Behind the Meter | No | GAF Energy | AC Electric |  | Accepted | 2024-11-26 | 2024-12-16 | 2025-12-16 | Solar Panels | GAF Energy | TLS-1 |  | 0.046 | 88 | 328 | 23 |  | Fixed | Roof
NJADRE1558351141 | Administratively Determined Incentive Program | ATLANTIC CITY | 8401 | 13.16 | Residential | Behind the Meter | No | GAF Energy | AC Electric |  | Accepted | 2024-11-26 | 2024-12-16 | 2025-12-16 | Inverters | Delta Electronics | M4-TL-US | 4000 |  | 1 |  |  | 0.99 |  | Outside
NJADRE1558351184 | Administratively Determined Incentive Program | PENNSAUKEN | 8110 | 9.02 | Residential | Behind the Meter | Yes | EMT Renewables, LLC | PSE&G |  | Accepted | 2024-11-26 | 2024-12-16 | 2025-12-16 | Solar Panels | TRINA | TSM-NE09RC.05 |  | 0.41 | 3 | 57 | 25 |  | Fixed | Roof
NJADRE1558351184 | Administratively Determined Incentive Program | PENNSAUKEN | 8110 | 9.02 | Residential | Behind the Meter | Yes | EMT Renewables, LLC | PSE&G |  | Accepted | 2024-11-26 | 2024-12-16 | 2025-12-16 | Solar Panels | TRINA | TSM-NE09RC.05 |  | 0.41 | 10 | 328 | 18 |  | Fixed | Roof
NJADRE1558351184 | Administratively Determined Incentive Program | PENNSAUKEN | 8110 | 9.02 | Residential | Behind the Meter | Yes | EMT Renewables, LLC | PSE&G |  | Accepted | 2024-11-26 | 2024-12-16 | 2025-12-16 | Inverters | ENPHASE | IQ8+ | 290 |  | 22 |  |  | 0.98 |  | Other | UNDER EACH PANEL
NJADRE1558351184 | Administratively Determined Incentive Program | PENNSAUKEN | 8110 | 9.02 | Residential | Behind the Meter | Yes | EMT Renewables, LLC | PSE&G |  | Accepted | 2024-11-26 | 2024-12-16 | 2025-12-16 | Solar Panels | TRINA | TSM-NE09RC.05 |  | 0.41 | 8 | 148 | 18 |  | Fixed | Roof
NJADRE1558351184 | Administratively Determined Incentive Program | PENNSAUKEN | 8110 | 9.02 | Residential | Behind the Meter | Yes | EMT Renewables, LLC | PSE&G |  | Accepted | 2024-11-26 | 2024-12-16 | 2025-12-16 | Solar Panels | TRINA | TSM-NE09RC.05 |  | 0.41 | 1 | 237 | 25 |  | Fixed | Roof
NJADRE1558351200 | Administratively Determined Incentive Program | LEBANON | 8833 | 5.33 | Residential | Behind the Meter | Yes | Sunrun Installation Services, Inc. | JCP&L |  | Accepted | 2024-11-26 | 2024-12-16 | 2025-12-16 | Inverters | TESLA | Powerwall 3 1707000-xx-y | 11500 |  | 1 |  |  | 0.97 |  | Outdoor | Next to meter
NJADRE1558351200 | Administratively Determined Incentive Program | LEBANON | 8833 | 5.33 | Residential | Behind the Meter | Yes | Sunrun Installation Services, Inc. | JCP&L |  | Accepted | 2024-11-26 | 2024-12-16 | 2025-12-16 | Electric Storage Battery | TESLA | POWERWALL 3 |  |  | 1 |  |  |  | Lithium Ion |  | Outside
NJADRE1558351200 | Administratively Determined Incentive Program | LEBANON | 8833 | 5.33 | Residential | Behind the Meter | Yes | Sunrun Installation Services, Inc. | JCP&L |  | Accepted | 2024-11-26 | 2024-12-16 | 2025-12-16 | Solar Panels | Hanwha Q-Cells | Q.PEAK DUO BLK ML-G10+ 410 |  | 0.41 | 6 | 358 | 39 |  | Fixed | Roof
NJADRE1558351200 | Administratively Determined Incentive Program | LEBANON | 8833 | 5.33 | Residential | Behind the Meter | Yes | Sunrun Installation Services, Inc. | JCP&L |  | Accepted | 2024-11-26 | 2024-12-16 | 2025-12-16 | Solar Panels | Hanwha Q-Cells | Q.PEAK DUO BLK ML-G10+ 410 |  | 0.41 | 7 | 178 | 38 |  | Fixed | Roof
NJADRE1558351200 | Administratively Determined Incentive Program | LEBANON | 8833 | 5.33 | Residential | Behind the Meter | Yes | Sunrun Installation Services, Inc. | JCP&L |  | Accepted | 2024-11-26 | 2024-12-16 | 2025-12-16 | Meters | Tesla | Powerwall 3 1707000-xx-y |  |  | 1 |  |  |  | Yes | Outdoor
NJADRE1558351225 | Administratively Determined Incentive Program | Union City | 7087 | 7.2 | Residential | Behind the Meter | Yes | Sunrun Installation Services, Inc. | PSE&G |  | Accepted | 2024-11-26 | 2024-12-16 | 2025-12-16 | Solar Panels | Hanwha Q Cells | Q.PEAK DUO BLK ML-G10+/t 400 |  | 0.4 | 3 | 210 | 31 |  | Fixed | Roof
NJADRE1558351225 | Administratively Determined Incentive Program | Union City | 7087 | 7.2 | Residential | Behind the Meter | Yes | Sunrun Installation Services, Inc. | PSE&G |  | Accepted | 2024-11-26 | 2024-12-16 | 2025-12-16 | Solar Panels | Hanwha Q Cells | Q.PEAK DUO BLK ML-G10+/t 400 |  | 0.4 | 10 | 119 | 31 |  | Fixed | Roof
NJADRE1558351225 | Administratively Determined Incentive Program | Union City | 7087 | 7.2 | Residential | Behind the Meter | Yes | Sunrun Installation Services, Inc. | PSE&G |  | Accepted | 2024-11-26 | 2024-12-16 | 2025-12-16 | Inverters | SolarEdge Technologies | SE5700H-USMN | 5760 |  | 1 |  |  | 0.99 |  | Indoor
NJADRE1558351225 | Administratively Determined Incentive Program | Union City | 7087 | 7.2 | Residential | Behind the Meter | Yes | Sunrun Installation Services, Inc. | PSE&G |  | Accepted | 2024-11-26 | 2024-12-16 | 2025-12-16 | Solar Panels | Hanwha Q Cells | Q.PEAK DUO BLK ML-G10+/t 400 |  | 0.4 | 5 | 299 | 31 |  | Fixed | Roof
NJADRE1558351249 | Administratively Determined Incentive Program | Palisades Park Boro | 7650 | 11.07 | Residential | Behind the Meter | Yes | Sunrun Installation Services, Inc. | PSE&G |  | Accepted | 2024-11-26 | 2024-12-16 | 2025-12-16 | Solar Panels | Hanwha Q-Cells | Q.PEAK DUO BLK ML-G10+ 410 |  | 0.41 | 10 | 129 | 19 |  | Fixed | Roof
NJADRE1558351249 | Administratively Determined Incentive Program | Palisades Park Boro | 7650 | 11.07 | Residential | Behind the Meter | Yes | Sunrun Installation Services, Inc. | PSE&G |  | Accepted | 2024-11-26 | 2024-12-16 | 2025-12-16 | Inverters | SolarEdge Technologies | SE7600H-USMN | 7600 |  | 1 |  |  | 0.99 |  | Outdoor | Next to meter
NJADRE1558351249 | Administratively Determined Incentive Program | Palisades Park Boro | 7650 | 11.07 | Residential | Behind the Meter | Yes | Sunrun Installation Services, Inc. | PSE&G |  | Accepted | 2024-11-26 | 2024-12-16 | 2025-12-16 | Solar Panels | Hanwha Q-Cells | Q.PEAK DUO BLK ML-G10+ 410 |  | 0.41 | 17 | 39 | 19 |  | Fixed | Roof
NJADRE1558355417 | Administratively Determined Incentive Program | Irvington | 7111 | 5.33 | Residential | Behind the Meter | Yes | Pro Custom Solar dba Momentum Solar | PSE&G |  | Accepted | 2024-11-26 | 2024-12-16 | 2025-12-16 | Solar Panels | Hanwha | Q.PEAK DUO BLK ML-G10+410 |  | 0.41 | 6 | 194 | 59 |  | Fixed | Roof
NJADRE1558355417 | Administratively Determined Incentive Program | Irvington | 7111 | 5.33 | Residential | Behind the Meter | Yes | Pro Custom Solar dba Momentum Solar | PSE&G |  | Accepted | 2024-11-26 | 2024-12-16 | 2025-12-16 | Solar Panels | Hanwha | Q.PEAK DUO BLK ML-G10+410 |  | 0.41 | 4 | 14 | 31 |  | Fixed | Roof
NJADRE1558355417 | Administratively Determined Incentive Program | Irvington | 7111 | 5.33 | Residential | Behind the Meter | Yes | Pro Custom Solar dba Momentum Solar | PSE&G |  | Accepted | 2024-11-26 | 2024-12-16 | 2025-12-16 | Inverters | Enphase | IQ8MC-72-M-US | 319 |  | 13 |  |  | 0.97 |  | Outdoor
NJADRE1558355417 | Administratively Determined Incentive Program | Irvington | 7111 | 5.33 | Residential | Behind the Meter | Yes | Pro Custom Solar dba Momentum Solar | PSE&G |  | Accepted | 2024-11-26 | 2024-12-16 | 2025-12-16 | Solar Panels | Hanwha | Q.PEAK DUO BLK ML-G10+410 |  | 0.41 | 3 | 194 | 31 |  | Fixed | Roof
NJADRE1558361107 | Administratively Determined Incentive Program | Cliffside Park | 7010 | 4.51 | Residential | Behind the Meter | Yes | Sunrun Installation Services, Inc. | PSE&G |  | Accepted | 2024-11-27 | 2024-12-16 | 2025-12-16 | Solar Panels | Hanwha Q Cells | Q.PEAK DUO BLK ML-G10+ 410 |  | 0.41 | 5 | 218 | 19 |  | Fixed | Roof
NJADRE1558361107 | Administratively Determined Incentive Program | Cliffside Park | 7010 | 4.51 | Residential | Behind the Meter | Yes | Sunrun Installation Services, Inc. | PSE&G |  | Accepted | 2024-11-27 | 2024-12-16 | 2025-12-16 | Inverters | SolarEdge Technologies | SE3800H-USMN | 3800 |  | 1 |  |  | 0.99 |  | Outside
NJADRE1558361107 | Administratively Determined Incentive Program | Cliffside Park | 7010 | 4.51 | Residential | Behind the Meter | Yes | Sunrun Installation Services, Inc. | PSE&G |  | Accepted | 2024-11-27 | 2024-12-16 | 2025-12-16 | Solar Panels | Hanwha Q Cells | Q.PEAK DUO BLK ML-G10+ 410 |  | 0.41 | 6 | 308 | 18 |  | Fixed | Roof
NJADRE1558363709 | Administratively Determined Incentive Program | Pleasantville | 8232 | 5.74 | Residential | Behind the Meter | Yes | Sunrun Installation Services, Inc. | AC Electric |  | Accepted | 2024-11-27 | 2024-12-17 | 2025-12-17 | Solar Panels | Hanwha Q Cells | Q.PEAK DUO BLK ML-G10+ 410 |  | 0.41 | 7 | 298 | 34 |  | Fixed | Roof
NJADRE1558363709 | Administratively Determined Incentive Program | Pleasantville | 8232 | 5.74 | Residential | Behind the Meter | Yes | Sunrun Installation Services, Inc. | AC Electric |  | Accepted | 2024-11-27 | 2024-12-17 | 2025-12-17 | Solar Panels | Hanwha Q Cells | Q.PEAK DUO BLK ML-G10+ 410 |  | 0.41 | 7 | 115 | 32 |  | Fixed | Roof
NJADRE1558363709 | Administratively Determined Incentive Program | Pleasantville | 8232 | 5.74 | Residential | Behind the Meter | Yes | Sunrun Installation Services, Inc. | AC Electric |  | Accepted | 2024-11-27 | 2024-12-17 | 2025-12-17 | Inverters | Growatt New Energy Technology Co Ltd. | MIN 6000TL-XH-US | 6000 |  | 1 |  |  | 0.99 |  | Outside
NJADRE1558363741 | Administratively Determined Incentive Program | SALEM | 8079 | 9.2 | Residential | Behind the Meter | Yes | Big Wave Roofing and Solar, LLC | AC Electric |  | Accepted | 2024-11-27 | 2024-12-16 | 2025-12-16 | Solar Panels | Trina Solar | TSM-400NE09RC.05 |  | 0.4 | 8 | 292 | 2 |  | Fixed | Roof
NJADRE1558363741 | Administratively Determined Incentive Program | SALEM | 8079 | 9.2 | Residential | Behind the Meter | Yes | Big Wave Roofing and Solar, LLC | AC Electric |  | Accepted | 2024-11-27 | 2024-12-16 | 2025-12-16 | Inverters | Enphase | IQ8PLUS-72-2-US | 2909 |  | 23 |  |  | 0.98 |  | Outside
NJADRE1558363741 | Administratively Determined Incentive Program | SALEM | 8079 | 9.2 | Residential | Behind the Meter | Yes | Big Wave Roofing and Solar, LLC | AC Electric |  | Accepted | 2024-11-27 | 2024-12-16 | 2025-12-16 | Solar Panels | Trina Solar | TSM-400NE09RC.05 |  | 0.4 | 5 | 292 | 34 |  | Fixed | Roof
NJADRE1558363741 | Administratively Determined Incentive Program | SALEM | 8079 | 9.2 | Residential | Behind the Meter | Yes | Big Wave Roofing and Solar, LLC | AC Electric |  | Accepted | 2024-11-27 | 2024-12-16 | 2025-12-16 | Solar Panels | Trina Solar | TSM-400NE09RC.05 |  | 0.4 | 10 | 112 | 34 |  | Fixed | Roof
NJADRE1558363819 | Administratively Determined Incentive Program | SPRING LAKE | 7762 | 8.2 | Residential | Behind the Meter | Yes | Trinity Solar, LLC | JCP&L |  | Accepted | 2024-11-27 | 2024-12-16 | 2025-12-16 | Inverters | Solar Edge | SE7600H-US | 7600 |  | 1 |  |  | 0.97 |  | Outside
NJADRE1558363819 | Administratively Determined Incentive Program | SPRING LAKE | 7762 | 8.2 | Residential | Behind the Meter | Yes | Trinity Solar, LLC | JCP&L |  | Accepted | 2024-11-27 | 2024-12-16 | 2025-12-16 | Solar Panels | HANWHA | Q.PEAK DUO BLK ML-G10+ 410 |  | 0.41 | 20 | 279 | 21 |  | Fixed | Roof
NJADRE1558363837 | Administratively Determined Incentive Program | Berlin | 8009 | 11.05 | Residential | Behind the Meter | Yes | Sun Up Zero Down, LLC | AC Electric |  | Accepted | 2024-11-27 | 2024-12-16 | 2025-12-16 | Solar Panels | Trina | TSM-425-NE09RC.05 Vertex S+ |  | 0.425 | 26 | 222 | 43 |  | Fixed | Roof
NJADRE1558363837 | Administratively Determined Incentive Program | Berlin | 8009 | 11.05 | Residential | Behind the Meter | Yes | Sun Up Zero Down, LLC | AC Electric |  | Accepted | 2024-11-27 | 2024-12-16 | 2025-12-16 | Meters | Enphase | TBD |  |  | 1 |  |  |  | Yes | Outdoor
NJADRE1558363837 | Administratively Determined Incentive Program | Berlin | 8009 | 11.05 | Residential | Behind the Meter | Yes | Sun Up Zero Down, LLC | AC Electric |  | Accepted | 2024-11-27 | 2024-12-16 | 2025-12-16 | Inverters | Enphase | IQ8PLUS-72-2-US | 290 |  | 26 |  |  | 0.976 |  | Outdoor
NJADRE1558363873 | Administratively Determined Incentive Program | PLEASANTVILLE | 8232 | 11.89 | Residential | Behind the Meter | Yes | EMT Renewables, LLC | AC Electric |  | Accepted | 2024-11-27 | 2024-12-16 | 2025-12-16 | Solar Panels | TRINA | TSM-NE09RC.05 |  | 0.41 | 11 | 296 | 29 |  | Fixed | Roof
NJADRE1558363873 | Administratively Determined Incentive Program | PLEASANTVILLE | 8232 | 11.89 | Residential | Behind the Meter | Yes | EMT Renewables, LLC | AC Electric |  | Accepted | 2024-11-27 | 2024-12-16 | 2025-12-16 | Inverters | ENPHASE | IQ8+ | 290 |  | 29 |  |  | 0.98 |  | Other | UNDER EACH PANEL
NJADRE1558363873 | Administratively Determined Incentive Program | PLEASANTVILLE | 8232 | 11.89 | Residential | Behind the Meter | Yes | EMT Renewables, LLC | AC Electric |  | Accepted | 2024-11-27 | 2024-12-16 | 2025-12-16 | Solar Panels | TRINA | TSM-NE09RC.05 |  | 0.41 | 15 | 116 | 29 |  | Fixed | Roof
NJADRE1558363873 | Administratively Determined Incentive Program | PLEASANTVILLE | 8232 | 11.89 | Residential | Behind the Meter | Yes | EMT Renewables, LLC | AC Electric |  | Accepted | 2024-11-27 | 2024-12-16 | 2025-12-16 | Solar Panels | TRINA | TSM-NE09RC.05 |  | 0.41 | 3 | 206 | 29 |  | Fixed | Roof
NJADRE1558363934 | Administratively Determined Incentive Program | HAZLET | 7730 | 8.2 | Residential | Behind the Meter | Yes | Sunrun Installation Services, Inc. | JCP&L |  | Accepted | 2024-11-27 | 2024-12-16 | 2025-12-16 | Solar Panels | Hanwha Q-Cells | Q.PEAK DUO BLK ML-G10+ 410 |  | 0.41 | 7 | 304 | 24 |  | Fixed | Roof
NJADRE1558363934 | Administratively Determined Incentive Program | HAZLET | 7730 | 8.2 | Residential | Behind the Meter | Yes | Sunrun Installation Services, Inc. | JCP&L |  | Accepted | 2024-11-27 | 2024-12-16 | 2025-12-16 | Solar Panels | Hanwha Q-Cells | Q.PEAK DUO BLK ML-G10+ 410 |  | 0.41 | 13 | 124 | 23 |  | Fixed | Roof
NJADRE1558363934 | Administratively Determined Incentive Program | HAZLET | 7730 | 8.2 | Residential | Behind the Meter | Yes | Sunrun Installation Services, Inc. | JCP&L |  | Accepted | 2024-11-27 | 2024-12-16 | 2025-12-16 | Electric Storage Battery | TESLA | POWERWALL 3 |  |  | 1 |  |  |  | Lithium Ion |  | Outside
NJADRE1558363934 | Administratively Determined Incentive Program | HAZLET | 7730 | 8.2 | Residential | Behind the Meter | Yes | Sunrun Installation Services, Inc. | JCP&L |  | Accepted | 2024-11-27 | 2024-12-16 | 2025-12-16 | Inverters | TESLA | Powerwall 3 1707000-xx-y | 11500 |  | 1 |  |  | 0.97 |  | Outdoor | Next to meter
NJADRE1558363961 | Administratively Determined Incentive Program | Penns Grove | 8069 | 11.9 | Residential | Behind the Meter | Yes | Sun Up Zero Down, LLC | AC Electric |  | Accepted | 2024-11-27 | 2024-12-30 | 2025-12-30 | Meters | Enphase | TBD |  |  | 1 |  |  |  | Yes | Outdoor
NJADRE1558363961 | Administratively Determined Incentive Program | Penns Grove | 8069 | 11.9 | Residential | Behind the Meter | Yes | Sun Up Zero Down, LLC | AC Electric |  | Accepted | 2024-11-27 | 2024-12-30 | 2025-12-30 | Solar Panels | Trina | TSM-425-NE09RC.05 Vertex S+ |  | 0.425 | 28 | 220 | 19 |  | Fixed | Roof
NJADRE1558363961 | Administratively Determined Incentive Program | Penns Grove | 8069 | 11.9 | Residential | Behind the Meter | Yes | Sun Up Zero Down, LLC | AC Electric |  | Accepted | 2024-11-27 | 2024-12-30 | 2025-12-30 | Inverters | Enphase | IQ8PLUS-72-2-US | 290 |  | 28 |  |  | 0.976 |  | Outdoor
NJADRE1558363968 | Administratively Determined Incentive Program | WENONAH | 8090 | 15.3 | Residential | Behind the Meter | Yes | Power Energy Solutions, LLC | AC Electric |  | Accepted | 2024-11-27 | 2024-12-16 | 2025-12-16 | Solar Panels | Trina Solar | TSM-425NE09RC.05 |  | 0.425 | 10 | 305 | 24 |  | Fixed | Roof
NJADRE1558363968 | Administratively Determined Incentive Program | WENONAH | 8090 | 15.3 | Residential | Behind the Meter | Yes | Power Energy Solutions, LLC | AC Electric |  | Accepted | 2024-11-27 | 2024-12-16 | 2025-12-16 | Solar Panels | Trina Solar | TSM-425NE09RC.05 |  | 0.425 | 11 | 124 | 11 |  | Fixed | Roof
NJADRE1558363968 | Administratively Determined Incentive Program | WENONAH | 8090 | 15.3 | Residential | Behind the Meter | Yes | Power Energy Solutions, LLC | AC Electric |  | Accepted | 2024-11-27 | 2024-12-16 | 2025-12-16 | Solar Panels | Trina Solar | TSM-425NE09RC.05 |  | 0.425 | 15 | 125 | 24 |  | Fixed | Roof
NJADRE1558363968 | Administratively Determined Incentive Program | WENONAH | 8090 | 15.3 | Residential | Behind the Meter | Yes | Power Energy Solutions, LLC | AC Electric |  | Accepted | 2024-11-27 | 2024-12-16 | 2025-12-16 | Inverters | SolarEdge | SE10000H-US | 10000 |  | 1 |  |  | 0.97 |  | Outdoor
NJADRE1558363991 | Administratively Determined Incentive Program | Mays Landing | 8330 | 8.93 | Residential | Behind the Meter | Yes | Sun Up Zero Down, LLC | AC Electric |  | Accepted | 2024-11-27 | 2024-12-16 | 2025-12-16 | Inverters | Enphase | IQ8PLUS-72-2-US | 290 |  | 21 |  |  | 0.976 |  | Outdoor
NJADRE1558363991 | Administratively Determined Incentive Program | Mays Landing | 8330 | 8.93 | Residential | Behind the Meter | Yes | Sun Up Zero Down, LLC | AC Electric |  | Accepted | 2024-11-27 | 2024-12-16 | 2025-12-16 | Meters | Enphase | TBD |  |  | 1 |  |  |  | Yes | Outdoor
NJADRE1558363991 | Administratively Determined Incentive Program | Mays Landing | 8330 | 8.93 | Residential | Behind the Meter | Yes | Sun Up Zero Down, LLC | AC Electric |  | Accepted | 2024-11-27 | 2024-12-16 | 2025-12-16 | Solar Panels | Trina | TSM-425-NE09RC.05 Vertex S+ |  | 0.425 | 21 | 198 | 27 |  | Fixed | Roof
NJADRE1558364021 | Administratively Determined Incentive Program | EGG HARBOR CITY | 8215 | 8.2 | Residential | Behind the Meter | No | Eznergy NJ, LLC | AC Electric |  | Accepted | 2024-11-27 | 2024-12-17 | 2025-12-17 | Meters | Enphase | Enphase | 20 |  | 1 |  |  |  | Yes | Outdoor
NJADRE1558364021 | Administratively Determined Incentive Program | EGG HARBOR CITY | 8215 | 8.2 | Residential | Behind the Meter | No | Eznergy NJ, LLC | AC Electric |  | Accepted | 2024-11-27 | 2024-12-17 | 2025-12-17 | Solar Panels | ZNSHINE | ZXM7-SH108 Series |  | 0.41 | 20 | 180 | 20 |  | Fixed | Roof
NJADRE1558364021 | Administratively Determined Incentive Program | EGG HARBOR CITY | 8215 | 8.2 | Residential | Behind the Meter | No | Eznergy NJ, LLC | AC Electric |  | Accepted | 2024-11-27 | 2024-12-17 | 2025-12-17 | Inverters | Enphase | IQ8Plus-72-2-US | 290 |  | 20 |  |  | 0.98 |  | Outdoor
NJADRE1558364090 | Administratively Determined Incentive Program | HOWELL | 7731 | 20.9 | Commercial | Behind the Meter | No | Advanced Solar & Energy Solutions, LLC | JCP&L |  | Accepted | 2024-11-27 | 2024-12-16 | 2025-12-16 | Inverters | Solar Edge | SE17K | 17300 |  | 1 |  |  | 0.97 |  | Outside
NJADRE1558364090 | Administratively Determined Incentive Program | HOWELL | 7731 | 20.9 | Commercial | Behind the Meter | No | Advanced Solar & Energy Solutions, LLC | JCP&L |  | Accepted | 2024-11-27 | 2024-12-16 | 2025-12-16 | Solar Panels | Axitec | Axitec 550 |  | 0.55 | 38 | 171.7 | 1 |  | Fixed | Roof
NJADRE1558364090 | Administratively Determined Incentive Program | HOWELL | 7731 | 20.9 | Commercial | Behind the Meter | No | Advanced Solar & Energy Solutions, LLC | JCP&L |  | Accepted | 2024-11-27 | 2024-12-16 | 2025-12-16 | Meters | Solar Edge | 999 |  |  | 1 |  |  |  | Yes | Outdoor
NJADRE1558364093 | Administratively Determined Incentive Program | BORDENTWN TWP | 8620 | 12 | Residential | Behind the Meter | Yes | GenSun Roofing and Solar, LLC | PSE&G |  | Accepted | 2024-11-27 | 2024-12-16 | 2025-12-16 | Solar Panels | HANWHA QCELLS | Q PEAK DUO BLK ML-G10+ 400W |  | 0.4 | 20 | 71 | 33 |  | Fixed | Roof
NJADRE1558364093 | Administratively Determined Incentive Program | BORDENTWN TWP | 8620 | 12 | Residential | Behind the Meter | Yes | GenSun Roofing and Solar, LLC | PSE&G |  | Accepted | 2024-11-27 | 2024-12-16 | 2025-12-16 | Inverters | ENPHASE | IQ8PLUS-72-2-US | 290 |  | 30 |  |  | 0.99 |  | Outside
NJADRE1558364093 | Administratively Determined Incentive Program | BORDENTWN TWP | 8620 | 12 | Residential | Behind the Meter | Yes | GenSun Roofing and Solar, LLC | PSE&G |  | Accepted | 2024-11-27 | 2024-12-16 | 2025-12-16 | Solar Panels | HANWHA QCELLS | Q PEAK DUO BLK ML-G10+ 400W |  | 0.4 | 10 | 251 | 33 |  | Fixed | Roof
NJADRE1558364499 | Administratively Determined Incentive Program | ELIZABETH | 7208 | 10.63 | Residential | Behind the Meter | Yes | Whitman Construction, LLC | PSE&G |  | Accepted | 2024-11-29 | 2024-12-20 | 2025-12-20 | Inverters | Enphase | IQ8PLUS-72-2-US | 290 |  | 25 |  |  | 0.975 |  | Outdoor
NJADRE1558364499 | Administratively Determined Incentive Program | ELIZABETH | 7208 | 10.63 | Residential | Behind the Meter | Yes | Whitman Construction, LLC | PSE&G |  | Accepted | 2024-11-29 | 2024-12-20 | 2025-12-20 | Solar Panels | TRINA SOLAR | TSM-425NE09R.05 |  | 0.425 | 22 | 161 | 45 |  | Fixed | Roof
NJADRE1558364499 | Administratively Determined Incentive Program | ELIZABETH | 7208 | 10.63 | Residential | Behind the Meter | Yes | Whitman Construction, LLC | PSE&G |  | Accepted | 2024-11-29 | 2024-12-20 | 2025-12-20 | Solar Panels | TRINA SOLAR | TSM-425NE09R.05 |  | 0.425 | 3 | 71 | 3 |  | Fixed | Roof
NJADRE1558364499 | Administratively Determined Incentive Program | ELIZABETH | 7208 | 10.63 | Residential | Behind the Meter | Yes | Whitman Construction, LLC | PSE&G |  | Accepted | 2024-11-29 | 2024-12-20 | 2025-12-20 | Meters | ENPHASE | X-IQ-AM1-240-5-HDK |  |  | 1 |  |  |  | Yes | Outdoor
NJADRE1558365099 | Administratively Determined Incentive Program | Jersey City | 7304 | 6.15 | Residential | Behind the Meter | Yes | Pro Custom Solar dba Momentum Solar | PSE&G |  | Accepted | 2024-11-27 | 2024-12-16 | 2025-12-16 | Inverters | Enphase | IQ8MC-72-M-US | 320 |  | 15 |  |  | 0.97 |  | Outdoor
NJADRE1558365099 | Administratively Determined Incentive Program | Jersey City | 7304 | 6.15 | Residential | Behind the Meter | Yes | Pro Custom Solar dba Momentum Solar | PSE&G |  | Accepted | 2024-11-27 | 2024-12-16 | 2025-12-16 | Solar Panels | Hanwha | Q.PEAK DUO BLK ML-G10+410 |  | 0.41 | 15 | 125 | 5 |  | Fixed | Roof
NJADRE1558365108 | Administratively Determined Incentive Program | Nutley | 7110 | 4.51 | Residential | Behind the Meter | Yes | Trinity Solar, LLC | PSE&G |  | Accepted | 2024-11-27 | 2024-12-16 | 2025-12-16 | Inverters | Solar Edge | USE3800H-USMNBL75 | 3800 |  | 1 |  |  | 0.97 |  | Outdoor
NJADRE1558365108 | Administratively Determined Incentive Program | Nutley | 7110 | 4.51 | Residential | Behind the Meter | Yes | Trinity Solar, LLC | PSE&G |  | Accepted | 2024-11-27 | 2024-12-16 | 2025-12-16 | Solar Panels | HANWHA 410 (Q.PEAK DUO BLK ML-G10+ 410) | HANWHA 410 (Q.PEAK DUO BLK ML-G10+ 410) |  | 0.41 | 11 | 125 | 29 |  | Fixed | Roof
NJADRE1558365173 | Administratively Determined Incentive Program | Dumont | 7628 | 4.92 | Residential | Behind the Meter | Yes | Trinity Solar, LLC | PSE&G |  | Accepted | 2024-11-27 | 2024-12-16 | 2025-12-16 | Inverters | Tesla | 1538000-XX-Y | 3800 |  | 1 |  |  | 0.986 |  | Outdoor
NJADRE1558365173 | Administratively Determined Incentive Program | Dumont | 7628 | 4.92 | Residential | Behind the Meter | Yes | Trinity Solar, LLC | PSE&G |  | Accepted | 2024-11-27 | 2024-12-16 | 2025-12-16 | Solar Panels | HANWHA | Q.PEAK DUO BLK ML-G10+ 410 |  | 0.41 | 2 | 4 | 21 |  | Fixed | Roof
NJADRE1558365173 | Administratively Determined Incentive Program | Dumont | 7628 | 4.92 | Residential | Behind the Meter | Yes | Trinity Solar, LLC | PSE&G |  | Accepted | 2024-11-27 | 2024-12-16 | 2025-12-16 | Solar Panels | HANWHA | Q.PEAK DUO BLK ML-G10+ 410 |  | 0.41 | 10 | 184 | 21 |  | Fixed | Roof
NJADRE1558365213 | Administratively Determined Incentive Program | NORTH BERGEN | 7047 | 3.01 | Residential | Behind the Meter | Yes | Freedom Forever New Jersey, LLC | PSE&G |  | Accepted | 2024-11-27 | 2025-01-08 | 2026-01-08 | Solar Panels | Silfab | SIL-430QD |  | 0.43 | 3 | 123 | 5 |  | Fixed | Roof
NJADRE1558365213 | Administratively Determined Incentive Program | NORTH BERGEN | 7047 | 3.01 | Residential | Behind the Meter | Yes | Freedom Forever New Jersey, LLC | PSE&G |  | Accepted | 2024-11-27 | 2025-01-08 | 2026-01-08 | Inverters | Solar Edge | SE3800H-USRGM [SI1] | 3800 |  | 1 |  |  | 0.99 |  | Outside
NJADRE1558365213 | Administratively Determined Incentive Program | NORTH BERGEN | 7047 | 3.01 | Residential | Behind the Meter | Yes | Freedom Forever New Jersey, LLC | PSE&G |  | Accepted | 2024-11-27 | 2025-01-08 | 2026-01-08 | Solar Panels | Silfab | SIL-430QD |  | 0.43 | 4 | 303 | 5 |  | Fixed | Roof
NJADRE1558365431 | Administratively Determined Incentive Program | Waldwick | 7463 | 11.89 | Residential | Behind the Meter | Yes | Trinity Solar, LLC | PSE&G |  | Accepted | 2024-11-27 | 2024-12-16 | 2025-12-16 | Solar Panels | HANWHA | Q.PEAK DUO BLK ML-G10+ 410 |  | 0.41 | 11 | 11 | 34 |  | Fixed | Roof
NJADRE1558365431 | Administratively Determined Incentive Program | Waldwick | 7463 | 11.89 | Residential | Behind the Meter | Yes | Trinity Solar, LLC | PSE&G |  | Accepted | 2024-11-27 | 2024-12-16 | 2025-12-16 | Solar Panels | HANWHA | Q.PEAK DUO BLK ML-G10+ 410 |  | 0.41 | 16 | 100 | 32 |  | Fixed | Roof
NJADRE1558365431 | Administratively Determined Incentive Program | Waldwick | 7463 | 11.89 | Residential | Behind the Meter | Yes | Trinity Solar, LLC | PSE&G |  | Accepted | 2024-11-27 | 2024-12-16 | 2025-12-16 | Solar Panels | HANWHA | Q.PEAK DUO BLK ML-G10+ 410 |  | 0.41 | 2 | 280 | 32 |  | Fixed | Roof
NJADRE1558365431 | Administratively Determined Incentive Program | Waldwick | 7463 | 11.89 | Residential | Behind the Meter | Yes | Trinity Solar, LLC | PSE&G |  | Accepted | 2024-11-27 | 2024-12-16 | 2025-12-16 | Inverters | Solar Edge | USE10000H-USMNBL75 | 10000 |  | 1 |  |  | 0.97 |  | Outside
NJADRE1558365475 | Administratively Determined Incentive Program | Howell | 7731 | 14.85 | Residential | Behind the Meter | No | Ecological Systems, LLC | JCP&L |  | Accepted | 2024-11-27 | 2024-12-16 | 2025-12-16 | Inverters | Solar Edge | Se11400-H | 11398 |  | 1 |  |  | 0 |  | Outside | Ground mount
NJADRE1558365475 | Administratively Determined Incentive Program | Howell | 7731 | 14.85 | Residential | Behind the Meter | No | Ecological Systems, LLC | JCP&L |  | Accepted | 2024-11-27 | 2024-12-16 | 2025-12-16 | Solar Panels | Bluesun | BSM550 |  | 0.55 | 27 | 180 | 22 |  | Fixed | Ground | Ground mount
NJADRE1558365475 | Administratively Determined Incentive Program | Howell | 7731 | 14.85 | Residential | Behind the Meter | No | Ecological Systems, LLC | JCP&L |  | Accepted | 2024-11-27 | 2024-12-16 | 2025-12-16 | Meters | Solar Edge | Se11400-H | 0 |  | 1 |  |  |  | Yes | Outdoor
NJADRE1558365478 | Administratively Determined Incentive Program | HILLSBOROUGH | 8844 | 3.6 | Residential | Behind the Meter | Yes | Pro Custom Solar dba Momentum Solar | PSE&G |  | Accepted | 2024-11-27 | 2024-12-16 | 2025-12-16 | Inverters | Enphase | IQ8MC-72-M-US | 320 |  | 9 |  |  | 0.97 |  | Outdoor
NJADRE1558365478 | Administratively Determined Incentive Program | HILLSBOROUGH | 8844 | 3.6 | Residential | Behind the Meter | Yes | Pro Custom Solar dba Momentum Solar | PSE&G |  | Accepted | 2024-11-27 | 2024-12-16 | 2025-12-16 | Solar Panels | Hanwha | Q.PEAK DUO BLK ML-G10+400 |  | 0.4 | 9 | 304 | 26 |  | Fixed | Roof
NJADRE1558365509 | Administratively Determined Incentive Program | Willingboro | 8046 | 12 | Residential | Behind the Meter | Yes | GenSun Roofing and Solar, LLC | PSE&G |  | Accepted | 2024-11-27 | 2024-12-17 | 2025-12-17 | Inverters | Solar Edge | SE10000H-US | 10000 |  | 1 |  |  | 0.9 |  | Outdoor
NJADRE1558365509 | Administratively Determined Incentive Program | Willingboro | 8046 | 12 | Residential | Behind the Meter | Yes | GenSun Roofing and Solar, LLC | PSE&G |  | Accepted | 2024-11-27 | 2024-12-17 | 2025-12-17 | Solar Panels | LONGI SOLAR | LR5-54HABB- 400W |  | 0.4 | 10 | 288 | 43 |  | Fixed | Roof
NJADRE1558365509 | Administratively Determined Incentive Program | Willingboro | 8046 | 12 | Residential | Behind the Meter | Yes | GenSun Roofing and Solar, LLC | PSE&G |  | Accepted | 2024-11-27 | 2024-12-17 | 2025-12-17 | Solar Panels | Solar Edge | LR5-54HABB- 400W |  | 0.4 | 4 | 288 | 18 |  | Fixed | Roof
NJADRE1558365509 | Administratively Determined Incentive Program | Willingboro | 8046 | 12 | Residential | Behind the Meter | Yes | GenSun Roofing and Solar, LLC | PSE&G |  | Accepted | 2024-11-27 | 2024-12-17 | 2025-12-17 | Meters | Solar Edge | SE10000H-US |  |  | 1 |  |  |  | Yes | Outdoor
NJADRE1558365509 | Administratively Determined Incentive Program | Willingboro | 8046 | 12 | Residential | Behind the Meter | Yes | GenSun Roofing and Solar, LLC | PSE&G |  | Accepted | 2024-11-27 | 2024-12-17 | 2025-12-17 | Solar Panels | LONGI SOLAR | LR5-54HABB- 400W |  | 0.4 | 2 | 288 | 43 |  | Fixed | Roof
NJADRE1558365509 | Administratively Determined Incentive Program | Willingboro | 8046 | 12 | Residential | Behind the Meter | Yes | GenSun Roofing and Solar, LLC | PSE&G |  | Accepted | 2024-11-27 | 2024-12-17 | 2025-12-17 | Solar Panels | LONGI SOLAR | LR5-54HABB- 400W |  | 0.4 | 4 | 108 | 18 |  | Fixed | Roof
NJADRE1558365509 | Administratively Determined Incentive Program | Willingboro | 8046 | 12 | Residential | Behind the Meter | Yes | GenSun Roofing and Solar, LLC | PSE&G |  | Accepted | 2024-11-27 | 2024-12-17 | 2025-12-17 | Solar Panels | LONGI SOLAR | LR5-54HABB- 400W |  | 0.4 | 7 | 108 | 43 |  | Fixed | Roof
NJADRE1558365509 | Administratively Determined Incentive Program | Willingboro | 8046 | 12 | Residential | Behind the Meter | Yes | GenSun Roofing and Solar, LLC | PSE&G |  | Accepted | 2024-11-27 | 2024-12-17 | 2025-12-17 | Solar Panels | LONGI SOLAR | LR5-54HABB- 400W |  | 0.4 | 3 | 198 | 30 |  | Fixed | Roof
NJADRE1558365520 | Administratively Determined Incentive Program | Sussex | 7461 | 10.25 | Residential | Behind the Meter | Yes | Pro Custom Solar dba Momentum Solar | JCP&L |  | Accepted | 2024-11-27 | 2024-12-16 | 2025-12-16 | Inverters | Enphase | IQ8HC-72-M-DOM-US | 380 |  | 25 |  |  | 0.97 |  | Outdoor
NJADRE1558365520 | Administratively Determined Incentive Program | Sussex | 7461 | 10.25 | Residential | Behind the Meter | Yes | Pro Custom Solar dba Momentum Solar | JCP&L |  | Accepted | 2024-11-27 | 2024-12-16 | 2025-12-16 | Solar Panels | Hanwha | Q.PEAK DUO BLK ML-G10+410 |  | 0.41 | 13 | 305 | 20 |  | Fixed | Roof
NJADRE1558365520 | Administratively Determined Incentive Program | Sussex | 7461 | 10.25 | Residential | Behind the Meter | Yes | Pro Custom Solar dba Momentum Solar | JCP&L |  | Accepted | 2024-11-27 | 2024-12-16 | 2025-12-16 | Solar Panels | Hanwha | Q.PEAK DUO BLK ML-G10+410 |  | 0.41 | 12 | 125 | 22 |  | Fixed | Roof
NJADRE1558365638 | Administratively Determined Incentive Program | RANDOLPH | 7869 | 10.79 | Residential | Behind the Meter | Yes | Venture Home Solar, LLC | JCP&L |  | Accepted | 2024-11-27 | 2024-12-17 | 2025-12-17 | Solar Panels | Hanwha | Q.PEAK DUO BLK ML-G10+ 415W |  | 0.415 | 9 | 20 | 20 |  | Fixed | Roof
NJADRE1558365638 | Administratively Determined Incentive Program | RANDOLPH | 7869 | 10.79 | Residential | Behind the Meter | Yes | Venture Home Solar, LLC | JCP&L |  | Accepted | 2024-11-27 | 2024-12-17 | 2025-12-17 | Inverters | Enphase Energy Inc. | IQ8MC-72-M-US | 330 |  | 26 |  |  | 0.9697 |  | Outside
NJADRE1558365638 | Administratively Determined Incentive Program | RANDOLPH | 7869 | 10.79 | Residential | Behind the Meter | Yes | Venture Home Solar, LLC | JCP&L |  | Accepted | 2024-11-27 | 2024-12-17 | 2025-12-17 | Solar Panels | Hanwha | Q.PEAK DUO BLK ML-G10+ 415W |  | 0.415 | 17 | 200 | 20 |  | Fixed | Roof
NJADRE1558366980 | Administratively Determined Incentive Program | Cape May | 8204 | 8.4 | Residential | Behind the Meter | No | Fusion Solar Energy, LLC | AC Electric |  | Accepted | 2024-11-27 | 2024-12-16 | 2025-12-16 | Solar Panels | Q Cells | Q. Peak Duo Blk ML-G10+ 400 |  | 0.4 | 12 | 133.68 | 23 |  | Fixed | Roof
NJADRE1558366980 | Administratively Determined Incentive Program | Cape May | 8204 | 8.4 | Residential | Behind the Meter | No | Fusion Solar Energy, LLC | AC Electric |  | Accepted | 2024-11-27 | 2024-12-16 | 2025-12-16 | Solar Panels | Q Cells | Q. Peak Duo Blk ML-G10+ 400 |  | 0.4 | 9 | 133.68 | 23 |  | Fixed | Roof
NJADRE1558366980 | Administratively Determined Incentive Program | Cape May | 8204 | 8.4 | Residential | Behind the Meter | No | Fusion Solar Energy, LLC | AC Electric |  | Accepted | 2024-11-27 | 2024-12-16 | 2025-12-16 | Inverters | LUX POWER | LXP-LB-US 12 K | 12000 |  | 21 |  |  | 0.969 |  | Outside | Roof
NJADRE1558371350 | Administratively Determined Incentive Program | Hillsborough Twp | 8844 | 13.94 | Residential | Behind the Meter | Yes | Sunrun Installation Services, Inc. | PSE&G |  | Accepted | 2024-11-28 | 2024-12-16 | 2025-12-16 | Solar Panels | HANWHA Q-CELLS | Q.PEAK DUO BLK ML-G10+ 410 |  | 0.41 | 22 | 85 | 15 |  | Fixed | Roof
NJADRE1558371350 | Administratively Determined Incentive Program | Hillsborough Twp | 8844 | 13.94 | Residential | Behind the Meter | Yes | Sunrun Installation Services, Inc. | PSE&G |  | Accepted | 2024-11-28 | 2024-12-16 | 2025-12-16 | Inverters | SolarEdge Technologies | SE10000H-USMN | 10000 |  | 1 |  |  | 0.99 |  | Outside
NJADRE1558371350 | Administratively Determined Incentive Program | Hillsborough Twp | 8844 | 13.94 | Residential | Behind the Meter | Yes | Sunrun Installation Services, Inc. | PSE&G |  | Accepted | 2024-11-28 | 2024-12-16 | 2025-12-16 | Solar Panels | HANWHA Q-CELLS | Q.PEAK DUO BLK ML-G10+ 410 |  | 0.41 | 9 | 264 | 32 |  | Fixed | Roof
NJADRE1558371350 | Administratively Determined Incentive Program | Hillsborough Twp | 8844 | 13.94 | Residential | Behind the Meter | Yes | Sunrun Installation Services, Inc. | PSE&G |  | Accepted | 2024-11-28 | 2024-12-16 | 2025-12-16 | Solar Panels | HANWHA Q-CELLS | Q.PEAK DUO BLK ML-G10+ 410 |  | 0.41 | 3 | 84 | 34 |  | Fixed | Roof
NJADRE1558373817 | Administratively Determined Incentive Program | JERSEY CITY | 7305 | 6.15 | Residential | Behind the Meter | Yes | Pro Custom Solar dba Momentum Solar | PSE&G |  | Accepted | 2024-11-29 | 2024-12-16 | 2025-12-16 | Inverters | Enphase | IQ8MC-72-M-US | 320 |  | 15 |  |  | 0.97 |  | Outdoor
NJADRE1558373817 | Administratively Determined Incentive Program | JERSEY CITY | 7305 | 6.15 | Residential | Behind the Meter | Yes | Pro Custom Solar dba Momentum Solar | PSE&G |  | Accepted | 2024-11-29 | 2024-12-16 | 2025-12-16 | Solar Panels | Hanwha | Q.PEAK DUO BLK ML-G10+410 |  | 0.41 | 15 | 221 | 4 |  | Fixed | Roof
NJADRE1558373821 | Administratively Determined Incentive Program | PITTSTOWN | 8867 | 15.6 | Residential | Behind the Meter | No | Panatec Corporation | JCP&L |  | Accepted | 2024-11-29 | 2024-12-17 | 2025-12-17 | Solar Panels | Panasonic | EVPV400H |  | 0.4 | 39 | 175 | 25 |  | Fixed | Roof
NJADRE1558373821 | Administratively Determined Incentive Program | PITTSTOWN | 8867 | 15.6 | Residential | Behind the Meter | No | Panatec Corporation | JCP&L |  | Accepted | 2024-11-29 | 2024-12-17 | 2025-12-17 | Meters | Enphase | X2-IQ-AM1-240-4 |  |  | 1 |  |  |  | Yes | Outdoor
NJADRE1558373821 | Administratively Determined Incentive Program | PITTSTOWN | 8867 | 15.6 | Residential | Behind the Meter | No | Panatec Corporation | JCP&L |  | Accepted | 2024-11-29 | 2024-12-17 | 2025-12-17 | Inverters | Enphase | IQ8H | 380 |  | 39 |  |  | 0.975 |  | Outdoor
NJADRE1558373860 | Administratively Determined Incentive Program | JERSEY CITY | 7305 | 2.05 | Residential | Behind the Meter | Yes | Pro Custom Solar dba Momentum Solar | PSE&G |  | Accepted | 2024-11-29 | 2024-12-16 | 2025-12-16 | Inverters | Enphase | IQ8MC-72-M-US | 320 |  | 5 |  |  | 0.97 |  | Outdoor
NJADRE1558373860 | Administratively Determined Incentive Program | JERSEY CITY | 7305 | 2.05 | Residential | Behind the Meter | Yes | Pro Custom Solar dba Momentum Solar | PSE&G |  | Accepted | 2024-11-29 | 2024-12-16 | 2025-12-16 | Solar Panels | Hanwha | Q.PEAK DUO BLK ML-G10+410 |  | 0.41 | 5 | 221 | 4 |  | Fixed | Roof
NJADRE1558373896 | Administratively Determined Incentive Program | Atco | 8004 | 14.11 | Residential | Behind the Meter | Yes | SunnyMac, LLC | AC Electric |  | Accepted | 2024-11-29 | 2024-12-24 | 2025-12-24 | Meters | SolarEdge Technologies Inc. | SolarEdge Built-in Consumption Monitor |  |  | 1 |  |  |  | Yes | Outdoor
NJADRE1558373896 | Administratively Determined Incentive Program | Atco | 8004 | 14.11 | Residential | Behind the Meter | Yes | SunnyMac, LLC | AC Electric |  | Accepted | 2024-11-29 | 2024-12-24 | 2025-12-24 | Solar Panels | Qcells | Q.PEAK DUO BLK ML-G10+ 415 |  | 0.415 | 16 | 12 | 22 |  | Fixed | Roof
NJADRE1558373896 | Administratively Determined Incentive Program | Atco | 8004 | 14.11 | Residential | Behind the Meter | Yes | SunnyMac, LLC | AC Electric |  | Accepted | 2024-11-29 | 2024-12-24 | 2025-12-24 | Solar Panels | Qcells | Q.PEAK DUO BLK ML-G10+ 415 |  | 0.415 | 3 | 282 | 20 |  | Fixed | Roof
NJADRE1558373896 | Administratively Determined Incentive Program | Atco | 8004 | 14.11 | Residential | Behind the Meter | Yes | SunnyMac, LLC | AC Electric |  | Accepted | 2024-11-29 | 2024-12-24 | 2025-12-24 | Inverters | SolarEdge Technologies Inc. | SE10000H-USMNUBL15 | 10000 |  | 1 |  |  | 0.99 |  | Outdoor
NJADRE1558373896 | Administratively Determined Incentive Program | Atco | 8004 | 14.11 | Residential | Behind the Meter | Yes | SunnyMac, LLC | AC Electric |  | Accepted | 2024-11-29 | 2024-12-24 | 2025-12-24 | Solar Panels | Qcells | Q.PEAK DUO BLK ML-G10+ 415 |  | 0.415 | 15 | 192 | 22 |  | Fixed | Roof
NJADRE1558376523 | Administratively Determined Incentive Program | Bridgeton | 8302 | 10.38 | Residential | Behind the Meter | Yes | SunnyMac, LLC | AC Electric |  | Accepted | 2024-11-30 | 2024-12-23 | 2025-12-23 | Solar Panels | Qcells | Q.PEAK DUO BLK ML-G10+ 415 |  | 0.415 | 9 | 94 | 25 |  | Fixed | Roof
NJADRE1558376523 | Administratively Determined Incentive Program | Bridgeton | 8302 | 10.38 | Residential | Behind the Meter | Yes | SunnyMac, LLC | AC Electric |  | Accepted | 2024-11-30 | 2024-12-23 | 2025-12-23 | Meters | SolarEdge Technologies Inc. | SolarEdge Built-in Consumption Monitor |  |  | 1 |  |  |  | Yes | Outdoor
NJADRE1558376523 | Administratively Determined Incentive Program | Bridgeton | 8302 | 10.38 | Residential | Behind the Meter | Yes | SunnyMac, LLC | AC Electric |  | Accepted | 2024-11-30 | 2024-12-23 | 2025-12-23 | Solar Panels | Qcells | Q.PEAK DUO BLK ML-G10+ 415 |  | 0.415 | 7 | 4 | 25 |  | Fixed | Roof
NJADRE1558376523 | Administratively Determined Incentive Program | Bridgeton | 8302 | 10.38 | Residential | Behind the Meter | Yes | SunnyMac, LLC | AC Electric |  | Accepted | 2024-11-30 | 2024-12-23 | 2025-12-23 | Solar Panels | Qcells | Q.PEAK DUO BLK ML-G10+ 415 |  | 0.415 | 9 | 274 | 23 |  | Fixed | Roof
NJADRE1558376523 | Administratively Determined Incentive Program | Bridgeton | 8302 | 10.38 | Residential | Behind the Meter | Yes | SunnyMac, LLC | AC Electric |  | Accepted | 2024-11-30 | 2024-12-23 | 2025-12-23 | Inverters | SolarEdge Technologies Inc. | SE7600H-USMNUBL15 | 7600 |  | 1 |  |  | 0.99 |  | Outdoor
NJADRE1558379331 | Administratively Determined Incentive Program | Budd Lake | 7828 | 12.45 | Residential | Behind the Meter | Yes | SunnyMac, LLC | JCP&L |  | Accepted | 2024-11-30 | 2024-12-20 | 2025-12-20 | Meters | SolarEdge Technologies Inc. | SolarEdge Built-in Consumption Monitor |  |  | 1 |  |  |  | Yes | Outdoor
NJADRE1558379331 | Administratively Determined Incentive Program | Budd Lake | 7828 | 12.45 | Residential | Behind the Meter | Yes | SunnyMac, LLC | JCP&L |  | Accepted | 2024-11-30 | 2024-12-20 | 2025-12-20 | Solar Panels | Qcells | Q.PEAK DUO BLK ML-G10+ 415 |  | 0.415 | 15 | 232.32 | 35 |  | Fixed | Roof
NJADRE1558379331 | Administratively Determined Incentive Program | Budd Lake | 7828 | 12.45 | Residential | Behind the Meter | Yes | SunnyMac, LLC | JCP&L |  | Accepted | 2024-11-30 | 2024-12-20 | 2025-12-20 | Solar Panels | Qcells | Q.PEAK DUO BLK ML-G10+ 415 |  | 0.415 | 15 | 231.85 | 36 |  | Fixed | Roof
NJADRE1558379331 | Administratively Determined Incentive Program | Budd Lake | 7828 | 12.45 | Residential | Behind the Meter | Yes | SunnyMac, LLC | JCP&L |  | Accepted | 2024-11-30 | 2024-12-20 | 2025-12-20 | Inverters | SolarEdge Technologies Inc. | SE10000H-USMNUBL15 | 10000 |  | 1 |  |  | 0.99 |  | Outdoor
NJADRE1558382394 | Administratively Determined Incentive Program | McKee City | 8234 | 4.1 | Residential | Behind the Meter | Yes | Sunrun Installation Services, Inc. | AC Electric |  | Accepted | 2024-12-02 | 2024-12-16 | 2025-12-16 | Solar Panels | Hanwha Q-Cells | Q.PEAK DUO BLK ML-G10+ 410 |  | 0.41 | 10 | 208 | 34 |  | Fixed | Roof
NJADRE1558382394 | Administratively Determined Incentive Program | McKee City | 8234 | 4.1 | Residential | Behind the Meter | Yes | Sunrun Installation Services, Inc. | AC Electric |  | Accepted | 2024-12-02 | 2024-12-16 | 2025-12-16 | Inverters | SolarEdge Technologies | SE3800H-USMN | 3800 |  | 1 |  |  | 0.99 |  | Outdoor | Next to meter
NJADRE1558382402 | Administratively Determined Incentive Program | Landing | 7850 | 5.33 | Residential | Behind the Meter | Yes | Sunrun Installation Services, Inc. | JCP&L |  | Accepted | 2024-12-02 | 2024-12-17 | 2025-12-17 | Inverters | TESLA | POWERWALL 3 1707000-XX-Y | 11500 |  | 1 |  |  | 0.97 |  | Outside
NJADRE1558382402 | Administratively Determined Incentive Program | Landing | 7850 | 5.33 | Residential | Behind the Meter | Yes | Sunrun Installation Services, Inc. | JCP&L |  | Accepted | 2024-12-02 | 2024-12-17 | 2025-12-17 | Solar Panels | HANWHA Q-CELLS | Q.PEAK DUO BLK ML-G10+ 410 |  | 0.41 | 9 | 285 | 23 |  | Fixed | Roof
NJADRE1558382402 | Administratively Determined Incentive Program | Landing | 7850 | 5.33 | Residential | Behind the Meter | Yes | Sunrun Installation Services, Inc. | JCP&L |  | Accepted | 2024-12-02 | 2024-12-17 | 2025-12-17 | Electric Storage Battery | TESLA | POWERWALL 3 1707000-XX-Y |  |  | 1 |  |  |  | Lithium Ion |  | OUTSIDE
NJADRE1558382402 | Administratively Determined Incentive Program | Landing | 7850 | 5.33 | Residential | Behind the Meter | Yes | Sunrun Installation Services, Inc. | JCP&L |  | Accepted | 2024-12-02 | 2024-12-17 | 2025-12-17 | Solar Panels | HANWHA Q-CELLS | Q.PEAK DUO BLK ML-G10+ 410 |  | 0.41 | 4 | 12 | 4 |  | Fixed | Roof
NJADRE1558382440 | Administratively Determined Incentive Program | Newark | 7103 | 4.51 | Residential | Behind the Meter | Yes | Pro Custom Solar dba Momentum Solar | PSE&G |  | Accepted | 2024-12-02 | 2024-12-17 | 2025-12-17 | Inverters | Enphase | IQ8MC-72-M-US | 320 |  | 11 |  |  | 0.97 |  | Outdoor
NJADRE1558382440 | Administratively Determined Incentive Program | Newark | 7103 | 4.51 | Residential | Behind the Meter | Yes | Pro Custom Solar dba Momentum Solar | PSE&G |  | Accepted | 2024-12-02 | 2024-12-17 | 2025-12-17 | Solar Panels | Hanwha | Q.PEAK DUO BLK ML-G10+410 |  | 0.41 | 6 | 107 | 25 |  | Fixed | Roof
NJADRE1558382440 | Administratively Determined Incentive Program | Newark | 7103 | 4.51 | Residential | Behind the Meter | Yes | Pro Custom Solar dba Momentum Solar | PSE&G |  | Accepted | 2024-12-02 | 2024-12-17 | 2025-12-17 | Solar Panels | Hanwha | Q.PEAK DUO BLK ML-G10+410 |  | 0.41 | 5 | 287 | 25 |  | Fixed | Roof
NJADRE1558382468 | Administratively Determined Incentive Program | West New York | 7093 | 4.8 | Residential | Behind the Meter | Yes | PosiGen Developer, LLC | PSE&G |  | Accepted | 2024-12-02 | 2024-12-17 | 2025-12-17 | Solar Panels | SilFab Solar | SIL-400 HC+ |  | 0.4 | 12 | 300 | 18 |  | Fixed | Roof
NJADRE1558382468 | Administratively Determined Incentive Program | West New York | 7093 | 4.8 | Residential | Behind the Meter | Yes | PosiGen Developer, LLC | PSE&G |  | Accepted | 2024-12-02 | 2024-12-17 | 2025-12-17 | Inverters | SolarEdge | SE3800H-US | 3800 |  | 1 |  |  | 0 |  | Outside | within ten feet of meter
NJADRE1558382490 | Administratively Determined Incentive Program | Egg Harbor Twp | 8234 | 16.81 | Residential | Behind the Meter | Yes | Trinity Solar, LLC | AC Electric |  | Accepted | 2024-12-02 | 2024-12-17 | 2025-12-17 | Inverters | Solar Edge | SE5700H-US | 57600 |  | 1 |  |  | 0.97 |  | Outdoor
NJADRE1558382490 | Administratively Determined Incentive Program | Egg Harbor Twp | 8234 | 16.81 | Residential | Behind the Meter | Yes | Trinity Solar, LLC | AC Electric |  | Accepted | 2024-12-02 | 2024-12-17 | 2025-12-17 | Solar Panels | Hanwha | HANWHA 410 (Q.PEAK DUO BLK ML-G10+ 410) |  | 0.41 | 6 | 111 | 37 |  | Fixed | Roof
NJADRE1558382490 | Administratively Determined Incentive Program | Egg Harbor Twp | 8234 | 16.81 | Residential | Behind the Meter | Yes | Trinity Solar, LLC | AC Electric |  | Accepted | 2024-12-02 | 2024-12-17 | 2025-12-17 | Inverters | Solar Edge | SE7600H-US | 7600 |  | 1 |  |  | 0.97 |  | Outdoor
NJADRE1558382490 | Administratively Determined Incentive Program | Egg Harbor Twp | 8234 | 16.81 | Residential | Behind the Meter | Yes | Trinity Solar, LLC | AC Electric |  | Accepted | 2024-12-02 | 2024-12-17 | 2025-12-17 | Solar Panels | Hanwha | HANWHA 410 (Q.PEAK DUO BLK ML-G10+ 410) |  | 0.41 | 2 | 201 | 30 |  | Fixed | Roof
NJADRE1558382490 | Administratively Determined Incentive Program | Egg Harbor Twp | 8234 | 16.81 | Residential | Behind the Meter | Yes | Trinity Solar, LLC | AC Electric |  | Accepted | 2024-12-02 | 2024-12-17 | 2025-12-17 | Solar Panels | Hanwha | HANWHA 410 (Q.PEAK DUO BLK ML-G10+ 410) |  | 0.41 | 12 | 291 | 37 |  | Fixed | Roof
NJADRE1558382490 | Administratively Determined Incentive Program | Egg Harbor Twp | 8234 | 16.81 | Residential | Behind the Meter | Yes | Trinity Solar, LLC | AC Electric |  | Accepted | 2024-12-02 | 2024-12-17 | 2025-12-17 | Solar Panels | Hanwha | HANWHA 410 (Q.PEAK DUO BLK ML-G10+ 410) |  | 0.41 | 3 | 111 | 30 |  | Fixed | Roof
NJADRE1558382490 | Administratively Determined Incentive Program | Egg Harbor Twp | 8234 | 16.81 | Residential | Behind the Meter | Yes | Trinity Solar, LLC | AC Electric |  | Accepted | 2024-12-02 | 2024-12-17 | 2025-12-17 | Solar Panels | Hanwha | HANWHA 410 (Q.PEAK DUO BLK ML-G10+ 410) |  | 0.41 | 14 | 21 | 30 |  | Fixed | Roof
NJADRE1558382490 | Administratively Determined Incentive Program | Egg Harbor Twp | 8234 | 16.81 | Residential | Behind the Meter | Yes | Trinity Solar, LLC | AC Electric |  | Accepted | 2024-12-02 | 2024-12-17 | 2025-12-17 | Solar Panels | Hanwha | HANWHA 410 (Q.PEAK DUO BLK ML-G10+ 410) |  | 0.41 | 4 | 201 | 30 |  | Fixed | Roof
NJADRE1558382545 | Administratively Determined Incentive Program | Mount Holly | 8060 | 18.7 | Residential | Behind the Meter | Yes | Power Energy Solutions, LLC | PSE&G |  | Accepted | 2024-12-02 | 2024-12-17 | 2025-12-17 | Solar Panels | Trina Solar | TSM-425NE09RC.05 |  | 0.425 | 10 | 106 | 24 |  | Fixed | Roof
NJADRE1558382545 | Administratively Determined Incentive Program | Mount Holly | 8060 | 18.7 | Residential | Behind the Meter | Yes | Power Energy Solutions, LLC | PSE&G |  | Accepted | 2024-12-02 | 2024-12-17 | 2025-12-17 | Solar Panels | Trina Solar | TSM-425NE09RC.05 |  | 0.425 | 12 | 106 | 26 |  | Fixed | Roof
NJADRE1558382545 | Administratively Determined Incentive Program | Mount Holly | 8060 | 18.7 | Residential | Behind the Meter | Yes | Power Energy Solutions, LLC | PSE&G |  | Accepted | 2024-12-02 | 2024-12-17 | 2025-12-17 | Inverters | SolarEdge | SE7600H-US | 8 |  | 2 |  |  | 0.97 |  | Outdoor
NJADRE1558382545 | Administratively Determined Incentive Program | Mount Holly | 8060 | 18.7 | Residential | Behind the Meter | Yes | Power Energy Solutions, LLC | PSE&G |  | Accepted | 2024-12-02 | 2024-12-17 | 2025-12-17 | Solar Panels | Trina Solar | TSM-425NE09RC.05 |  | 0.425 | 10 | 286 | 24 |  | Fixed | Roof
NJADRE1558382545 | Administratively Determined Incentive Program | Mount Holly | 8060 | 18.7 | Residential | Behind the Meter | Yes | Power Energy Solutions, LLC | PSE&G |  | Accepted | 2024-12-02 | 2024-12-17 | 2025-12-17 | Solar Panels | Trina Solar | TSM-425NE09RC.05 |  | 0.425 | 12 | 286 | 26 |  | Fixed | Roof
NJADRE1558382565 | Administratively Determined Incentive Program | Paterson | 7503 | 6.89 | Residential | Behind the Meter | No | Trinity Solar, LLC | PSE&G |  | Accepted | 2024-12-02 | 2024-12-17 | 2025-12-17 | Solar Panels | HANWHA 405 | Q.PEAK DUO BLK ML-G10+ 405 |  | 0.405 | 7 | 128 | 26 |  | Fixed | Roof
NJADRE1558382565 | Administratively Determined Incentive Program | Paterson | 7503 | 6.89 | Residential | Behind the Meter | No | Trinity Solar, LLC | PSE&G |  | Accepted | 2024-12-02 | 2024-12-17 | 2025-12-17 | Solar Panels | HANWHA 405 | Q.PEAK DUO BLK ML-G10+ 405 |  | 0.405 | 3 | 308 | 25 |  | Fixed | Roof
NJADRE1558382565 | Administratively Determined Incentive Program | Paterson | 7503 | 6.89 | Residential | Behind the Meter | No | Trinity Solar, LLC | PSE&G |  | Accepted | 2024-12-02 | 2024-12-17 | 2025-12-17 | Inverters | Solar Edge | SE6000H-US | 6000 |  | 1 |  |  | 0.97 |  | Outside
NJADRE1558382565 | Administratively Determined Incentive Program | Paterson | 7503 | 6.89 | Residential | Behind the Meter | No | Trinity Solar, LLC | PSE&G |  | Accepted | 2024-12-02 | 2024-12-17 | 2025-12-17 | Solar Panels | HANWHA 405 | Q.PEAK DUO BLK ML-G10+ 405 |  | 0.405 | 5 | 218 | 30 |  | Fixed | Roof
NJADRE1558382565 | Administratively Determined Incentive Program | Paterson | 7503 | 6.89 | Residential | Behind the Meter | No | Trinity Solar, LLC | PSE&G |  | Accepted | 2024-12-02 | 2024-12-17 | 2025-12-17 | Solar Panels | HANWHA 405 | Q.PEAK DUO BLK ML-G10+ 405 |  | 0.405 | 2 | 308 | 27 |  | Fixed | Roof
NJADRE1558382574 | Administratively Determined Incentive Program | Sparta | 7871 | 13.53 | Residential | Behind the Meter | Yes | Trinity Solar, LLC | JCP&L |  | Accepted | 2024-12-02 | 2024-12-17 | 2025-12-17 | Solar Panels | HANWHA | Q.PEAK DUO BLK ML-G10+ 410 |  | 0.41 | 6 | 227 | 41 |  | Fixed | Roof
NJADRE1558382574 | Administratively Determined Incentive Program | Sparta | 7871 | 13.53 | Residential | Behind the Meter | Yes | Trinity Solar, LLC | JCP&L |  | Accepted | 2024-12-02 | 2024-12-17 | 2025-12-17 | Solar Panels | HANWHA | Q.PEAK DUO BLK ML-G10+ 410 |  | 0.41 | 11 | 317 | 40 |  | Fixed | Roof
NJADRE1558382574 | Administratively Determined Incentive Program | Sparta | 7871 | 13.53 | Residential | Behind the Meter | Yes | Trinity Solar, LLC | JCP&L |  | Accepted | 2024-12-02 | 2024-12-17 | 2025-12-17 | Solar Panels | HANWHA | Q.PEAK DUO BLK ML-G10+ 410 |  | 0.41 | 9 | 137 | 40 |  | Fixed | Roof
NJADRE1558382574 | Administratively Determined Incentive Program | Sparta | 7871 | 13.53 | Residential | Behind the Meter | Yes | Trinity Solar, LLC | JCP&L |  | Accepted | 2024-12-02 | 2024-12-17 | 2025-12-17 | Electric Storage Battery | TESLA | 1707000-xx-y |  |  | 2 |  |  |  | Lithium Ion |  | Outdoors
NJADRE1558382574 | Administratively Determined Incentive Program | Sparta | 7871 | 13.53 | Residential | Behind the Meter | Yes | Trinity Solar, LLC | JCP&L |  | Accepted | 2024-12-02 | 2024-12-17 | 2025-12-17 | Inverters | TESLA | 1707000-xx-y | 11500 |  | 2 |  |  | 0.97 |  | Outside
NJADRE1558382574 | Administratively Determined Incentive Program | Sparta | 7871 | 13.53 | Residential | Behind the Meter | Yes | Trinity Solar, LLC | JCP&L |  | Accepted | 2024-12-02 | 2024-12-17 | 2025-12-17 | Solar Panels | HANWHA | Q.PEAK DUO BLK ML-G10+ 410 |  | 0.41 | 7 | 227 | 40 |  | Fixed | Roof
NJADRE1558382576 | Administratively Determined Incentive Program | Bergenfield | 7621 | 7.38 | Residential | Behind the Meter | Yes | Trinity Solar, LLC | PSE&G |  | Accepted | 2024-12-02 | 2024-12-17 | 2025-12-17 | Inverters | Solar Edge | USE7600H-USMNBL75 | 7600 |  | 1 |  |  | 0.97 |  | Outdoor
NJADRE1558382576 | Administratively Determined Incentive Program | Bergenfield | 7621 | 7.38 | Residential | Behind the Meter | Yes | Trinity Solar, LLC | PSE&G |  | Accepted | 2024-12-02 | 2024-12-17 | 2025-12-17 | Solar Panels | HANWHA | (Q.PEAK DUO BLK ML-G10+ 410) |  | 0.41 | 12 | 358 | 12 |  | Fixed | Roof
NJADRE1558382576 | Administratively Determined Incentive Program | Bergenfield | 7621 | 7.38 | Residential | Behind the Meter | Yes | Trinity Solar, LLC | PSE&G |  | Accepted | 2024-12-02 | 2024-12-17 | 2025-12-17 | Solar Panels | HANWHA | (Q.PEAK DUO BLK ML-G10+ 410) |  | 0.41 | 6 | 178 | 19 |  | Fixed | Roof
NJADRE1558382582 | Administratively Determined Incentive Program | Stewartsville | 8886 | 9.84 | Residential | Behind the Meter | Yes | Trinity Solar, LLC | JCP&L |  | Accepted | 2024-12-02 | 2024-12-17 | 2025-12-17 | Solar Panels | Hanwha | HANWHA 410 (Q.PEAK DUO BLK ML-G10+ 410) |  | 0.41 | 12 | 239 | 34 |  | Fixed | Roof
NJADRE1558382582 | Administratively Determined Incentive Program | Stewartsville | 8886 | 9.84 | Residential | Behind the Meter | Yes | Trinity Solar, LLC | JCP&L |  | Accepted | 2024-12-02 | 2024-12-17 | 2025-12-17 | Solar Panels | Hanwha | HANWHA 410 (Q.PEAK DUO BLK ML-G10+ 410) |  | 0.41 | 7 | 149 | 45 |  | Fixed | Roof
NJADRE1558382582 | Administratively Determined Incentive Program | Stewartsville | 8886 | 9.84 | Residential | Behind the Meter | Yes | Trinity Solar, LLC | JCP&L |  | Accepted | 2024-12-02 | 2024-12-17 | 2025-12-17 | Inverters | Tesla | Tesla Powerwall 3 | 11500 |  | 2 |  |  | 0.97 |  | Outdoor
NJADRE1558382582 | Administratively Determined Incentive Program | Stewartsville | 8886 | 9.84 | Residential | Behind the Meter | Yes | Trinity Solar, LLC | JCP&L |  | Accepted | 2024-12-02 | 2024-12-17 | 2025-12-17 | Solar Panels | Hanwha | HANWHA 410 (Q.PEAK DUO BLK ML-G10+ 410) |  | 0.41 | 5 | 239 | 34 |  | Fixed | Roof
NJADRE1558382582 | Administratively Determined Incentive Program | Stewartsville | 8886 | 9.84 | Residential | Behind the Meter | Yes | Trinity Solar, LLC | JCP&L |  | Accepted | 2024-12-02 | 2024-12-17 | 2025-12-17 | Electric Storage Battery | Tesla | Tesla Powerwall 3 |  |  | 2 |  |  |  | Lithium Ion |  | outside
NJADRE1558382591 | Administratively Determined Incentive Program | Beachwood | 8722 | 6.56 | Residential | Behind the Meter | Yes | Trinity Solar, LLC | JCP&L |  | Accepted | 2024-12-02 | 2024-12-17 | 2025-12-17 | Inverters | Solar Edge | USE5700H-USMNBL75 | 6 |  | 1 |  |  | 0.986 |  | Outdoor
NJADRE1558382591 | Administratively Determined Incentive Program | Beachwood | 8722 | 6.56 | Residential | Behind the Meter | Yes | Trinity Solar, LLC | JCP&L |  | Accepted | 2024-12-02 | 2024-12-17 | 2025-12-17 | Solar Panels | HANWHA | Q.PEAK DUO BLK ML-G10+ 410 |  | 0.41 | 16 | 125 | 24 |  | Fixed | Roof
NJADRE1558382628 | Administratively Determined Incentive Program | Washington Twp | 7676 | 11.04 | Residential | Behind the Meter | No | Kamtech Solar Solutions | PSE&G |  | Accepted | 2024-12-02 | 2024-12-18 | 2025-12-18 | Solar Panels | REC | REC 460 AA PURE RX |  | 0.46 | 24 | 181 | 8 |  | Fixed | Roof
NJADRE1558382628 | Administratively Determined Incentive Program | Washington Twp | 7676 | 11.04 | Residential | Behind the Meter | No | Kamtech Solar Solutions | PSE&G |  | Accepted | 2024-12-02 | 2024-12-18 | 2025-12-18 | Electric Storage Battery | TESLA | TESLA AC POWERWALL 3 |  |  | 2 |  |  |  | Lithium Ion |  | INSIDE
NJADRE1558382628 | Administratively Determined Incentive Program | Washington Twp | 7676 | 11.04 | Residential | Behind the Meter | No | Kamtech Solar Solutions | PSE&G |  | Accepted | 2024-12-02 | 2024-12-18 | 2025-12-18 | Inverters | ENPHASE | IQ8X | 360 |  | 24 |  |  | 0.97 |  | Outdoor | ROOFTOP
NJADRE1558384082 | Administratively Determined Incentive Program | Sicklerville | 8081 | 7.38 | Residential | Behind the Meter | Yes | Trinity Solar, LLC | AC Electric |  | Accepted | 2024-12-06 | 2024-12-23 | 2025-12-23 | Solar Panels | HANWHA | Q.PEAK DUO BLK ML-G10+ 410 |  | 0.41 | 4 | 156 | 40 |  | Fixed | Roof
NJADRE1558384082 | Administratively Determined Incentive Program | Sicklerville | 8081 | 7.38 | Residential | Behind the Meter | Yes | Trinity Solar, LLC | AC Electric |  | Accepted | 2024-12-06 | 2024-12-23 | 2025-12-23 | Solar Panels | HANWHA | Q.PEAK DUO BLK ML-G10+ 410 |  | 0.41 | 4 | 66 | 30 |  | Fixed | Roof
NJADRE1558384082 | Administratively Determined Incentive Program | Sicklerville | 8081 | 7.38 | Residential | Behind the Meter | Yes | Trinity Solar, LLC | AC Electric |  | Accepted | 2024-12-06 | 2024-12-23 | 2025-12-23 | Solar Panels | HANWHA | Q.PEAK DUO BLK ML-G10+ 410 |  | 0.41 | 6 | 66 | 30 |  | Fixed | Roof
NJADRE1558384082 | Administratively Determined Incentive Program | Sicklerville | 8081 | 7.38 | Residential | Behind the Meter | Yes | Trinity Solar, LLC | AC Electric |  | Accepted | 2024-12-06 | 2024-12-23 | 2025-12-23 | Solar Panels | HANWHA | Q.PEAK DUO BLK ML-G10+ 410 |  | 0.41 | 4 | 336 | 40 |  | Fixed | Roof
NJADRE1558384082 | Administratively Determined Incentive Program | Sicklerville | 8081 | 7.38 | Residential | Behind the Meter | Yes | Trinity Solar, LLC | AC Electric |  | Accepted | 2024-12-06 | 2024-12-23 | 2025-12-23 | Inverters | Solar Edge | SE7600H-US | 7600 |  | 1 |  |  | 0.97 |  | Outside
NJADRE1558384088 | Administratively Determined Incentive Program | Monroe Twp | 8831 | 9.6 | Residential | Behind the Meter | No | Public Service Solar, LLC | JCP&L |  | Accepted | 2024-12-02 | 2024-12-17 | 2025-12-17 | Solar Panels | Panasonic | EVPV400HK |  | 0.4 | 6 | 173 | 18 |  | Fixed | Roof
NJADRE1558384088 | Administratively Determined Incentive Program | Monroe Twp | 8831 | 9.6 | Residential | Behind the Meter | No | Public Service Solar, LLC | JCP&L |  | Accepted | 2024-12-02 | 2024-12-17 | 2025-12-17 | Solar Panels | Panasonic | EVPV400HK |  | 0.4 | 6 | 173 | 18 |  | Fixed | Roof
NJADRE1558384088 | Administratively Determined Incentive Program | Monroe Twp | 8831 | 9.6 | Residential | Behind the Meter | No | Public Service Solar, LLC | JCP&L |  | Accepted | 2024-12-02 | 2024-12-17 | 2025-12-17 | Solar Panels | Panasonic | EVPV400HK |  | 0.4 | 12 | 173 | 18 |  | Fixed | Roof
NJADRE1558384088 | Administratively Determined Incentive Program | Monroe Twp | 8831 | 9.6 | Residential | Behind the Meter | No | Public Service Solar, LLC | JCP&L |  | Accepted | 2024-12-02 | 2024-12-17 | 2025-12-17 | Inverters | Enphase | iQ8HC-72-M-US | 380 |  | 24 |  |  | 0.96 |  | Outdoor | Under panel
NJADRE1558384155 | Administratively Determined Incentive Program | Belle Mead | 8502 | 18.48 | Residential | Behind the Meter | No | Public Service Solar, LLC | PSE&G |  | Accepted | 2024-12-02 | 2024-12-17 | 2025-12-17 | Solar Panels | Panasonic | EVPV420HK2 |  | 0.42 | 6 | 58 | 40 |  | Fixed | Roof
NJADRE1558384155 | Administratively Determined Incentive Program | Belle Mead | 8502 | 18.48 | Residential | Behind the Meter | No | Public Service Solar, LLC | PSE&G |  | Accepted | 2024-12-02 | 2024-12-17 | 2025-12-17 | Solar Panels | Panasonic | EVPV420HK2 |  | 0.42 | 18 | 148 | 34 |  | Fixed | Roof
NJADRE1558384155 | Administratively Determined Incentive Program | Belle Mead | 8502 | 18.48 | Residential | Behind the Meter | No | Public Service Solar, LLC | PSE&G |  | Accepted | 2024-12-02 | 2024-12-17 | 2025-12-17 | Solar Panels | Panasonic | EVPV420HK2 |  | 0.42 | 10 | 148 | 34 |  | Fixed | Roof
NJADRE1558384155 | Administratively Determined Incentive Program | Belle Mead | 8502 | 18.48 | Residential | Behind the Meter | No | Public Service Solar, LLC | PSE&G |  | Accepted | 2024-12-02 | 2024-12-17 | 2025-12-17 | Inverters | Enphase | iQ8HC-72-M-US | 380 |  | 44 |  |  | 0.96 |  | Outdoor | Under panel
NJADRE1558384155 | Administratively Determined Incentive Program | Belle Mead | 8502 | 18.48 | Residential | Behind the Meter | No | Public Service Solar, LLC | PSE&G |  | Accepted | 2024-12-02 | 2024-12-17 | 2025-12-17 | Solar Panels | Panasonic | EVPV420HK2 |  | 0.42 | 7 | 238 | 40 |  | Fixed | Roof
NJADRE1558384155 | Administratively Determined Incentive Program | Belle Mead | 8502 | 18.48 | Residential | Behind the Meter | No | Public Service Solar, LLC | PSE&G |  | Accepted | 2024-12-02 | 2024-12-17 | 2025-12-17 | Solar Panels | Panasonic | EVPV420HK2 |  | 0.42 | 3 | 238 | 40 |  | Fixed | Roof
NJADRE1558384345 | Administratively Determined Incentive Program | TOMS RIVER | 8753 | 2.87 | Residential | Behind the Meter | Yes | Sunrun Installation Services, Inc. | JCP&L |  | Accepted | 2024-12-02 | 2024-12-17 | 2025-12-17 | Solar Panels | Hanwha Q Cells | Q.PEAK DUO BLK ML-G10+ 410 |  | 0.41 | 7 | 93 | 18 |  | Fixed | Roof
NJADRE1558384345 | Administratively Determined Incentive Program | TOMS RIVER | 8753 | 2.87 | Residential | Behind the Meter | Yes | Sunrun Installation Services, Inc. | JCP&L |  | Accepted | 2024-12-02 | 2024-12-17 | 2025-12-17 | Inverters | Growatt New Energy Technology Co Ltd | MIN 3800TL-XH-US | 3800 |  | 1 |  |  | 0.98 |  | Outdoor
NJADRE1558384370 | Administratively Determined Incentive Program | Kresson | 8053 | 12.79 | Residential | Behind the Meter | No | GAF Energy | AC Electric |  | Accepted | 2024-12-02 | 2024-12-20 | 2025-12-20 | Inverters | Delta Electronics | M8-TL-US | 8000 |  | 1 |  |  | 0 |  | Outdoor
NJADRE1558384370 | Administratively Determined Incentive Program | Kresson | 8053 | 12.79 | Residential | Behind the Meter | No | GAF Energy | AC Electric |  | Accepted | 2024-12-02 | 2024-12-20 | 2025-12-20 | Solar Panels | GAF Energy | TLS-1 |  | 0.046 | 72 | 148 | 18 |  | Fixed | Roof
NJADRE1558384370 | Administratively Determined Incentive Program | Kresson | 8053 | 12.79 | Residential | Behind the Meter | No | GAF Energy | AC Electric |  | Accepted | 2024-12-02 | 2024-12-20 | 2025-12-20 | Solar Panels | GAF Energy | TLS-1 |  | 0.046 | 156 | 264 | 40 |  | Fixed | Roof
NJADRE1558384370 | Administratively Determined Incentive Program | Kresson | 8053 | 12.79 | Residential | Behind the Meter | No | GAF Energy | AC Electric |  | Accepted | 2024-12-02 | 2024-12-20 | 2025-12-20 | Inverters | Delta Electronics | M5-TL-US | 5000 |  | 1 |  |  | 0.975 |  | Outdoor
NJADRE1558384370 | Administratively Determined Incentive Program | Kresson | 8053 | 12.79 | Residential | Behind the Meter | No | GAF Energy | AC Electric |  | Accepted | 2024-12-02 | 2024-12-20 | 2025-12-20 | Solar Panels | GAF Energy | TLS-1 |  | 0.046 | 50 | 174 | 34 |  | Fixed | Roof
NJADRE1558384406 | Administratively Determined Incentive Program | LINDEN | 7036 | 10.92 | Residential | Behind the Meter | No | Public Service Solar, LLC | PSE&G |  | Accepted | 2024-12-02 | 2024-12-17 | 2025-12-17 | Inverters | Enphase | iQ8HC-72-M-US | 380 |  | 26 |  |  | 0.96 |  | Outdoor | Under panel
NJADRE1558384406 | Administratively Determined Incentive Program | LINDEN | 7036 | 10.92 | Residential | Behind the Meter | No | Public Service Solar, LLC | PSE&G |  | Accepted | 2024-12-02 | 2024-12-17 | 2025-12-17 | Solar Panels | Panasonic | EVPV420HK2 |  | 0.42 | 21 | 219 | 23 |  | Fixed | Roof
NJADRE1558384406 | Administratively Determined Incentive Program | LINDEN | 7036 | 10.92 | Residential | Behind the Meter | No | Public Service Solar, LLC | PSE&G |  | Accepted | 2024-12-02 | 2024-12-17 | 2025-12-17 | Solar Panels | Panasonic | EVPV420HK2 |  | 0.42 | 5 | 309 | 23 |  | Fixed | Roof
NJADRE1558384532 | Administratively Determined Incentive Program | PERTH AMBOY CITY | 8861 | 7.38 | Residential | Behind the Meter | Yes | Sunrun Installation Services, Inc. | PSE&G |  | Accepted | 2024-12-02 | 2024-12-17 | 2025-12-17 | Inverters | SolarEdge Technologies | SE5700H-USMN | 5760 |  | 1 |  |  | 0.99 |  | Outdoor | Next to meter
NJADRE1558384532 | Administratively Determined Incentive Program | PERTH AMBOY CITY | 8861 | 7.38 | Residential | Behind the Meter | Yes | Sunrun Installation Services, Inc. | PSE&G |  | Accepted | 2024-12-02 | 2024-12-17 | 2025-12-17 | Solar Panels | Hanwha Q-Cells | Q.PEAK DUO BLK ML-G10+ 410 |  | 0.41 | 6 | 20 | 41 |  | Fixed | Roof
NJADRE1558384532 | Administratively Determined Incentive Program | PERTH AMBOY CITY | 8861 | 7.38 | Residential | Behind the Meter | Yes | Sunrun Installation Services, Inc. | PSE&G |  | Accepted | 2024-12-02 | 2024-12-17 | 2025-12-17 | Solar Panels | Hanwha Q-Cells | Q.PEAK DUO BLK ML-G10+ 410 |  | 0.41 | 12 | 200 | 41 |  | Fixed | Roof
NJADRE1558387413 | Administratively Determined Incentive Program | WOODCLIFF LAKE | 7677 | 16.81 | Residential | Behind the Meter | Yes | Sunrun Installation Services, Inc. | PSE&G |  | Accepted | 2024-12-02 | 2024-12-17 | 2025-12-17 | Solar Panels | Hanwha Q Cells | Q.PEAK DUO BLK ML-G10+ 410 |  | 0.41 | 20 | 290 | 23 |  | Fixed | Roof
NJADRE1558387413 | Administratively Determined Incentive Program | WOODCLIFF LAKE | 7677 | 16.81 | Residential | Behind the Meter | Yes | Sunrun Installation Services, Inc. | PSE&G |  | Accepted | 2024-12-02 | 2024-12-17 | 2025-12-17 | Inverters | SolarEdge Technologies | SE5700H-USMN | 5760 |  | 2 |  |  | 0.99 |  | Outside
NJADRE1558387413 | Administratively Determined Incentive Program | WOODCLIFF LAKE | 7677 | 16.81 | Residential | Behind the Meter | Yes | Sunrun Installation Services, Inc. | PSE&G |  | Accepted | 2024-12-02 | 2024-12-17 | 2025-12-17 | Solar Panels | Hanwha Q Cells | Q.PEAK DUO BLK ML-G10+ 410 |  | 0.41 | 19 | 110 | 22 |  | Fixed | Roof
NJADRE1558387413 | Administratively Determined Incentive Program | WOODCLIFF LAKE | 7677 | 16.81 | Residential | Behind the Meter | Yes | Sunrun Installation Services, Inc. | PSE&G |  | Accepted | 2024-12-02 | 2024-12-17 | 2025-12-17 | Solar Panels | Hanwha Q Cells | Q.PEAK DUO BLK ML-G10+ 410 |  | 0.41 | 2 | 290 | 23 |  | Fixed | Roof
NJADRE1558409413 | Administratively Determined Incentive Program | East Windsor | 8520 | 6.8 | Residential | Behind the Meter | Yes | Whitman Construction LLC | JCP&L |  | Accepted | 2024-12-03 | 2024-12-17 | 2025-12-17 | Solar Panels | TRINA SOLAR | TSM-425NE09R.05 |  | 0.425 | 12 | 187 | 23 |  | Fixed | Roof
NJADRE1558409413 | Administratively Determined Incentive Program | East Windsor | 8520 | 6.8 | Residential | Behind the Meter | Yes | Whitman Construction LLC | JCP&L |  | Accepted | 2024-12-03 | 2024-12-17 | 2025-12-17 | Solar Panels | TRINA SOLAR | TSM-425NE09R.05 |  | 0.425 | 4 | 7 | 23 |  | Fixed | Roof
NJADRE1558409413 | Administratively Determined Incentive Program | East Windsor | 8520 | 6.8 | Residential | Behind the Meter | Yes | Whitman Construction LLC | JCP&L |  | Accepted | 2024-12-03 | 2024-12-17 | 2025-12-17 | Inverters | Enphase | IQ8PLUS-72-2-US | 290 |  | 16 |  |  | 0.975 |  | Outdoor
NJADRE1558409413 | Administratively Determined Incentive Program | East Windsor | 8520 | 6.8 | Residential | Behind the Meter | Yes | Whitman Construction LLC | JCP&L |  | Accepted | 2024-12-03 | 2024-12-17 | 2025-12-17 | Meters | ENPHASE | X-IQ-AM1-240-5-HDK |  |  | 1 |  |  |  | Yes | Outdoor
NJADRE1558409454 | Administratively Determined Incentive Program | Irvington | 7111 | 3.28 | Residential | Behind the Meter | Yes | Trinity Solar, LLC | PSE&G |  | Accepted | 2024-12-03 | 2024-12-17 | 2025-12-17 | Inverters | Solar Edge | USE3800H-USMNBL75 | 3800 |  | 1 |  |  | 0.97 |  | Outdoor
NJADRE1558409454 | Administratively Determined Incentive Program | Irvington | 7111 | 3.28 | Residential | Behind the Meter | Yes | Trinity Solar, LLC | PSE&G |  | Accepted | 2024-12-03 | 2024-12-17 | 2025-12-17 | Solar Panels | HANWHA | (Q.PEAK DUO BLK ML-G10+ 410) |  | 0.41 | 8 | 227 | 28 |  | Fixed | Roof
NJADRE1558409461 | Administratively Determined Incentive Program | Perth Amboy City | 8861 | 3.28 | Residential | Behind the Meter | Yes | Sunrun Installation Services, Inc. | PSE&G |  | Accepted | 2024-12-03 | 2024-12-18 | 2025-12-18 | Solar Panels | Hanwha Q Cells | Q.PEAK DUO BLK ML-G10+ 410 |  | 0.41 | 8 | 288 | 5 |  | Fixed | Roof
NJADRE1558409461 | Administratively Determined Incentive Program | Perth Amboy City | 8861 | 3.28 | Residential | Behind the Meter | Yes | Sunrun Installation Services, Inc. | PSE&G |  | Accepted | 2024-12-03 | 2024-12-18 | 2025-12-18 | Inverters | SolarEdge Technologies | SE3800H-USMN | 3800 |  | 1 |  |  | 0.99 |  | Outdoor
NJADRE1558409520 | Administratively Determined Incentive Program | Garfield | 7026 | 10.56 | Residential | Behind the Meter | No | Kamtech Solar Solutions | PSE&G |  | Accepted | 2024-12-03 | 2024-12-18 | 2025-12-18 | Solar Panels | SUNPOWER | SPR-M440-H-AC |  | 0.44 | 5 | 156 | 10 |  | Fixed | Roof
NJADRE1558409520 | Administratively Determined Incentive Program | Garfield | 7026 | 10.56 | Residential | Behind the Meter | No | Kamtech Solar Solutions | PSE&G |  | Accepted | 2024-12-03 | 2024-12-18 | 2025-12-18 | Solar Panels | SUNPOWER | SPR-M440-H-AC |  | 0.44 | 4 | 156 | 40 |  | Fixed | Roof
NJADRE1558409520 | Administratively Determined Incentive Program | Garfield | 7026 | 10.56 | Residential | Behind the Meter | No | Kamtech Solar Solutions | PSE&G |  | Accepted | 2024-12-03 | 2024-12-18 | 2025-12-18 | Inverters | ENPHASE | IQ7HS-66-M-US | 384 |  | 24 |  |  | 0.97 |  | Outdoor | ROOFTOP
NJADRE1558409520 | Administratively Determined Incentive Program | Garfield | 7026 | 10.56 | Residential | Behind the Meter | No | Kamtech Solar Solutions | PSE&G |  | Accepted | 2024-12-03 | 2024-12-18 | 2025-12-18 | Solar Panels | SUNPOWER | SPR-M440-H-AC |  | 0.44 | 7 | 156 | 5 |  | Fixed | Roof
NJADRE1558409520 | Administratively Determined Incentive Program | Garfield | 7026 | 10.56 | Residential | Behind the Meter | No | Kamtech Solar Solutions | PSE&G |  | Accepted | 2024-12-03 | 2024-12-18 | 2025-12-18 | Solar Panels | SUNPOWER | SPR-M440-H-AC |  | 0.44 | 8 | 336 | 5 |  | Fixed | Roof
NJADRE1558409555 | Administratively Determined Incentive Program | OCEAN CITY | 8226 | 8.8 | Residential | Behind the Meter | Yes | GenSun Roofing and Solar, LLC | AC Electric |  | Accepted | 2024-12-03 | 2024-12-18 | 2025-12-18 | Solar Panels | LONGI SOLAR | LR5-54HABB- 400W |  | 0.4 | 22 | 78 | 32 |  | Fixed | Roof
NJADRE1558409555 | Administratively Determined Incentive Program | OCEAN CITY | 8226 | 8.8 | Residential | Behind the Meter | Yes | GenSun Roofing and Solar, LLC | AC Electric |  | Accepted | 2024-12-03 | 2024-12-18 | 2025-12-18 | Inverters | SOLAREDGE | se6000H-us | 6000 |  | 1 |  |  | 0.99 |  | Outside
NJADRE1558409609 | Administratively Determined Incentive Program | Elmer | 8318 | 52.2 | Residential | Behind the Meter | Yes | RCL Enterprises, Inc. | AC Electric |  | Accepted | 2024-12-03 | 2024-12-30 | 2025-12-30 | Inverters | Enphase | IQ8+ | 290 |  | 120 |  |  | 0.97 |  | Outside
NJADRE1558409609 | Administratively Determined Incentive Program | Elmer | 8318 | 52.2 | Residential | Behind the Meter | Yes | RCL Enterprises, Inc. | AC Electric |  | Accepted | 2024-12-03 | 2024-12-30 | 2025-12-30 | Solar Panels | Q.TRON | BLK M-G2 |  | 0.435 | 60 | 76 | 18 |  | Fixed | Roof
NJADRE1558409609 | Administratively Determined Incentive Program | Elmer | 8318 | 52.2 | Residential | Behind the Meter | Yes | RCL Enterprises, Inc. | AC Electric |  | Accepted | 2024-12-03 | 2024-12-30 | 2025-12-30 | Solar Panels | Q.TRON | BLK M-G2 |  | 0.435 | 60 | 256 | 18 |  | Fixed | Roof
NJADRE1558409639 | Administratively Determined Incentive Program | WOODBINE | 8270 | 16.81 | Residential | Behind the Meter | Yes | Zenergy Solar, LLC | AC Electric |  | Accepted | 2024-12-03 | 2024-12-24 | 2025-12-24 | Solar Panels | Silfab | SIL-410HC+ |  | 0.41 | 13 | 196 | 30 |  | Fixed | Roof
NJADRE1558409639 | Administratively Determined Incentive Program | WOODBINE | 8270 | 16.81 | Residential | Behind the Meter | Yes | Zenergy Solar, LLC | AC Electric |  | Accepted | 2024-12-03 | 2024-12-24 | 2025-12-24 | Solar Panels | Silfab | SIL-410HC+ |  | 0.41 | 3 | 196 | 24 |  | Fixed | Roof
NJADRE1558409639 | Administratively Determined Incentive Program | WOODBINE | 8270 | 16.81 | Residential | Behind the Meter | Yes | Zenergy Solar, LLC | AC Electric |  | Accepted | 2024-12-03 | 2024-12-24 | 2025-12-24 | Solar Panels | Silfab | SIL-410HC+ |  | 0.41 | 15 | 16 | 30 |  | Fixed | Roof
NJADRE1558409639 | Administratively Determined Incentive Program | WOODBINE | 8270 | 16.81 | Residential | Behind the Meter | Yes | Zenergy Solar, LLC | AC Electric |  | Accepted | 2024-12-03 | 2024-12-24 | 2025-12-24 | Solar Panels | Silfab | SIL-410HC+ |  | 0.41 | 9 | 106 | 40 |  | Fixed | Roof
NJADRE1558409639 | Administratively Determined Incentive Program | WOODBINE | 8270 | 16.81 | Residential | Behind the Meter | Yes | Zenergy Solar, LLC | AC Electric |  | Accepted | 2024-12-03 | 2024-12-24 | 2025-12-24 | Inverters | Enphase Energy | IQ8PLUS-72-2-US | 290 |  | 41 |  |  | 0.99 |  | Outdoor
NJADRE1558409639 | Administratively Determined Incentive Program | WOODBINE | 8270 | 16.81 | Residential | Behind the Meter | Yes | Zenergy Solar, LLC | AC Electric |  | Accepted | 2024-12-03 | 2024-12-24 | 2025-12-24 | Solar Panels | Silfab | SIL-410HC+ |  | 0.41 | 1 | 106 | 43 |  | Fixed | Roof
NJADRE1558409640 | Administratively Determined Incentive Program | ELMER | 8318 | 9.43 | Residential | Behind the Meter | Yes | Sunrun Installation Services, Inc. | AC Electric |  | Accepted | 2024-12-03 | 2024-12-17 | 2025-12-17 | Solar Panels | Hanwha Q-Cells | Q.PEAK DUO BLK ML-G10+ 410 |  | 0.41 | 11 | 254 | 24 |  | Fixed | Roof
NJADRE1558409640 | Administratively Determined Incentive Program | ELMER | 8318 | 9.43 | Residential | Behind the Meter | Yes | Sunrun Installation Services, Inc. | AC Electric |  | Accepted | 2024-12-03 | 2024-12-17 | 2025-12-17 | Solar Panels | Hanwha Q-Cells | Q.PEAK DUO BLK ML-G10+ 410 |  | 0.41 | 12 | 74 | 23 |  | Fixed | Roof
NJADRE1558409640 | Administratively Determined Incentive Program | ELMER | 8318 | 9.43 | Residential | Behind the Meter | Yes | Sunrun Installation Services, Inc. | AC Electric |  | Accepted | 2024-12-03 | 2024-12-17 | 2025-12-17 | Inverters | SolarEdge Technologies | SE7600H-USMN | 7600 |  | 1 |  |  | 0.99 |  | Outdoor | Next to meter
NJADRE1558409725 | Administratively Determined Incentive Program | PRINCETON | 8540 | 8.8 | Residential | Behind the Meter | No | Public Service Solar, LLC | PSE&G |  | Accepted | 2024-12-03 | 2024-12-17 | 2025-12-17 | Solar Panels | Panasonic | EVPV400HK |  | 0.4 | 4 | 129 | 8 |  | Fixed | Roof
NJADRE1558409725 | Administratively Determined Incentive Program | PRINCETON | 8540 | 8.8 | Residential | Behind the Meter | No | Public Service Solar, LLC | PSE&G |  | Accepted | 2024-12-03 | 2024-12-17 | 2025-12-17 | Solar Panels | Panasonic | EVPV400HK |  | 0.4 | 14 | 220 | 27 |  | Fixed | Roof
NJADRE1558409725 | Administratively Determined Incentive Program | PRINCETON | 8540 | 8.8 | Residential | Behind the Meter | No | Public Service Solar, LLC | PSE&G |  | Accepted | 2024-12-03 | 2024-12-17 | 2025-12-17 | Solar Panels | Panasonic | EVPV400HK |  | 0.4 | 4 | 129 | 9 |  | Fixed | Roof
NJADRE1558409725 | Administratively Determined Incentive Program | PRINCETON | 8540 | 8.8 | Residential | Behind the Meter | No | Public Service Solar, LLC | PSE&G |  | Accepted | 2024-12-03 | 2024-12-17 | 2025-12-17 | Inverters | Enphase | iQ8HC-72-M-US | 380 |  | 22 |  |  | 0.96 |  | Outdoor | Under panel
NJADRE1558409742 | Administratively Determined Incentive Program | PAULSBORO | 8066 | 7.23 | Residential | Behind the Meter | Yes | Power Energy Solutions, LLC | AC Electric |  | Accepted | 2024-12-03 | 2024-12-17 | 2025-12-17 | Solar Panels | Trina Solar | TSM-425NE09RC.05 |  | 0.425 | 6 | 258 | 36 |  | Fixed | Roof
NJADRE1558409742 | Administratively Determined Incentive Program | PAULSBORO | 8066 | 7.23 | Residential | Behind the Meter | Yes | Power Energy Solutions, LLC | AC Electric |  | Accepted | 2024-12-03 | 2024-12-17 | 2025-12-17 | Solar Panels | Trina Solar | TSM-425NE09RC.05 |  | 0.425 | 7 | 78 | 36 |  | Fixed | Roof
NJADRE1558409742 | Administratively Determined Incentive Program | PAULSBORO | 8066 | 7.23 | Residential | Behind the Meter | Yes | Power Energy Solutions, LLC | AC Electric |  | Accepted | 2024-12-03 | 2024-12-17 | 2025-12-17 | Inverters | SolarEdge | SE6000H-US | 6000 |  | 1 |  |  | 0.97 |  | Outdoor
NJADRE1558409742 | Administratively Determined Incentive Program | PAULSBORO | 8066 | 7.23 | Residential | Behind the Meter | Yes | Power Energy Solutions, LLC | AC Electric |  | Accepted | 2024-12-03 | 2024-12-17 | 2025-12-17 | Solar Panels | Trina Solar | TSM-425NE09RC.05 |  | 0.425 | 2 | 78 | 20 |  | Fixed | Roof
NJADRE1558409742 | Administratively Determined Incentive Program | PAULSBORO | 8066 | 7.23 | Residential | Behind the Meter | Yes | Power Energy Solutions, LLC | AC Electric |  | Accepted | 2024-12-03 | 2024-12-17 | 2025-12-17 | Solar Panels | Trina Solar | TSM-425NE09RC.05 |  | 0.425 | 2 | 258 | 20 |  | Fixed | Roof
NJADRE1558409767 | Administratively Determined Incentive Program | NEPTUNE | 7753 | 3.69 | Residential | Behind the Meter | Yes | Sunrun Installation Services, Inc. | JCP&L |  | Accepted | 2024-12-03 | 2024-12-17 | 2025-12-17 | Solar Panels | HANWHA Q-CELLS | Q.PEAK DUO BLK ML-G10+ 410 |  | 0.41 | 5 | 60 | 18 |  | Fixed | Roof
NJADRE1558409767 | Administratively Determined Incentive Program | NEPTUNE | 7753 | 3.69 | Residential | Behind the Meter | Yes | Sunrun Installation Services, Inc. | JCP&L |  | Accepted | 2024-12-03 | 2024-12-17 | 2025-12-17 | Solar Panels | HANWHA Q-CELLS | Q.PEAK DUO BLK ML-G10+ 410 |  | 0.41 | 2 | 60 | 19 |  | Fixed | Roof
NJADRE1558409767 | Administratively Determined Incentive Program | NEPTUNE | 7753 | 3.69 | Residential | Behind the Meter | Yes | Sunrun Installation Services, Inc. | JCP&L |  | Accepted | 2024-12-03 | 2024-12-17 | 2025-12-17 | Inverters | SolarEdge Technologies | SE3800H-USMN | 3800 |  | 1 |  |  | 0.99 |  | Outside
NJADRE1558409767 | Administratively Determined Incentive Program | NEPTUNE | 7753 | 3.69 | Residential | Behind the Meter | Yes | Sunrun Installation Services, Inc. | JCP&L |  | Accepted | 2024-12-03 | 2024-12-17 | 2025-12-17 | Solar Panels | HANWHA Q-CELLS | Q.PEAK DUO BLK ML-G10+ 410 |  | 0.41 | 2 | 240 | 19 |  | Fixed | Roof
NJADRE1558410918 | Administratively Determined Incentive Program | Orange | 7050 | 8.61 | Residential | Behind the Meter | Yes | Trinity Solar, LLC | PSE&G |  | Accepted | 2024-12-03 | 2024-12-17 | 2025-12-17 | Solar Panels | HANWHA | Q.PEAK DUO BLK ML-G10+ 410 |  | 0.41 | 8 | 303 | 25 |  | Fixed | Roof
NJADRE1558410918 | Administratively Determined Incentive Program | Orange | 7050 | 8.61 | Residential | Behind the Meter | Yes | Trinity Solar, LLC | PSE&G |  | Accepted | 2024-12-03 | 2024-12-17 | 2025-12-17 | Inverters | Solar Edge | SE7600H-US | 7600 |  | 1 |  |  | 0.986 |  | Outdoor
NJADRE1558410918 | Administratively Determined Incentive Program | Orange | 7050 | 8.61 | Residential | Behind the Meter | Yes | Trinity Solar, LLC | PSE&G |  | Accepted | 2024-12-03 | 2024-12-17 | 2025-12-17 | Solar Panels | HANWHA | Q.PEAK DUO BLK ML-G10+ 410 |  | 0.41 | 8 | 213 | 22 |  | Fixed | Roof
NJADRE1558410918 | Administratively Determined Incentive Program | Orange | 7050 | 8.61 | Residential | Behind the Meter | Yes | Trinity Solar, LLC | PSE&G |  | Accepted | 2024-12-03 | 2024-12-17 | 2025-12-17 | Solar Panels | HANWHA | Q.PEAK DUO BLK ML-G10+ 410 |  | 0.41 | 5 | 33 | 22 |  | Fixed | Roof
NJADRE1558410975 | Administratively Determined Incentive Program | Irvington | 7111 | 2.05 | Residential | Behind the Meter | Yes | Trinity Solar, LLC | PSE&G |  | Accepted | 2024-12-03 | 2024-12-17 | 2025-12-17 | Inverters | Enphase | IQ8PLUS-72-2-US | 290 |  | 5 |  |  | 0.97 |  | Outdoor
NJADRE1558410975 | Administratively Determined Incentive Program | Irvington | 7111 | 2.05 | Residential | Behind the Meter | Yes | Trinity Solar, LLC | PSE&G |  | Accepted | 2024-12-03 | 2024-12-17 | 2025-12-17 | Solar Panels | HANWHA | (Q.PEAK DUO BLK ML-G10+ 410) |  | 0.41 | 5 | 137 | 37 |  | Fixed | Roof
NJADRE1558411119 | Administratively Determined Incentive Program | ORANGE | 7050 | 3.69 | Residential | Behind the Meter | Yes | Trinity Solar, LLC | PSE&G |  | Accepted | 2024-12-03 | 2024-12-17 | 2025-12-17 | Inverters | Solar Edge | USE3800H-USMNBL75 | 3800 |  | 1 |  |  | 0.986 |  | Outdoor
NJADRE1558411119 | Administratively Determined Incentive Program | ORANGE | 7050 | 3.69 | Residential | Behind the Meter | Yes | Trinity Solar, LLC | PSE&G |  | Accepted | 2024-12-03 | 2024-12-17 | 2025-12-17 | Solar Panels | HANWHA | Q.PEAK DUO BLK ML-G10+ 410 |  | 0.41 | 9 | 118 | 40 |  | Fixed | Roof
NJADRE1558412040 | Administratively Determined Incentive Program | NEWARK | 7112 | 3.28 | Residential | Behind the Meter | Yes | Pro Custom Solar dba Momentum Solar | PSE&G |  | Accepted | 2024-12-03 | 2024-12-18 | 2025-12-18 | Inverters | Enphase | IQ8HC-72-M-DOM-US | 380 |  | 8 |  |  | 0.97 |  | Outdoor
NJADRE1558412040 | Administratively Determined Incentive Program | NEWARK | 7112 | 3.28 | Residential | Behind the Meter | Yes | Pro Custom Solar dba Momentum Solar | PSE&G |  | Accepted | 2024-12-03 | 2024-12-18 | 2025-12-18 | Solar Panels | HANWHA | Q.PEAK DUO BLK ML-G10+ 410 |  | 0.41 | 8 | 222 | 21 |  | Fixed | Roof
NJADRE1558412997 | Administratively Determined Incentive Program | WILDWOOD | 8260 | 2.87 | Residential | Behind the Meter | Yes | Trinity Solar, LLC | AC Electric |  | Accepted | 2024-12-03 | 2024-12-17 | 2025-12-17 | Solar Panels | HANWHA | Q.PEAK DUO BLK ML-G10+ 410 |  | 0.41 | 7 | 133 | 28 |  | Fixed | Roof
NJADRE1558412997 | Administratively Determined Incentive Program | WILDWOOD | 8260 | 2.87 | Residential | Behind the Meter | Yes | Trinity Solar, LLC | AC Electric |  | Accepted | 2024-12-03 | 2024-12-17 | 2025-12-17 | Inverters | Tesla (PV Only) | 1538000-45-X | 3800 |  | 1 |  |  | 0.97 |  | Outside
NJADRE1558413193 | Administratively Determined Incentive Program | Hackensack City | 7601 | 5.74 | Residential | Behind the Meter | Yes | Sunrun Installation Services, Inc. | PSE&G |  | Accepted | 2024-12-03 | 2024-12-17 | 2025-12-17 | Inverters | Tesla | Powerwall 3 1707000-xx-y | 11500 |  | 1 |  |  | 0.97 |  | Outdoor
NJADRE1558413193 | Administratively Determined Incentive Program | Hackensack City | 7601 | 5.74 | Residential | Behind the Meter | Yes | Sunrun Installation Services, Inc. | PSE&G |  | Accepted | 2024-12-03 | 2024-12-17 | 2025-12-17 | Electric Storage Battery | Tesla | Powerwall 3 1707000-xx-y |  |  | 1 |  |  |  | Lithium Ion |  | OUTSIDE?
NJADRE1558413193 | Administratively Determined Incentive Program | Hackensack City | 7601 | 5.74 | Residential | Behind the Meter | Yes | Sunrun Installation Services, Inc. | PSE&G |  | Accepted | 2024-12-03 | 2024-12-17 | 2025-12-17 | Solar Panels | Hanwha Q Cells | Q.PEAK DUO BLK ML-G10+ 410 |  | 0.41 | 14 | 308 | 39 |  | Fixed | Roof
NJADRE1558413845 | Administratively Determined Incentive Program | Newark | 7106 | 4.51 | Residential | Behind the Meter | Yes | Pro Custom Solar dba Momentum Solar | PSE&G |  | Accepted | 2024-12-03 | 2024-12-17 | 2025-12-17 | Inverters | Enphase | IQ8HC-72-M-DOM-US | 380 |  | 11 |  |  | 0.97 |  | Outdoor
NJADRE1558413845 | Administratively Determined Incentive Program | Newark | 7106 | 4.51 | Residential | Behind the Meter | Yes | Pro Custom Solar dba Momentum Solar | PSE&G |  | Accepted | 2024-12-03 | 2024-12-17 | 2025-12-17 | Solar Panels | Hanwha | Q.PEAK DUO BLK ML-G10+410 |  | 0.41 | 7 | 282 | 27 |  | Fixed | Roof
NJADRE1558413845 | Administratively Determined Incentive Program | Newark | 7106 | 4.51 | Residential | Behind the Meter | Yes | Pro Custom Solar dba Momentum Solar | PSE&G |  | Accepted | 2024-12-03 | 2024-12-17 | 2025-12-17 | Solar Panels | Hanwha | Q.PEAK DUO BLK ML-G10+410 |  | 0.41 | 4 | 12 | 30 |  | Fixed | Roof
NJADRE1558413867 | Administratively Determined Incentive Program | Newark | 7106 | 4.92 | Residential | Behind the Meter | Yes | Pro Custom Solar dba Momentum Solar | PSE&G |  | Accepted | 2024-12-03 | 2024-12-18 | 2025-12-18 | Solar Panels | Hanwha | Q.PEAK DUO BLK ML-G10+410 |  | 0.41 | 7 | 102 | 27 |  | Fixed | Roof
NJADRE1558413867 | Administratively Determined Incentive Program | Newark | 7106 | 4.92 | Residential | Behind the Meter | Yes | Pro Custom Solar dba Momentum Solar | PSE&G |  | Accepted | 2024-12-03 | 2024-12-18 | 2025-12-18 | Solar Panels | Hanwha | Q.PEAK DUO BLK ML-G10+410 |  | 0.41 | 5 | 12 | 30 |  | Fixed | Roof
NJADRE1558413867 | Administratively Determined Incentive Program | Newark | 7106 | 4.92 | Residential | Behind the Meter | Yes | Pro Custom Solar dba Momentum Solar | PSE&G |  | Accepted | 2024-12-03 | 2024-12-18 | 2025-12-18 | Inverters | Enphase | IQ8HC-72-M-DOM-US | 380 |  | 12 |  |  | 0.97 |  | Outdoor
NJADRE1558415724 | Administratively Determined Incentive Program | MAPLE SHADE TWP | 8052 | 3.28 | Residential | Behind the Meter | Yes | Sunrun Installation Services, Inc. | PSE&G |  | Accepted | 2024-12-03 | 2024-12-18 | 2025-12-18 | Inverters | TESLA | Powerwall 3 1707000-xx-y | 11500 |  | 1 |  |  | 0.97 |  | Outdoor | Next to meter
NJADRE1558415724 | Administratively Determined Incentive Program | MAPLE SHADE TWP | 8052 | 3.28 | Residential | Behind the Meter | Yes | Sunrun Installation Services, Inc. | PSE&G |  | Accepted | 2024-12-03 | 2024-12-18 | 2025-12-18 | Electric Storage Battery | TESLA | POWERWALL 3 |  |  | 1 |  |  |  | Lithium Ion |  | Outside
NJADRE1558415724 | Administratively Determined Incentive Program | MAPLE SHADE TWP | 8052 | 3.28 | Residential | Behind the Meter | Yes | Sunrun Installation Services, Inc. | PSE&G |  | Accepted | 2024-12-03 | 2024-12-18 | 2025-12-18 | Solar Panels | Hanwha Q-Cells | Q.PEAK DUO BLK ML-G10+ 410 |  | 0.41 | 8 | 128 | 17 |  | Fixed | Roof
NJADRE1558417096 | Administratively Determined Incentive Program | NEWTON | 7860 | 10.63 | Residential | Behind the Meter | Yes | Power Energy Solutions, LLC | JCP&L |  | Accepted | 2024-12-03 | 2024-12-18 | 2025-12-18 | Solar Panels | Trina Solar | TSM-425NE09RC.05 |  | 0.425 | 15 | 227 | 23 |  | Fixed | Roof
NJADRE1558417096 | Administratively Determined Incentive Program | NEWTON | 7860 | 10.63 | Residential | Behind the Meter | Yes | Power Energy Solutions, LLC | JCP&L |  | Accepted | 2024-12-03 | 2024-12-18 | 2025-12-18 | Inverters | SolarEdge | SE7600H-US | 7600 |  | 1 |  |  | 0.97 |  | Outdoor
NJADRE1558417096 | Administratively Determined Incentive Program | NEWTON | 7860 | 10.63 | Residential | Behind the Meter | Yes | Power Energy Solutions, LLC | JCP&L |  | Accepted | 2024-12-03 | 2024-12-18 | 2025-12-18 | Solar Panels | Trina Solar | TSM-425NE09RC.05 |  | 0.425 | 10 | 47 | 23 |  | Fixed | Roof
NJADRE1558417106 | Administratively Determined Incentive Program | ROXBURY TOWNSHIP | 7850 | 12.87 | Residential | Behind the Meter | Yes | Venture Home Solar, LLC | JCP&L |  | Accepted | 2024-12-03 | 2024-12-18 | 2025-12-18 | Inverters | Enphase Energy Inc. | IQ8MC-72-M-US | 330 |  | 31 |  |  | 0.9697 |  | Outside
NJADRE1558417106 | Administratively Determined Incentive Program | ROXBURY TOWNSHIP | 7850 | 12.87 | Residential | Behind the Meter | Yes | Venture Home Solar, LLC | JCP&L |  | Accepted | 2024-12-03 | 2024-12-18 | 2025-12-18 | Solar Panels | Hanwha | Q.PEAK DUO BLK ML-G10+ 415W |  | 0.415 | 19 | 204 | 24 |  | Fixed | Roof
NJADRE1558417106 | Administratively Determined Incentive Program | ROXBURY TOWNSHIP | 7850 | 12.87 | Residential | Behind the Meter | Yes | Venture Home Solar, LLC | JCP&L |  | Accepted | 2024-12-03 | 2024-12-18 | 2025-12-18 | Solar Panels | Hanwha | Q.PEAK DUO BLK ML-G10+ 415W |  | 0.415 | 12 | 24 | 24 |  | Fixed | Roof
NJADRE1558424939 | Administratively Determined Incentive Program | Vineland | 8360 | 2.87 | Residential | Behind the Meter | Yes | Sunrun Installation Services, Inc. | Vineland Muni Electric |  | Accepted | 2024-12-04 | 2024-12-18 | 2025-12-18 | Inverters | Growatt New Energy Technology Co Ltd | MIN 3800TL-XH-US | 3800 |  | 1 |  |  | 0.98 |  | Outdoor
NJADRE1558424939 | Administratively Determined Incentive Program | Vineland | 8360 | 2.87 | Residential | Behind the Meter | Yes | Sunrun Installation Services, Inc. | Vineland Muni Electric |  | Accepted | 2024-12-04 | 2024-12-18 | 2025-12-18 | Solar Panels | Hanwha Q Cells | Q.PEAK DUO BLK ML-G10+ 410 |  | 0.41 | 7 | 274 | 23 |  | Fixed | Roof
NJADRE1558424954 | Administratively Determined Incentive Program | Northfield | 8225 | 7.38 | Residential | Behind the Meter | Yes | Trinity Solar, LLC | AC Electric |  | Accepted | 2024-12-04 | 2024-12-23 | 2025-12-23 | Inverters | Solar Edge | SE6000H-US | 6000 |  | 1 |  |  | 0.97 |  | Outdoor
NJADRE1558424954 | Administratively Determined Incentive Program | Northfield | 8225 | 7.38 | Residential | Behind the Meter | Yes | Trinity Solar, LLC | AC Electric |  | Accepted | 2024-12-04 | 2024-12-23 | 2025-12-23 | Solar Panels | HANWHA | (Q.PEAK DUO BLK ML-G10+ 410) |  | 0.41 | 9 | 198 | 33 |  | Fixed | Roof
NJADRE1558424954 | Administratively Determined Incentive Program | Northfield | 8225 | 7.38 | Residential | Behind the Meter | Yes | Trinity Solar, LLC | AC Electric |  | Accepted | 2024-12-04 | 2024-12-23 | 2025-12-23 | Solar Panels | HANWHA | (Q.PEAK DUO BLK ML-G10+ 410) |  | 0.41 | 9 | 198 | 33 |  | Fixed | Roof
NJADRE1558424978 | Administratively Determined Incentive Program | Boonton | 7005 | 7.79 | Residential | Behind the Meter | Yes | Trinity Solar, LLC | JCP&L |  | Accepted | 2024-12-04 | 2024-12-18 | 2025-12-18 | Inverters | Solar Edge | USE7600H-USMNBL75 | 7600 |  | 1 |  |  | 0.986 |  | Outdoor
NJADRE1558424978 | Administratively Determined Incentive Program | Boonton | 7005 | 7.79 | Residential | Behind the Meter | Yes | Trinity Solar, LLC | JCP&L |  | Accepted | 2024-12-04 | 2024-12-18 | 2025-12-18 | Solar Panels | HANWHA | Q.PEAK DUO BLK ML-G10+ 410 |  | 0.41 | 4 | 199 | 32 |  | Fixed | Roof
NJADRE1558424978 | Administratively Determined Incentive Program | Boonton | 7005 | 7.79 | Residential | Behind the Meter | Yes | Trinity Solar, LLC | JCP&L |  | Accepted | 2024-12-04 | 2024-12-18 | 2025-12-18 | Solar Panels | HANWHA | Q.PEAK DUO BLK ML-G10+ 410 |  | 0.41 | 9 | 109 | 27 |  | Fixed | Roof
NJADRE1558424978 | Administratively Determined Incentive Program | Boonton | 7005 | 7.79 | Residential | Behind the Meter | Yes | Trinity Solar, LLC | JCP&L |  | Accepted | 2024-12-04 | 2024-12-18 | 2025-12-18 | Solar Panels | HANWHA | Q.PEAK DUO BLK ML-G10+ 410 |  | 0.41 | 2 | 199 | 32 |  | Fixed | Roof
NJADRE1558424978 | Administratively Determined Incentive Program | Boonton | 7005 | 7.79 | Residential | Behind the Meter | Yes | Trinity Solar, LLC | JCP&L |  | Accepted | 2024-12-04 | 2024-12-18 | 2025-12-18 | Solar Panels | HANWHA | Q.PEAK DUO BLK ML-G10+ 410 |  | 0.41 | 4 | 109 | 32 |  | Fixed | Roof
NJADRE1558425000 | Administratively Determined Incentive Program | BELLMAWR | 8031 | 3.32 | Residential | Behind the Meter | Yes | SunnyMac, LLC | PSE&G |  | Accepted | 2024-12-04 | 2024-12-18 | 2025-12-18 | Solar Panels | HANWHA | Q.PEAK DUO BLK ML-G10+ 415W |  | 0.415 | 8 | 173 | 24 |  | Fixed | Roof
NJADRE1558425000 | Administratively Determined Incentive Program | BELLMAWR | 8031 | 3.32 | Residential | Behind the Meter | Yes | SunnyMac, LLC | PSE&G |  | Accepted | 2024-12-04 | 2024-12-18 | 2025-12-18 | Inverters | SOLAREDGE HOME HUB | SE3800H-US | 3800 |  | 1 |  |  | 0.99 |  | Outdoor | next to meter
NJADRE1558425033 | Administratively Determined Incentive Program | East Windsor | 8520 | 6.56 | Residential | Behind the Meter | Yes | Pro Custom Solar dba Momentum Solar | JCP&L |  | Accepted | 2024-12-04 | 2024-12-18 | 2025-12-18 | Solar Panels | Hanwha | Q.PEAK DUO BLK ML-G10+410 |  | 0.41 | 10 | 7 | 23 |  | Fixed | Roof
NJADRE1558425033 | Administratively Determined Incentive Program | East Windsor | 8520 | 6.56 | Residential | Behind the Meter | Yes | Pro Custom Solar dba Momentum Solar | JCP&L |  | Accepted | 2024-12-04 | 2024-12-18 | 2025-12-18 | Solar Panels | Hanwha | Q.PEAK DUO BLK ML-G10+410 |  | 0.41 | 6 | 187 | 23 |  | Fixed | Roof
NJADRE1558425033 | Administratively Determined Incentive Program | East Windsor | 8520 | 6.56 | Residential | Behind the Meter | Yes | Pro Custom Solar dba Momentum Solar | JCP&L |  | Accepted | 2024-12-04 | 2024-12-18 | 2025-12-18 | Inverters | Enphase | IQ8HC-72-M-DOM-US | 380 |  | 16 |  |  | 0.97 |  | Outdoor
NJADRE1558425062 | Administratively Determined Incentive Program | Leonardo | 7737 | 11.89 | Residential | Behind the Meter | Yes | Trinity Solar, LLC | JCP&L |  | Accepted | 2024-12-04 | 2024-12-18 | 2025-12-18 | Inverters | Solar Edge | SE10000H-US | 10000 |  | 1 |  |  | 0.97 |  | Outside
NJADRE1558425062 | Administratively Determined Incentive Program | Leonardo | 7737 | 11.89 | Residential | Behind the Meter | Yes | Trinity Solar, LLC | JCP&L |  | Accepted | 2024-12-04 | 2024-12-18 | 2025-12-18 | Solar Panels | HANWHA | Q.PEAK DUO BLK ML-G10+ 410 |  | 0.41 | 14 | 262 | 27 |  | Fixed | Roof
NJADRE1558425062 | Administratively Determined Incentive Program | Leonardo | 7737 | 11.89 | Residential | Behind the Meter | Yes | Trinity Solar, LLC | JCP&L |  | Accepted | 2024-12-04 | 2024-12-18 | 2025-12-18 | Solar Panels | HANWHA | Q.PEAK DUO BLK ML-G10+ 410 |  | 0.41 | 15 | 82 | 27 |  | Fixed | Roof
NJADRE1558425127 | Administratively Determined Incentive Program | Lodi | 7644 | 6.15 | Residential | Behind the Meter | No | Trinity Solar, LLC | PSE&G |  | Accepted | 2024-12-04 | 2024-12-18 | 2025-12-18 | Inverters | Tesla | (1538000-XX-Y) | 5000 |  | 1 |  |  | 0.97 |  | Outdoor
NJADRE1558425127 | Administratively Determined Incentive Program | Lodi | 7644 | 6.15 | Residential | Behind the Meter | No | Trinity Solar, LLC | PSE&G |  | Accepted | 2024-12-04 | 2024-12-18 | 2025-12-18 | Electric Storage Battery | Tesla | Tesla Powerwall 2 |  |  | 2 |  |  |  | Lithium Ion |  | Inside
NJADRE1558425127 | Administratively Determined Incentive Program | Lodi | 7644 | 6.15 | Residential | Behind the Meter | No | Trinity Solar, LLC | PSE&G |  | Accepted | 2024-12-04 | 2024-12-18 | 2025-12-18 | Solar Panels | Hanwha | HANWHA 410 (Q.PEAK DUO BLK ML-G10+ 410) |  | 0.41 | 15 | 117 | 36 |  | Fixed | Roof
NJADRE1558425213 | Administratively Determined Incentive Program | EWING | 8638 | 5.74 | Residential | Behind the Meter | Yes | Trinity Solar, LLC | PSE&G |  | Accepted | 2024-12-04 | 2024-12-18 | 2025-12-18 | Solar Panels | HANWHA | Q.PEAK DUO BLK ML-G10+ 410 |  | 0.41 | 14 | 124 | 23 |  | Fixed | Roof
NJADRE1558425213 | Administratively Determined Incentive Program | EWING | 8638 | 5.74 | Residential | Behind the Meter | Yes | Trinity Solar, LLC | PSE&G |  | Accepted | 2024-12-04 | 2024-12-18 | 2025-12-18 | Inverters | TESLA | 1538000-XX-Y | 5000 |  | 1 |  |  | 0.97 |  | Outside
NJADRE1558425296 | Administratively Determined Incentive Program | Hillsdale | 7642 | 15.17 | Residential | Behind the Meter | Yes | Trinity Solar, LLC | PSE&G |  | Accepted | 2024-12-04 | 2024-12-18 | 2025-12-18 | Solar Panels | HANWHA | Q.PEAK DUO BLK ML-G10+ 410 |  | 0.41 | 8 | 276 | 25 |  | Fixed | Roof
NJADRE1558425296 | Administratively Determined Incentive Program | Hillsdale | 7642 | 15.17 | Residential | Behind the Meter | Yes | Trinity Solar, LLC | PSE&G |  | Accepted | 2024-12-04 | 2024-12-18 | 2025-12-18 | Solar Panels | HANWHA | Q.PEAK DUO BLK ML-G10+ 410 |  | 0.41 | 11 | 96 | 25 |  | Fixed | Roof
NJADRE1558425296 | Administratively Determined Incentive Program | Hillsdale | 7642 | 15.17 | Residential | Behind the Meter | Yes | Trinity Solar, LLC | PSE&G |  | Accepted | 2024-12-04 | 2024-12-18 | 2025-12-18 | Solar Panels | HANWHA | Q.PEAK DUO BLK ML-G10+ 410 |  | 0.41 | 6 | 276 | 25 |  | Fixed | Roof
NJADRE1558425296 | Administratively Determined Incentive Program | Hillsdale | 7642 | 15.17 | Residential | Behind the Meter | Yes | Trinity Solar, LLC | PSE&G |  | Accepted | 2024-12-04 | 2024-12-18 | 2025-12-18 | Solar Panels | HANWHA | Q.PEAK DUO BLK ML-G10+ 410 |  | 0.41 | 12 | 276 | 25 |  | Fixed | Roof
NJADRE1558425296 | Administratively Determined Incentive Program | Hillsdale | 7642 | 15.17 | Residential | Behind the Meter | Yes | Trinity Solar, LLC | PSE&G |  | Accepted | 2024-12-04 | 2024-12-18 | 2025-12-18 | Inverters | Solar Edge | USE11400H-US | 11400 |  | 1 |  |  | 0.97 |  | Outside
NJADRE1558426641 | Administratively Determined Incentive Program | Richwood | 8074 | 19.13 | Residential | Behind the Meter | Yes | Integrity Solar & Home Solutions, LLC | AC Electric |  | Accepted | 2024-12-04 | 2024-12-19 | 2025-12-19 | Solar Panels | trina tsm | neg9r.25 |  | 0.425 | 9 | 188 | 19 |  | Fixed | Roof
NJADRE1558426641 | Administratively Determined Incentive Program | Richwood | 8074 | 19.13 | Residential | Behind the Meter | Yes | Integrity Solar & Home Solutions, LLC | AC Electric |  | Accepted | 2024-12-04 | 2024-12-19 | 2025-12-19 | Inverters | ENPHASE | IQ8+ | 290 |  | 45 |  |  | 0.98 |  | Other | UNDER EACH PANEL
NJADRE1558426641 | Administratively Determined Incentive Program | Richwood | 8074 | 19.13 | Residential | Behind the Meter | Yes | Integrity Solar & Home Solutions, LLC | AC Electric |  | Accepted | 2024-12-04 | 2024-12-19 | 2025-12-19 | Solar Panels | trina tsm | neg9r.25 |  | 0.425 | 4 | 188 | 15 |  | Fixed | Roof
NJADRE1558426641 | Administratively Determined Incentive Program | Richwood | 8074 | 19.13 | Residential | Behind the Meter | Yes | Integrity Solar & Home Solutions, LLC | AC Electric |  | Accepted | 2024-12-04 | 2024-12-19 | 2025-12-19 | Solar Panels | trina tsm | neg9r.25 |  | 0.425 | 23 | 98 | 18 |  | Fixed | Roof
NJADRE1558426641 | Administratively Determined Incentive Program | Richwood | 8074 | 19.13 | Residential | Behind the Meter | Yes | Integrity Solar & Home Solutions, LLC | AC Electric |  | Accepted | 2024-12-04 | 2024-12-19 | 2025-12-19 | Solar Panels | trina tsm | neg9r.25 |  | 0.425 | 9 | 278 | 18 |  | Fixed | Roof
NJADRE1558426658 | Administratively Determined Incentive Program | Vineland | 8360 | 2.05 | Residential | Behind the Meter | Yes | Trinity Solar, LLC | Vineland Muni Electric |  | Accepted | 2024-12-04 | 2024-12-18 | 2025-12-18 | Solar Panels | HANWHA | (Q.PEAK DUO BLK ML-G10+ 410) |  | 0.41 | 2 | 273 | 30 |  | Fixed | Roof
NJADRE1558426658 | Administratively Determined Incentive Program | Vineland | 8360 | 2.05 | Residential | Behind the Meter | Yes | Trinity Solar, LLC | Vineland Muni Electric |  | Accepted | 2024-12-04 | 2024-12-18 | 2025-12-18 | Inverters | Enphase | IQ8PLUS-72-2-US | 290 |  | 5 |  |  | 0.97 |  | Outdoor
NJADRE1558426658 | Administratively Determined Incentive Program | Vineland | 8360 | 2.05 | Residential | Behind the Meter | Yes | Trinity Solar, LLC | Vineland Muni Electric |  | Accepted | 2024-12-04 | 2024-12-18 | 2025-12-18 | Solar Panels | HANWHA | (Q.PEAK DUO BLK ML-G10+ 410) |  | 0.41 | 3 | 93 | 30 |  | Fixed | Roof
NJADRE1558426713 | Administratively Determined Incentive Program | ANDOVER | 7821 | 6.97 | Residential | Behind the Meter | Yes | Trinity Solar, LLC | JCP&L |  | Accepted | 2024-12-04 | 2024-12-18 | 2025-12-18 | Solar Panels | HANWHA | Q.PEAK DUO BLK ML-G10+ 410 |  | 0.41 | 15 | 171 | 27 |  | Fixed | Roof
NJADRE1558426713 | Administratively Determined Incentive Program | ANDOVER | 7821 | 6.97 | Residential | Behind the Meter | Yes | Trinity Solar, LLC | JCP&L |  | Accepted | 2024-12-04 | 2024-12-18 | 2025-12-18 | Inverters | Solar Edge | USE5700H-USMNBL75 | 5760 |  | 1 |  |  | 0.97 |  | Outside
NJADRE1558426713 | Administratively Determined Incentive Program | ANDOVER | 7821 | 6.97 | Residential | Behind the Meter | Yes | Trinity Solar, LLC | JCP&L |  | Accepted | 2024-12-04 | 2024-12-18 | 2025-12-18 | Solar Panels | HANWHA | Q.PEAK DUO BLK ML-G10+ 410 |  | 0.41 | 2 | 351 | 27 |  | Fixed | Roof
NJADRE1558426729 | Administratively Determined Incentive Program | FAIR LAWN | 7410 | 4.92 | Residential | Behind the Meter | Yes | Sunrun Installation Services, Inc. | PSE&G |  | Accepted | 2024-12-04 | 2024-12-18 | 2025-12-18 | Inverters | SolarEdge Technologies | SE3800H-USMN | 3800 |  | 1 |  |  | 0.99 |  | Outdoor | Next to meter
NJADRE1558426729 | Administratively Determined Incentive Program | FAIR LAWN | 7410 | 4.92 | Residential | Behind the Meter | Yes | Sunrun Installation Services, Inc. | PSE&G |  | Accepted | 2024-12-04 | 2024-12-18 | 2025-12-18 | Solar Panels | Hanwha Q-Cells | Q.PEAK DUO BLK ML-G10+ 410 |  | 0.41 | 12 | 251 | 23 |  | Fixed | Roof
NJADRE1558426741 | Administratively Determined Incentive Program | ATCO | 8004 | 6.4 | Residential | Behind the Meter | Yes | PosiGen Developer, LLC | AC Electric |  | Accepted | 2024-12-04 | 2024-12-18 | 2025-12-18 | Solar Panels | SilFab Solar | SIL-400 HC+ |  | 0.4 | 16 | 192 | 18 |  | Fixed | Roof
NJADRE1558426741 | Administratively Determined Incentive Program | ATCO | 8004 | 6.4 | Residential | Behind the Meter | Yes | PosiGen Developer, LLC | AC Electric |  | Accepted | 2024-12-04 | 2024-12-18 | 2025-12-18 | Inverters | SolarEdge | SE5700H-US | 5700 |  | 1 |  |  | 0.99 |  | Outside | within ten feet of meter
NJADRE1558426764 | Administratively Determined Incentive Program | Hamilton Twp | 8610 | 8 | Residential | Behind the Meter | Yes | GenSun Roofing and Solar, LLC | PSE&G |  | Accepted | 2024-12-04 | 2024-12-19 | 2025-12-19 | Solar Panels | LONGI SOLAR | LR5-54HABB- 400W |  | 0.4 | 2 | 206 | 30 |  | Fixed | Roof
NJADRE1558426764 | Administratively Determined Incentive Program | Hamilton Twp | 8610 | 8 | Residential | Behind the Meter | Yes | GenSun Roofing and Solar, LLC | PSE&G |  | Accepted | 2024-12-04 | 2024-12-19 | 2025-12-19 | Inverters | ENPHASE | IQ7PLUS-72-2-US | 5800 |  | 20 |  |  | 0.99 |  | Outside
NJADRE1558426764 | Administratively Determined Incentive Program | Hamilton Twp | 8610 | 8 | Residential | Behind the Meter | Yes | GenSun Roofing and Solar, LLC | PSE&G |  | Accepted | 2024-12-04 | 2024-12-19 | 2025-12-19 | Solar Panels | LONGI SOLAR | LR5-54HABB- 400W |  | 0.4 | 5 | 296 | 30 |  | Fixed | Roof
NJADRE1558426764 | Administratively Determined Incentive Program | Hamilton Twp | 8610 | 8 | Residential | Behind the Meter | Yes | GenSun Roofing and Solar, LLC | PSE&G |  | Accepted | 2024-12-04 | 2024-12-19 | 2025-12-19 | Solar Panels | LONGI SOLAR | LR5-54HABB- 400W |  | 0.4 | 13 | 116 | 30 |  | Fixed | Roof
NJADRE1558426776 | Administratively Determined Incentive Program | HILLSBOROUGH | 8844 | 11.2 | Residential | Behind the Meter | No | Public Service Solar, LLC | PSE&G |  | Accepted | 2024-12-04 | 2024-12-19 | 2025-12-19 | Solar Panels | Panasonic | EVPV400HK |  | 0.4 | 11 | 72 | 34 |  | Fixed | Roof
NJADRE1558426776 | Administratively Determined Incentive Program | HILLSBOROUGH | 8844 | 11.2 | Residential | Behind the Meter | No | Public Service Solar, LLC | PSE&G |  | Accepted | 2024-12-04 | 2024-12-19 | 2025-12-19 | Inverters | Enphase | iQ8HC-72-M-US | 380 |  | 28 |  |  | 0.96 |  | Outdoor | Under panel
NJADRE1558426776 | Administratively Determined Incentive Program | HILLSBOROUGH | 8844 | 11.2 | Residential | Behind the Meter | No | Public Service Solar, LLC | PSE&G |  | Accepted | 2024-12-04 | 2024-12-19 | 2025-12-19 | Solar Panels | Panasonic | EVPV400HK |  | 0.4 | 17 | 252 | 34 |  | Fixed | Roof
NJADRE1558426807 | Administratively Determined Incentive Program | Sicklerville | 8081 | 7.79 | Residential | Behind the Meter | Yes | Trinity Solar, LLC | AC Electric |  | Accepted | 2024-12-04 | 2024-12-18 | 2025-12-18 | Inverters | Tesla | (1538000-XX-Y) | 7600 |  | 1 |  |  | 0.97 |  | Outdoor
NJADRE1558426807 | Administratively Determined Incentive Program | Sicklerville | 8081 | 7.79 | Residential | Behind the Meter | Yes | Trinity Solar, LLC | AC Electric |  | Accepted | 2024-12-04 | 2024-12-18 | 2025-12-18 | Solar Panels | Hanwha | HANWHA 410 (Q.PEAK DUO BLK ML-G10+ 410) |  | 0.41 | 13 | 204 | 34 |  | Fixed | Roof
NJADRE1558426807 | Administratively Determined Incentive Program | Sicklerville | 8081 | 7.79 | Residential | Behind the Meter | Yes | Trinity Solar, LLC | AC Electric |  | Accepted | 2024-12-04 | 2024-12-18 | 2025-12-18 | Solar Panels | Hanwha | HANWHA 410 (Q.PEAK DUO BLK ML-G10+ 410) |  | 0.41 | 6 | 204 | 35 |  | Fixed | Roof
NJADRE1558426809 | Administratively Determined Incentive Program | BRIDGETON | 8302 | 10.4 | Residential | Behind the Meter | Yes | PosiGen Developer, LLC | AC Electric |  | Accepted | 2024-12-04 | 2024-12-18 | 2025-12-18 | Solar Panels | SILFAB | SIL-400 HC+ |  | 0.4 | 20 | 159 | 23 |  | Fixed | Roof
NJADRE1558426809 | Administratively Determined Incentive Program | BRIDGETON | 8302 | 10.4 | Residential | Behind the Meter | Yes | PosiGen Developer, LLC | AC Electric |  | Accepted | 2024-12-04 | 2024-12-18 | 2025-12-18 | Inverters | SOLAREDGE | SE10000H-US | 10000 |  | 1 |  |  | 0.99 |  | Outside | Within ten feet of meter
NJADRE1558426809 | Administratively Determined Incentive Program | BRIDGETON | 8302 | 10.4 | Residential | Behind the Meter | Yes | PosiGen Developer, LLC | AC Electric |  | Accepted | 2024-12-04 | 2024-12-18 | 2025-12-18 | Solar Panels | SILFAB | SIL-400 HC+ |  | 0.4 | 6 | 339 | 23 |  | Fixed | Roof
NJADRE1558426812 | Administratively Determined Incentive Program | Irvington | 7111 | 6.4 | Residential | Behind the Meter | Yes | PosiGen Developer, LLC | PSE&G |  | Accepted | 2024-12-04 | 2024-12-18 | 2025-12-18 | Inverters | SolarEdge | SE5700H-US | 5700 |  | 1 |  |  | 0.99 |  | Outside
NJADRE1558426812 | Administratively Determined Incentive Program | Irvington | 7111 | 6.4 | Residential | Behind the Meter | Yes | PosiGen Developer, LLC | PSE&G |  | Accepted | 2024-12-04 | 2024-12-18 | 2025-12-18 | Solar Panels | SilFab Solar | SIL-400 HC+ |  | 0.4 | 2 | 125 | 30 |  | Fixed | Roof
NJADRE1558426812 | Administratively Determined Incentive Program | Irvington | 7111 | 6.4 | Residential | Behind the Meter | Yes | PosiGen Developer, LLC | PSE&G |  | Accepted | 2024-12-04 | 2024-12-18 | 2025-12-18 | Solar Panels | SilFab Solar | SIL-400 HC+ |  | 0.4 | 10 | 305 | 30 |  | Fixed | Roof
NJADRE1558426812 | Administratively Determined Incentive Program | Irvington | 7111 | 6.4 | Residential | Behind the Meter | Yes | PosiGen Developer, LLC | PSE&G |  | Accepted | 2024-12-04 | 2024-12-18 | 2025-12-18 | Solar Panels | SilFab Solar | SIL-400 HC+ |  | 0.4 | 4 | 125 | 14 |  | Fixed | Roof
NJADRE1558426917 | Administratively Determined Incentive Program | Beachwood | 8722 | 8.2 | Residential | Behind the Meter | Yes | Sunrun Installation Services, Inc. | JCP&L |  | Accepted | 2024-12-04 | 2024-12-18 | 2025-12-18 | Inverters | SolarEdge Technologies | SE5700H-USMN | 5760 |  | 1 |  |  | 0.99 |  | Outdoor | Next to meter
NJADRE1558426917 | Administratively Determined Incentive Program | Beachwood | 8722 | 8.2 | Residential | Behind the Meter | Yes | Sunrun Installation Services, Inc. | JCP&L |  | Accepted | 2024-12-04 | 2024-12-18 | 2025-12-18 | Solar Panels | Hanwha Q-Cells | Q.PEAK DUO BLK ML-G10+ 410 |  | 0.41 | 14 | 305 | 22 |  | Fixed | Roof
NJADRE1558426917 | Administratively Determined Incentive Program | Beachwood | 8722 | 8.2 | Residential | Behind the Meter | Yes | Sunrun Installation Services, Inc. | JCP&L |  | Accepted | 2024-12-04 | 2024-12-18 | 2025-12-18 | Solar Panels | Hanwha Q-Cells | Q.PEAK DUO BLK ML-G10+ 410 |  | 0.41 | 6 | 125 | 22 |  | Fixed | Roof
NJADRE1558426934 | Administratively Determined Incentive Program | Sicklerville | 8081 | 9.43 | Residential | Behind the Meter | Yes | Trinity Solar, LLC | AC Electric |  | Accepted | 2024-12-04 | 2024-12-18 | 2025-12-18 | Solar Panels | HANWHA | Q.PEAK DUO BLK ML-G10+ 410 |  | 0.41 | 23 | 145 | 23 |  | Fixed | Roof
NJADRE1558426934 | Administratively Determined Incentive Program | Sicklerville | 8081 | 9.43 | Residential | Behind the Meter | Yes | Trinity Solar, LLC | AC Electric |  | Accepted | 2024-12-04 | 2024-12-18 | 2025-12-18 | Inverters | TESLA | Tesla 7.6KW 1538000-XX-Y | 7600 |  | 1 |  |  | 0.97 |  | Outside
NJADRE1558427021 | Administratively Determined Incentive Program | Mckee City | 8234 | 7.47 | Residential | Behind the Meter | Yes | SunnyMac, LLC | AC Electric |  | Accepted | 2024-12-04 | 2024-12-23 | 2025-12-23 | Meters | SolarEdge Technologies Inc. | SolarEdge Built-in Consumption Monitor |  |  | 1 |  |  |  | Yes | Outdoor
NJADRE1558427021 | Administratively Determined Incentive Program | Mckee City | 8234 | 7.47 | Residential | Behind the Meter | Yes | SunnyMac, LLC | AC Electric |  | Accepted | 2024-12-04 | 2024-12-23 | 2025-12-23 | Solar Panels | Qcells | Q.PEAK DUO BLK ML-G10+ 415 |  | 0.415 | 14 | 111 | 26 |  | Fixed | Roof
NJADRE1558427021 | Administratively Determined Incentive Program | Mckee City | 8234 | 7.47 | Residential | Behind the Meter | Yes | SunnyMac, LLC | AC Electric |  | Accepted | 2024-12-04 | 2024-12-23 | 2025-12-23 | Inverters | SolarEdge Technologies Inc. | SE7600H-USMNUBL15 | 7600 |  | 1 |  |  | 0.99 |  | Outdoor
NJADRE1558427021 | Administratively Determined Incentive Program | Mckee City | 8234 | 7.47 | Residential | Behind the Meter | Yes | SunnyMac, LLC | AC Electric |  | Accepted | 2024-12-04 | 2024-12-23 | 2025-12-23 | Solar Panels | Qcells | Q.PEAK DUO BLK ML-G10+ 415 |  | 0.415 | 4 | 291 | 26 |  | Fixed | Roof
NJADRE1558427032 | Administratively Determined Incentive Program | NEWARK | 7112 | 3.28 | Residential | Behind the Meter | Yes | Pro Custom Solar dba Momentum Solar | PSE&G |  | Accepted | 2024-12-04 | 2024-12-18 | 2025-12-18 | Solar Panels | Hanwha | Q.PEAK DUO BLK ML-G10+410 |  | 0.41 | 3 | 306 | 25 |  | Fixed | Roof
NJADRE1558427032 | Administratively Determined Incentive Program | NEWARK | 7112 | 3.28 | Residential | Behind the Meter | Yes | Pro Custom Solar dba Momentum Solar | PSE&G |  | Accepted | 2024-12-04 | 2024-12-18 | 2025-12-18 | Inverters | Enphase | IQ8HC-72-M-DOM-US | 380 |  | 8 |  |  | 0.97 |  | Outdoor
NJADRE1558427032 | Administratively Determined Incentive Program | NEWARK | 7112 | 3.28 | Residential | Behind the Meter | Yes | Pro Custom Solar dba Momentum Solar | PSE&G |  | Accepted | 2024-12-04 | 2024-12-18 | 2025-12-18 | Solar Panels | Hanwha | Q.PEAK DUO BLK ML-G10+410 |  | 0.41 | 5 | 36 | 25 |  | Fixed | Roof
NJADRE1558427044 | Administratively Determined Incentive Program | BLACKWOOD | 8012 | 14.76 | Residential | Behind the Meter | Yes | Define Solar, LLC | PSE&G |  | Accepted | 2024-12-19 | 2025-01-03 | 2026-01-03 | Inverters | Enphase | IQ8PLUS-72-2-US | 290 |  | 36 |  |  | 0.976 |  | Outside | Under each pv panel
NJADRE1558427044 | Administratively Determined Incentive Program | BLACKWOOD | 8012 | 14.76 | Residential | Behind the Meter | Yes | Define Solar, LLC | PSE&G |  | Accepted | 2024-12-19 | 2025-01-03 | 2026-01-03 | Solar Panels | Znshine | ZXM7-SH108 410W |  | 0.41 | 36 | 180 | 30 |  | Fixed | Ground
NJADRE1558427091 | Administratively Determined Incentive Program | PENNSAUKEN TOWNSHIP | 8109 | 11.34 | Residential | Behind the Meter | Yes | Onsite Energy, Inc. | PSE&G |  | Accepted | 2024-12-08 | 2024-12-23 | 2025-12-23 | Solar Panels | SILFAB | SIL-420 QD |  | 0.42 | 16 | 141 | 6 |  | Fixed | Roof
NJADRE1558427091 | Administratively Determined Incentive Program | PENNSAUKEN TOWNSHIP | 8109 | 11.34 | Residential | Behind the Meter | Yes | Onsite Energy, Inc. | PSE&G |  | Accepted | 2024-12-08 | 2024-12-23 | 2025-12-23 | Meters | SOLAREDGE TECHNOLOGIES | SE-1000-ZBGW-K-NA |  |  | 1 |  |  |  | Yes | Outdoor
NJADRE1558427091 | Administratively Determined Incentive Program | PENNSAUKEN TOWNSHIP | 8109 | 11.34 | Residential | Behind the Meter | Yes | Onsite Energy, Inc. | PSE&G |  | Accepted | 2024-12-08 | 2024-12-23 | 2025-12-23 | Inverters | SOLAREDGE TECHNOLOGIES | SE10000H-US | 10000 |  | 1 |  |  | 0.954 |  | Outside | EXTERIOR
NJADRE1558427091 | Administratively Determined Incentive Program | PENNSAUKEN TOWNSHIP | 8109 | 11.34 | Residential | Behind the Meter | Yes | Onsite Energy, Inc. | PSE&G |  | Accepted | 2024-12-08 | 2024-12-23 | 2025-12-23 | Solar Panels | SILFAB | SIL-420 QD |  | 0.42 | 8 | 141 | 18 |  | Fixed | Roof
NJADRE1558427091 | Administratively Determined Incentive Program | PENNSAUKEN TOWNSHIP | 8109 | 11.34 | Residential | Behind the Meter | Yes | Onsite Energy, Inc. | PSE&G |  | Accepted | 2024-12-08 | 2024-12-23 | 2025-12-23 | Solar Panels | SILFAB | SIL-420 QD |  | 0.42 | 3 | 321 | 18 |  | Fixed | Roof
NJADRE1558427980 | Administratively Determined Incentive Program | Beverly | 8010 | 5.4 | Residential | Behind the Meter | Yes | SunnyMac, LLC | PSE&G |  | Accepted | 2024-12-04 | 2024-12-18 | 2025-12-18 | Meters | SolarEdge Technologies Inc. | SolarEdge Built-in Consumption Monitor (BEI4, BNI4, BNC |  |  | 1 |  |  |  | Yes | Outdoor
NJADRE1558427980 | Administratively Determined Incentive Program | Beverly | 8010 | 5.4 | Residential | Behind the Meter | Yes | SunnyMac, LLC | PSE&G |  | Accepted | 2024-12-04 | 2024-12-18 | 2025-12-18 | Inverters | SolarEdge Technologies Inc. | SE5700H-USMNUBL15 (Domestic) | 5700 |  | 1 |  |  | 0.99 |  | Outdoor
NJADRE1558427980 | Administratively Determined Incentive Program | Beverly | 8010 | 5.4 | Residential | Behind the Meter | Yes | SunnyMac, LLC | PSE&G |  | Accepted | 2024-12-04 | 2024-12-18 | 2025-12-18 | Solar Panels | Qcells | Q.PEAK DUO BLK ML-G10+ 415 |  | 0.415 | 13 | 143 | 36 |  | Fixed | Roof
NJADRE1558450220 | Administratively Determined Incentive Program | South Brunswick | 8852 | 5.74 | Residential | Behind the Meter | Yes | Sunrun Installation Services, Inc. | PSE&G |  | Accepted | 2024-12-05 | 2024-12-18 | 2025-12-18 | Inverters | SolarEdge Technologies | SE7600H-USMN | 7600 |  | 1 |  |  | 0.99 |  | Outside
NJADRE1558450220 | Administratively Determined Incentive Program | South Brunswick | 8852 | 5.74 | Residential | Behind the Meter | Yes | Sunrun Installation Services, Inc. | PSE&G |  | Accepted | 2024-12-05 | 2024-12-18 | 2025-12-18 | Solar Panels | Hanwha Q Cells | Q.PEAK DUO BLK ML-G10+ 410 |  | 0.41 | 10 | 304 | 37 |  | Fixed | Roof
NJADRE1558450220 | Administratively Determined Incentive Program | South Brunswick | 8852 | 5.74 | Residential | Behind the Meter | Yes | Sunrun Installation Services, Inc. | PSE&G |  | Accepted | 2024-12-05 | 2024-12-18 | 2025-12-18 | Solar Panels | Hanwha Q Cells | Q.PEAK DUO BLK ML-G10+ 410 |  | 0.41 | 4 | 35 | 37 |  | Fixed | Roof
NJADRE1558470084 | Administratively Determined Incentive Program | VINELAND | 8360 | 7.29 | Residential | Behind the Meter | Yes | Sunrun Installation Services, Inc. | Vineland Muni Electric |  | Accepted | 2024-12-05 | 2024-12-18 | 2025-12-18 | Inverters | SOLAREDGE TECHNOLOGIES | SE6000H-USSN | 6000 |  | 1 |  |  | 0.99 |  | Outdoor
NJADRE1558470084 | Administratively Determined Incentive Program | VINELAND | 8360 | 7.29 | Residential | Behind the Meter | Yes | Sunrun Installation Services, Inc. | Vineland Muni Electric |  | Accepted | 2024-12-05 | 2024-12-18 | 2025-12-18 | Solar Panels | HANWHA Q-CELLS | Q.PEAK DUO BLK ML-G10+ 405 |  | 0.405 | 18 | 184 | 18 |  | Fixed | Roof
NJADRE1558470106 | Administratively Determined Incentive Program | Stanhope | 7874 | 9.43 | Residential | Behind the Meter | Yes | Trinity Solar, LLC | JCP&L |  | Accepted | 2024-12-05 | 2024-12-18 | 2025-12-18 | Electric Storage Battery | Tesla | Tesla Powerwall 3 |  |  | 2 |  |  |  | Lithium Ion |  | Inside
NJADRE1558470106 | Administratively Determined Incentive Program | Stanhope | 7874 | 9.43 | Residential | Behind the Meter | Yes | Trinity Solar, LLC | JCP&L |  | Accepted | 2024-12-05 | 2024-12-18 | 2025-12-18 | Inverters | Tesla | Tesla Powerwall 3 | 11500 |  | 2 |  |  | 0.97 |  | Outdoor
NJADRE1558470106 | Administratively Determined Incentive Program | Stanhope | 7874 | 9.43 | Residential | Behind the Meter | Yes | Trinity Solar, LLC | JCP&L |  | Accepted | 2024-12-05 | 2024-12-18 | 2025-12-18 | Solar Panels | Hanwha | HANWHA 410 (Q.PEAK DUO BLK ML-G10+ 410) |  | 0.41 | 10 | 74 | 30 |  | Fixed | Roof
NJADRE1558470106 | Administratively Determined Incentive Program | Stanhope | 7874 | 9.43 | Residential | Behind the Meter | Yes | Trinity Solar, LLC | JCP&L |  | Accepted | 2024-12-05 | 2024-12-18 | 2025-12-18 | Solar Panels | Hanwha | HANWHA 410 (Q.PEAK DUO BLK ML-G10+ 410) |  | 0.41 | 13 | 254 | 30 |  | Fixed | Roof
NJADRE1558470189 | Administratively Determined Incentive Program | Manchester | 8759 | 15.3 | Residential | Behind the Meter | No | Powerlutions, LLC | JCP&L |  | Accepted | 2024-12-05 | 2024-12-19 | 2025-12-19 | Solar Panels | Trina | TSM-425NE09RC.05 |  | 0.425 | 11 | 234 | 21 |  | Fixed | Roof
NJADRE1558470189 | Administratively Determined Incentive Program | Manchester | 8759 | 15.3 | Residential | Behind the Meter | No | Powerlutions, LLC | JCP&L |  | Accepted | 2024-12-05 | 2024-12-19 | 2025-12-19 | Solar Panels | Trina | TSM-425NE09RC.05 |  | 0.425 | 13 | 54 | 21 |  | Fixed | Roof
NJADRE1558470189 | Administratively Determined Incentive Program | Manchester | 8759 | 15.3 | Residential | Behind the Meter | No | Powerlutions, LLC | JCP&L |  | Accepted | 2024-12-05 | 2024-12-19 | 2025-12-19 | Solar Panels | Trina | TSM-425NE09RC.05 |  | 0.425 | 4 | 234 | 20 |  | Fixed | Roof
NJADRE1558470189 | Administratively Determined Incentive Program | Manchester | 8759 | 15.3 | Residential | Behind the Meter | No | Powerlutions, LLC | JCP&L |  | Accepted | 2024-12-05 | 2024-12-19 | 2025-12-19 | Inverters | Enphase | IQ8M-72-2-US | 325 |  | 36 |  |  | 0.98 |  | Outdoor
NJADRE1558470189 | Administratively Determined Incentive Program | Manchester | 8759 | 15.3 | Residential | Behind the Meter | No | Powerlutions, LLC | JCP&L |  | Accepted | 2024-12-05 | 2024-12-19 | 2025-12-19 | Solar Panels | Trina | TSM-425NE09RC.05 |  | 0.425 | 8 | 54 | 20 |  | Fixed | Roof
NJADRE1558470190 | Administratively Determined Incentive Program | Somerdale | 8083 | 6 | Residential | Behind the Meter | No | Big Wave Roofing and Solar, LLC | PSE&G |  | Accepted | 2024-12-05 | 2024-12-30 | 2025-12-30 | Solar Panels | Longi | LR5-54HABB-400M |  | 0.4 | 6 | 240 | 23 |  | Fixed | Roof
NJADRE1558470190 | Administratively Determined Incentive Program | Somerdale | 8083 | 6 | Residential | Behind the Meter | No | Big Wave Roofing and Solar, LLC | PSE&G |  | Accepted | 2024-12-05 | 2024-12-30 | 2025-12-30 | Meters | Enphase Energy Inc | X-IQ-AM1-240-5C |  |  | 1 |  |  |  | Yes | Outdoor
NJADRE1558470190 | Administratively Determined Incentive Program | Somerdale | 8083 | 6 | Residential | Behind the Meter | No | Big Wave Roofing and Solar, LLC | PSE&G |  | Accepted | 2024-12-05 | 2024-12-30 | 2025-12-30 | Solar Panels | Longi | LR5-54HABB-400M |  | 0.4 | 6 | 150 | 23 |  | Fixed | Roof
NJADRE1558470190 | Administratively Determined Incentive Program | Somerdale | 8083 | 6 | Residential | Behind the Meter | No | Big Wave Roofing and Solar, LLC | PSE&G |  | Accepted | 2024-12-05 | 2024-12-30 | 2025-12-30 | Solar Panels | Longi | LR5-54HABB-400M |  | 0.4 | 3 | 150 | 23 |  | Fixed | Roof
NJADRE1558470190 | Administratively Determined Incentive Program | Somerdale | 8083 | 6 | Residential | Behind the Meter | No | Big Wave Roofing and Solar, LLC | PSE&G |  | Accepted | 2024-12-05 | 2024-12-30 | 2025-12-30 | Inverters | Enphase Energy Inc | IQ8HC-72-M-DOM-US | 290 |  | 15 |  |  | 0.99 |  | Outdoor
NJADRE1558470198 | Administratively Determined Incentive Program | Paterson | 7522 | 5.74 | Residential | Behind the Meter | Yes | Trinity Solar, LLC | PSE&G |  | Accepted | 2024-12-05 | 2024-12-18 | 2025-12-18 | Inverters | Solar Edge | SE5700H-US | 5760 |  | 1 |  |  | 0.97 |  | Outdoor
NJADRE1558470198 | Administratively Determined Incentive Program | Paterson | 7522 | 5.74 | Residential | Behind the Meter | Yes | Trinity Solar, LLC | PSE&G |  | Accepted | 2024-12-05 | 2024-12-18 | 2025-12-18 | Solar Panels | HANWHA | (Q.PEAK DUO BLK ML-G10+ 410) |  | 0.41 | 14 | 229 | 30 |  | Fixed | Roof
NJADRE1558470204 | Administratively Determined Incentive Program | Hammonton | 8037 | 11.48 | Residential | Behind the Meter | Yes | Sun Up Zero Down, LLC | AC Electric |  | Accepted | 2024-12-05 | 2024-12-18 | 2025-12-18 | Inverters | Enphase | IQ8PLUS-72-2-US | 290 |  | 27 |  |  | 0.976 |  | Outdoor
NJADRE1558470204 | Administratively Determined Incentive Program | Hammonton | 8037 | 11.48 | Residential | Behind the Meter | Yes | Sun Up Zero Down, LLC | AC Electric |  | Accepted | 2024-12-05 | 2024-12-18 | 2025-12-18 | Solar Panels | Trina | TSM-425-NE09RC.05 |  | 0.425 | 27 | 131 | 40 |  | Fixed | Roof
NJADRE1558470204 | Administratively Determined Incentive Program | Hammonton | 8037 | 11.48 | Residential | Behind the Meter | Yes | Sun Up Zero Down, LLC | AC Electric |  | Accepted | 2024-12-05 | 2024-12-18 | 2025-12-18 | Meters | Enphase | TBD |  |  | 1 |  |  |  | Yes | Outdoor
NJADRE1558470252 | Administratively Determined Incentive Program | Newark | 7108 | 5.2 | Residential | Behind the Meter | Yes | PosiGen Developer, LLC | PSE&G |  | Accepted | 2024-12-05 | 2024-12-18 | 2025-12-18 | Solar Panels | SilFab Solar | SIL-400 HC+ |  | 0.4 | 13 | 288 | 27 |  | Fixed | Roof
NJADRE1558470252 | Administratively Determined Incentive Program | Newark | 7108 | 5.2 | Residential | Behind the Meter | Yes | PosiGen Developer, LLC | PSE&G |  | Accepted | 2024-12-05 | 2024-12-18 | 2025-12-18 | Inverters | SolarEdge | SE5700H-US | 5700 |  | 1 |  |  | 0.99 |  | Outside | within ten feet of meter
NJADRE1558470255 | Administratively Determined Incentive Program | SOMERS POINT | 8244 | 17.85 | Residential | Behind the Meter | Yes | Sun Up Zero Down, LLC | AC Electric |  | Accepted | 2024-12-05 | 2024-12-19 | 2025-12-19 | Meters | Enphase | TBD |  |  | 1 |  |  |  | Yes | Outdoor
NJADRE1558470255 | Administratively Determined Incentive Program | SOMERS POINT | 8244 | 17.85 | Residential | Behind the Meter | Yes | Sun Up Zero Down, LLC | AC Electric |  | Accepted | 2024-12-05 | 2024-12-19 | 2025-12-19 | Solar Panels | Trina | TSM-425-NE09RC.05 |  | 0.425 | 42 | 132 | 65 |  | Fixed | Roof
NJADRE1558470255 | Administratively Determined Incentive Program | SOMERS POINT | 8244 | 17.85 | Residential | Behind the Meter | Yes | Sun Up Zero Down, LLC | AC Electric |  | Accepted | 2024-12-05 | 2024-12-19 | 2025-12-19 | Inverters | Enphase | IQ8PLUS-72-2-US | 290 |  | 42 |  |  | 0.976 |  | Outdoor
NJADRE1558470267 | Administratively Determined Incentive Program | LINDEN CITY | 7036 | 8.2 | Residential | Behind the Meter | Yes | Sunrun Installation Services, Inc. | PSE&G |  | Accepted | 2024-12-05 | 2024-12-18 | 2025-12-18 | Solar Panels | HANWHA Q-CELLS | Q.PEAK DUO BLK ML-G10+ 410 |  | 0.41 | 14 | 40 | 29 |  | Fixed | Roof
NJADRE1558470267 | Administratively Determined Incentive Program | LINDEN CITY | 7036 | 8.2 | Residential | Behind the Meter | Yes | Sunrun Installation Services, Inc. | PSE&G |  | Accepted | 2024-12-05 | 2024-12-18 | 2025-12-18 | Solar Panels | HANWHA Q-CELLS | Q.PEAK DUO BLK ML-G10+ 410 |  | 0.41 | 3 | 219 | 26 |  | Fixed | Roof
NJADRE1558470267 | Administratively Determined Incentive Program | LINDEN CITY | 7036 | 8.2 | Residential | Behind the Meter | Yes | Sunrun Installation Services, Inc. | PSE&G |  | Accepted | 2024-12-05 | 2024-12-18 | 2025-12-18 | Inverters | SOLAREDGE TECHNOLOGIES | SE5700H-USMN | 5760 |  | 1 |  |  | 0.99 |  | Outdoor
NJADRE1558470267 | Administratively Determined Incentive Program | LINDEN CITY | 7036 | 8.2 | Residential | Behind the Meter | Yes | Sunrun Installation Services, Inc. | PSE&G |  | Accepted | 2024-12-05 | 2024-12-18 | 2025-12-18 | Solar Panels | HANWHA Q-CELLS | Q.PEAK DUO BLK ML-G10+ 410 |  | 0.41 | 3 | 219 | 13 |  | Fixed | Roof
NJADRE1558470290 | Administratively Determined Incentive Program | Brick Twp | 8723 | 11.07 | Residential | Behind the Meter | Yes | Trinity Solar, LLC | JCP&L |  | Accepted | 2024-12-05 | 2024-12-18 | 2025-12-18 | Electric Storage Battery | Tesla | Powerwall 3 (1707000-xx-y) |  |  | 2 |  |  |  | Lithium Ion |  | outdoor
NJADRE1558470290 | Administratively Determined Incentive Program | Brick Twp | 8723 | 11.07 | Residential | Behind the Meter | Yes | Trinity Solar, LLC | JCP&L |  | Accepted | 2024-12-05 | 2024-12-18 | 2025-12-18 | Solar Panels | HANWHA | (Q.PEAK DUO BLK ML-G10+ 410) |  | 0.41 | 23 | 123 | 24 |  | Fixed | Roof
NJADRE1558470290 | Administratively Determined Incentive Program | Brick Twp | 8723 | 11.07 | Residential | Behind the Meter | Yes | Trinity Solar, LLC | JCP&L |  | Accepted | 2024-12-05 | 2024-12-18 | 2025-12-18 | Inverters | Tesla | Powerwall 3 (1707000-xx-y) | 11500 |  | 2 |  |  | 0.97 |  | Outdoor
NJADRE1558470290 | Administratively Determined Incentive Program | Brick Twp | 8723 | 11.07 | Residential | Behind the Meter | Yes | Trinity Solar, LLC | JCP&L |  | Accepted | 2024-12-05 | 2024-12-18 | 2025-12-18 | Solar Panels | HANWHA | (Q.PEAK DUO BLK ML-G10+ 410) |  | 0.41 | 4 | 303 | 24 |  | Fixed | Roof
NJADRE1558470312 | Administratively Determined Incentive Program | STOCKHOLM | 7460 | 7.09 | Residential | Behind the Meter | No | SmartRoof LLC | JCP&L |  | Accepted | 2024-12-05 | 2024-12-23 | 2025-12-23 | Solar Panels | jinko | jkm545m |  | 0.545 | 3 | 184 | 27 |  | Fixed | Roof
NJADRE1558470312 | Administratively Determined Incentive Program | STOCKHOLM | 7460 | 7.09 | Residential | Behind the Meter | No | SmartRoof LLC | JCP&L |  | Accepted | 2024-12-05 | 2024-12-23 | 2025-12-23 | Inverters | enphase | 1q8+ | 290 |  | 13 |  |  | 0.98 |  | Outdoor
NJADRE1558470312 | Administratively Determined Incentive Program | STOCKHOLM | 7460 | 7.09 | Residential | Behind the Meter | No | SmartRoof LLC | JCP&L |  | Accepted | 2024-12-05 | 2024-12-23 | 2025-12-23 | Solar Panels | jinko | jkm545m |  | 0.545 | 10 | 184 | 27 |  | Fixed | Roof
NJADRE1558470352 | Administratively Determined Incentive Program | Mantua Twp | 8080 | 9.84 | Residential | Behind the Meter | Yes | Trinity Solar, LLC | AC Electric |  | Accepted | 2024-12-05 | 2024-12-19 | 2025-12-19 | Solar Panels | HANWHA | Q.PEAK DUO BLK ML-G10+ 410 |  | 0.41 | 12 | 110 | 30 |  | Fixed | Roof
NJADRE1558470352 | Administratively Determined Incentive Program | Mantua Twp | 8080 | 9.84 | Residential | Behind the Meter | Yes | Trinity Solar, LLC | AC Electric |  | Accepted | 2024-12-05 | 2024-12-19 | 2025-12-19 | Solar Panels | HANWHA | Q.PEAK DUO BLK ML-G10+ 410 |  | 0.41 | 8 | 110 | 10 |  | Fixed | Roof
NJADRE1558470352 | Administratively Determined Incentive Program | Mantua Twp | 8080 | 9.84 | Residential | Behind the Meter | Yes | Trinity Solar, LLC | AC Electric |  | Accepted | 2024-12-05 | 2024-12-19 | 2025-12-19 | Inverters | Solar Edge | SE7600H-US | 7600 |  | 1 |  |  | 0.97 |  | Outside
NJADRE1558470352 | Administratively Determined Incentive Program | Mantua Twp | 8080 | 9.84 | Residential | Behind the Meter | Yes | Trinity Solar, LLC | AC Electric |  | Accepted | 2024-12-05 | 2024-12-19 | 2025-12-19 | Solar Panels | HANWHA | Q.PEAK DUO BLK ML-G10+ 410 |  | 0.41 | 4 | 110 | 30 |  | Fixed | Roof
NJADRE1558470416 | Administratively Determined Incentive Program | WEST DEPTFORD | 8093 | 9.84 | Residential | Behind the Meter | Yes | Pro Custom Solar dba Momentum Solar | PSE&G |  | Accepted | 2024-12-05 | 2024-12-19 | 2025-12-19 | Solar Panels | Hanwha | Q.PEAK DUO BLK ML-G10+410 |  | 0.41 | 15 | 246 | 22 |  | Fixed | Roof
NJADRE1558470416 | Administratively Determined Incentive Program | WEST DEPTFORD | 8093 | 9.84 | Residential | Behind the Meter | Yes | Pro Custom Solar dba Momentum Solar | PSE&G |  | Accepted | 2024-12-05 | 2024-12-19 | 2025-12-19 | Solar Panels | Hanwha | Q.PEAK DUO BLK ML-G10+410 |  | 0.41 | 6 | 346 | 11 |  | Fixed | Roof
NJADRE1558470416 | Administratively Determined Incentive Program | WEST DEPTFORD | 8093 | 9.84 | Residential | Behind the Meter | Yes | Pro Custom Solar dba Momentum Solar | PSE&G |  | Accepted | 2024-12-05 | 2024-12-19 | 2025-12-19 | Inverters | Enphase | IQ8HC-72-M-DOM-US | 380 |  | 24 |  |  | 0.97 |  | Outdoor
NJADRE1558470416 | Administratively Determined Incentive Program | WEST DEPTFORD | 8093 | 9.84 | Residential | Behind the Meter | Yes | Pro Custom Solar dba Momentum Solar | PSE&G |  | Accepted | 2024-12-05 | 2024-12-19 | 2025-12-19 | Solar Panels | Hanwha | Q.PEAK DUO BLK ML-G10+410 |  | 0.41 | 3 | 166 | 19 |  | Fixed | Roof
NJADRE1558470470 | Administratively Determined Incentive Program | Ocean | 7712 | 10.66 | Residential | Behind the Meter | Yes | Sunrun Installation Services, Inc. | JCP&L |  | Accepted | 2024-12-05 | 2024-12-19 | 2025-12-19 | Solar Panels | Hanwha Q-Cells | Q.PEAK DUO BLK ML-G10+ 410 |  | 0.41 | 6 | 16 | 16 |  | Fixed | Roof
NJADRE1558470470 | Administratively Determined Incentive Program | Ocean | 7712 | 10.66 | Residential | Behind the Meter | Yes | Sunrun Installation Services, Inc. | JCP&L |  | Accepted | 2024-12-05 | 2024-12-19 | 2025-12-19 | Solar Panels | Hanwha Q-Cells | Q.PEAK DUO BLK ML-G10+ 410 |  | 0.41 | 2 | 16 | 16 |  | Fixed | Roof
NJADRE1558470470 | Administratively Determined Incentive Program | Ocean | 7712 | 10.66 | Residential | Behind the Meter | Yes | Sunrun Installation Services, Inc. | JCP&L |  | Accepted | 2024-12-05 | 2024-12-19 | 2025-12-19 | Solar Panels | Hanwha Q-Cells | Q.PEAK DUO BLK ML-G10+ 410 |  | 0.41 | 12 | 196 | 16 |  | Fixed | Roof
NJADRE1558470470 | Administratively Determined Incentive Program | Ocean | 7712 | 10.66 | Residential | Behind the Meter | Yes | Sunrun Installation Services, Inc. | JCP&L |  | Accepted | 2024-12-05 | 2024-12-19 | 2025-12-19 | Solar Panels | Hanwha Q-Cells | Q.PEAK DUO BLK ML-G10+ 410 |  | 0.41 | 6 | 196 | 16 |  | Fixed | Roof
NJADRE1558470470 | Administratively Determined Incentive Program | Ocean | 7712 | 10.66 | Residential | Behind the Meter | Yes | Sunrun Installation Services, Inc. | JCP&L |  | Accepted | 2024-12-05 | 2024-12-19 | 2025-12-19 | Inverters | SolarEdge Technologies | SE7600H-USMN | 7600 |  | 1 |  |  | 0.99 |  | Outdoor | Next to meter
NJADRE1558470930 | Administratively Determined Incentive Program | New Egypt | 8533 | 9.02 | Residential | Behind the Meter | No | Trinity Solar, LLC | JCP&L |  | Accepted | 2024-12-05 | 2024-12-19 | 2025-12-19 | Solar Panels | HANWHA | Q.PEAK DUO BLK ML-G10+ 410 |  | 0.41 | 2 | 258 | 37 |  | Fixed | Roof
NJADRE1558470930 | Administratively Determined Incentive Program | New Egypt | 8533 | 9.02 | Residential | Behind the Meter | No | Trinity Solar, LLC | JCP&L |  | Accepted | 2024-12-05 | 2024-12-19 | 2025-12-19 | Inverters | TESLA | 1538000-XX-Y | 7600 |  | 1 |  |  | 0.97 |  | Outside
NJADRE1558470930 | Administratively Determined Incentive Program | New Egypt | 8533 | 9.02 | Residential | Behind the Meter | No | Trinity Solar, LLC | JCP&L |  | Accepted | 2024-12-05 | 2024-12-19 | 2025-12-19 | Solar Panels | HANWHA | Q.PEAK DUO BLK ML-G10+ 410 |  | 0.41 | 20 | 258 | 29 |  | Fixed | Roof
NJADRE1558471007 | Administratively Determined Incentive Program | North Brunswick | 8902 | 7.79 | Residential | Behind the Meter | Yes | Pro Custom Solar dba Momentum Solar | PSE&G |  | Accepted | 2024-12-05 | 2024-12-19 | 2025-12-19 | Solar Panels | hanwha | q.peak duo blk ml-g10+410 |  | 0.41 | 14 | 242 | 37 |  | Fixed | Roof
NJADRE1558471007 | Administratively Determined Incentive Program | North Brunswick | 8902 | 7.79 | Residential | Behind the Meter | Yes | Pro Custom Solar dba Momentum Solar | PSE&G |  | Accepted | 2024-12-05 | 2024-12-19 | 2025-12-19 | Solar Panels | hanwha | q.peak duo blk ml-g10+410 |  | 0.41 | 5 | 62 | 35 |  | Fixed | Roof
NJADRE1558471007 | Administratively Determined Incentive Program | North Brunswick | 8902 | 7.79 | Residential | Behind the Meter | Yes | Pro Custom Solar dba Momentum Solar | PSE&G |  | Accepted | 2024-12-05 | 2024-12-19 | 2025-12-19 | Inverters | ENPHASE | IQ8HC-72-M-DOM-US | 380 |  | 19 |  |  | 0.97 |  | Outside
NJADRE1558471106 | Administratively Determined Incentive Program | Paterson | 7501 | 5.33 | Residential | Behind the Meter | Yes | Trinity Solar, LLC | PSE&G |  | Accepted | 2024-12-05 | 2024-12-19 | 2025-12-19 | Inverters | Solar Edge | USE5700H-USMNBL75 | 5700 |  | 1 |  |  | 0.97 |  | Outdoor
NJADRE1558471106 | Administratively Determined Incentive Program | Paterson | 7501 | 5.33 | Residential | Behind the Meter | Yes | Trinity Solar, LLC | PSE&G |  | Accepted | 2024-12-05 | 2024-12-19 | 2025-12-19 | Solar Panels | Hanwha | HANWHA 410 (Q.PEAK DUO BLK ML-G10+ 410) |  | 0.41 | 13 | 93 | 32 |  | Fixed | Roof
NJADRE1558471172 | Administratively Determined Incentive Program | East Orange | 7017 | 5.59 | Residential | Behind the Meter | Yes | PosiGen Developer, LLC | PSE&G |  | Accepted | 2024-12-05 | 2024-12-19 | 2025-12-19 | Solar Panels | SILFAB | SIL430QD |  | 0.43 | 2 | 290 | 43 |  | Fixed | Roof
NJADRE1558471172 | Administratively Determined Incentive Program | East Orange | 7017 | 5.59 | Residential | Behind the Meter | Yes | PosiGen Developer, LLC | PSE&G |  | Accepted | 2024-12-05 | 2024-12-19 | 2025-12-19 | Inverters | SOLAREDGE | SE5700H-US | 5700 |  | 1 |  |  | 0.99 |  | Outside | WITHIN TEN FEET OF METER
NJADRE1558471172 | Administratively Determined Incentive Program | East Orange | 7017 | 5.59 | Residential | Behind the Meter | Yes | PosiGen Developer, LLC | PSE&G |  | Accepted | 2024-12-05 | 2024-12-19 | 2025-12-19 | Solar Panels | SILFAB | SIL430QD |  | 0.43 | 6 | 110 | 45 |  | Fixed | Roof
NJADRE1558471172 | Administratively Determined Incentive Program | East Orange | 7017 | 5.59 | Residential | Behind the Meter | Yes | PosiGen Developer, LLC | PSE&G |  | Accepted | 2024-12-05 | 2024-12-19 | 2025-12-19 | Solar Panels | SILFAB | SIL430QD |  | 0.43 | 3 | 110 | 14 |  | Fixed | Roof
NJADRE1558471172 | Administratively Determined Incentive Program | East Orange | 7017 | 5.59 | Residential | Behind the Meter | Yes | PosiGen Developer, LLC | PSE&G |  | Accepted | 2024-12-05 | 2024-12-19 | 2025-12-19 | Solar Panels | SILFAB | SIL430QD |  | 0.43 | 2 | 110 | 43 |  | Fixed | Roof
NJADRE1558471209 | Administratively Determined Incentive Program | GALLOWAY | 8205 | 4.1 | Residential | Behind the Meter | Yes | Sunrun Installation Services, Inc. | AC Electric |  | Accepted | 2024-12-05 | 2024-12-23 | 2025-12-23 | Solar Panels | Hanwha Q Cells | Q.PEAK DUO BLK ML-G10+ 410 |  | 0.41 | 6 | 48 | 25 |  | Fixed | Roof
NJADRE1558471209 | Administratively Determined Incentive Program | GALLOWAY | 8205 | 4.1 | Residential | Behind the Meter | Yes | Sunrun Installation Services, Inc. | AC Electric |  | Accepted | 2024-12-05 | 2024-12-23 | 2025-12-23 | Solar Panels | Hanwha Q Cells | Q.PEAK DUO BLK ML-G10+ 410 |  | 0.41 | 4 | 227 | 20 |  | Fixed | Roof
NJADRE1558471209 | Administratively Determined Incentive Program | GALLOWAY | 8205 | 4.1 | Residential | Behind the Meter | Yes | Sunrun Installation Services, Inc. | AC Electric |  | Accepted | 2024-12-05 | 2024-12-23 | 2025-12-23 | Inverters | SolarEdge Technologies | SE3800H-USMN | 3800 |  | 1 |  |  | 0.99 |  | Outdoor
NJADRE1558471281 | Administratively Determined Incentive Program | Egg Harbor City | 8215 | 7.47 | Residential | Behind the Meter | No | SunnyMac, LLC | AC Electric |  | Accepted | 2024-12-05 | 2024-12-23 | 2025-12-23 | Solar Panels | HANWHA | Q.PEAK DUO BLK ML-G10+ 415W |  | 0.415 | 4 | 222 | 45 |  | Fixed | Roof
NJADRE1558471281 | Administratively Determined Incentive Program | Egg Harbor City | 8215 | 7.47 | Residential | Behind the Meter | No | SunnyMac, LLC | AC Electric |  | Accepted | 2024-12-05 | 2024-12-23 | 2025-12-23 | Inverters | SOLAREDGE HOME HUB | SE7600H-US | 7600 |  | 1 |  |  | 0.99 |  | Outdoor | next to meter
NJADRE1558471281 | Administratively Determined Incentive Program | Egg Harbor City | 8215 | 7.47 | Residential | Behind the Meter | No | SunnyMac, LLC | AC Electric |  | Accepted | 2024-12-05 | 2024-12-23 | 2025-12-23 | Solar Panels | HANWHA | Q.PEAK DUO BLK ML-G10+ 415W |  | 0.415 | 14 | 222 | 45 |  | Fixed | Roof
NJADRE1558471546 | Administratively Determined Incentive Program | Egg Harbor Twp | 8234 | 10.25 | Residential | Behind the Meter | Yes | Trinity Solar, LLC | AC Electric |  | Accepted | 2024-12-05 | 2024-12-20 | 2025-12-20 | Solar Panels | HANWHA | (Q.PEAK DUO BLK ML-G10+ 410) |  | 0.41 | 17 | 125 | 34 |  | Fixed | Roof
NJADRE1558471546 | Administratively Determined Incentive Program | Egg Harbor Twp | 8234 | 10.25 | Residential | Behind the Meter | Yes | Trinity Solar, LLC | AC Electric |  | Accepted | 2024-12-05 | 2024-12-20 | 2025-12-20 | Solar Panels | HANWHA | (Q.PEAK DUO BLK ML-G10+ 410) |  | 0.41 | 3 | 215 | 34 |  | Fixed | Roof
NJADRE1558471546 | Administratively Determined Incentive Program | Egg Harbor Twp | 8234 | 10.25 | Residential | Behind the Meter | Yes | Trinity Solar, LLC | AC Electric |  | Accepted | 2024-12-05 | 2024-12-20 | 2025-12-20 | Inverters | Tesla | TESLA 7.6kW (1538000-XX-Y) | 7600 |  | 1 |  |  | 0.97 |  | Outdoor
NJADRE1558471546 | Administratively Determined Incentive Program | Egg Harbor Twp | 8234 | 10.25 | Residential | Behind the Meter | Yes | Trinity Solar, LLC | AC Electric |  | Accepted | 2024-12-05 | 2024-12-20 | 2025-12-20 | Solar Panels | HANWHA | (Q.PEAK DUO BLK ML-G10+ 410) |  | 0.41 | 5 | 215 | 34 |  | Fixed | Roof
NJADRE1558471929 | Administratively Determined Incentive Program | Galloway | 8205 | 8.61 | Residential | Behind the Meter | Yes | Trinity Solar, LLC | AC Electric |  | Accepted | 2024-12-05 | 2024-12-19 | 2025-12-19 | Inverters | Tesla (PV Only) | Tesla 7.6KW 1538000-45-X | 7600 |  | 1 |  |  | 0.97 |  | Outside
NJADRE1558471929 | Administratively Determined Incentive Program | Galloway | 8205 | 8.61 | Residential | Behind the Meter | Yes | Trinity Solar, LLC | AC Electric |  | Accepted | 2024-12-05 | 2024-12-19 | 2025-12-19 | Solar Panels | HANWHA | Q.PEAK DUO BLK ML-G10+ 410 |  | 0.41 | 13 | 276 | 34 |  | Fixed | Roof
NJADRE1558471929 | Administratively Determined Incentive Program | Galloway | 8205 | 8.61 | Residential | Behind the Meter | Yes | Trinity Solar, LLC | AC Electric |  | Accepted | 2024-12-05 | 2024-12-19 | 2025-12-19 | Solar Panels | HANWHA | Q.PEAK DUO BLK ML-G10+ 410 |  | 0.41 | 8 | 276 | 33 |  | Fixed | Roof
NJADRE1558471936 | Administratively Determined Incentive Program | GIBBSBORO | 8026 | 11.2 | Residential | Behind the Meter | No | Advanced Renewable Solutions, LLC | AC Electric |  | Accepted | 2024-12-05 | 2024-12-19 | 2025-12-19 | Solar Panels | Certainteed | CTM10400HC11 |  | 0.4 | 14 | 318 | 30 |  | Fixed | Roof
NJADRE1558471936 | Administratively Determined Incentive Program | GIBBSBORO | 8026 | 11.2 | Residential | Behind the Meter | No | Advanced Renewable Solutions, LLC | AC Electric |  | Accepted | 2024-12-05 | 2024-12-19 | 2025-12-19 | Solar Panels | Certainteed | CTM10400HC11 |  | 0.4 | 14 | 138 | 30 |  | Fixed | Roof
NJADRE1558471936 | Administratively Determined Incentive Program | GIBBSBORO | 8026 | 11.2 | Residential | Behind the Meter | No | Advanced Renewable Solutions, LLC | AC Electric |  | Accepted | 2024-12-05 | 2024-12-19 | 2025-12-19 | Inverters | Enphase | IQ8+ | 290 |  | 28 |  |  | 0.976 |  | Outside
NJADRE1558472281 | Administratively Determined Incentive Program | ELMWOOD PARK | 7407 | 9.02 | Residential | Behind the Meter | Yes | Pro Custom Solar dba Momentum Solar | PSE&G |  | Accepted | 2024-12-05 | 2024-12-19 | 2025-12-19 | Solar Panels | Hanwha | Q.PEAK DUO BLK ML-G10+410 |  | 0.41 | 5 | 250 | 28 |  | Fixed | Roof
NJADRE1558472281 | Administratively Determined Incentive Program | ELMWOOD PARK | 7407 | 9.02 | Residential | Behind the Meter | Yes | Pro Custom Solar dba Momentum Solar | PSE&G |  | Accepted | 2024-12-05 | 2024-12-19 | 2025-12-19 | Solar Panels | Hanwha | Q.PEAK DUO BLK ML-G10+410 |  | 0.41 | 3 | 340 | 26 |  | Fixed | Roof
NJADRE1558472281 | Administratively Determined Incentive Program | ELMWOOD PARK | 7407 | 9.02 | Residential | Behind the Meter | Yes | Pro Custom Solar dba Momentum Solar | PSE&G |  | Accepted | 2024-12-05 | 2024-12-19 | 2025-12-19 | Solar Panels | Hanwha | Q.PEAK DUO BLK ML-G10+410 |  | 0.41 | 3 | 160 | 27 |  | Fixed | Roof
NJADRE1558472281 | Administratively Determined Incentive Program | ELMWOOD PARK | 7407 | 9.02 | Residential | Behind the Meter | Yes | Pro Custom Solar dba Momentum Solar | PSE&G |  | Accepted | 2024-12-05 | 2024-12-19 | 2025-12-19 | Inverters | Enphase | IQ8HC-72-M-DOM-US | 380 |  | 22 |  |  | 0.97 |  | Outdoor
NJADRE1558472281 | Administratively Determined Incentive Program | ELMWOOD PARK | 7407 | 9.02 | Residential | Behind the Meter | Yes | Pro Custom Solar dba Momentum Solar | PSE&G |  | Accepted | 2024-12-05 | 2024-12-19 | 2025-12-19 | Solar Panels | Hanwha | Q.PEAK DUO BLK ML-G10+410 |  | 0.41 | 2 | 340 | 28 |  | Fixed | Roof
NJADRE1558472281 | Administratively Determined Incentive Program | ELMWOOD PARK | 7407 | 9.02 | Residential | Behind the Meter | Yes | Pro Custom Solar dba Momentum Solar | PSE&G |  | Accepted | 2024-12-05 | 2024-12-19 | 2025-12-19 | Solar Panels | Hanwha | Q.PEAK DUO BLK ML-G10+410 |  | 0.41 | 7 | 70 | 27 |  | Fixed | Roof
NJADRE1558472281 | Administratively Determined Incentive Program | ELMWOOD PARK | 7407 | 9.02 | Residential | Behind the Meter | Yes | Pro Custom Solar dba Momentum Solar | PSE&G |  | Accepted | 2024-12-05 | 2024-12-19 | 2025-12-19 | Solar Panels | Hanwha | Q.PEAK DUO BLK ML-G10+410 |  | 0.41 | 2 | 160 | 27 |  | Fixed | Roof
NJADRE1558472290 | Administratively Determined Incentive Program | WESTWOOD | 7675 | 4.92 | Residential | Behind the Meter | Yes | Trinity Solar, LLC | PSE&G |  | Accepted | 2024-12-05 | 2024-12-20 | 2025-12-20 | Solar Panels | HANWHA | Q.PEAK DUO BLK ML-G10+ 410 |  | 0.41 | 4 | 83 | 34 |  | Fixed | Roof
NJADRE1558472290 | Administratively Determined Incentive Program | WESTWOOD | 7675 | 4.92 | Residential | Behind the Meter | Yes | Trinity Solar, LLC | PSE&G |  | Accepted | 2024-12-05 | 2024-12-20 | 2025-12-20 | Solar Panels | HANWHA | Q.PEAK DUO BLK ML-G10+ 410 |  | 0.41 | 2 | 263 | 34 |  | Fixed | Roof
NJADRE1558472290 | Administratively Determined Incentive Program | WESTWOOD | 7675 | 4.92 | Residential | Behind the Meter | Yes | Trinity Solar, LLC | PSE&G |  | Accepted | 2024-12-05 | 2024-12-20 | 2025-12-20 | Inverters | Tesla | Powerwall 3 (1707000-xx-y) | 11500 |  | 1 |  |  | 0.97 |  | Outdoor
NJADRE1558472290 | Administratively Determined Incentive Program | WESTWOOD | 7675 | 4.92 | Residential | Behind the Meter | Yes | Trinity Solar, LLC | PSE&G |  | Accepted | 2024-12-05 | 2024-12-20 | 2025-12-20 | Solar Panels | HANWHA | Q.PEAK DUO BLK ML-G10+ 410 |  | 0.41 | 6 | 263 | 7 |  | Fixed | Roof
NJADRE1558472290 | Administratively Determined Incentive Program | WESTWOOD | 7675 | 4.92 | Residential | Behind the Meter | Yes | Trinity Solar, LLC | PSE&G |  | Accepted | 2024-12-05 | 2024-12-20 | 2025-12-20 | Electric Storage Battery | Tesla | Powerwall 3 (1707000-xx-y) |  |  | 1 |  |  |  | Lithium Ion |  | outdoor
NJADRE1558472336 | Administratively Determined Incentive Program | Galloway | 8205 | 6.02 | Residential | Behind the Meter | Yes | PosiGen Developer, LLC | AC Electric |  | Accepted | 2024-12-05 | 2024-12-19 | 2025-12-19 | Inverters | SOLAREDGE | SE5700H-US | 5700 |  | 1 |  |  | 0.99 |  | Outside | WITHIN TEN FEET OF METER
NJADRE1558472336 | Administratively Determined Incentive Program | Galloway | 8205 | 6.02 | Residential | Behind the Meter | Yes | PosiGen Developer, LLC | AC Electric |  | Accepted | 2024-12-05 | 2024-12-19 | 2025-12-19 | Solar Panels | SILFAB | SIL430QD |  | 0.43 | 5 | 27 | 27 |  | Fixed | Roof
NJADRE1558472336 | Administratively Determined Incentive Program | Galloway | 8205 | 6.02 | Residential | Behind the Meter | Yes | PosiGen Developer, LLC | AC Electric |  | Accepted | 2024-12-05 | 2024-12-19 | 2025-12-19 | Solar Panels | SILFAB | SIL430QD |  | 0.43 | 9 | 27 | 27 |  | Fixed | Roof
NJADRE1558472339 | Administratively Determined Incentive Program | COLLINGSWOOD | 8108 | 4.1 | Residential | Behind the Meter | Yes | Pro Custom Solar dba Momentum Solar | PSE&G |  | Accepted | 2024-12-05 | 2024-12-19 | 2025-12-19 | Solar Panels | Hanwha | Q.PEAK DUO BLK ML-G10+410 |  | 0.41 | 10 | 114 | 39 |  | Fixed | Roof
NJADRE1558472339 | Administratively Determined Incentive Program | COLLINGSWOOD | 8108 | 4.1 | Residential | Behind the Meter | Yes | Pro Custom Solar dba Momentum Solar | PSE&G |  | Accepted | 2024-12-05 | 2024-12-19 | 2025-12-19 | Inverters | Enphase | IQ8HC-72-M-DOM-US | 380 |  | 10 |  |  | 0.97 |  | Outdoor
NJADRE1558472362 | Administratively Determined Incentive Program | BLACKWOOD | 8012 | 6.09 | Residential | Behind the Meter | No | NJ Solar Power, LLC | PSE&G |  | Accepted | 2024-12-09 | 2024-12-26 | 2025-12-26 | Solar Panels | Hanwha | Q.TRON BLK M-G2+ 435 |  | 0.435 | 14 | 259 | 25 |  | Fixed | Roof | Roof 1
NJADRE1558472362 | Administratively Determined Incentive Program | BLACKWOOD | 8012 | 6.09 | Residential | Behind the Meter | No | NJ Solar Power, LLC | PSE&G |  | Accepted | 2024-12-09 | 2024-12-26 | 2025-12-26 | Inverters | SolarEdge | SE5700H-US | 5700 |  | 1 |  |  | 0.99 |  | Outside
NJADRE1558472840 | Administratively Determined Incentive Program | Absecon | 8201 | 17.85 | Residential | Behind the Meter | Yes | Integrity Solar & Home Solutions, LLC | AC Electric |  | Accepted | 2024-12-05 | 2024-12-19 | 2025-12-19 | Inverters | ENPHASE | IQ8+ | 290 |  | 42 |  |  | 0.98 |  | Other | UNDER EACH PANEL
NJADRE1558472840 | Administratively Determined Incentive Program | Absecon | 8201 | 17.85 | Residential | Behind the Meter | Yes | Integrity Solar & Home Solutions, LLC | AC Electric |  | Accepted | 2024-12-05 | 2024-12-19 | 2025-12-19 | Solar Panels | trina tsm | neg9r.25 |  | 0.425 | 21 | 115 | 30 |  | Fixed | Roof
NJADRE1558472840 | Administratively Determined Incentive Program | Absecon | 8201 | 17.85 | Residential | Behind the Meter | Yes | Integrity Solar & Home Solutions, LLC | AC Electric |  | Accepted | 2024-12-05 | 2024-12-19 | 2025-12-19 | Solar Panels | trina tsm | neg9r.25 |  | 0.425 | 8 | 295 | 28 |  | Fixed | Roof
NJADRE1558472840 | Administratively Determined Incentive Program | Absecon | 8201 | 17.85 | Residential | Behind the Meter | Yes | Integrity Solar & Home Solutions, LLC | AC Electric |  | Accepted | 2024-12-05 | 2024-12-19 | 2025-12-19 | Solar Panels | trina tsm | neg9r.25 |  | 0.425 | 6 | 295 | 30 |  | Fixed | Roof
NJADRE1558472840 | Administratively Determined Incentive Program | Absecon | 8201 | 17.85 | Residential | Behind the Meter | Yes | Integrity Solar & Home Solutions, LLC | AC Electric |  | Accepted | 2024-12-05 | 2024-12-19 | 2025-12-19 | Solar Panels | trina tsm | neg9r.25 |  | 0.425 | 7 | 295 | 7 |  | Fixed | Roof
NJADRE1558472999 | Administratively Determined Incentive Program | Roselle Boro | 7203 | 5.33 | Residential | Behind the Meter | Yes | Sunrun Installation Services, Inc. | PSE&G |  | Accepted | 2024-12-05 | 2024-12-20 | 2025-12-20 | Solar Panels | Hanwha Q-Cells | Q.PEAK DUO BLK ML-G10+ 410 |  | 0.41 | 13 | 336 | 27 |  | Fixed | Roof
NJADRE1558472999 | Administratively Determined Incentive Program | Roselle Boro | 7203 | 5.33 | Residential | Behind the Meter | Yes | Sunrun Installation Services, Inc. | PSE&G |  | Accepted | 2024-12-05 | 2024-12-20 | 2025-12-20 | Electric Storage Battery | TESLA | POWERWALL 3 |  |  | 1 |  |  |  | Lithium Ion |  | Outside
NJADRE1558472999 | Administratively Determined Incentive Program | Roselle Boro | 7203 | 5.33 | Residential | Behind the Meter | Yes | Sunrun Installation Services, Inc. | PSE&G |  | Accepted | 2024-12-05 | 2024-12-20 | 2025-12-20 | Inverters | TESLA | Powerwall 3 1707000-xx-y | 11500 |  | 1 |  |  | 0.97 |  | Outdoor | Next to meter
NJADRE1558480560 | Administratively Determined Incentive Program | Clifton | 7012 | 9.02 | Residential | Behind the Meter | Yes | Pro Custom Solar dba Momentum Solar | PSE&G |  | Accepted | 2024-12-06 | 2024-12-19 | 2025-12-19 | Solar Panels | Hanwha | Q.PEAK DUO BLK ML-G10+410 |  | 0.41 | 2 | 132 | 27 |  | Fixed | Roof
NJADRE1558480560 | Administratively Determined Incentive Program | Clifton | 7012 | 9.02 | Residential | Behind the Meter | Yes | Pro Custom Solar dba Momentum Solar | PSE&G |  | Accepted | 2024-12-06 | 2024-12-19 | 2025-12-19 | Solar Panels | Hanwha | Q.PEAK DUO BLK ML-G10+410 |  | 0.41 | 9 | 132 | 14 |  | Fixed | Roof
NJADRE1558480560 | Administratively Determined Incentive Program | Clifton | 7012 | 9.02 | Residential | Behind the Meter | Yes | Pro Custom Solar dba Momentum Solar | PSE&G |  | Accepted | 2024-12-06 | 2024-12-19 | 2025-12-19 | Solar Panels | Hanwha | Q.PEAK DUO BLK ML-G10+410 |  | 0.41 | 3 | 222 | 16 |  | Fixed | Roof
NJADRE1558480560 | Administratively Determined Incentive Program | Clifton | 7012 | 9.02 | Residential | Behind the Meter | Yes | Pro Custom Solar dba Momentum Solar | PSE&G |  | Accepted | 2024-12-06 | 2024-12-19 | 2025-12-19 | Solar Panels | Hanwha | Q.PEAK DUO BLK ML-G10+410 |  | 0.41 | 5 | 312 | 38 |  | Fixed | Roof
NJADRE1558480560 | Administratively Determined Incentive Program | Clifton | 7012 | 9.02 | Residential | Behind the Meter | Yes | Pro Custom Solar dba Momentum Solar | PSE&G |  | Accepted | 2024-12-06 | 2024-12-19 | 2025-12-19 | Inverters | Enphase | IQ8HC-72-M-DOM-US | 380 |  | 22 |  |  | 0.97 |  | Outdoor
NJADRE1558480560 | Administratively Determined Incentive Program | Clifton | 7012 | 9.02 | Residential | Behind the Meter | Yes | Pro Custom Solar dba Momentum Solar | PSE&G |  | Accepted | 2024-12-06 | 2024-12-19 | 2025-12-19 | Solar Panels | Hanwha | Q.PEAK DUO BLK ML-G10+410 |  | 0.41 | 3 | 42 | 16 |  | Fixed | Roof
NJADRE1558480656 | Administratively Determined Incentive Program | Egg Harbor City | 8215 | 7.2 | Residential | Behind the Meter | No | Solar Energy World | AC Electric |  | Accepted | 2024-12-06 | 2024-12-19 | 2025-12-19 | Solar Panels | LONGi | LR5-54HABB-400M |  | 0.4 | 3 | 222 | 22 |  | Fixed | Roof
NJADRE1558480656 | Administratively Determined Incentive Program | Egg Harbor City | 8215 | 7.2 | Residential | Behind the Meter | No | Solar Energy World | AC Electric |  | Accepted | 2024-12-06 | 2024-12-19 | 2025-12-19 | Solar Panels | LONGi | LR5-54HABB-400M |  | 0.4 | 3 | 42 | 33 |  | Fixed | Roof
NJADRE1558480656 | Administratively Determined Incentive Program | Egg Harbor City | 8215 | 7.2 | Residential | Behind the Meter | No | Solar Energy World | AC Electric |  | Accepted | 2024-12-06 | 2024-12-19 | 2025-12-19 | Solar Panels | LONGi | LR5-54HABB-400M |  | 0.4 | 12 | 222 | 32 |  | Fixed | Roof
NJADRE1558480656 | Administratively Determined Incentive Program | Egg Harbor City | 8215 | 7.2 | Residential | Behind the Meter | No | Solar Energy World | AC Electric |  | Accepted | 2024-12-06 | 2024-12-19 | 2025-12-19 | Inverters | Enphase | IQ8+-72-M-US | 290 |  | 18 |  |  | 0.97 |  | Outside
NJADRE1558480730 | Administratively Determined Incentive Program | BEACHWOOD | 8722 | 9.02 | Residential | Behind the Meter | Yes | Pro Custom Solar dba Momentum Solar | JCP&L |  | Accepted | 2024-12-06 | 2024-12-19 | 2025-12-19 | Inverters | Enphase | IQ8MC-72-M-US | 320 |  | 22 |  |  | 0.97 |  | Outdoor
NJADRE1558480730 | Administratively Determined Incentive Program | BEACHWOOD | 8722 | 9.02 | Residential | Behind the Meter | Yes | Pro Custom Solar dba Momentum Solar | JCP&L |  | Accepted | 2024-12-06 | 2024-12-19 | 2025-12-19 | Solar Panels | Hanwha | Q.PEAK DUO BLK ML-G10+410 |  | 0.41 | 22 | 134 | 25 |  | Fixed | Roof
NJADRE1558483563 | Administratively Determined Incentive Program | Barnegat | 8005 | 13.53 | Residential | Behind the Meter | Yes | Trinity Solar, LLC | JCP&L |  | Accepted | 2024-12-06 | 2024-12-20 | 2025-12-20 | Inverters | Tesla | 1538000-XX-Y | 7600 |  | 1 |  |  | 0.986 |  | Outdoor
NJADRE1558483563 | Administratively Determined Incentive Program | Barnegat | 8005 | 13.53 | Residential | Behind the Meter | Yes | Trinity Solar, LLC | JCP&L |  | Accepted | 2024-12-06 | 2024-12-20 | 2025-12-20 | Solar Panels | HANWHA | Q.PEAK DUO BLK ML-G10+ 410 |  | 0.41 | 12 | 311 | 27 |  | Fixed | Roof
NJADRE1558483563 | Administratively Determined Incentive Program | Barnegat | 8005 | 13.53 | Residential | Behind the Meter | Yes | Trinity Solar, LLC | JCP&L |  | Accepted | 2024-12-06 | 2024-12-20 | 2025-12-20 | Inverters | Tesla | 1538000-XX-Y | 3800 |  | 1 |  |  | 0.986 |  | Outdoor
NJADRE1558483563 | Administratively Determined Incentive Program | Barnegat | 8005 | 13.53 | Residential | Behind the Meter | Yes | Trinity Solar, LLC | JCP&L |  | Accepted | 2024-12-06 | 2024-12-20 | 2025-12-20 | Solar Panels | HANWHA | Q.PEAK DUO BLK ML-G10+ 410 |  | 0.41 | 21 | 131 | 27 |  | Fixed | Roof
NJADRE1558500701 | Administratively Determined Incentive Program | NEWARK | 7104 | 18.45 | Residential | Behind the Meter | Yes | Pro Custom Solar dba Momentum Solar | PSE&G |  | Accepted | 2024-12-06 | 2024-12-19 | 2025-12-19 | Inverters | Enphase | IQ8HC-72-M-DOM-US | 380 |  | 45 |  |  | 0.97 |  | Outdoor
NJADRE1558500701 | Administratively Determined Incentive Program | NEWARK | 7104 | 18.45 | Residential | Behind the Meter | Yes | Pro Custom Solar dba Momentum Solar | PSE&G |  | Accepted | 2024-12-06 | 2024-12-19 | 2025-12-19 | Solar Panels | Hanwha | Q.PEAK DUO BLK ML-G10+410 |  | 0.41 | 12 | 112 | 42 |  | Fixed | Roof
NJADRE1558500701 | Administratively Determined Incentive Program | NEWARK | 7104 | 18.45 | Residential | Behind the Meter | Yes | Pro Custom Solar dba Momentum Solar | PSE&G |  | Accepted | 2024-12-06 | 2024-12-19 | 2025-12-19 | Solar Panels | Hanwha | Q.PEAK DUO BLK ML-G10+410 |  | 0.41 | 18 | 202 | 42 |  | Fixed | Roof
NJADRE1558500701 | Administratively Determined Incentive Program | NEWARK | 7104 | 18.45 | Residential | Behind the Meter | Yes | Pro Custom Solar dba Momentum Solar | PSE&G |  | Accepted | 2024-12-06 | 2024-12-19 | 2025-12-19 | Solar Panels | Hanwha | Q.PEAK DUO BLK ML-G10+410 |  | 0.41 | 8 | 22 | 21 |  | Fixed | Roof
NJADRE1558500701 | Administratively Determined Incentive Program | NEWARK | 7104 | 18.45 | Residential | Behind the Meter | Yes | Pro Custom Solar dba Momentum Solar | PSE&G |  | Accepted | 2024-12-06 | 2024-12-19 | 2025-12-19 | Solar Panels | Hanwha | Q.PEAK DUO BLK ML-G10+410 |  | 0.41 | 7 | 292 | 40 |  | Fixed | Roof
NJADRE1558501088 | Administratively Determined Incentive Program | Bridgeton | 8302 | 11.89 | Residential | Behind the Meter | Yes | Sunrun Installation Services, Inc. | AC Electric |  | Accepted | 2024-12-06 | 2024-12-19 | 2025-12-19 | Solar Panels | HANWHA Q-CELLS | Q.PEAK DUO BLK ML-G10+ 410 |  | 0.41 | 29 | 256 | 22 |  | Fixed | Roof
NJADRE1558501088 | Administratively Determined Incentive Program | Bridgeton | 8302 | 11.89 | Residential | Behind the Meter | Yes | Sunrun Installation Services, Inc. | AC Electric |  | Accepted | 2024-12-06 | 2024-12-19 | 2025-12-19 | Inverters | SolarEdge Technologies | SE10000H-USMN | 10000 |  | 1 |  |  | 0.99 |  | Outside
NJADRE1558503348 | Administratively Determined Incentive Program | Hillside Twp | 7205 | 8.61 | Residential | Behind the Meter | Yes | Sunrun Installation Services, Inc. | PSE&G |  | Accepted | 2024-12-06 | 2024-12-19 | 2025-12-19 | Solar Panels | HANWHA Q-CELLS | Q.PEAK DUO BLK ML-G10+ 410 |  | 0.41 | 4 | 178 | 23 |  | Fixed | Roof
NJADRE1558503348 | Administratively Determined Incentive Program | Hillside Twp | 7205 | 8.61 | Residential | Behind the Meter | Yes | Sunrun Installation Services, Inc. | PSE&G |  | Accepted | 2024-12-06 | 2024-12-19 | 2025-12-19 | Inverters | SolarEdge Technologies | SE7600H-USMN | 7600 |  | 1 |  |  | 0.99 |  | Outside
NJADRE1558503348 | Administratively Determined Incentive Program | Hillside Twp | 7205 | 8.61 | Residential | Behind the Meter | Yes | Sunrun Installation Services, Inc. | PSE&G |  | Accepted | 2024-12-06 | 2024-12-19 | 2025-12-19 | Solar Panels | HANWHA Q-CELLS | Q.PEAK DUO BLK ML-G10+ 410 |  | 0.41 | 9 | 358 | 18 |  | Fixed | Roof
NJADRE1558503348 | Administratively Determined Incentive Program | Hillside Twp | 7205 | 8.61 | Residential | Behind the Meter | Yes | Sunrun Installation Services, Inc. | PSE&G |  | Accepted | 2024-12-06 | 2024-12-19 | 2025-12-19 | Solar Panels | HANWHA Q-CELLS | Q.PEAK DUO BLK ML-G10+ 410 |  | 0.41 | 8 | 178 | 18 |  | Fixed | Roof
NJADRE1558505924 | Administratively Determined Incentive Program | Beverly | 8010 | 10.66 | Residential | Behind the Meter | Yes | Define Solar, LLC | PSE&G |  | Accepted | 2024-12-19 | 2025-01-03 | 2026-01-03 | Inverters | Enphase | IQ8PLUS-72-2-US | 290 |  | 2 |  |  | 0.976 |  | Outside | Under each pv panel
NJADRE1558505924 | Administratively Determined Incentive Program | Beverly | 8010 | 10.66 | Residential | Behind the Meter | Yes | Define Solar, LLC | PSE&G |  | Accepted | 2024-12-19 | 2025-01-03 | 2026-01-03 | Solar Panels | Znshine | ZXM7-SH108 410W |  | 0.41 | 24 | 180 | 30 |  | Fixed | Ground
NJADRE1558505924 | Administratively Determined Incentive Program | Beverly | 8010 | 10.66 | Residential | Behind the Meter | Yes | Define Solar, LLC | PSE&G |  | Accepted | 2024-12-19 | 2025-01-03 | 2026-01-03 | Inverters | Enphase | IQ8PLUS-72-2-US | 290 |  | 24 |  |  | 0.976 |  | Outside | Under each pv panel
NJADRE1558505924 | Administratively Determined Incentive Program | Beverly | 8010 | 10.66 | Residential | Behind the Meter | Yes | Define Solar, LLC | PSE&G |  | Accepted | 2024-12-19 | 2025-01-03 | 2026-01-03 | Solar Panels | Znshine | ZXM7-SH108 410W |  | 0.41 | 2 | 180 | 30 |  | Fixed | Ground
NJADRE1558511782 | Administratively Determined Incentive Program | Ringwood | 7456 | 9.84 | Residential | Behind the Meter | Yes | Trinity Solar, LLC | JCP&L |  | Accepted | 2024-12-06 | 2024-12-19 | 2025-12-19 | Solar Panels | Hanwha | HANWHA 410 (Q.PEAK DUO BLK ML-G10+ 410) |  | 0.41 | 6 | 108 | 28 |  | Fixed | Roof
NJADRE1558511782 | Administratively Determined Incentive Program | Ringwood | 7456 | 9.84 | Residential | Behind the Meter | Yes | Trinity Solar, LLC | JCP&L |  | Accepted | 2024-12-06 | 2024-12-19 | 2025-12-19 | Inverters | Tesla | Tesla Powerwall 3 | 11500 |  | 3 |  |  | 0.97 |  | Outdoor
NJADRE1558511782 | Administratively Determined Incentive Program | Ringwood | 7456 | 9.84 | Residential | Behind the Meter | Yes | Trinity Solar, LLC | JCP&L |  | Accepted | 2024-12-06 | 2024-12-19 | 2025-12-19 | Solar Panels | Hanwha | HANWHA 410 (Q.PEAK DUO BLK ML-G10+ 410) |  | 0.41 | 16 | 198 | 27 |  | Double Axis | Roof
NJADRE1558511782 | Administratively Determined Incentive Program | Ringwood | 7456 | 9.84 | Residential | Behind the Meter | Yes | Trinity Solar, LLC | JCP&L |  | Accepted | 2024-12-06 | 2024-12-19 | 2025-12-19 | Solar Panels | Hanwha | HANWHA 410 (Q.PEAK DUO BLK ML-G10+ 410) |  | 0.41 | 2 | 198 | 23 |  | Fixed | Roof
NJADRE1558511782 | Administratively Determined Incentive Program | Ringwood | 7456 | 9.84 | Residential | Behind the Meter | Yes | Trinity Solar, LLC | JCP&L |  | Accepted | 2024-12-06 | 2024-12-19 | 2025-12-19 | Electric Storage Battery | Tesla | Tesla Powerwall 3 |  |  | 3 |  |  |  | Lithium Ion |  | Inside
NJADRE1558525831 | Administratively Determined Incentive Program | Blairstown | 7825 | 19.09 | Residential | Behind the Meter | Yes | Venture Home Solar, LLC | JCP&L |  | Accepted | 2024-12-06 | 2024-12-24 | 2025-12-24 | Inverters | EnPhase | IQ8MC-72-M-US (240V) | 330 |  | 46 |  |  | 0.9697 |  | Outside
NJADRE1558525831 | Administratively Determined Incentive Program | Blairstown | 7825 | 19.09 | Residential | Behind the Meter | Yes | Venture Home Solar, LLC | JCP&L |  | Accepted | 2024-12-06 | 2024-12-24 | 2025-12-24 | Solar Panels | Hanwha | Q.PEAK DUO BLK ML-G10+ 415W |  | 0.415 | 10 | 216 | 23 |  | Fixed | Roof
NJADRE1558525831 | Administratively Determined Incentive Program | Blairstown | 7825 | 19.09 | Residential | Behind the Meter | Yes | Venture Home Solar, LLC | JCP&L |  | Accepted | 2024-12-06 | 2024-12-24 | 2025-12-24 | Solar Panels | Hanwha | Q.PEAK DUO BLK ML-G10+ 415W |  | 0.415 | 3 | 216 | 23 |  | Fixed | Roof
NJADRE1558525831 | Administratively Determined Incentive Program | Blairstown | 7825 | 19.09 | Residential | Behind the Meter | Yes | Venture Home Solar, LLC | JCP&L |  | Accepted | 2024-12-06 | 2024-12-24 | 2025-12-24 | Solar Panels | Hanwha | Q.PEAK DUO BLK ML-G10+ 415W |  | 0.415 | 33 | 126 | 23 |  | Fixed | Roof
NJADRE1558529948 | Administratively Determined Incentive Program | CARNEYS POINT | 8069 | 11.34 | Residential | Behind the Meter | No | Big Wave Roofing and Solar, LLC | AC Electric |  | Accepted | 2024-12-06 | 2024-12-20 | 2025-12-20 | Solar Panels | JA Solar | JAM54S31-405/MR |  | 0.405 | 13 | 118 | 23 |  | Fixed | Roof
NJADRE1558529948 | Administratively Determined Incentive Program | CARNEYS POINT | 8069 | 11.34 | Residential | Behind the Meter | No | Big Wave Roofing and Solar, LLC | AC Electric |  | Accepted | 2024-12-06 | 2024-12-20 | 2025-12-20 | Inverters | Enphase | IQ8PLUS-72-2-US | 290 |  | 28 |  |  | 0.98 |  | Outside
NJADRE1558529948 | Administratively Determined Incentive Program | CARNEYS POINT | 8069 | 11.34 | Residential | Behind the Meter | No | Big Wave Roofing and Solar, LLC | AC Electric |  | Accepted | 2024-12-06 | 2024-12-20 | 2025-12-20 | Solar Panels | JA Solar | JAM54S31-405/MR |  | 0.405 | 7 | 298 | 23 |  | Fixed | Roof
NJADRE1558529948 | Administratively Determined Incentive Program | CARNEYS POINT | 8069 | 11.34 | Residential | Behind the Meter | No | Big Wave Roofing and Solar, LLC | AC Electric |  | Accepted | 2024-12-06 | 2024-12-20 | 2025-12-20 | Solar Panels | JA Solar | JAM54S31-405/MR |  | 0.405 | 8 | 118 | 11 |  | Fixed | Roof
NJADRE1558530644 | Administratively Determined Incentive Program | BOGOTA | 7603 | 5.33 | Residential | Behind the Meter | Yes | Pro Custom Solar dba Momentum Solar | PSE&G |  | Accepted | 2024-12-06 | 2024-12-20 | 2025-12-20 | Inverters | Enphase | IQ8HC-72-M-DOM-US | 380 |  | 13 |  |  | 0.97 |  | Outdoor
NJADRE1558530644 | Administratively Determined Incentive Program | BOGOTA | 7603 | 5.33 | Residential | Behind the Meter | Yes | Pro Custom Solar dba Momentum Solar | PSE&G |  | Accepted | 2024-12-06 | 2024-12-20 | 2025-12-20 | Solar Panels | Hanwha | Q.PEAK DUO BLK ML-G10+410 |  | 0.41 | 4 | 189 | 32 |  | Fixed | Roof
NJADRE1558530644 | Administratively Determined Incentive Program | BOGOTA | 7603 | 5.33 | Residential | Behind the Meter | Yes | Pro Custom Solar dba Momentum Solar | PSE&G |  | Accepted | 2024-12-06 | 2024-12-20 | 2025-12-20 | Solar Panels | Hanwha | Q.PEAK DUO BLK ML-G10+410 |  | 0.41 | 4 | 9 | 32 |  | Fixed | Roof
NJADRE1558530644 | Administratively Determined Incentive Program | BOGOTA | 7603 | 5.33 | Residential | Behind the Meter | Yes | Pro Custom Solar dba Momentum Solar | PSE&G |  | Accepted | 2024-12-06 | 2024-12-20 | 2025-12-20 | Solar Panels | Hanwha | Q.PEAK DUO BLK ML-G10+410 |  | 0.41 | 1 | 189 | 25 |  | Fixed | Roof
NJADRE1558530644 | Administratively Determined Incentive Program | BOGOTA | 7603 | 5.33 | Residential | Behind the Meter | Yes | Pro Custom Solar dba Momentum Solar | PSE&G |  | Accepted | 2024-12-06 | 2024-12-20 | 2025-12-20 | Solar Panels | Hanwha | Q.PEAK DUO BLK ML-G10+410 |  | 0.41 | 2 | 189 | 21 |  | Fixed | Roof
NJADRE1558530644 | Administratively Determined Incentive Program | BOGOTA | 7603 | 5.33 | Residential | Behind the Meter | Yes | Pro Custom Solar dba Momentum Solar | PSE&G |  | Accepted | 2024-12-06 | 2024-12-20 | 2025-12-20 | Solar Panels | Hanwha | Q.PEAK DUO BLK ML-G10+410 |  | 0.41 | 2 | 9 | 25 |  | Fixed | Roof
NJADRE1558535510 | Administratively Determined Incentive Program | ASBURY | 8802 | 12.6 | Residential | Behind the Meter | No | Public Service Solar, LLC | JCP&L |  | Accepted | 2024-12-06 | 2024-12-20 | 2025-12-20 | Inverters | Enphase | iQ8HC-72-M-US | 380 |  | 30 |  |  | 0.96 |  | Outdoor | Under panel
NJADRE1558535510 | Administratively Determined Incentive Program | ASBURY | 8802 | 12.6 | Residential | Behind the Meter | No | Public Service Solar, LLC | JCP&L |  | Accepted | 2024-12-06 | 2024-12-20 | 2025-12-20 | Solar Panels | Panasonic | EVPV420HK2 |  | 0.42 | 17 | 176 | 30 |  | Fixed | Roof
NJADRE1558535510 | Administratively Determined Incentive Program | ASBURY | 8802 | 12.6 | Residential | Behind the Meter | No | Public Service Solar, LLC | JCP&L |  | Accepted | 2024-12-06 | 2024-12-20 | 2025-12-20 | Solar Panels | Panasonic | EVPV420HK2 |  | 0.42 | 4 | 176 | 30 |  | Fixed | Roof
NJADRE1558535510 | Administratively Determined Incentive Program | ASBURY | 8802 | 12.6 | Residential | Behind the Meter | No | Public Service Solar, LLC | JCP&L |  | Accepted | 2024-12-06 | 2024-12-20 | 2025-12-20 | Solar Panels | Panasonic | EVPV420HK2 |  | 0.42 | 5 | 266 | 18 |  | Fixed | Roof
NJADRE1558535510 | Administratively Determined Incentive Program | ASBURY | 8802 | 12.6 | Residential | Behind the Meter | No | Public Service Solar, LLC | JCP&L |  | Accepted | 2024-12-06 | 2024-12-20 | 2025-12-20 | Solar Panels | Panasonic | EVPV420HK2 |  | 0.42 | 4 | 356 | 30 |  | Fixed | Roof
NJADRE1558540752 | Administratively Determined Incentive Program | PINE HILL | 8021 | 9.55 | Residential | Behind the Meter | Yes | SunnyMac, LLC | AC Electric |  | Accepted | 2024-12-06 | 2024-12-23 | 2025-12-23 | Solar Panels | HANWHA | Q.PEAK DUO BLK ML-G10+ 415W |  | 0.415 | 6 | 283 | 17 |  | Fixed | Roof
NJADRE1558540752 | Administratively Determined Incentive Program | PINE HILL | 8021 | 9.55 | Residential | Behind the Meter | Yes | SunnyMac, LLC | AC Electric |  | Accepted | 2024-12-06 | 2024-12-23 | 2025-12-23 | Solar Panels | HANWHA | Q.PEAK DUO BLK ML-G10+ 415W |  | 0.415 | 6 | 103 | 32 |  | Fixed | Roof
NJADRE1558540752 | Administratively Determined Incentive Program | PINE HILL | 8021 | 9.55 | Residential | Behind the Meter | Yes | SunnyMac, LLC | AC Electric |  | Accepted | 2024-12-06 | 2024-12-23 | 2025-12-23 | Inverters | SOLAREDGE HOME HUB | SE3800H-US | 3800 |  | 2 |  |  | 0.99 |  | Outdoor | next to meter
NJADRE1558540752 | Administratively Determined Incentive Program | PINE HILL | 8021 | 9.55 | Residential | Behind the Meter | Yes | SunnyMac, LLC | AC Electric |  | Accepted | 2024-12-06 | 2024-12-23 | 2025-12-23 | Solar Panels | HANWHA | Q.PEAK DUO BLK ML-G10+ 415W |  | 0.415 | 5 | 103 | 17 |  | Fixed | Roof
NJADRE1558540752 | Administratively Determined Incentive Program | PINE HILL | 8021 | 9.55 | Residential | Behind the Meter | Yes | SunnyMac, LLC | AC Electric |  | Accepted | 2024-12-06 | 2024-12-23 | 2025-12-23 | Solar Panels | HANWHA | Q.PEAK DUO BLK ML-G10+ 415W |  | 0.415 | 6 | 283 | 32 |  | Fixed | Roof
NJADRE1558553024 | Administratively Determined Incentive Program | Totowa | 7512 | 8.2 | Residential | Behind the Meter | Yes | Sunrun Installation Services, Inc. | PSE&G |  | Accepted | 2024-12-06 | 2024-12-20 | 2025-12-20 | Solar Panels | Hanwha Q Cells | Q.PEAK DUO BLK ML-G10+ 410 |  | 0.41 | 12 | 139 | 37 |  | Fixed | Roof
NJADRE1558553024 | Administratively Determined Incentive Program | Totowa | 7512 | 8.2 | Residential | Behind the Meter | Yes | Sunrun Installation Services, Inc. | PSE&G |  | Accepted | 2024-12-06 | 2024-12-20 | 2025-12-20 | Solar Panels | Hanwha Q Cells | Q.PEAK DUO BLK ML-G10+ 410 |  | 0.41 | 8 | 317 | 36 |  | Fixed | Roof
NJADRE1558553024 | Administratively Determined Incentive Program | Totowa | 7512 | 8.2 | Residential | Behind the Meter | Yes | Sunrun Installation Services, Inc. | PSE&G |  | Accepted | 2024-12-06 | 2024-12-20 | 2025-12-20 | Inverters | SolarEdge Technologies | SE5700H-USMN | 5760 |  | 1 |  |  | 0.99 |  | Outdoor
NJADRE1558556486 | Administratively Determined Incentive Program | Mays Landing | 8330 | 18.45 | Residential | Behind the Meter | No | RCL Enterprises, Inc. | AC Electric |  | Accepted | 2024-12-06 | 2024-12-20 | 2025-12-20 | Solar Panels | Hyundai | His-S410YH |  | 0.41 | 4 | 25 | 15 |  | Fixed | Roof
NJADRE1558556486 | Administratively Determined Incentive Program | Mays Landing | 8330 | 18.45 | Residential | Behind the Meter | No | RCL Enterprises, Inc. | AC Electric |  | Accepted | 2024-12-06 | 2024-12-20 | 2025-12-20 | Inverters | Enphase | IQ8+ | 290 |  | 45 |  |  | 0.97 |  | Outside
NJADRE1558556486 | Administratively Determined Incentive Program | Mays Landing | 8330 | 18.45 | Residential | Behind the Meter | No | RCL Enterprises, Inc. | AC Electric |  | Accepted | 2024-12-06 | 2024-12-20 | 2025-12-20 | Solar Panels | Hyundai | His-S410YH |  | 0.41 | 20 | 205 | 34 |  | Fixed | Roof
NJADRE1558556486 | Administratively Determined Incentive Program | Mays Landing | 8330 | 18.45 | Residential | Behind the Meter | No | RCL Enterprises, Inc. | AC Electric |  | Accepted | 2024-12-06 | 2024-12-20 | 2025-12-20 | Solar Panels | Hyundai | His-S410YH |  | 0.41 | 21 | 205 | 15 |  | Fixed | Roof
NJADRE1558557748 | Administratively Determined Incentive Program | VILLAS | 8251 | 12.4 | Residential | Behind the Meter | No | Fusion Solar Energy, LLC | AC Electric |  | Accepted | 2024-12-06 | 2024-12-20 | 2025-12-20 | Solar Panels | LONGi | LR5-54HABB-400M |  | 0.4 | 7 | 202.95 | 26 |  | Fixed | Roof
NJADRE1558557748 | Administratively Determined Incentive Program | VILLAS | 8251 | 12.4 | Residential | Behind the Meter | No | Fusion Solar Energy, LLC | AC Electric |  | Accepted | 2024-12-06 | 2024-12-20 | 2025-12-20 | Solar Panels | LONGi | LR5-54HABB-400M |  | 0.4 | 17 | 202.95 | 18 |  | Fixed | Roof
NJADRE1558557748 | Administratively Determined Incentive Program | VILLAS | 8251 | 12.4 | Residential | Behind the Meter | No | Fusion Solar Energy, LLC | AC Electric |  | Accepted | 2024-12-06 | 2024-12-20 | 2025-12-20 | Inverters | LUX POWER | LXP-LB-US 12 K | 12000 |  | 31 |  |  | 0.96 |  | Outside | Outdoor
NJADRE1558557748 | Administratively Determined Incentive Program | VILLAS | 8251 | 12.4 | Residential | Behind the Meter | No | Fusion Solar Energy, LLC | AC Electric |  | Accepted | 2024-12-06 | 2024-12-20 | 2025-12-20 | Solar Panels | LONGi | LR5-54HABB-400M |  | 0.4 | 7 | 223.95 | 26 |  | Fixed | Roof
NJADRE1558562665 | Administratively Determined Incentive Program | East Windsor | 8512 | 11.07 | Residential | Behind the Meter | Yes | Pro Custom Solar dba Momentum Solar | JCP&L |  | Accepted | 2024-12-09 | 2024-12-23 | 2025-12-23 | Solar Panels | Hanwha | q.peak duo blk ml-g10+410 |  | 0.41 | 20 | 68 | 32 |  | Fixed | Roof
NJADRE1558562665 | Administratively Determined Incentive Program | East Windsor | 8512 | 11.07 | Residential | Behind the Meter | Yes | Pro Custom Solar dba Momentum Solar | JCP&L |  | Accepted | 2024-12-09 | 2024-12-23 | 2025-12-23 | Inverters | Enphase | IQ8HC-72-M-DOM-US | 380 |  | 27 |  |  | 0.97 |  | Outside
NJADRE1558562665 | Administratively Determined Incentive Program | East Windsor | 8512 | 11.07 | Residential | Behind the Meter | Yes | Pro Custom Solar dba Momentum Solar | JCP&L |  | Accepted | 2024-12-09 | 2024-12-23 | 2025-12-23 | Solar Panels | Hanwha | q.peak duo blk ml-g10+410 |  | 0.41 | 7 | 248 | 34 |  | Fixed | Roof
NJADRE1558579892 | Administratively Determined Incentive Program | HAMILTON | 8090 | 6.23 | Residential | Behind the Meter | Yes | SunnyMac, LLC | PSE&G |  | Accepted | 2024-12-06 | 2024-12-23 | 2025-12-23 | Solar Panels | Qcells | Q Peak Duo ML-G10+ 415 |  | 0.415 | 12 | 115 | 9 |  | Fixed | Roof
NJADRE1558579892 | Administratively Determined Incentive Program | HAMILTON | 8090 | 6.23 | Residential | Behind the Meter | Yes | SunnyMac, LLC | PSE&G |  | Accepted | 2024-12-06 | 2024-12-23 | 2025-12-23 | Solar Panels | Qcells | Q Peak Duo ML-G10+ 415 |  | 0.415 | 3 | 224 | 23 |  | Fixed | Roof
NJADRE1558579892 | Administratively Determined Incentive Program | HAMILTON | 8090 | 6.23 | Residential | Behind the Meter | Yes | SunnyMac, LLC | PSE&G |  | Accepted | 2024-12-06 | 2024-12-23 | 2025-12-23 | Meters | SolarEdge | SolarEdge Built-in Consumption Monitor |  |  | 1 |  |  |  | Yes | Outdoor
NJADRE1558579892 | Administratively Determined Incentive Program | HAMILTON | 8090 | 6.23 | Residential | Behind the Meter | Yes | SunnyMac, LLC | PSE&G |  | Accepted | 2024-12-06 | 2024-12-23 | 2025-12-23 | Inverters | SolarEdge | SE5700H-USMNUBL15 | 5700 |  | 1 |  |  | 0.99 |  | Outdoor
NJADRE1558586704 | Administratively Determined Incentive Program | PENNSVILLE | 8070 | 17.02 | Residential | Behind the Meter | Yes | SunnyMac, LLC | AC Electric |  | Accepted | 2024-12-23 | 2025-01-07 | 2026-01-07 | Solar Panels | Qcells | Q.PEAK DUO BLK ML-G10+ 415 |  | 0.415 | 2 | 116.02 | 33 |  | Fixed | Roof
NJADRE1558586704 | Administratively Determined Incentive Program | PENNSVILLE | 8070 | 17.02 | Residential | Behind the Meter | Yes | SunnyMac, LLC | AC Electric |  | Accepted | 2024-12-23 | 2025-01-07 | 2026-01-07 | Solar Panels | Qcells | Q.PEAK DUO BLK ML-G10+ 415 |  | 0.415 | 10 | 206.18 | 33 |  | Fixed | Roof
NJADRE1558586704 | Administratively Determined Incentive Program | PENNSVILLE | 8070 | 17.02 | Residential | Behind the Meter | Yes | SunnyMac, LLC | AC Electric |  | Accepted | 2024-12-23 | 2025-01-07 | 2026-01-07 | Solar Panels | Qcells | Q Peak Duo ML-G10+ 415 |  | 0.415 | 21 | 296.02 | 33 |  | Fixed | Roof
NJADRE1558586704 | Administratively Determined Incentive Program | PENNSVILLE | 8070 | 17.02 | Residential | Behind the Meter | Yes | SunnyMac, LLC | AC Electric |  | Accepted | 2024-12-23 | 2025-01-07 | 2026-01-07 | Inverters | SolarEdge | SE11400H-USMNUBL15 (Domestic) | 11400 |  | 1 |  |  | 0.99 |  | Outdoor
NJADRE1558586704 | Administratively Determined Incentive Program | PENNSVILLE | 8070 | 17.02 | Residential | Behind the Meter | Yes | SunnyMac, LLC | AC Electric |  | Accepted | 2024-12-23 | 2025-01-07 | 2026-01-07 | Meters | SolarEdge | SolarEdge Built-in Consumption Monitor |  |  | 1 |  |  |  | Yes | Outdoor
NJADRE1558586704 | Administratively Determined Incentive Program | PENNSVILLE | 8070 | 17.02 | Residential | Behind the Meter | Yes | SunnyMac, LLC | AC Electric |  | Accepted | 2024-12-23 | 2025-01-07 | 2026-01-07 | Solar Panels | Qcells | Q.PEAK DUO BLK ML-G10+ 415 |  | 0.415 | 8 | 26.18 | 26 |  | Fixed | Roof
NJADRE1558614226 | Administratively Determined Incentive Program | Plainfield | 7060 | 7.2 | Residential | Behind the Meter | No | SunPurity LLC | PSE&G |  | Accepted | 2024-12-06 | 2024-12-23 | 2025-12-23 | Solar Panels | Hanwha Q.Cells | Q.PEAK DUO BLK ML-G10+ 400 |  | 0.4 | 4 | 88 | 23 |  | Fixed | Roof
NJADRE1558614226 | Administratively Determined Incentive Program | Plainfield | 7060 | 7.2 | Residential | Behind the Meter | No | SunPurity LLC | PSE&G |  | Accepted | 2024-12-06 | 2024-12-23 | 2025-12-23 | Inverters | Solaredge | SE7600H-US000BEI4 | 7600 |  | 1 |  |  | 0.99 |  | Outdoor
NJADRE1558614226 | Administratively Determined Incentive Program | Plainfield | 7060 | 7.2 | Residential | Behind the Meter | No | SunPurity LLC | PSE&G |  | Accepted | 2024-12-06 | 2024-12-23 | 2025-12-23 | Solar Panels | Hanwha Q.Cells | Q.PEAK DUO BLK ML-G10+ 400 |  | 0.4 | 14 | 268 | 23 |  | Fixed | Roof
NJADRE1558663418 | Administratively Determined Incentive Program | West Berlin | 8091 | 4.51 | Residential | Behind the Meter | Yes | Sunrun Installation Services, Inc. | AC Electric |  | Accepted | 2024-12-07 | 2024-12-20 | 2025-12-20 | Inverters | SolarEdge Technologies | SE3800H-USMN | 3800 |  | 1 |  |  | 0.99 |  | Outside
NJADRE1558663418 | Administratively Determined Incentive Program | West Berlin | 8091 | 4.51 | Residential | Behind the Meter | Yes | Sunrun Installation Services, Inc. | AC Electric |  | Accepted | 2024-12-07 | 2024-12-20 | 2025-12-20 | Solar Panels | Hanwha Q Cells | Q.PEAK DUO BLK ML-G10+ 410 |  | 0.41 | 5 | 99 | 22 |  | Fixed | Roof
NJADRE1558663418 | Administratively Determined Incentive Program | West Berlin | 8091 | 4.51 | Residential | Behind the Meter | Yes | Sunrun Installation Services, Inc. | AC Electric |  | Accepted | 2024-12-07 | 2024-12-20 | 2025-12-20 | Solar Panels | Hanwha Q Cells | Q.PEAK DUO BLK ML-G10+ 410 |  | 0.41 | 6 | 188 | 37 |  | Fixed | Roof
NJADRE1558704742 | Administratively Determined Incentive Program | Jersey City | 7307 | 4.8 | Residential | Behind the Meter | Yes | PosiGen Developer, LLC | PSE&G |  | Accepted | 2024-12-07 | 2024-12-23 | 2025-12-23 | Solar Panels | SilFab Solar | SIL-400 HC+ |  | 0.4 | 12 | 297 | 4 |  | Fixed | Roof
NJADRE1558704742 | Administratively Determined Incentive Program | Jersey City | 7307 | 4.8 | Residential | Behind the Meter | Yes | PosiGen Developer, LLC | PSE&G |  | Accepted | 2024-12-07 | 2024-12-23 | 2025-12-23 | Inverters | SolarEdge | SE5700H-US | 5700 |  | 1 |  |  | 0.99 |  | Outside | within ten feet of meter
NJADRE1558708173 | Administratively Determined Incentive Program | North Plainfield Boro | 7060 | 5.16 | Residential | Behind the Meter | Yes | PosiGen Developer, LLC | PSE&G |  | Accepted | 2024-12-07 | 2024-12-20 | 2025-12-20 | Inverters | SolarEdge | SE5700H-US | 5700 |  | 1 |  |  | 0.99 |  | Outside | within ten feet of meter
NJADRE1558708173 | Administratively Determined Incentive Program | North Plainfield Boro | 7060 | 5.16 | Residential | Behind the Meter | Yes | PosiGen Developer, LLC | PSE&G |  | Accepted | 2024-12-07 | 2024-12-20 | 2025-12-20 | Solar Panels | SilFab Solar | Sil-430 QD |  | 0.43 | 9 | 47 | 34 |  | Fixed | Roof
NJADRE1558708173 | Administratively Determined Incentive Program | North Plainfield Boro | 7060 | 5.16 | Residential | Behind the Meter | Yes | PosiGen Developer, LLC | PSE&G |  | Accepted | 2024-12-07 | 2024-12-20 | 2025-12-20 | Solar Panels | SilFab Solar | SIL-430 QD |  | 0.43 | 3 | 135 | 32 |  | Fixed | Roof
NJADRE1558709082 | Administratively Determined Incentive Program | Sicklerville | 8081 | 8.3 | Residential | Behind the Meter | Yes | SunnyMac, LLC | AC Electric |  | Accepted | 2024-12-23 | 2025-01-08 | 2026-01-08 | Meters | SolarEdge Technologies Inc. | SolarEdge Built-in Consumption Monitor |  |  | 1 |  |  |  | Yes | Outdoor
NJADRE1558709082 | Administratively Determined Incentive Program | Sicklerville | 8081 | 8.3 | Residential | Behind the Meter | Yes | SunnyMac, LLC | AC Electric |  | Accepted | 2024-12-23 | 2025-01-08 | 2026-01-08 | Solar Panels | Qcells | Q.PEAK DUO BLK ML-G10+ 415 |  | 0.415 | 18 | 158 | 23 |  | Fixed | Roof
NJADRE1558709082 | Administratively Determined Incentive Program | Sicklerville | 8081 | 8.3 | Residential | Behind the Meter | Yes | SunnyMac, LLC | AC Electric |  | Accepted | 2024-12-23 | 2025-01-08 | 2026-01-08 | Solar Panels | Qcells | Q.PEAK DUO BLK ML-G10+ 415 |  | 0.415 | 2 | 68 | 26 |  | Fixed | Roof
NJADRE1558709082 | Administratively Determined Incentive Program | Sicklerville | 8081 | 8.3 | Residential | Behind the Meter | Yes | SunnyMac, LLC | AC Electric |  | Accepted | 2024-12-23 | 2025-01-08 | 2026-01-08 | Inverters | SolarEdge Technologies Inc. | SE7600H-USMNUBL15 | 7600 |  | 1 |  |  | 0.99 |  | Outdoor
NJADRE1558710700 | Administratively Determined Incentive Program | East Orange | 7018 | 4.3 | Residential | Behind the Meter | Yes | PosiGen Developer, LLC | PSE&G |  | Accepted | 2024-12-07 | 2024-12-20 | 2025-12-20 | Solar Panels | SilFab Solar | Sil-430 QD |  | 0.43 | 4 | 209 | 27 |  | Fixed | Roof
NJADRE1558710700 | Administratively Determined Incentive Program | East Orange | 7018 | 4.3 | Residential | Behind the Meter | Yes | PosiGen Developer, LLC | PSE&G |  | Accepted | 2024-12-07 | 2024-12-20 | 2025-12-20 | Inverters | SolarEdge | SE3800H-US | 3800 |  | 1 |  |  | 0.99 |  | Outside | within ten feet of meter
NJADRE1558710700 | Administratively Determined Incentive Program | East Orange | 7018 | 4.3 | Residential | Behind the Meter | Yes | PosiGen Developer, LLC | PSE&G |  | Accepted | 2024-12-07 | 2024-12-20 | 2025-12-20 | Solar Panels | SilFab Solar | SIL-430 QD |  | 0.43 | 6 | 119 | 45 |  | Fixed | Roof
NJADRE1558720930 | Administratively Determined Incentive Program | EAST WINDSOR | 8520 | 11.89 | Residential | Behind the Meter | No | Fusion Solar Energy, LLC | JCP&L |  | Accepted | 2024-12-07 | 2024-12-23 | 2025-12-23 | Solar Panels | REC SOLAR | REC410AA Pure |  | 0.41 | 5 | 178.3 | 40 |  | Fixed | Roof
NJADRE1558720930 | Administratively Determined Incentive Program | EAST WINDSOR | 8520 | 11.89 | Residential | Behind the Meter | No | Fusion Solar Energy, LLC | JCP&L |  | Accepted | 2024-12-07 | 2024-12-23 | 2025-12-23 | Solar Panels | REC SOLAR | REC410AA Pure |  | 0.41 | 19 | 88.3 | 39 |  | Fixed | Roof
NJADRE1558720930 | Administratively Determined Incentive Program | EAST WINDSOR | 8520 | 11.89 | Residential | Behind the Meter | No | Fusion Solar Energy, LLC | JCP&L |  | Accepted | 2024-12-07 | 2024-12-23 | 2025-12-23 | Inverters | ENPHASE | IQ8PLUS-72-2-US | 290 |  | 29 |  |  | 0.97 |  | Outside | Roof
NJADRE1558720930 | Administratively Determined Incentive Program | EAST WINDSOR | 8520 | 11.89 | Residential | Behind the Meter | No | Fusion Solar Energy, LLC | JCP&L |  | Accepted | 2024-12-07 | 2024-12-23 | 2025-12-23 | Solar Panels | REC SOLAR | REC410AA Pure |  | 0.41 | 5 | 358.3 | 39 |  | Fixed | Roof
NJADRE1558721514 | Administratively Determined Incentive Program | Branchville | 7826 | 9.02 | Residential | Behind the Meter | Yes | Trinity Solar, LLC | JCP&L |  | Accepted | 2024-12-07 | 2024-12-20 | 2025-12-20 | Inverters | SE7600H-US | SOLAR EDGE | 7600 |  | 1 |  |  | 0.97 |  | Outside
NJADRE1558721514 | Administratively Determined Incentive Program | Branchville | 7826 | 9.02 | Residential | Behind the Meter | Yes | Trinity Solar, LLC | JCP&L |  | Accepted | 2024-12-07 | 2024-12-20 | 2025-12-20 | Solar Panels | HANWHA 410 (Q.PEAK DUO BLK ML-G10+410) | HANWHA 410 (Q.PEAK DUO BLK ML-G10+410) |  | 0.41 | 16 | 245 | 37 |  | Fixed | Roof
NJADRE1558721514 | Administratively Determined Incentive Program | Branchville | 7826 | 9.02 | Residential | Behind the Meter | Yes | Trinity Solar, LLC | JCP&L |  | Accepted | 2024-12-07 | 2024-12-20 | 2025-12-20 | Solar Panels | HANWHA 410 (Q.PEAK DUO BLK ML-G10+410) | HANWHA 410 (Q.PEAK DUO BLK ML-G10+410) |  | 0.41 | 2 | 65 | 37 |  | Fixed | Roof
NJADRE1558721514 | Administratively Determined Incentive Program | Branchville | 7826 | 9.02 | Residential | Behind the Meter | Yes | Trinity Solar, LLC | JCP&L |  | Accepted | 2024-12-07 | 2024-12-20 | 2025-12-20 | Solar Panels | HANWHA 410 (Q.PEAK DUO BLK ML-G10+410) | HANWHA 410 (Q.PEAK DUO BLK ML-G10+410) |  | 0.41 | 4 | 155 | 37 |  | Fixed | Roof
NJADRE1558752051 | Administratively Determined Incentive Program | HAMMONTON | 8037 | 6.15 | Residential | Behind the Meter | Yes | SunPurity LLC | AC Electric |  | Accepted | 2024-12-07 | 2024-12-26 | 2025-12-26 | Solar Panels | Hanwha Q.Cells | Q.PEAK DUO BLK-ML-G10+ 410W |  | 0.41 | 15 | 150 | 23 |  | Fixed | Roof
NJADRE1558752051 | Administratively Determined Incentive Program | HAMMONTON | 8037 | 6.15 | Residential | Behind the Meter | Yes | SunPurity LLC | AC Electric |  | Accepted | 2024-12-07 | 2024-12-26 | 2025-12-26 | Inverters | Solaredge | SE5000H-US | 5000 |  | 1 |  |  | 0.99 |  | Outdoor
NJADRE1558755798 | Administratively Determined Incentive Program | TOMS RIVER | 8755 | 4.92 | Residential | Behind the Meter | Yes | SunPurity LLC | JCP&L |  | Accepted | 2024-12-07 | 2024-12-23 | 2025-12-23 | Solar Panels | Hanwha Q.Cells | Q.PEAK DUO BLK-ML-G10+ 410W |  | 0.41 | 12 | 166 | 34 |  | Fixed | Roof
NJADRE1558755798 | Administratively Determined Incentive Program | TOMS RIVER | 8755 | 4.92 | Residential | Behind the Meter | Yes | SunPurity LLC | JCP&L |  | Accepted | 2024-12-07 | 2024-12-23 | 2025-12-23 | Inverters | Solaredge | SE3800H-US | 3800 |  | 1 |  |  | 0.99 |  | Outdoor
NJADRE1558762876 | Administratively Determined Incentive Program | BRICK | 8723 | 13.12 | Residential | Behind the Meter | No | SunPurity LLC | JCP&L |  | Accepted | 2024-12-08 | 2024-12-23 | 2025-12-23 | Inverters | Solaredge | SE11400H-US | 11400 |  | 1 |  |  | 0.99 |  | Outdoor
NJADRE1558762876 | Administratively Determined Incentive Program | BRICK | 8723 | 13.12 | Residential | Behind the Meter | No | SunPurity LLC | JCP&L |  | Accepted | 2024-12-08 | 2024-12-23 | 2025-12-23 | Solar Panels | Hanwha Q.Cells | Q.PEAK DUO L-G6 410 |  | 0.41 | 8 | 273 | 27 |  | Fixed | Roof
NJADRE1558762876 | Administratively Determined Incentive Program | BRICK | 8723 | 13.12 | Residential | Behind the Meter | No | SunPurity LLC | JCP&L |  | Accepted | 2024-12-08 | 2024-12-23 | 2025-12-23 | Solar Panels | Hanwha Q.Cells | Q.PEAK DUO L-G6 410 |  | 0.41 | 5 | 93 | 27 |  | Fixed | Roof
NJADRE1558762876 | Administratively Determined Incentive Program | BRICK | 8723 | 13.12 | Residential | Behind the Meter | No | SunPurity LLC | JCP&L |  | Accepted | 2024-12-08 | 2024-12-23 | 2025-12-23 | Solar Panels | Hanwha Q.Cells | Q.PEAK DUO L-G6 410 |  | 0.41 | 4 | 92 | 5 |  | Fixed | Roof
NJADRE1558762876 | Administratively Determined Incentive Program | BRICK | 8723 | 13.12 | Residential | Behind the Meter | No | SunPurity LLC | JCP&L |  | Accepted | 2024-12-08 | 2024-12-23 | 2025-12-23 | Solar Panels | Hanwha Q.Cells | Q.PEAK DUO L-G6 410 |  | 0.41 | 15 | 92 | 27 |  | Fixed | Roof
NJADRE1558766416 | Administratively Determined Incentive Program | TURNERSVILLE | 8012 | 6.15 | Residential | Behind the Meter | Yes | SunPurity LLC | AC Electric |  | Accepted | 2024-12-08 | 2024-12-23 | 2025-12-23 | Inverters | Solaredge | SE5000H-US | 5000 |  | 1 |  |  | 0.99 |  | Outdoor
NJADRE1558766416 | Administratively Determined Incentive Program | TURNERSVILLE | 8012 | 6.15 | Residential | Behind the Meter | Yes | SunPurity LLC | AC Electric |  | Accepted | 2024-12-08 | 2024-12-23 | 2025-12-23 | Solar Panels | Hanwha Q.Cells | Q.PEAK DUO BLK-ML-G10+ 410W |  | 0.41 | 15 | 139 | 20 |  | Fixed | Roof
NJADRE1558783752 | Administratively Determined Incentive Program | Bridgeton | 8302 | 4.98 | Residential | Behind the Meter | Yes | SunnyMac, LLC | AC Electric |  | Accepted | 2024-12-09 | 2024-12-23 | 2025-12-23 | Inverters | SolarEdge Technologies Inc. | SE3800H-USMNUBL15 (Domestic) | 3800 |  | 1 |  |  | 0.99 |  | Outdoor
NJADRE1558783752 | Administratively Determined Incentive Program | Bridgeton | 8302 | 4.98 | Residential | Behind the Meter | Yes | SunnyMac, LLC | AC Electric |  | Accepted | 2024-12-09 | 2024-12-23 | 2025-12-23 | Meters | SolarEdge Technologies Inc. | SolarEdge Built-in Consumption Monitor (BEI4, BNI4, BNC |  |  | 1 |  |  |  | Yes | Outdoor
NJADRE1558783752 | Administratively Determined Incentive Program | Bridgeton | 8302 | 4.98 | Residential | Behind the Meter | Yes | SunnyMac, LLC | AC Electric |  | Accepted | 2024-12-09 | 2024-12-23 | 2025-12-23 | Solar Panels | Qcells | Q.PEAK DUO BLK ML-G10+ 415 |  | 0.415 | 5 | 100 | 8 |  | Fixed | Roof
NJADRE1558783752 | Administratively Determined Incentive Program | Bridgeton | 8302 | 4.98 | Residential | Behind the Meter | Yes | SunnyMac, LLC | AC Electric |  | Accepted | 2024-12-09 | 2024-12-23 | 2025-12-23 | Solar Panels | Qcells | Q.PEAK DUO BLK ML-G10+ 415 |  | 0.415 | 7 | 191 | 9 |  | Fixed | Roof
NJADRE1558785184 | Administratively Determined Incentive Program | Dorothy | 8317 | 12.75 | Residential | Behind the Meter | No | Sun Up Zero Down, LLC | AC Electric |  | Accepted | 2024-12-09 | 2024-12-23 | 2025-12-23 | Meters | Enphase | TBD |  |  | 1 |  |  |  | Yes | Outdoor
NJADRE1558785184 | Administratively Determined Incentive Program | Dorothy | 8317 | 12.75 | Residential | Behind the Meter | No | Sun Up Zero Down, LLC | AC Electric |  | Accepted | 2024-12-09 | 2024-12-23 | 2025-12-23 | Solar Panels | Trina | TSM-425-NE09RC.05 |  | 0.425 | 30 | 168 | 25 |  | Fixed | Ground
NJADRE1558785184 | Administratively Determined Incentive Program | Dorothy | 8317 | 12.75 | Residential | Behind the Meter | No | Sun Up Zero Down, LLC | AC Electric |  | Accepted | 2024-12-09 | 2024-12-23 | 2025-12-23 | Inverters | Enphase | IQ8PLUS-72-2-US | 290 |  | 30 |  |  | 0.976 |  | Outdoor
NJADRE1558785220 | Administratively Determined Incentive Program | Swedesboro | 8085 | 42.64 | Residential | Behind the Meter | Yes | Trinity Solar, LLC | AC Electric |  | Accepted | 2024-12-09 | 2024-12-23 | 2025-12-23 | Solar Panels | Hanwha | HANWHA 410 (Q.PEAK DUO BLK ML-G10+ 410) |  | 0.41 | 38 | 105 | 34 |  | Fixed | Roof
NJADRE1558785220 | Administratively Determined Incentive Program | Swedesboro | 8085 | 42.64 | Residential | Behind the Meter | Yes | Trinity Solar, LLC | AC Electric |  | Accepted | 2024-12-09 | 2024-12-23 | 2025-12-23 | Solar Panels | Hanwha | HANWHA 410 (Q.PEAK DUO BLK ML-G10+ 410) |  | 0.41 | 22 | 105 | 21 |  | Fixed | Roof
NJADRE1558785220 | Administratively Determined Incentive Program | Swedesboro | 8085 | 42.64 | Residential | Behind the Meter | Yes | Trinity Solar, LLC | AC Electric |  | Accepted | 2024-12-09 | 2024-12-23 | 2025-12-23 | Inverters | Solar Edge | SE11400H-US | 11400 |  | 3 |  |  | 0.97 |  | Outdoor
NJADRE1558785220 | Administratively Determined Incentive Program | Swedesboro | 8085 | 42.64 | Residential | Behind the Meter | Yes | Trinity Solar, LLC | AC Electric |  | Accepted | 2024-12-09 | 2024-12-23 | 2025-12-23 | Solar Panels | Hanwha | HANWHA 410 (Q.PEAK DUO BLK ML-G10+ 410) |  | 0.41 | 4 | 195 | 45 |  | Fixed | Roof
NJADRE1558785220 | Administratively Determined Incentive Program | Swedesboro | 8085 | 42.64 | Residential | Behind the Meter | Yes | Trinity Solar, LLC | AC Electric |  | Accepted | 2024-12-09 | 2024-12-23 | 2025-12-23 | Solar Panels | Hanwha | HANWHA 410 (Q.PEAK DUO BLK ML-G10+ 410) |  | 0.41 | 10 | 195 | 45 |  | Fixed | Roof
NJADRE1558785220 | Administratively Determined Incentive Program | Swedesboro | 8085 | 42.64 | Residential | Behind the Meter | Yes | Trinity Solar, LLC | AC Electric |  | Accepted | 2024-12-09 | 2024-12-23 | 2025-12-23 | Solar Panels | Hanwha | HANWHA 410 (Q.PEAK DUO BLK ML-G10+ 410) |  | 0.41 | 6 | 285 | 34 |  | Fixed | Roof
NJADRE1558785220 | Administratively Determined Incentive Program | Swedesboro | 8085 | 42.64 | Residential | Behind the Meter | Yes | Trinity Solar, LLC | AC Electric |  | Accepted | 2024-12-09 | 2024-12-23 | 2025-12-23 | Solar Panels | Hanwha | HANWHA 410 (Q.PEAK DUO BLK ML-G10+ 410) |  | 0.41 | 18 | 285 | 34 |  | Fixed | Roof
NJADRE1558785220 | Administratively Determined Incentive Program | Swedesboro | 8085 | 42.64 | Residential | Behind the Meter | Yes | Trinity Solar, LLC | AC Electric |  | Accepted | 2024-12-09 | 2024-12-23 | 2025-12-23 | Solar Panels | Hanwha | HANWHA 410 (Q.PEAK DUO BLK ML-G10+ 410) |  | 0.41 | 2 | 195 | 47 |  | Fixed | Roof
NJADRE1558785220 | Administratively Determined Incentive Program | Swedesboro | 8085 | 42.64 | Residential | Behind the Meter | Yes | Trinity Solar, LLC | AC Electric |  | Accepted | 2024-12-09 | 2024-12-23 | 2025-12-23 | Solar Panels | Hanwha | HANWHA 410 (Q.PEAK DUO BLK ML-G10+ 410) |  | 0.41 | 4 | 105 | 34 |  | Fixed | Roof
NJADRE1558785253 | Administratively Determined Incentive Program | Pennsauken | 8110 | 6.56 | Residential | Behind the Meter | Yes | Sunrun Installation Services, Inc. | PSE&G |  | Accepted | 2024-12-09 | 2024-12-23 | 2025-12-23 | Solar Panels | HANWHA Q-CELLS | Q.PEAK DUO BLK ML-G10+ 410 |  | 0.41 | 8 | 329 | 30 |  | Fixed | Roof
NJADRE1558785253 | Administratively Determined Incentive Program | Pennsauken | 8110 | 6.56 | Residential | Behind the Meter | Yes | Sunrun Installation Services, Inc. | PSE&G |  | Accepted | 2024-12-09 | 2024-12-23 | 2025-12-23 | Inverters | SOLAREDGE TECHNOLOGIES | SE5700H-USMN | 5760 |  | 1 |  |  | 0.99 |  | Outdoor
NJADRE1558785253 | Administratively Determined Incentive Program | Pennsauken | 8110 | 6.56 | Residential | Behind the Meter | Yes | Sunrun Installation Services, Inc. | PSE&G |  | Accepted | 2024-12-09 | 2024-12-23 | 2025-12-23 | Solar Panels | HANWHA Q-CELLS | Q.PEAK DUO BLK ML-G10+ 410 |  | 0.41 | 8 | 149 | 31 |  | Fixed | Roof
NJADRE1558785272 | Administratively Determined Incentive Program | Somerset | 8873 | 9.84 | Residential | Behind the Meter | Yes | Sunrun Installation Services, Inc. | PSE&G |  | Accepted | 2024-12-09 | 2024-12-23 | 2025-12-23 | Electric Storage Battery | TESLA | POWERWALL 3 1707000-XX-Y |  |  | 1 |  |  |  | Lithium Ion |  | OUTSIDE
NJADRE1558785272 | Administratively Determined Incentive Program | Somerset | 8873 | 9.84 | Residential | Behind the Meter | Yes | Sunrun Installation Services, Inc. | PSE&G |  | Accepted | 2024-12-09 | 2024-12-23 | 2025-12-23 | Solar Panels | HANWHA Q-CELLS | Q.PEAK DUO BLK ML-G10+ 410 |  | 0.41 | 4 | 196 | 32 |  | Fixed | Roof
NJADRE1558785272 | Administratively Determined Incentive Program | Somerset | 8873 | 9.84 | Residential | Behind the Meter | Yes | Sunrun Installation Services, Inc. | PSE&G |  | Accepted | 2024-12-09 | 2024-12-23 | 2025-12-23 | Solar Panels | SOLAREDGE TECHNOLOGIES | Q.PEAK DUO BLK ML-G10+ 410 |  | 0.41 | 10 | 17 | 36 |  | Fixed | Roof
NJADRE1558785272 | Administratively Determined Incentive Program | Somerset | 8873 | 9.84 | Residential | Behind the Meter | Yes | Sunrun Installation Services, Inc. | PSE&G |  | Accepted | 2024-12-09 | 2024-12-23 | 2025-12-23 | Solar Panels | HANWHA Q-CELLS | Q.PEAK DUO BLK ML-G10+ 410 |  | 0.41 | 10 | 197 | 32 |  | Fixed | Roof
NJADRE1558785272 | Administratively Determined Incentive Program | Somerset | 8873 | 9.84 | Residential | Behind the Meter | Yes | Sunrun Installation Services, Inc. | PSE&G |  | Accepted | 2024-12-09 | 2024-12-23 | 2025-12-23 | Inverters | TESLA | POWERWALL 3 1707000-XX-Y | 11500 |  | 1 |  |  | 0.97 |  | Outdoor
NJADRE1558785329 | Administratively Determined Incentive Program | Robbinsville | 8691 | 15.17 | Residential | Behind the Meter | Yes | Sunrun Installation Services, Inc. | JCP&L |  | Accepted | 2024-12-09 | 2024-12-23 | 2025-12-23 | Inverters | SolarEdge Technologies | SE3800H-USMN | 3800 |  | 1 |  |  | 0.99 |  | Outdoor | Next to meter
NJADRE1558785329 | Administratively Determined Incentive Program | Robbinsville | 8691 | 15.17 | Residential | Behind the Meter | Yes | Sunrun Installation Services, Inc. | JCP&L |  | Accepted | 2024-12-09 | 2024-12-23 | 2025-12-23 | Solar Panels | Hanwha Q-Cells | Q.PEAK DUO BLK ML-G10+ 410 |  | 0.41 | 30 | 232 | 34 |  | Fixed | Roof
NJADRE1558785329 | Administratively Determined Incentive Program | Robbinsville | 8691 | 15.17 | Residential | Behind the Meter | Yes | Sunrun Installation Services, Inc. | JCP&L |  | Accepted | 2024-12-09 | 2024-12-23 | 2025-12-23 | Inverters | SolarEdge Technologies | SE7600H-USMN | 7600 |  | 1 |  |  | 0.99 |  | Outdoor | Next to meter
NJADRE1558785329 | Administratively Determined Incentive Program | Robbinsville | 8691 | 15.17 | Residential | Behind the Meter | Yes | Sunrun Installation Services, Inc. | JCP&L |  | Accepted | 2024-12-09 | 2024-12-23 | 2025-12-23 | Solar Panels | Hanwha Q-Cells | Q.PEAK DUO BLK ML-G10+ 410 |  | 0.41 | 7 | 52 | 34 |  | Fixed | Roof
NJADRE1558785350 | Administratively Determined Incentive Program | TUCKERTON | 8087 | 12.8 | Residential | Behind the Meter | Yes | GenSun Roofing and Solar, LLC | AC Electric |  | Accepted | 2024-12-09 | 2024-12-23 | 2025-12-23 | Inverters | SOLAREDGE | SE10000H-US | 10000 |  | 1 |  |  | 0.99 |  | Outside
NJADRE1558785350 | Administratively Determined Incentive Program | TUCKERTON | 8087 | 12.8 | Residential | Behind the Meter | Yes | GenSun Roofing and Solar, LLC | AC Electric |  | Accepted | 2024-12-09 | 2024-12-23 | 2025-12-23 | Solar Panels | Silfab Solar | SIL-400HC+ 400W |  | 0.4 | 8 | 176 | 20 |  | Fixed | Roof
NJADRE1558785350 | Administratively Determined Incentive Program | TUCKERTON | 8087 | 12.8 | Residential | Behind the Meter | Yes | GenSun Roofing and Solar, LLC | AC Electric |  | Accepted | 2024-12-09 | 2024-12-23 | 2025-12-23 | Solar Panels | Silfab Solar | SIL-400HC+ 400W |  | 0.4 | 24 | 176 | 8 |  | Fixed | Roof
NJADRE1558785379 | Administratively Determined Incentive Program | Belvidere | 7823 | 17.63 | Residential | Behind the Meter | Yes | Trinity Solar, LLC | JCP&L |  | Accepted | 2024-12-09 | 2024-12-23 | 2025-12-23 | Solar Panels | HANWHA | Q.PEAK DUO BLK ML-G10+ 410 |  | 0.41 | 21 | 104 | 34 |  | Fixed | Roof
NJADRE1558785379 | Administratively Determined Incentive Program | Belvidere | 7823 | 17.63 | Residential | Behind the Meter | Yes | Trinity Solar, LLC | JCP&L |  | Accepted | 2024-12-09 | 2024-12-23 | 2025-12-23 | Solar Panels | HANWHA | Q.PEAK DUO BLK ML-G10+ 410 |  | 0.41 | 15 | 194 | 23 |  | Fixed | Roof
NJADRE1558785379 | Administratively Determined Incentive Program | Belvidere | 7823 | 17.63 | Residential | Behind the Meter | Yes | Trinity Solar, LLC | JCP&L |  | Accepted | 2024-12-09 | 2024-12-23 | 2025-12-23 | Inverters | TESLA | 1707000-xx-y | 11500 |  | 2 |  |  | 0.97 |  | Outside
NJADRE1558785379 | Administratively Determined Incentive Program | Belvidere | 7823 | 17.63 | Residential | Behind the Meter | Yes | Trinity Solar, LLC | JCP&L |  | Accepted | 2024-12-09 | 2024-12-23 | 2025-12-23 | Electric Storage Battery | TESLA | 1707000-xx-y |  |  | 2 |  |  |  | Lithium Ion |  | Outdoors
NJADRE1558785379 | Administratively Determined Incentive Program | Belvidere | 7823 | 17.63 | Residential | Behind the Meter | Yes | Trinity Solar, LLC | JCP&L |  | Accepted | 2024-12-09 | 2024-12-23 | 2025-12-23 | Solar Panels | HANWHA | Q.PEAK DUO BLK ML-G10+ 410 |  | 0.41 | 7 | 104 | 40 |  | Fixed | Roof
NJADRE1558785396 | Administratively Determined Incentive Program | Galloway | 8205 | 9.43 | Residential | Behind the Meter | Yes | Trinity Solar, LLC | AC Electric |  | Accepted | 2024-12-09 | 2024-12-23 | 2025-12-23 | Solar Panels | HANWHA | (Q.PEAK DUO BLK ML-G10+ 410) |  | 0.41 | 8 | 137 | 18 |  | Fixed | Roof
NJADRE1558785396 | Administratively Determined Incentive Program | Galloway | 8205 | 9.43 | Residential | Behind the Meter | Yes | Trinity Solar, LLC | AC Electric |  | Accepted | 2024-12-09 | 2024-12-23 | 2025-12-23 | Inverters | Tesla | TESLA 7.6kW (1538000-XX-Y) | 7600 |  | 1 |  |  | 0.97 |  | Outdoor
NJADRE1558785396 | Administratively Determined Incentive Program | Galloway | 8205 | 9.43 | Residential | Behind the Meter | Yes | Trinity Solar, LLC | AC Electric |  | Accepted | 2024-12-09 | 2024-12-23 | 2025-12-23 | Solar Panels | HANWHA | (Q.PEAK DUO BLK ML-G10+ 410) |  | 0.41 | 4 | 174 | 19 |  | Fixed | Roof
NJADRE1558785396 | Administratively Determined Incentive Program | Galloway | 8205 | 9.43 | Residential | Behind the Meter | Yes | Trinity Solar, LLC | AC Electric |  | Accepted | 2024-12-09 | 2024-12-23 | 2025-12-23 | Solar Panels | HANWHA | (Q.PEAK DUO BLK ML-G10+ 410) |  | 0.41 | 11 | 174 | 20 |  | Fixed | Roof
NJADRE1558785434 | Administratively Determined Incentive Program | WENONAH | 8090 | 4.1 | Residential | Behind the Meter | Yes | Sunrun Installation Services, Inc. | AC Electric |  | Accepted | 2024-12-09 | 2024-12-23 | 2025-12-23 | Solar Panels | HANWHA Q-CELLS | Q.PEAK DUO BLK ML-G10+ 410 |  | 0.41 | 2 | 46 | 22 |  | Fixed | Roof
NJADRE1558785434 | Administratively Determined Incentive Program | WENONAH | 8090 | 4.1 | Residential | Behind the Meter | Yes | Sunrun Installation Services, Inc. | AC Electric |  | Accepted | 2024-12-09 | 2024-12-23 | 2025-12-23 | Solar Panels | HANWHA Q-CELLS | Q.PEAK DUO BLK ML-G10+ 410 |  | 0.41 | 8 | 226 | 22 |  | Fixed | Roof
NJADRE1558785434 | Administratively Determined Incentive Program | WENONAH | 8090 | 4.1 | Residential | Behind the Meter | Yes | Sunrun Installation Services, Inc. | AC Electric |  | Accepted | 2024-12-09 | 2024-12-23 | 2025-12-23 | Inverters | SOLAREDGE TECHNOLOGIES | SE3800H-USMN | 3800 |  | 1 |  |  | 0.99 |  | Outdoor
NJADRE1558785434 | Administratively Determined Incentive Program | WENONAH | 8090 | 4.1 | Residential | Behind the Meter | Yes | Sunrun Installation Services, Inc. | AC Electric |  | Accepted | 2024-12-09 | 2024-12-23 | 2025-12-23 | Electric Storage Battery | TESLA | POWERWALL 2 |  |  | 1 |  |  |  | Lithium Ion |  | OUTSIDE
NJADRE1558785447 | Administratively Determined Incentive Program | Bloomfield | 7003 | 4.92 | Residential | Behind the Meter | Yes | Sunrun Installation Services, Inc. | PSE&G |  | Accepted | 2024-12-09 | 2024-12-23 | 2025-12-23 | Inverters | SOLAREDGE TECHNOLOGIES | SE3800H-USMN | 3800 |  | 1 |  |  | 0.99 |  | Outdoor
NJADRE1558785447 | Administratively Determined Incentive Program | Bloomfield | 7003 | 4.92 | Residential | Behind the Meter | Yes | Sunrun Installation Services, Inc. | PSE&G |  | Accepted | 2024-12-09 | 2024-12-23 | 2025-12-23 | Solar Panels | Hanwha Q Cells | Q.PEAK DUO BLK ML-G10+ 410 |  | 0.41 | 12 | 53 | 27 |  | Fixed | Roof
NJADRE1558785447 | Administratively Determined Incentive Program | Bloomfield | 7003 | 4.92 | Residential | Behind the Meter | Yes | Sunrun Installation Services, Inc. | PSE&G |  | Accepted | 2024-12-09 | 2024-12-23 | 2025-12-23 | Meters | SOLAREDGE TECHNOLOGIES | SE3800H-USMN |  |  | 1 |  |  |  | Yes | Outdoor
NJADRE1558785515 | Administratively Determined Incentive Program | RIDGEFIELD | 7657 | 4.92 | Residential | Behind the Meter | Yes | Sunrun Installation Services, Inc. | PSE&G |  | Accepted | 2024-12-09 | 2024-12-23 | 2025-12-23 | Inverters | SolarEdge Technologies | SE3800H-USMN | 3800 |  | 1 |  |  | 0.99 |  | Outdoor
NJADRE1558785515 | Administratively Determined Incentive Program | RIDGEFIELD | 7657 | 4.92 | Residential | Behind the Meter | Yes | Sunrun Installation Services, Inc. | PSE&G |  | Accepted | 2024-12-09 | 2024-12-23 | 2025-12-23 | Solar Panels | Hanwha Q Cells | Q.PEAK DUO BLK ML-G10+ 410 |  | 0.41 | 12 | 127 | 23 |  | Fixed | Roof
NJADRE1558785516 | Administratively Determined Incentive Program | PLEASANTVILLE | 8232 | 5.2 | Residential | Behind the Meter | Yes | GenSun Roofing and Solar, LLC | AC Electric |  | Accepted | 2024-12-09 | 2025-01-08 | 2026-01-08 | Inverters | SOLAREDGE | SE3800H-US | 3800 |  | 1 |  |  | 0.99 |  | Outside
NJADRE1558785516 | Administratively Determined Incentive Program | PLEASANTVILLE | 8232 | 5.2 | Residential | Behind the Meter | Yes | GenSun Roofing and Solar, LLC | AC Electric |  | Accepted | 2024-12-09 | 2025-01-08 | 2026-01-08 | Solar Panels | LONGI SOLAR | LR5-54HABB- 400W |  | 0.4 | 3 | 205 | 30 |  | Fixed | Roof
NJADRE1558785516 | Administratively Determined Incentive Program | PLEASANTVILLE | 8232 | 5.2 | Residential | Behind the Meter | Yes | GenSun Roofing and Solar, LLC | AC Electric |  | Accepted | 2024-12-09 | 2025-01-08 | 2026-01-08 | Solar Panels | LONGI SOLAR | LR5-54HABB- 400W |  | 0.4 | 10 | 295 | 30 |  | Fixed | Roof
NJADRE1558785533 | Administratively Determined Incentive Program | FRANKLIN TWP SOM | 8873 | 8.2 | Residential | Behind the Meter | Yes | Sunrun Installation Services, Inc. | PSE&G |  | Accepted | 2024-12-09 | 2024-12-23 | 2025-12-23 | Electric Storage Battery | TESLA | POWERWALL 3 1707000-XX-Y |  |  | 1 |  |  |  | Lithium Ion |  | OUTSIDE
NJADRE1558785533 | Administratively Determined Incentive Program | FRANKLIN TWP SOM | 8873 | 8.2 | Residential | Behind the Meter | Yes | Sunrun Installation Services, Inc. | PSE&G |  | Accepted | 2024-12-09 | 2024-12-23 | 2025-12-23 | Inverters | TESLA | POWERWALL 3 1707000-XX-Y | 11500 |  | 1 |  |  | 0.97 |  | Outdoor
NJADRE1558785533 | Administratively Determined Incentive Program | FRANKLIN TWP SOM | 8873 | 8.2 | Residential | Behind the Meter | Yes | Sunrun Installation Services, Inc. | PSE&G |  | Accepted | 2024-12-09 | 2024-12-23 | 2025-12-23 | Solar Panels | HANWHA Q-CELLS | Q.PEAK DUO BLK ML-G10+ 410 |  | 0.41 | 10 | 53 | 27 |  | Fixed | Roof
NJADRE1558785533 | Administratively Determined Incentive Program | FRANKLIN TWP SOM | 8873 | 8.2 | Residential | Behind the Meter | Yes | Sunrun Installation Services, Inc. | PSE&G |  | Accepted | 2024-12-09 | 2024-12-23 | 2025-12-23 | Solar Panels | HANWHA Q-CELLS | Q.PEAK DUO BLK ML-G10+ 410 |  | 0.41 | 10 | 233 | 27 |  | Fixed | Roof
NJADRE1558785543 | Administratively Determined Incentive Program | NORTH BERGEN | 7047 | 10.25 | Residential | Behind the Meter | Yes | Pro Custom Solar dba Momentum Solar | PSE&G |  | Accepted | 2024-12-09 | 2024-12-23 | 2025-12-23 | Solar Panels | Hanwha | q.peak duo blk ml-g10+410 |  | 0.41 | 15 | 208 | 4 |  | Fixed | Roof
NJADRE1558785543 | Administratively Determined Incentive Program | NORTH BERGEN | 7047 | 10.25 | Residential | Behind the Meter | Yes | Pro Custom Solar dba Momentum Solar | PSE&G |  | Accepted | 2024-12-09 | 2024-12-23 | 2025-12-23 | Solar Panels | Hanwha | q.peak duo blk ml-g10+410 |  | 0.41 | 10 | 28 | 4 |  | Fixed | Roof
NJADRE1558785543 | Administratively Determined Incentive Program | NORTH BERGEN | 7047 | 10.25 | Residential | Behind the Meter | Yes | Pro Custom Solar dba Momentum Solar | PSE&G |  | Accepted | 2024-12-09 | 2024-12-23 | 2025-12-23 | Inverters | Enphase | IQ8PLUS-72-2-US | 290 |  | 25 |  |  | 0.97 |  | Outside
NJADRE1558785619 | Administratively Determined Incentive Program | Frankford | 7822 | 6.56 | Residential | Behind the Meter | Yes | Trinity Solar, LLC | Sussex Rural |  | Accepted | 2024-12-09 | 2024-12-23 | 2025-12-23 | Inverters | Tesla | Tesla Powerwall 3 | 11500 |  | 2 |  |  | 0.97 |  | Outdoor
NJADRE1558785619 | Administratively Determined Incentive Program | Frankford | 7822 | 6.56 | Residential | Behind the Meter | Yes | Trinity Solar, LLC | Sussex Rural |  | Accepted | 2024-12-09 | 2024-12-23 | 2025-12-23 | Solar Panels | Hanwha | HANWHA 410 (Q.PEAK DUO BLK ML-G10+ 410) |  | 0.41 | 16 | 194 | 34 |  | Fixed | Roof
NJADRE1558785619 | Administratively Determined Incentive Program | Frankford | 7822 | 6.56 | Residential | Behind the Meter | Yes | Trinity Solar, LLC | Sussex Rural |  | Accepted | 2024-12-09 | 2024-12-23 | 2025-12-23 | Electric Storage Battery | Tesla | Tesla Powerwall 3 |  |  | 2 |  |  |  | Lithium Ion |  | Inside
NJADRE1558785620 | Administratively Determined Incentive Program | Atlantic City | 8401 | 4.4 | Residential | Behind the Meter | Yes | GenSun Roofing and Solar, LLC | AC Electric |  | Accepted | 2024-12-09 | 2024-12-27 | 2025-12-27 | Inverters | SOLAREDGE | SE3800H-US | 3800 |  | 1 |  |  | 0.99 |  | Outside
NJADRE1558785620 | Administratively Determined Incentive Program | Atlantic City | 8401 | 4.4 | Residential | Behind the Meter | Yes | GenSun Roofing and Solar, LLC | AC Electric |  | Accepted | 2024-12-09 | 2024-12-27 | 2025-12-27 | Solar Panels | LONGI SOLAR | LR5-54HABB- 400W |  | 0.4 | 11 | 111 | 30 |  | Fixed | Roof
NJADRE1558785647 | Administratively Determined Incentive Program | Mount Laurel | 8054 | 21.25 | Residential | Behind the Meter | Yes | Power Energy Solutions, LLC | PSE&G |  | Accepted | 2024-12-09 | 2024-12-23 | 2025-12-23 | Solar Panels | Trina Solar | TSM-425NE09RC.05 |  | 0.425 | 6 | 248 | 23 |  | Fixed | Roof
NJADRE1558785647 | Administratively Determined Incentive Program | Mount Laurel | 8054 | 21.25 | Residential | Behind the Meter | Yes | Power Energy Solutions, LLC | PSE&G |  | Accepted | 2024-12-09 | 2024-12-23 | 2025-12-23 | Solar Panels | Trina Solar | TSM-425NE09RC.05 |  | 0.425 | 18 | 248 | 25 |  | Fixed | Roof
NJADRE1558785647 | Administratively Determined Incentive Program | Mount Laurel | 8054 | 21.25 | Residential | Behind the Meter | Yes | Power Energy Solutions, LLC | PSE&G |  | Accepted | 2024-12-09 | 2024-12-23 | 2025-12-23 | Inverters | SolarEdge | SE3800H-US | 4 |  | 1 |  |  | 0.97 |  | Outdoor
NJADRE1558785647 | Administratively Determined Incentive Program | Mount Laurel | 8054 | 21.25 | Residential | Behind the Meter | Yes | Power Energy Solutions, LLC | PSE&G |  | Accepted | 2024-12-09 | 2024-12-23 | 2025-12-23 | Inverters | SolarEdge | SE11400H-US | 11 |  | 1 |  |  | 0.97 |  | Outdoor
NJADRE1558785647 | Administratively Determined Incentive Program | Mount Laurel | 8054 | 21.25 | Residential | Behind the Meter | Yes | Power Energy Solutions, LLC | PSE&G |  | Accepted | 2024-12-09 | 2024-12-23 | 2025-12-23 | Solar Panels | Trina Solar | TSM-425NE09RC.05 |  | 0.425 | 20 | 158 | 26 |  | Fixed | Roof
NJADRE1558785647 | Administratively Determined Incentive Program | Mount Laurel | 8054 | 21.25 | Residential | Behind the Meter | Yes | Power Energy Solutions, LLC | PSE&G |  | Accepted | 2024-12-09 | 2024-12-23 | 2025-12-23 | Solar Panels | Trina Solar | TSM-425NE09RC.05 |  | 0.425 | 6 | 68 | 23 |  | Fixed | Roof
NJADRE1558785685 | Administratively Determined Incentive Program | PLEASANTVILLE | 8232 | 6.56 | Residential | Behind the Meter | Yes | EMT Renewables, LLC | AC Electric |  | Accepted | 2024-12-09 | 2024-12-23 | 2025-12-23 | Solar Panels | TRINA | TSM-NE09RC.05 |  | 0.41 | 1 | 223 | 35 |  | Fixed | Roof
NJADRE1558785685 | Administratively Determined Incentive Program | PLEASANTVILLE | 8232 | 6.56 | Residential | Behind the Meter | Yes | EMT Renewables, LLC | AC Electric |  | Accepted | 2024-12-09 | 2024-12-23 | 2025-12-23 | Solar Panels | TRINA | TSM-NE09RC.05 |  | 0.41 | 7 | 133 | 35 |  | Fixed | Roof
NJADRE1558785685 | Administratively Determined Incentive Program | PLEASANTVILLE | 8232 | 6.56 | Residential | Behind the Meter | Yes | EMT Renewables, LLC | AC Electric |  | Accepted | 2024-12-09 | 2024-12-23 | 2025-12-23 | Inverters | ENPHASE | IQ8+ | 290 |  | 16 |  |  | 0.98 |  | Other | UNDER EACH PANEL
NJADRE1558785685 | Administratively Determined Incentive Program | PLEASANTVILLE | 8232 | 6.56 | Residential | Behind the Meter | Yes | EMT Renewables, LLC | AC Electric |  | Accepted | 2024-12-09 | 2024-12-23 | 2025-12-23 | Solar Panels | TRINA | TSM-NE09RC.05 |  | 0.41 | 1 | 43 | 35 |  | Fixed | Roof
NJADRE1558785685 | Administratively Determined Incentive Program | PLEASANTVILLE | 8232 | 6.56 | Residential | Behind the Meter | Yes | EMT Renewables, LLC | AC Electric |  | Accepted | 2024-12-09 | 2024-12-23 | 2025-12-23 | Solar Panels | TRINA | TSM-NE09RC.05 |  | 0.41 | 2 | 134 | 20 |  | Fixed | Roof
NJADRE1558785685 | Administratively Determined Incentive Program | PLEASANTVILLE | 8232 | 6.56 | Residential | Behind the Meter | Yes | EMT Renewables, LLC | AC Electric |  | Accepted | 2024-12-09 | 2024-12-23 | 2025-12-23 | Solar Panels | TRINA | TSM-NE09RC.05 |  | 0.41 | 5 | 313 | 35 |  | Fixed | Roof
NJADRE1558785843 | Administratively Determined Incentive Program | IRVINGTON | 7111 | 4.92 | Residential | Behind the Meter | Yes | Pro Custom Solar dba Momentum Solar | PSE&G |  | Accepted | 2024-12-09 | 2024-12-24 | 2025-12-24 | Solar Panels | Hanwha | Q.PEAK DUO BLK ML-G10+410 |  | 0.41 | 5 | 317 | 3 |  | Fixed | Roof
NJADRE1558785843 | Administratively Determined Incentive Program | IRVINGTON | 7111 | 4.92 | Residential | Behind the Meter | Yes | Pro Custom Solar dba Momentum Solar | PSE&G |  | Accepted | 2024-12-09 | 2024-12-24 | 2025-12-24 | Inverters | Enphase | IQ8MC-72-M-US | 320 |  | 12 |  |  | 0.97 |  | Outdoor
NJADRE1558785843 | Administratively Determined Incentive Program | IRVINGTON | 7111 | 4.92 | Residential | Behind the Meter | Yes | Pro Custom Solar dba Momentum Solar | PSE&G |  | Accepted | 2024-12-09 | 2024-12-24 | 2025-12-24 | Solar Panels | Hanwha | Q.PEAK DUO BLK ML-G10+410 |  | 0.41 | 7 | 138 | 31 |  | Fixed | Roof
NJADRE1558786054 | Administratively Determined Incentive Program | South Amboy | 8879 | 17.94 | Commercial | Behind the Meter | No | Fusion Solar Energy, LLC | JCP&L |  | Accepted | 2024-12-09 | 2025-01-06 | 2026-01-06 | Inverters | ENPHASE | IQ8P-3P-72-E-DOM-US | 475 |  | 46 |  |  | 0.97 |  | Outside | Roof
NJADRE1558786054 | Administratively Determined Incentive Program | South Amboy | 8879 | 17.94 | Commercial | Behind the Meter | No | Fusion Solar Energy, LLC | JCP&L |  | Accepted | 2024-12-09 | 2025-01-06 | 2026-01-06 | Solar Panels | MEYER BURGER | MEYER BURGER BLACK 390W |  | 0.39 | 25 | 246.11 | 12 |  | Fixed | Roof
NJADRE1558786054 | Administratively Determined Incentive Program | South Amboy | 8879 | 17.94 | Commercial | Behind the Meter | No | Fusion Solar Energy, LLC | JCP&L |  | Accepted | 2024-12-09 | 2025-01-06 | 2026-01-06 | Solar Panels | MEYER BURGER | MEYER BURGER BLACK 390W |  | 0.39 | 21 | 66.11 | 11 |  | Fixed | Roof
NJADRE1558786082 | Administratively Determined Incentive Program | HASBROUCK HEIGHTS | 7604 | 6.15 | Residential | Behind the Meter | Yes | Sunrun Installation Services, Inc. | PSE&G |  | Accepted | 2024-12-09 | 2025-01-09 | 2026-01-09 | Electric Storage Battery | TESLA | POWERWALL 3 |  |  | 1 |  |  |  | Lithium Ion |  | Outside
NJADRE1558786082 | Administratively Determined Incentive Program | HASBROUCK HEIGHTS | 7604 | 6.15 | Residential | Behind the Meter | Yes | Sunrun Installation Services, Inc. | PSE&G |  | Accepted | 2024-12-09 | 2025-01-09 | 2026-01-09 | Inverters | TESLA | Powerwall 3 1707000-xx-y | 11500 |  | 1 |  |  | 0.97 |  | Outdoor | Next to meter
NJADRE1558786082 | Administratively Determined Incentive Program | HASBROUCK HEIGHTS | 7604 | 6.15 | Residential | Behind the Meter | Yes | Sunrun Installation Services, Inc. | PSE&G |  | Accepted | 2024-12-09 | 2025-01-09 | 2026-01-09 | Solar Panels | Hanwha Q-Cells | Q.PEAK DUO BLK ML-G10+ 410 |  | 0.41 | 9 | 219 | 25 |  | Fixed | Roof
NJADRE1558786082 | Administratively Determined Incentive Program | HASBROUCK HEIGHTS | 7604 | 6.15 | Residential | Behind the Meter | Yes | Sunrun Installation Services, Inc. | PSE&G |  | Accepted | 2024-12-09 | 2025-01-09 | 2026-01-09 | Solar Panels | Hanwha Q-Cells | Q.PEAK DUO BLK ML-G10+ 410 |  | 0.41 | 6 | 37 | 24 |  | Fixed | Roof
NJADRE1558786193 | Administratively Determined Incentive Program | Sicklerville | 8081 | 13.18 | Residential | Behind the Meter | Yes | Power Energy Solutions, LLC | AC Electric |  | Accepted | 2024-12-09 | 2024-12-23 | 2025-12-23 | Solar Panels | Trina Solar | TSM-425NE09RC.05 |  | 0.425 | 9 | 20 | 27 |  | Fixed | Roof
NJADRE1558786193 | Administratively Determined Incentive Program | Sicklerville | 8081 | 13.18 | Residential | Behind the Meter | Yes | Power Energy Solutions, LLC | AC Electric |  | Accepted | 2024-12-09 | 2024-12-23 | 2025-12-23 | Solar Panels | Trina Solar | TSM-425NE09RC.05 |  | 0.425 | 4 | 200 | 27 |  | Fixed | Roof
NJADRE1558786193 | Administratively Determined Incentive Program | Sicklerville | 8081 | 13.18 | Residential | Behind the Meter | Yes | Power Energy Solutions, LLC | AC Electric |  | Accepted | 2024-12-09 | 2024-12-23 | 2025-12-23 | Solar Panels | Trina Solar | TSM-425NE09RC.05 |  | 0.425 | 18 | 200 | 27 |  | Fixed | Roof
NJADRE1558786193 | Administratively Determined Incentive Program | Sicklerville | 8081 | 13.18 | Residential | Behind the Meter | Yes | Power Energy Solutions, LLC | AC Electric |  | Accepted | 2024-12-09 | 2024-12-23 | 2025-12-23 | Inverters | SolarEdge | SE10000H-US | 10 |  | 1 |  |  | 0.97 |  | Outdoor
NJADRE1558792327 | Administratively Determined Incentive Program | Woodbridge Twp | 8861 | 6.15 | Residential | Behind the Meter | Yes | Sunrun Installation Services, Inc. | PSE&G |  | Accepted | 2024-12-10 | 2024-12-23 | 2025-12-23 | Solar Panels | Hanwha Q Cells | Q.PEAK DUO BLK ML-G10+ 410 |  | 0.41 | 6 | 36 | 16 |  | Fixed | Roof
NJADRE1558792327 | Administratively Determined Incentive Program | Woodbridge Twp | 8861 | 6.15 | Residential | Behind the Meter | Yes | Sunrun Installation Services, Inc. | PSE&G |  | Accepted | 2024-12-10 | 2024-12-23 | 2025-12-23 | Inverters | Tesla | Powerwall 3 1707000-xx-y | 11500 |  | 1 |  |  | 0.97 |  | Indoor
NJADRE1558792327 | Administratively Determined Incentive Program | Woodbridge Twp | 8861 | 6.15 | Residential | Behind the Meter | Yes | Sunrun Installation Services, Inc. | PSE&G |  | Accepted | 2024-12-10 | 2024-12-23 | 2025-12-23 | Electric Storage Battery | Tesla | Powerwall 3 1707000-xx-y |  |  | 1 |  |  |  | Lithium Ion |  | INSIDE
NJADRE1558792327 | Administratively Determined Incentive Program | Woodbridge Twp | 8861 | 6.15 | Residential | Behind the Meter | Yes | Sunrun Installation Services, Inc. | PSE&G |  | Accepted | 2024-12-10 | 2024-12-23 | 2025-12-23 | Solar Panels | Hanwha Q Cells | Q.PEAK DUO BLK ML-G10+ 410 |  | 0.41 | 9 | 126 | 18 |  | Fixed | Roof
NJADRE1558792350 | Administratively Determined Incentive Program | Basking Ridge | 7920 | 9.84 | Residential | Behind the Meter | Yes | Sunrun Installation Services, Inc. | JCP&L |  | Accepted | 2024-12-10 | 2024-12-23 | 2025-12-23 | Solar Panels | Hanwha Q Cells | Q.PEAK DUO BLK ML-G10+ 410 |  | 0.41 | 13 | 167 | 19 |  | Fixed | Roof
NJADRE1558792350 | Administratively Determined Incentive Program | Basking Ridge | 7920 | 9.84 | Residential | Behind the Meter | Yes | Sunrun Installation Services, Inc. | JCP&L |  | Accepted | 2024-12-10 | 2024-12-23 | 2025-12-23 | Electric Storage Battery | Tesla | Powerwall 3 1707000-xx-y |  |  | 2 |  |  |  | Lithium Ion |  | OUTSIDE
NJADRE1558792350 | Administratively Determined Incentive Program | Basking Ridge | 7920 | 9.84 | Residential | Behind the Meter | Yes | Sunrun Installation Services, Inc. | JCP&L |  | Accepted | 2024-12-10 | 2024-12-23 | 2025-12-23 | Inverters | Tesla | Powerwall 3 1707000-xx-y | 11500 |  | 2 |  |  | 0.97 |  | Outdoor
NJADRE1558792350 | Administratively Determined Incentive Program | Basking Ridge | 7920 | 9.84 | Residential | Behind the Meter | Yes | Sunrun Installation Services, Inc. | JCP&L |  | Accepted | 2024-12-10 | 2024-12-23 | 2025-12-23 | Solar Panels | Hanwha Q Cells | Q.PEAK DUO BLK ML-G10+ 410 |  | 0.41 | 11 | 167 | 37 |  | Fixed | Roof
NJADRE1558792431 | Administratively Determined Incentive Program | Turnersville | 8012 | 16.4 | Residential | Behind the Meter | Yes | Sunrun Installation Services, Inc. | AC Electric |  | Accepted | 2024-12-10 | 2024-12-24 | 2025-12-24 | Solar Panels | Hanwha Q Cells | Q.PEAK DUO BLK ML-G10+ 410 |  | 0.41 | 14 | 216 | 27 |  | Fixed | Roof
NJADRE1558792431 | Administratively Determined Incentive Program | Turnersville | 8012 | 16.4 | Residential | Behind the Meter | Yes | Sunrun Installation Services, Inc. | AC Electric |  | Accepted | 2024-12-10 | 2024-12-24 | 2025-12-24 | Inverters | SolarEdge Technologies | SE5700H-USMN | 5760 |  | 2 |  |  | 0.99 |  | Outdoor
NJADRE1558792431 | Administratively Determined Incentive Program | Turnersville | 8012 | 16.4 | Residential | Behind the Meter | Yes | Sunrun Installation Services, Inc. | AC Electric |  | Accepted | 2024-12-10 | 2024-12-24 | 2025-12-24 | Solar Panels | Hanwha Q Cells | Q.PEAK DUO BLK ML-G10+ 410 |  | 0.41 | 8 | 305 | 45 |  | Fixed | Roof
NJADRE1558792431 | Administratively Determined Incentive Program | Turnersville | 8012 | 16.4 | Residential | Behind the Meter | Yes | Sunrun Installation Services, Inc. | AC Electric |  | Accepted | 2024-12-10 | 2024-12-24 | 2025-12-24 | Solar Panels | Hanwha Q Cells | Q.PEAK DUO BLK ML-G10+ 410 |  | 0.41 | 2 | 305 | 24 |  | Fixed | Roof
NJADRE1558792431 | Administratively Determined Incentive Program | Turnersville | 8012 | 16.4 | Residential | Behind the Meter | Yes | Sunrun Installation Services, Inc. | AC Electric |  | Accepted | 2024-12-10 | 2024-12-24 | 2025-12-24 | Solar Panels | Hanwha Q Cells | Q.PEAK DUO BLK ML-G10+ 410 |  | 0.41 | 2 | 125 | 24 |  | Fixed | Roof
NJADRE1558792431 | Administratively Determined Incentive Program | Turnersville | 8012 | 16.4 | Residential | Behind the Meter | Yes | Sunrun Installation Services, Inc. | AC Electric |  | Accepted | 2024-12-10 | 2024-12-24 | 2025-12-24 | Solar Panels | Hanwha Q Cells | Q.PEAK DUO BLK ML-G10+ 410 |  | 0.41 | 14 | 35 | 25 |  | Fixed | Roof
NJADRE1558792468 | Administratively Determined Incentive Program | Englewood | 7631 | 7.38 | Residential | Behind the Meter | Yes | Sunrun Installation Services, Inc. | PSE&G |  | Accepted | 2024-12-10 | 2024-12-24 | 2025-12-24 | Solar Panels | Hanwha Q Cells | Q.PEAK DUO BLK ML-G10+ 410 |  | 0.41 | 12 | 16 | 40 |  | Fixed | Roof
NJADRE1558792468 | Administratively Determined Incentive Program | Englewood | 7631 | 7.38 | Residential | Behind the Meter | Yes | Sunrun Installation Services, Inc. | PSE&G |  | Accepted | 2024-12-10 | 2024-12-24 | 2025-12-24 | Solar Panels | Hanwha Q Cells | Q.PEAK DUO BLK ML-G10+ 410 |  | 0.41 | 6 | 196 | 38 |  | Fixed | Roof
NJADRE1558792468 | Administratively Determined Incentive Program | Englewood | 7631 | 7.38 | Residential | Behind the Meter | Yes | Sunrun Installation Services, Inc. | PSE&G |  | Accepted | 2024-12-10 | 2024-12-24 | 2025-12-24 | Inverters | SolarEdge Technologies | SE5700H-USMN | 5760 |  | 1 |  |  | 0.99 |  | Outdoor
NJADRE1558792570 | Administratively Determined Incentive Program | NEWARK | 7108 | 5.95 | Residential | Behind the Meter | Yes | Power Energy Solutions, LLC | PSE&G |  | Accepted | 2024-12-10 | 2024-12-24 | 2025-12-24 | Solar Panels | Trina Solar | TSM-425NE09RC.05 |  | 0.425 | 14 | 196 | 30 |  | Fixed | Roof
NJADRE1558792570 | Administratively Determined Incentive Program | NEWARK | 7108 | 5.95 | Residential | Behind the Meter | Yes | Power Energy Solutions, LLC | PSE&G |  | Accepted | 2024-12-10 | 2024-12-24 | 2025-12-24 | Inverters | SolarEdge | SE6000H-US | 6000 |  | 1 |  |  | 0.97 |  | Outdoor
NJADRE1558792585 | Administratively Determined Incentive Program | Newark | 7108 | 5.95 | Residential | Behind the Meter | Yes | Power Energy Solutions, LLC | PSE&G |  | Accepted | 2024-12-10 | 2024-12-24 | 2025-12-24 | Solar Panels | Trina Solar | TSM-425NE09RC.05 |  | 0.425 | 5 | 16 | 30 |  | Fixed | Roof
NJADRE1558792585 | Administratively Determined Incentive Program | Newark | 7108 | 5.95 | Residential | Behind the Meter | Yes | Power Energy Solutions, LLC | PSE&G |  | Accepted | 2024-12-10 | 2024-12-24 | 2025-12-24 | Solar Panels | Trina Solar | TSM-425NE09RC.05 |  | 0.425 | 9 | 196 | 30 |  | Fixed | Roof
NJADRE1558792585 | Administratively Determined Incentive Program | Newark | 7108 | 5.95 | Residential | Behind the Meter | Yes | Power Energy Solutions, LLC | PSE&G |  | Accepted | 2024-12-10 | 2024-12-24 | 2025-12-24 | Inverters | SolarEdge | SE6000H-US | 6000 |  | 1 |  |  | 0.97 |  | Outdoor
NJADRE1558792614 | Administratively Determined Incentive Program | Union | 7083 | 540.1 | Commercial | Behind the Meter | No | Advanced Solar & Energy Solutions, LLC | PSE&G |  | Accepted | 2025-01-14 | 2025-01-27 | 2026-01-27 | Inverters | SMA | 33-US | 33 |  | 3 |  |  | 0.97 |  | Outdoor
NJADRE1558792614 | Administratively Determined Incentive Program | Union | 7083 | 540.1 | Commercial | Behind the Meter | No | Advanced Solar & Energy Solutions, LLC | PSE&G |  | Accepted | 2025-01-14 | 2025-01-27 | 2026-01-27 | Inverters | SMA | 30-US | 30 |  | 2 |  |  | 0.97 |  | Outdoor
NJADRE1558792614 | Administratively Determined Incentive Program | Union | 7083 | 540.1 | Commercial | Behind the Meter | No | Advanced Solar & Energy Solutions, LLC | PSE&G |  | Accepted | 2025-01-14 | 2025-01-27 | 2026-01-27 | Solar Panels | Canadian Solar | 550MS |  | 0.55 | 982 | 141.4 | 4 |  | Fixed | Roof
NJADRE1558792614 | Administratively Determined Incentive Program | Union | 7083 | 540.1 | Commercial | Behind the Meter | No | Advanced Solar & Energy Solutions, LLC | PSE&G |  | Accepted | 2025-01-14 | 2025-01-27 | 2026-01-27 | Inverters | SMA | 62-US | 62 |  | 1 |  |  | 0.97 |  | Outdoor
NJADRE1558792614 | Administratively Determined Incentive Program | Union | 7083 | 540.1 | Commercial | Behind the Meter | No | Advanced Solar & Energy Solutions, LLC | PSE&G |  | Accepted | 2025-01-14 | 2025-01-27 | 2026-01-27 | Inverters | SMA | 50-US | 50 |  | 4 |  |  | 0.97 |  | Outdoor
NJADRE1558792626 | Administratively Determined Incentive Program | ORANGE | 7050 | 8.17 | Residential | Behind the Meter | Yes | Venture Home Solar, LLC | PSE&G |  | Accepted | 2024-12-10 | 2024-12-24 | 2025-12-24 | Solar Panels | Hanwha | Q.TRON BLK M-G2+ 430 |  | 0.43 | 13 | 122 | 43 |  | Fixed | Roof
NJADRE1558792626 | Administratively Determined Incentive Program | ORANGE | 7050 | 8.17 | Residential | Behind the Meter | Yes | Venture Home Solar, LLC | PSE&G |  | Accepted | 2024-12-10 | 2024-12-24 | 2025-12-24 | Solar Panels | Hanwha | Q.TRON BLK M-G2+ 430 |  | 0.43 | 6 | 302 | 43 |  | Fixed | Roof
NJADRE1558792626 | Administratively Determined Incentive Program | ORANGE | 7050 | 8.17 | Residential | Behind the Meter | Yes | Venture Home Solar, LLC | PSE&G |  | Accepted | 2024-12-10 | 2024-12-24 | 2025-12-24 | Inverters | Enphase Energy Inc. | IQ8MC-72-M-US | 330 |  | 19 |  |  | 0.9697 |  | Outside
NJADRE1558792629 | Administratively Determined Incentive Program | Absecon | 8201 | 14.76 | Residential | Behind the Meter | Yes | EMT Renewables, LLC | Borough of Lavallette |  | Accepted | 2024-12-10 | 2024-12-26 | 2025-12-26 | Inverters | ENPHASE | IQ8+ | 290 |  | 36 |  |  | 0.98 |  | Other | UNDER EACH PANEL
NJADRE1558792629 | Administratively Determined Incentive Program | Absecon | 8201 | 14.76 | Residential | Behind the Meter | Yes | EMT Renewables, LLC | Borough of Lavallette |  | Accepted | 2024-12-10 | 2024-12-26 | 2025-12-26 | Solar Panels | TRINA | TSM-NE09RC.05 |  | 0.41 | 2 | 183 | 20 |  | Fixed | Roof
NJADRE1558792629 | Administratively Determined Incentive Program | Absecon | 8201 | 14.76 | Residential | Behind the Meter | Yes | EMT Renewables, LLC | Borough of Lavallette |  | Accepted | 2024-12-10 | 2024-12-26 | 2025-12-26 | Solar Panels | TRINA | TSM-NE09RC.05 |  | 0.41 | 9 | 3 | 20 |  | Fixed | Roof
NJADRE1558792629 | Administratively Determined Incentive Program | Absecon | 8201 | 14.76 | Residential | Behind the Meter | Yes | EMT Renewables, LLC | Borough of Lavallette |  | Accepted | 2024-12-10 | 2024-12-26 | 2025-12-26 | Solar Panels | TRINA | TSM-NE09RC.05 |  | 0.41 | 4 | 93 | 25 |  | Fixed | Roof
NJADRE1558792629 | Administratively Determined Incentive Program | Absecon | 8201 | 14.76 | Residential | Behind the Meter | Yes | EMT Renewables, LLC | Borough of Lavallette |  | Accepted | 2024-12-10 | 2024-12-26 | 2025-12-26 | Solar Panels | TRINA | TSM-NE09RC.05 |  | 0.41 | 21 | 273 | 25 |  | Fixed | Roof
NJADRE1558793060 | Administratively Determined Incentive Program | MILLVILLE | 8332 | 7.89 | Residential | Behind the Meter | Yes | SunnyMac, LLC | AC Electric |  | Accepted | 2024-12-10 | 2024-12-24 | 2025-12-24 | Solar Panels | Qcells | Q.PEAK DUO BLK ML-G10+ 415 |  | 0.415 | 3 | 330.07 | 24 |  | Fixed | Roof
NJADRE1558793060 | Administratively Determined Incentive Program | MILLVILLE | 8332 | 7.89 | Residential | Behind the Meter | Yes | SunnyMac, LLC | AC Electric |  | Accepted | 2024-12-10 | 2024-12-24 | 2025-12-24 | Solar Panels | Qcells | Q Peak Duo ML-G10+ 415 |  | 0.415 | 16 | 150.07 | 23 |  | Fixed | Roof
NJADRE1558793060 | Administratively Determined Incentive Program | MILLVILLE | 8332 | 7.89 | Residential | Behind the Meter | Yes | SunnyMac, LLC | AC Electric |  | Accepted | 2024-12-10 | 2024-12-24 | 2025-12-24 | Meters | SolarEdge Technologies Inc. | SE5700H-USMNUBL15 |  |  | 1 |  |  |  | Yes | Outdoor
NJADRE1558793060 | Administratively Determined Incentive Program | MILLVILLE | 8332 | 7.89 | Residential | Behind the Meter | Yes | SunnyMac, LLC | AC Electric |  | Accepted | 2024-12-10 | 2024-12-24 | 2025-12-24 | Inverters | SolarEdge Technologies Inc. | SE5700H-USMNUBL15 | 5760 |  | 1 |  |  | 0.99 |  | Outside
NJADRE1558793099 | Administratively Determined Incentive Program | HAMBURG | 7419 | 10.15 | Residential | Behind the Meter | No | Tesla Energy Operations, Inc. | JCP&L |  | Accepted | 2024-12-10 | 2024-12-26 | 2025-12-26 | Solar Panels | Tesla | TESLA SR72T2; 72 W, 65.40 W PTC |  | 0.072 | 38 | 87 | 23 |  | Fixed | Roof
NJADRE1558793099 | Administratively Determined Incentive Program | HAMBURG | 7419 | 10.15 | Residential | Behind the Meter | No | Tesla Energy Operations, Inc. | JCP&L |  | Accepted | 2024-12-10 | 2024-12-26 | 2025-12-26 | Solar Panels | Tesla | TESLA SR72T2; 72 W, 65.40 W PTC |  | 0.072 | 9 | 177 | 27 |  | Fixed | Roof
NJADRE1558793099 | Administratively Determined Incentive Program | HAMBURG | 7419 | 10.15 | Residential | Behind the Meter | No | Tesla Energy Operations, Inc. | JCP&L |  | Accepted | 2024-12-10 | 2024-12-26 | 2025-12-26 | Solar Panels | Tesla | TESLA SR72T2; 72 W, 65.40 W PTC |  | 0.072 | 22 | 177 | 42 |  | Fixed | Roof
NJADRE1558793099 | Administratively Determined Incentive Program | HAMBURG | 7419 | 10.15 | Residential | Behind the Meter | No | Tesla Energy Operations, Inc. | JCP&L |  | Accepted | 2024-12-10 | 2024-12-26 | 2025-12-26 | Solar Panels | Tesla | TESLA SR72T2; 72 W, 65.40 W PTC |  | 0.072 | 56 | 177 | 40 |  | Fixed | Roof
NJADRE1558793099 | Administratively Determined Incentive Program | HAMBURG | 7419 | 10.15 | Residential | Behind the Meter | No | Tesla Energy Operations, Inc. | JCP&L |  | Accepted | 2024-12-10 | 2024-12-26 | 2025-12-26 | Solar Panels | Tesla | TESLA SR72T2; 72 W, 65.40 W PTC |  | 0.072 | 16 | 267 | 16 |  | Fixed | Roof
NJADRE1558793099 | Administratively Determined Incentive Program | HAMBURG | 7419 | 10.15 | Residential | Behind the Meter | No | Tesla Energy Operations, Inc. | JCP&L |  | Accepted | 2024-12-10 | 2024-12-26 | 2025-12-26 | Inverters | Tesla | 1538000-XX-Y | 7600 |  | 1 |  |  | 0.98 |  | Indoor
NJADRE1558793153 | Administratively Determined Incentive Program | Newark | 7106 | 6.88 | Residential | Behind the Meter | Yes | SeaPoint Solar Energy LLC | PSE&G |  | Accepted | 2024-12-11 | 2024-12-31 | 2025-12-31 | Solar Panels | SILFAB SOLAR | Silfab Sil-430 QD |  | 0.43 | 16 | 284 | 28 |  | Fixed | Roof
NJADRE1558793153 | Administratively Determined Incentive Program | Newark | 7106 | 6.88 | Residential | Behind the Meter | Yes | SeaPoint Solar Energy LLC | PSE&G |  | Accepted | 2024-12-11 | 2024-12-31 | 2025-12-31 | Inverters | ENPHASE IQ8PLUS | IQ8PLUS-72-2-US | 290 |  | 16 |  |  | 0.97 |  | Outdoor
NJADRE1558793163 | Administratively Determined Incentive Program | Flanders | 7836 | 11.89 | Residential | Behind the Meter | Yes | Trinity Solar, LLC | JCP&L |  | Accepted | 2024-12-10 | 2024-12-24 | 2025-12-24 | Solar Panels | HANWHA | (Q.PEAK DUO BLK ML-G10+ 410) |  | 0.41 | 12 | 125 | 31 |  | Fixed | Roof
NJADRE1558793163 | Administratively Determined Incentive Program | Flanders | 7836 | 11.89 | Residential | Behind the Meter | Yes | Trinity Solar, LLC | JCP&L |  | Accepted | 2024-12-10 | 2024-12-24 | 2025-12-24 | Solar Panels | HANWHA | (Q.PEAK DUO BLK ML-G10+ 410) |  | 0.41 | 2 | 215 | 39 |  | Fixed | Roof
NJADRE1558793163 | Administratively Determined Incentive Program | Flanders | 7836 | 11.89 | Residential | Behind the Meter | Yes | Trinity Solar, LLC | JCP&L |  | Accepted | 2024-12-10 | 2024-12-24 | 2025-12-24 | Inverters | Solar Edge | SE10000H-US | 10000 |  | 1 |  |  | 0.97 |  | Outdoor
NJADRE1558793163 | Administratively Determined Incentive Program | Flanders | 7836 | 11.89 | Residential | Behind the Meter | Yes | Trinity Solar, LLC | JCP&L |  | Accepted | 2024-12-10 | 2024-12-24 | 2025-12-24 | Solar Panels | HANWHA | (Q.PEAK DUO BLK ML-G10+ 410) |  | 0.41 | 15 | 305 | 31 |  | Fixed | Roof
NJADRE1558793192 | Administratively Determined Incentive Program | Somers Point | 8244 | 4.68 | Residential | Behind the Meter | Yes | Integrity Solar & Home Solutions, LLC | AC Electric |  | Accepted | 2024-12-10 | 2024-12-24 | 2025-12-24 | Solar Panels | trina tsm | neg9r.25 |  | 0.425 | 9 | 128 | 18 |  | Fixed | Roof
NJADRE1558793192 | Administratively Determined Incentive Program | Somers Point | 8244 | 4.68 | Residential | Behind the Meter | Yes | Integrity Solar & Home Solutions, LLC | AC Electric |  | Accepted | 2024-12-10 | 2024-12-24 | 2025-12-24 | Inverters | ENPHASE | IQ8+ | 290 |  | 11 |  |  | 0.98 |  | Other | UNDER EACH PANEL
NJADRE1558793192 | Administratively Determined Incentive Program | Somers Point | 8244 | 4.68 | Residential | Behind the Meter | Yes | Integrity Solar & Home Solutions, LLC | AC Electric |  | Accepted | 2024-12-10 | 2024-12-24 | 2025-12-24 | Solar Panels | trina tsm | neg9r.25 |  | 0.425 | 2 | 308 | 20 |  | Fixed | Roof
NJADRE1558793230 | Administratively Determined Incentive Program | Pleasantville | 8232 | 5.33 | Residential | Behind the Meter | Yes | EMT Renewables, LLC | AC Electric |  | Accepted | 2024-12-10 | 2024-12-24 | 2025-12-24 | Solar Panels | TRINA | TSM-NE09RC.05 |  | 0.41 | 13 | 127 | 33 |  | Fixed | Roof
NJADRE1558793230 | Administratively Determined Incentive Program | Pleasantville | 8232 | 5.33 | Residential | Behind the Meter | Yes | EMT Renewables, LLC | AC Electric |  | Accepted | 2024-12-10 | 2024-12-24 | 2025-12-24 | Inverters | ENPHASE | IQ8+ | 290 |  | 13 |  |  | 0.98 |  | Other | UNDER EACH PANEL
NJADRE1558793239 | Administratively Determined Incentive Program | WOODSTOWN | 8098 | 8.2 | Residential | Behind the Meter | Yes | EMT Renewables, LLC | AC Electric |  | Accepted | 2024-12-10 | 2024-12-27 | 2025-12-27 | Solar Panels | TRINA | TSM-NE09RC.05 |  | 0.41 | 10 | 359 | 20 |  | Fixed | Roof
NJADRE1558793239 | Administratively Determined Incentive Program | WOODSTOWN | 8098 | 8.2 | Residential | Behind the Meter | Yes | EMT Renewables, LLC | AC Electric |  | Accepted | 2024-12-10 | 2024-12-27 | 2025-12-27 | Solar Panels | TRINA | TSM-NE09RC.05 |  | 0.41 | 10 | 179 | 20 |  | Fixed | Roof
NJADRE1558793239 | Administratively Determined Incentive Program | WOODSTOWN | 8098 | 8.2 | Residential | Behind the Meter | Yes | EMT Renewables, LLC | AC Electric |  | Accepted | 2024-12-10 | 2024-12-27 | 2025-12-27 | Inverters | ENPHASE | IQ8+ | 290 |  | 20 |  |  | 0.98 |  | Other | UNDER EACH PANEL
NJADRE1558793249 | Administratively Determined Incentive Program | KENDALL PARK | 8824 | 16.8 | Residential | Behind the Meter | No | Public Service Solar, LLC | PSE&G |  | Accepted | 2024-12-10 | 2024-12-26 | 2025-12-26 | Solar Panels | Panasonic | EVPV420HK2 |  | 0.42 | 3 | 159 | 18 |  | Fixed | Roof
NJADRE1558793249 | Administratively Determined Incentive Program | KENDALL PARK | 8824 | 16.8 | Residential | Behind the Meter | No | Public Service Solar, LLC | PSE&G |  | Accepted | 2024-12-10 | 2024-12-26 | 2025-12-26 | Solar Panels | Panasonic | EVPV420HK2 |  | 0.42 | 7 | 159 | 44 |  | Fixed | Roof
NJADRE1558793249 | Administratively Determined Incentive Program | KENDALL PARK | 8824 | 16.8 | Residential | Behind the Meter | No | Public Service Solar, LLC | PSE&G |  | Accepted | 2024-12-10 | 2024-12-26 | 2025-12-26 | Inverters | Enphase | iQ8HC-72-M-US | 380 |  | 40 |  |  | 0.96 |  | Outdoor | Under panel
NJADRE1558793249 | Administratively Determined Incentive Program | KENDALL PARK | 8824 | 16.8 | Residential | Behind the Meter | No | Public Service Solar, LLC | PSE&G |  | Accepted | 2024-12-10 | 2024-12-26 | 2025-12-26 | Solar Panels | Panasonic | EVPV420HK2 |  | 0.42 | 5 | 339 | 34 |  | Fixed | Roof
NJADRE1558793249 | Administratively Determined Incentive Program | KENDALL PARK | 8824 | 16.8 | Residential | Behind the Meter | No | Public Service Solar, LLC | PSE&G |  | Accepted | 2024-12-10 | 2024-12-26 | 2025-12-26 | Solar Panels | Panasonic | EVPV420HK2 |  | 0.42 | 2 | 69 | 37 |  | Fixed | Roof
NJADRE1558793249 | Administratively Determined Incentive Program | KENDALL PARK | 8824 | 16.8 | Residential | Behind the Meter | No | Public Service Solar, LLC | PSE&G |  | Accepted | 2024-12-10 | 2024-12-26 | 2025-12-26 | Solar Panels | Panasonic | EVPV420HK2 |  | 0.42 | 2 | 249 | 37 |  | Fixed | Roof
NJADRE1558793249 | Administratively Determined Incentive Program | KENDALL PARK | 8824 | 16.8 | Residential | Behind the Meter | No | Public Service Solar, LLC | PSE&G |  | Accepted | 2024-12-10 | 2024-12-26 | 2025-12-26 | Solar Panels | Panasonic | EVPV420HK2 |  | 0.42 | 3 | 339 | 27 |  | Fixed | Roof
NJADRE1558793249 | Administratively Determined Incentive Program | KENDALL PARK | 8824 | 16.8 | Residential | Behind the Meter | No | Public Service Solar, LLC | PSE&G |  | Accepted | 2024-12-10 | 2024-12-26 | 2025-12-26 | Solar Panels | Panasonic | EVPV420HK2 |  | 0.42 | 14 | 339 | 27 |  | Fixed | Roof
NJADRE1558793249 | Administratively Determined Incentive Program | KENDALL PARK | 8824 | 16.8 | Residential | Behind the Meter | No | Public Service Solar, LLC | PSE&G |  | Accepted | 2024-12-10 | 2024-12-26 | 2025-12-26 | Solar Panels | Panasonic | EVPV420HK2 |  | 0.42 | 2 | 159 | 27 |  | Fixed | Roof
NJADRE1558793249 | Administratively Determined Incentive Program | KENDALL PARK | 8824 | 16.8 | Residential | Behind the Meter | No | Public Service Solar, LLC | PSE&G |  | Accepted | 2024-12-10 | 2024-12-26 | 2025-12-26 | Solar Panels | Panasonic | EVPV420HK2 |  | 0.42 | 2 | 159 | 27 |  | Fixed | Roof
NJADRE1558793673 | Administratively Determined Incentive Program | Tenafly | 7670 | 9.02 | Residential | Behind the Meter | Yes | Trinity Solar, LLC | PSE&G |  | Accepted | 2024-12-10 | 2024-12-24 | 2025-12-24 | Solar Panels | HANWHA | Q.PEAK DUO BLK ML-G10+ 410 |  | 0.41 | 14 | 175 | 19 |  | Fixed | Roof
NJADRE1558793673 | Administratively Determined Incentive Program | Tenafly | 7670 | 9.02 | Residential | Behind the Meter | Yes | Trinity Solar, LLC | PSE&G |  | Accepted | 2024-12-10 | 2024-12-24 | 2025-12-24 | Inverters | Tesla | Tesla 7.6KW | 7600 |  | 1 |  |  | 0.986 |  | Outdoor
NJADRE1558793673 | Administratively Determined Incentive Program | Tenafly | 7670 | 9.02 | Residential | Behind the Meter | Yes | Trinity Solar, LLC | PSE&G |  | Accepted | 2024-12-10 | 2024-12-24 | 2025-12-24 | Solar Panels | HANWHA | Q.PEAK DUO BLK ML-G10+ 410 |  | 0.41 | 8 | 265 | 19 |  | Fixed | Roof
NJADRE1558793703 | Administratively Determined Incentive Program | Piscataway Twp | 8854 | 18.04 | Residential | Behind the Meter | Yes | Sunrun Installation Services, Inc. | PSE&G |  | Accepted | 2024-12-10 | 2024-12-24 | 2025-12-24 | Inverters | SOLAREDGE TECHNOLOGIES | SE5700H-USMN | 5760 |  | 1 |  |  | 0.99 |  | Outdoor
NJADRE1558793703 | Administratively Determined Incentive Program | Piscataway Twp | 8854 | 18.04 | Residential | Behind the Meter | Yes | Sunrun Installation Services, Inc. | PSE&G |  | Accepted | 2024-12-10 | 2024-12-24 | 2025-12-24 | Solar Panels | HANWHA Q-CELLS | Q.PEAK DUO BLK ML-G10+ 410 |  | 0.41 | 12 | 338 | 30 |  | Fixed | Roof
NJADRE1558793703 | Administratively Determined Incentive Program | Piscataway Twp | 8854 | 18.04 | Residential | Behind the Meter | Yes | Sunrun Installation Services, Inc. | PSE&G |  | Accepted | 2024-12-10 | 2024-12-24 | 2025-12-24 | Solar Panels | HANWHA Q-CELLS | Q.PEAK DUO BLK ML-G10+ 410 |  | 0.41 | 9 | 337 | 30 |  | Fixed | Roof
NJADRE1558793703 | Administratively Determined Incentive Program | Piscataway Twp | 8854 | 18.04 | Residential | Behind the Meter | Yes | Sunrun Installation Services, Inc. | PSE&G |  | Accepted | 2024-12-10 | 2024-12-24 | 2025-12-24 | Solar Panels | HANWHA Q-CELLS | Q.PEAK DUO BLK ML-G10+ 410 |  | 0.41 | 8 | 156 | 7 |  | Fixed | Roof
NJADRE1558793703 | Administratively Determined Incentive Program | Piscataway Twp | 8854 | 18.04 | Residential | Behind the Meter | Yes | Sunrun Installation Services, Inc. | PSE&G |  | Accepted | 2024-12-10 | 2024-12-24 | 2025-12-24 | Solar Panels | HANWHA Q-CELLS | Q.PEAK DUO BLK ML-G10+ 410 |  | 0.41 | 8 | 157 | 30 |  | Fixed | Roof
NJADRE1558793703 | Administratively Determined Incentive Program | Piscataway Twp | 8854 | 18.04 | Residential | Behind the Meter | Yes | Sunrun Installation Services, Inc. | PSE&G |  | Accepted | 2024-12-10 | 2024-12-24 | 2025-12-24 | Inverters | SOLAREDGE TECHNOLOGIES | SE7600H-USMN | 7600 |  | 1 |  |  | 0.99 |  | Outside
NJADRE1558793703 | Administratively Determined Incentive Program | Piscataway Twp | 8854 | 18.04 | Residential | Behind the Meter | Yes | Sunrun Installation Services, Inc. | PSE&G |  | Accepted | 2024-12-10 | 2024-12-24 | 2025-12-24 | Solar Panels | HANWHA Q-CELLS | Q.PEAK DUO BLK ML-G10+ 410 |  | 0.41 | 7 | 158 | 30 |  | Fixed | Roof
NJADRE1558793739 | Administratively Determined Incentive Program | JERSEY CITY | 7304 | 6.89 | Residential | Behind the Meter | Yes | AllSeason Solar | PSE&G |  | Accepted | 2024-12-10 | 2024-12-26 | 2025-12-26 | Solar Panels | JA Solar | JAM54S31 |  | 0.405 | 10 | 125 | 49 |  | Fixed | Roof
NJADRE1558793739 | Administratively Determined Incentive Program | JERSEY CITY | 7304 | 6.89 | Residential | Behind the Meter | Yes | AllSeason Solar | PSE&G |  | Accepted | 2024-12-10 | 2024-12-26 | 2025-12-26 | Solar Panels | JA Solar | JAM54S31 |  | 0.405 | 3 | 305 | 30 |  | Fixed | Roof
NJADRE1558793739 | Administratively Determined Incentive Program | JERSEY CITY | 7304 | 6.89 | Residential | Behind the Meter | Yes | AllSeason Solar | PSE&G |  | Accepted | 2024-12-10 | 2024-12-26 | 2025-12-26 | Inverters | Enphase | IQ8 Plus | 290 |  | 17 |  |  | 0.97 |  | Outdoor
NJADRE1558793739 | Administratively Determined Incentive Program | JERSEY CITY | 7304 | 6.89 | Residential | Behind the Meter | Yes | AllSeason Solar | PSE&G |  | Accepted | 2024-12-10 | 2024-12-26 | 2025-12-26 | Solar Panels | JA Solar | JAM54S31 |  | 0.405 | 4 | 125 | 30 |  | Fixed | Roof
NJADRE1558793789 | Administratively Determined Incentive Program | Williamstown | 8094 | 7.29 | Residential | Behind the Meter | Yes | AllSeason Solar | AC Electric |  | Accepted | 2024-12-10 | 2024-12-31 | 2025-12-31 | Inverters | Enphase | IQ8PLus | 290 |  | 18 |  |  | 0.97 |  | Outdoor
NJADRE1558793789 | Administratively Determined Incentive Program | Williamstown | 8094 | 7.29 | Residential | Behind the Meter | Yes | AllSeason Solar | AC Electric |  | Accepted | 2024-12-10 | 2024-12-31 | 2025-12-31 | Solar Panels | Ja Solar | JAM54S31 |  | 0.405 | 18 | 174 | 28 |  | Fixed | Roof
NJADRE1558793854 | Administratively Determined Incentive Program | Vineland | 8361 | 11.48 | Residential | Behind the Meter | No | Tesla Energy Operations, Inc. | Vineland Muni Electric |  | Accepted | 2024-12-10 | 2024-12-26 | 2025-12-26 | Solar Panels | Hanwha | Q.PEAK DUO BLK ML-G10.a+/TS 410 |  | 0.41 | 6 | 341 | 37 |  | Fixed | Roof
NJADRE1558793854 | Administratively Determined Incentive Program | Vineland | 8361 | 11.48 | Residential | Behind the Meter | No | Tesla Energy Operations, Inc. | Vineland Muni Electric |  | Accepted | 2024-12-10 | 2024-12-26 | 2025-12-26 | Solar Panels | Hanwha | Q.PEAK DUO BLK ML-G10.a+/TS 410 |  | 0.41 | 14 | 161 | 37 |  | Fixed | Roof
NJADRE1558793854 | Administratively Determined Incentive Program | Vineland | 8361 | 11.48 | Residential | Behind the Meter | No | Tesla Energy Operations, Inc. | Vineland Muni Electric |  | Accepted | 2024-12-10 | 2024-12-26 | 2025-12-26 | Solar Panels | Hanwha | Q.PEAK DUO BLK ML-G10.a+/TS 410 |  | 0.41 | 4 | 251 | 44 |  | Fixed | Roof
NJADRE1558793854 | Administratively Determined Incentive Program | Vineland | 8361 | 11.48 | Residential | Behind the Meter | No | Tesla Energy Operations, Inc. | Vineland Muni Electric |  | Accepted | 2024-12-10 | 2024-12-26 | 2025-12-26 | Electric Storage Battery | Tesla | Powerwall 3 |  |  | 2 |  |  |  | Lithium Ion |  | OUTSIDE
NJADRE1558793854 | Administratively Determined Incentive Program | Vineland | 8361 | 11.48 | Residential | Behind the Meter | No | Tesla Energy Operations, Inc. | Vineland Muni Electric |  | Accepted | 2024-12-10 | 2024-12-26 | 2025-12-26 | Solar Panels | Hanwha | Q.PEAK DUO BLK ML-G10.a+/TS 410 |  | 0.41 | 4 | 71 | 44 |  | Fixed | Roof
NJADRE1558793854 | Administratively Determined Incentive Program | Vineland | 8361 | 11.48 | Residential | Behind the Meter | No | Tesla Energy Operations, Inc. | Vineland Muni Electric |  | Accepted | 2024-12-10 | 2024-12-26 | 2025-12-26 | Inverters | Tesla | 1707000-XX-Y | 11500 |  | 1 |  |  | 0.98 |  | Outside
NJADRE1558794102 | Administratively Determined Incentive Program | Burlington | 8016 | 3.32 | Residential | Behind the Meter | Yes | SunnyMac, LLC | PSE&G |  | Accepted | 2024-12-15 | 2024-12-30 | 2025-12-30 | Solar Panels | Qcells | Q Peak Duo ML-G10+ 415 |  | 0.415 | 3 | 180 | 36 |  | Fixed | Roof
NJADRE1558794102 | Administratively Determined Incentive Program | Burlington | 8016 | 3.32 | Residential | Behind the Meter | Yes | SunnyMac, LLC | PSE&G |  | Accepted | 2024-12-15 | 2024-12-30 | 2025-12-30 | Meters | SolarEdge Technologies Inc. | SolarEdge Built-in Consumption Monitor (BEI4, BNI4, BNC |  |  | 1 |  |  |  | Yes | Outdoor
NJADRE1558794102 | Administratively Determined Incentive Program | Burlington | 8016 | 3.32 | Residential | Behind the Meter | Yes | SunnyMac, LLC | PSE&G |  | Accepted | 2024-12-15 | 2024-12-30 | 2025-12-30 | Solar Panels | Qcells | Q Peak Duo ML-G10+ 415 |  | 0.415 | 2 | 180 | 11 |  | Fixed | Roof
NJADRE1558794102 | Administratively Determined Incentive Program | Burlington | 8016 | 3.32 | Residential | Behind the Meter | Yes | SunnyMac, LLC | PSE&G |  | Accepted | 2024-12-15 | 2024-12-30 | 2025-12-30 | Solar Panels | Qcells | Q Peak Duo ML-G10+ 415 |  | 0.415 | 3 | 0 | 36 |  | Fixed | Roof
NJADRE1558794102 | Administratively Determined Incentive Program | Burlington | 8016 | 3.32 | Residential | Behind the Meter | Yes | SunnyMac, LLC | PSE&G |  | Accepted | 2024-12-15 | 2024-12-30 | 2025-12-30 | Inverters | SolarEdge Technologies Inc. | SE3800H-USMNUBL15 (Domestic) | 3800 |  | 1 |  |  | 0.99 |  | Outdoor
NJADRE1558794145 | Administratively Determined Incentive Program | Sicklerville | 8081 | 15.36 | Residential | Behind the Meter | Yes | SunnyMac, LLC | AC Electric |  | Accepted | 2024-12-29 | 2025-01-29 | 2026-01-29 | Solar Panels | Qcells | Q Peak Duo ML-G10+ 415 |  | 0.415 | 4 | 39 | 36 |  | Fixed | Roof
NJADRE1558794145 | Administratively Determined Incentive Program | Sicklerville | 8081 | 15.36 | Residential | Behind the Meter | Yes | SunnyMac, LLC | AC Electric |  | Accepted | 2024-12-29 | 2025-01-29 | 2026-01-29 | Solar Panels | Qcells | Q Peak Duo ML-G10+ 415 |  | 0.415 | 15 | 309 | 41 |  | Fixed | Roof
NJADRE1558794145 | Administratively Determined Incentive Program | Sicklerville | 8081 | 15.36 | Residential | Behind the Meter | Yes | SunnyMac, LLC | AC Electric |  | Accepted | 2024-12-29 | 2025-01-29 | 2026-01-29 | Meters | SolarEdge Technologies Inc. | SolarEdge Built-in Consumption Monitor (BEI4, BNI4, BNC |  |  | 1 |  |  |  | Yes | Outdoor
NJADRE1558794145 | Administratively Determined Incentive Program | Sicklerville | 8081 | 15.36 | Residential | Behind the Meter | Yes | SunnyMac, LLC | AC Electric |  | Accepted | 2024-12-29 | 2025-01-29 | 2026-01-29 | Solar Panels | Qcells | Q Peak Duo ML-G10+ 415 |  | 0.415 | 10 | 129 | 41 |  | Fixed | Roof
NJADRE1558794145 | Administratively Determined Incentive Program | Sicklerville | 8081 | 15.36 | Residential | Behind the Meter | Yes | SunnyMac, LLC | AC Electric |  | Accepted | 2024-12-29 | 2025-01-29 | 2026-01-29 | Solar Panels | Qcells | Q Peak Duo ML-G10+ 415 |  | 0.415 | 8 | 219 | 36 |  | Fixed | Roof
NJADRE1558794145 | Administratively Determined Incentive Program | Sicklerville | 8081 | 15.36 | Residential | Behind the Meter | Yes | SunnyMac, LLC | AC Electric |  | Accepted | 2024-12-29 | 2025-01-29 | 2026-01-29 | Inverters | SolarEdge Technologies Inc. | SE10000H-USMNUBL75 (Domestic) | 10000 |  | 1 |  |  | 0.99 |  | Outdoor
NJADRE1558794146 | Administratively Determined Incentive Program | Wenonah | 8090 | 14.53 | Residential | Behind the Meter | Yes | SunnyMac, LLC | AC Electric |  | Accepted | 2024-12-15 | 2024-12-30 | 2025-12-30 | Solar Panels | Qcells | Q Peak Duo ML-G10+ 415 |  | 0.415 | 8 | 107 | 23 |  | Fixed | Roof
NJADRE1558794146 | Administratively Determined Incentive Program | Wenonah | 8090 | 14.53 | Residential | Behind the Meter | Yes | SunnyMac, LLC | AC Electric |  | Accepted | 2024-12-15 | 2024-12-30 | 2025-12-30 | Meters | SolarEdge Technologies Inc. | SolarEdge Built-in Consumption Monitor (BEI4, BNI4, BNC |  |  | 1 |  |  |  | Yes | Outdoor
NJADRE1558794146 | Administratively Determined Incentive Program | Wenonah | 8090 | 14.53 | Residential | Behind the Meter | Yes | SunnyMac, LLC | AC Electric |  | Accepted | 2024-12-15 | 2024-12-30 | 2025-12-30 | Inverters | SolarEdge Technologies Inc. | SE10000H-USMNUBL15 (Domestic) | 10000 |  | 1 |  |  | 0.99 |  | Outdoor
NJADRE1558794146 | Administratively Determined Incentive Program | Wenonah | 8090 | 14.53 | Residential | Behind the Meter | Yes | SunnyMac, LLC | AC Electric |  | Accepted | 2024-12-15 | 2024-12-30 | 2025-12-30 | Solar Panels | Qcells | Q Peak Duo ML-G10+ 415 |  | 0.415 | 12 | 107 | 23 |  | Fixed | Roof
NJADRE1558794146 | Administratively Determined Incentive Program | Wenonah | 8090 | 14.53 | Residential | Behind the Meter | Yes | SunnyMac, LLC | AC Electric |  | Accepted | 2024-12-15 | 2024-12-30 | 2025-12-30 | Solar Panels | Qcells | Q Peak Duo ML-G10+ 415 |  | 0.415 | 9 | 287 | 23 |  | Fixed | Roof
NJADRE1558794146 | Administratively Determined Incentive Program | Wenonah | 8090 | 14.53 | Residential | Behind the Meter | Yes | SunnyMac, LLC | AC Electric |  | Accepted | 2024-12-15 | 2024-12-30 | 2025-12-30 | Solar Panels | Qcells | Q Peak Duo ML-G10+ 415 |  | 0.415 | 6 | 287 | 23 |  | Fixed | Roof
NJADRE1558798284 | Administratively Determined Incentive Program | PLAINFIELD CITY | 7062 | 7.38 | Residential | Behind the Meter | Yes | Sunrun Installation Services, Inc. | PSE&G |  | Accepted | 2024-12-11 | 2024-12-26 | 2025-12-26 | Inverters | Tesla | Powerwall 3 1707000-xx-y | 11500 |  | 1 |  |  | 0.97 |  | Outdoor
NJADRE1558798284 | Administratively Determined Incentive Program | PLAINFIELD CITY | 7062 | 7.38 | Residential | Behind the Meter | Yes | Sunrun Installation Services, Inc. | PSE&G |  | Accepted | 2024-12-11 | 2024-12-26 | 2025-12-26 | Electric Storage Battery | Tesla | Powerwall 3 1707000-xx-y |  |  | 1 |  |  |  | Lithium Ion |  | OUTSIDE
NJADRE1558798284 | Administratively Determined Incentive Program | PLAINFIELD CITY | 7062 | 7.38 | Residential | Behind the Meter | Yes | Sunrun Installation Services, Inc. | PSE&G |  | Accepted | 2024-12-11 | 2024-12-26 | 2025-12-26 | Solar Panels | Hanwha Q Cells | Q.PEAK DUO BLK ML-G10+ 410 |  | 0.41 | 18 | 218 | 22 |  | Fixed | Roof
NJADRE1558798322 | Administratively Determined Incentive Program | Salem | 8079 | 11.48 | Residential | Behind the Meter | Yes | Trinity Solar, LLC | AC Electric |  | Accepted | 2024-12-11 | 2024-12-26 | 2025-12-26 | Solar Panels | HANWHA | Q.PEAK DUO BLK ML-G10+ 410 |  | 0.41 | 6 | 207 | 33 |  | Fixed | Roof
NJADRE1558798322 | Administratively Determined Incentive Program | Salem | 8079 | 11.48 | Residential | Behind the Meter | Yes | Trinity Solar, LLC | AC Electric |  | Accepted | 2024-12-11 | 2024-12-26 | 2025-12-26 | Solar Panels | HANWHA | Q.PEAK DUO BLK ML-G10+ 410 |  | 0.41 | 20 | 117 | 34 |  | Fixed | Roof
NJADRE1558798322 | Administratively Determined Incentive Program | Salem | 8079 | 11.48 | Residential | Behind the Meter | Yes | Trinity Solar, LLC | AC Electric |  | Accepted | 2024-12-11 | 2024-12-26 | 2025-12-26 | Solar Panels | HANWHA | Q.PEAK DUO BLK ML-G10+ 410 |  | 0.41 | 2 | 117 | 33 |  | Fixed | Roof
NJADRE1558798322 | Administratively Determined Incentive Program | Salem | 8079 | 11.48 | Residential | Behind the Meter | Yes | Trinity Solar, LLC | AC Electric |  | Accepted | 2024-12-11 | 2024-12-26 | 2025-12-26 | Inverters | Solar Edge | USE10000H-USMNBL75 | 10000 |  | 1 |  |  | 0.97 |  | Outside
NJADRE1558798386 | Administratively Determined Incentive Program | Jackson Twp | 8527 | 22.96 | Residential | Behind the Meter | Yes | Trinity Solar, LLC | JCP&L |  | Accepted | 2024-12-11 | 2024-12-26 | 2025-12-26 | Inverters | Solar Edge | SE6000H-USSNBBL14 | 6000 |  | 1 |  |  | 0.986 |  | Outdoor
NJADRE1558798386 | Administratively Determined Incentive Program | Jackson Twp | 8527 | 22.96 | Residential | Behind the Meter | Yes | Trinity Solar, LLC | JCP&L |  | Accepted | 2024-12-11 | 2024-12-26 | 2025-12-26 | Inverters | Solar Edge | SE11400H-USSNBBL14 | 11400 |  | 1 |  |  | 0.986 |  | Outdoor
NJADRE1558798386 | Administratively Determined Incentive Program | Jackson Twp | 8527 | 22.96 | Residential | Behind the Meter | Yes | Trinity Solar, LLC | JCP&L |  | Accepted | 2024-12-11 | 2024-12-26 | 2025-12-26 | Solar Panels | HANWHA | Q.PEAK DUO BLK ML-G10+ 410 |  | 0.41 | 12 | 349 | 11 |  | Fixed | Roof
NJADRE1558798386 | Administratively Determined Incentive Program | Jackson Twp | 8527 | 22.96 | Residential | Behind the Meter | Yes | Trinity Solar, LLC | JCP&L |  | Accepted | 2024-12-11 | 2024-12-26 | 2025-12-26 | Solar Panels | HANWHA | Q.PEAK DUO BLK ML-G10+ 410 |  | 0.41 | 10 | 169 | 30 |  | Fixed | Roof
NJADRE1558798386 | Administratively Determined Incentive Program | Jackson Twp | 8527 | 22.96 | Residential | Behind the Meter | Yes | Trinity Solar, LLC | JCP&L |  | Accepted | 2024-12-11 | 2024-12-26 | 2025-12-26 | Solar Panels | HANWHA | Q.PEAK DUO BLK ML-G10+ 410 |  | 0.41 | 7 | 259 | 23 |  | Fixed | Roof
NJADRE1558798386 | Administratively Determined Incentive Program | Jackson Twp | 8527 | 22.96 | Residential | Behind the Meter | Yes | Trinity Solar, LLC | JCP&L |  | Accepted | 2024-12-11 | 2024-12-26 | 2025-12-26 | Solar Panels | HANWHA | Q.PEAK DUO BLK ML-G10+ 410 |  | 0.41 | 2 | 259 | 21 |  | Fixed | Roof
NJADRE1558798386 | Administratively Determined Incentive Program | Jackson Twp | 8527 | 22.96 | Residential | Behind the Meter | Yes | Trinity Solar, LLC | JCP&L |  | Accepted | 2024-12-11 | 2024-12-26 | 2025-12-26 | Solar Panels | HANWHA | Q.PEAK DUO BLK ML-G10+ 410 |  | 0.41 | 10 | 79 | 21 |  | Fixed | Roof
NJADRE1558798386 | Administratively Determined Incentive Program | Jackson Twp | 8527 | 22.96 | Residential | Behind the Meter | Yes | Trinity Solar, LLC | JCP&L |  | Accepted | 2024-12-11 | 2024-12-26 | 2025-12-26 | Solar Panels | HANWHA | Q.PEAK DUO BLK ML-G10+ 410 |  | 0.41 | 11 | 79 | 23 |  | Fixed | Roof
NJADRE1558798386 | Administratively Determined Incentive Program | Jackson Twp | 8527 | 22.96 | Residential | Behind the Meter | Yes | Trinity Solar, LLC | JCP&L |  | Accepted | 2024-12-11 | 2024-12-26 | 2025-12-26 | Solar Panels | HANWHA | Q.PEAK DUO BLK ML-G10+ 410 |  | 0.41 | 4 | 79 | 21 |  | Fixed | Roof
NJADRE1558798395 | Administratively Determined Incentive Program | NEWARK | 7104 | 4.92 | Residential | Behind the Meter | Yes | Pro Custom Solar dba Momentum Solar | PSE&G |  | Accepted | 2024-12-11 | 2024-12-26 | 2025-12-26 | Solar Panels | Hanwha | Q.PEAK DUO BLK ML-G10+410 |  | 0.41 | 8 | 202 | 36 |  | Fixed | Roof
NJADRE1558798395 | Administratively Determined Incentive Program | NEWARK | 7104 | 4.92 | Residential | Behind the Meter | Yes | Pro Custom Solar dba Momentum Solar | PSE&G |  | Accepted | 2024-12-11 | 2024-12-26 | 2025-12-26 | Inverters | ENPHASE | IQ8MC-72-M-US | 320 |  | 12 |  |  | 0.97 |  | Outdoor
NJADRE1558798395 | Administratively Determined Incentive Program | NEWARK | 7104 | 4.92 | Residential | Behind the Meter | Yes | Pro Custom Solar dba Momentum Solar | PSE&G |  | Accepted | 2024-12-11 | 2024-12-26 | 2025-12-26 | Solar Panels | Hanwha | Q.PEAK DUO BLK ML-G10+410 |  | 0.41 | 4 | 22 | 5 |  | Fixed | Roof
NJADRE1558798437 | Administratively Determined Incentive Program | SWEDESBORO | 8085 | 6.64 | Residential | Behind the Meter | Yes | SunnyMac, LLC | AC Electric |  | Accepted | 2024-12-15 | 2024-12-30 | 2025-12-30 | Solar Panels | Qcells | Q Peak Duo ML-G10+ 415 |  | 0.415 | 16 | 230.83 | 30 |  | Fixed | Roof
NJADRE1558798437 | Administratively Determined Incentive Program | SWEDESBORO | 8085 | 6.64 | Residential | Behind the Meter | Yes | SunnyMac, LLC | AC Electric |  | Accepted | 2024-12-15 | 2024-12-30 | 2025-12-30 | Meters | SolarEdge Technologies Inc. | SolarEdge Built-in Consumption Monitor |  |  | 1 |  |  |  | Yes | Outdoor
NJADRE1558798437 | Administratively Determined Incentive Program | SWEDESBORO | 8085 | 6.64 | Residential | Behind the Meter | Yes | SunnyMac, LLC | AC Electric |  | Accepted | 2024-12-15 | 2024-12-30 | 2025-12-30 | Inverters | SolarEdge Technologies Inc. | SE5700H-USMNUBL15 | 5760 |  | 1 |  |  | 0.99 |  | Outdoor
NJADRE1558798461 | Administratively Determined Incentive Program | EDISON | 8817 | 3.28 | Residential | Behind the Meter | Yes | Sunrun Installation Services, Inc. | PSE&G |  | Accepted | 2024-12-11 | 2024-12-26 | 2025-12-26 | Inverters | SolarEdge Technologies | SE3800H-USMN | 3800 |  | 1 |  |  | 0.99 |  | Outdoor | Next to meter
NJADRE1558798461 | Administratively Determined Incentive Program | EDISON | 8817 | 3.28 | Residential | Behind the Meter | Yes | Sunrun Installation Services, Inc. | PSE&G |  | Accepted | 2024-12-11 | 2024-12-26 | 2025-12-26 | Solar Panels | Hanwha Q-Cells | Q.PEAK DUO BLK ML-G10+ 410 |  | 0.41 | 8 | 225 | 25 |  | Fixed | Roof
NJADRE1558798525 | Administratively Determined Incentive Program | CLOSTER | 7624 | 8.2 | Residential | Behind the Meter | Yes | Sunrun Installation Services, Inc. | Orange Rockland Electric |  | Accepted | 2024-12-11 | 2024-12-26 | 2025-12-26 | Solar Panels | Hanwha Q Cells | Q.PEAK DUO BLK ML-G10+ 410 |  | 0.41 | 6 | 174 | 25 |  | Fixed | Roof
NJADRE1558798525 | Administratively Determined Incentive Program | CLOSTER | 7624 | 8.2 | Residential | Behind the Meter | Yes | Sunrun Installation Services, Inc. | Orange Rockland Electric |  | Accepted | 2024-12-11 | 2024-12-26 | 2025-12-26 | Solar Panels | Hanwha Q Cells | Q.PEAK DUO BLK ML-G10+ 410 |  | 0.41 | 6 | 263 | 23 |  | Fixed | Roof
NJADRE1558798525 | Administratively Determined Incentive Program | CLOSTER | 7624 | 8.2 | Residential | Behind the Meter | Yes | Sunrun Installation Services, Inc. | Orange Rockland Electric |  | Accepted | 2024-12-11 | 2024-12-26 | 2025-12-26 | Electric Storage Battery | Tesla | Powerwall 3 1707000-xx-y |  |  | 1 |  |  |  | Lithium Ion |  | OUTSIDE
NJADRE1558798525 | Administratively Determined Incentive Program | CLOSTER | 7624 | 8.2 | Residential | Behind the Meter | Yes | Sunrun Installation Services, Inc. | Orange Rockland Electric |  | Accepted | 2024-12-11 | 2024-12-26 | 2025-12-26 | Solar Panels | Hanwha Q Cells | Q.PEAK DUO BLK ML-G10+ 410 |  | 0.41 | 8 | 83 | 23 |  | Fixed | Roof
NJADRE1558798525 | Administratively Determined Incentive Program | CLOSTER | 7624 | 8.2 | Residential | Behind the Meter | Yes | Sunrun Installation Services, Inc. | Orange Rockland Electric |  | Accepted | 2024-12-11 | 2024-12-26 | 2025-12-26 | Inverters | Tesla | Powerwall 3 1707000-xx-y | 11500 |  | 1 |  |  | 0.97 |  | Outdoor
NJADRE1558798938 | Administratively Determined Incentive Program | BLOOMFIELD TWP | 7003 | 5.6 | Residential | Behind the Meter | Yes | PosiGen Developer, LLC | PSE&G |  | Accepted | 2024-12-11 | 2024-12-26 | 2025-12-26 | Solar Panels | SILFAB | SIL-400 HC+ |  | 0.4 | 12 | 82 | 27 |  | Fixed | Roof
NJADRE1558798938 | Administratively Determined Incentive Program | BLOOMFIELD TWP | 7003 | 5.6 | Residential | Behind the Meter | Yes | PosiGen Developer, LLC | PSE&G |  | Accepted | 2024-12-11 | 2024-12-26 | 2025-12-26 | Solar Panels | SILFAB | SIL-400 HC+ |  | 0.4 | 2 | 262 | 27 |  | Fixed | Roof
NJADRE1558798938 | Administratively Determined Incentive Program | BLOOMFIELD TWP | 7003 | 5.6 | Residential | Behind the Meter | Yes | PosiGen Developer, LLC | PSE&G |  | Accepted | 2024-12-11 | 2024-12-26 | 2025-12-26 | Inverters | SOLAREDGE | SE5700H-US | 5760 |  | 1 |  |  | 0.99 |  | Outside | Within ten feet of meter
NJADRE1558798962 | Administratively Determined Incentive Program | Union | 7083 | 5.33 | Residential | Behind the Meter | Yes | Sunrun Installation Services, Inc. | PSE&G |  | Accepted | 2024-12-11 | 2024-12-26 | 2025-12-26 | Solar Panels | HANWHA Q-CELLS | Q.PEAK DUO BLK ML-G10+ 410 |  | 0.41 | 4 | 347 | 14 |  | Fixed | Roof
NJADRE1558798962 | Administratively Determined Incentive Program | Union | 7083 | 5.33 | Residential | Behind the Meter | Yes | Sunrun Installation Services, Inc. | PSE&G |  | Accepted | 2024-12-11 | 2024-12-26 | 2025-12-26 | Inverters | SOLAREDGE TECHNOLOGIES | SE3800H-USMN | 3800 |  | 1 |  |  | 0.99 |  | Outdoor
NJADRE1558798962 | Administratively Determined Incentive Program | Union | 7083 | 5.33 | Residential | Behind the Meter | Yes | Sunrun Installation Services, Inc. | PSE&G |  | Accepted | 2024-12-11 | 2024-12-26 | 2025-12-26 | Solar Panels | HANWHA Q-CELLS | Q.PEAK DUO BLK ML-G10+ 410 |  | 0.41 | 9 | 347 | 40 |  | Fixed | Roof
NJADRE1558798986 | Administratively Determined Incentive Program | Dumont | 7628 | 12.71 | Residential | Behind the Meter | Yes | Sunrun Installation Services, Inc. | PSE&G |  | Accepted | 2024-12-11 | 2024-12-26 | 2025-12-26 | Solar Panels | Hanwha Q-Cells | Q.PEAK DUO BLK ML-G10+ 410 |  | 0.41 | 9 | 179 | 21 |  | Fixed | Roof
NJADRE1558798986 | Administratively Determined Incentive Program | Dumont | 7628 | 12.71 | Residential | Behind the Meter | Yes | Sunrun Installation Services, Inc. | PSE&G |  | Accepted | 2024-12-11 | 2024-12-26 | 2025-12-26 | Electric Storage Battery | TESLA | POWERWALL 3 |  |  | 1 |  |  |  | Lithium Ion |  | Outside
NJADRE1558798986 | Administratively Determined Incentive Program | Dumont | 7628 | 12.71 | Residential | Behind the Meter | Yes | Sunrun Installation Services, Inc. | PSE&G |  | Accepted | 2024-12-11 | 2024-12-26 | 2025-12-26 | Solar Panels | Hanwha Q-Cells | Q.PEAK DUO BLK ML-G10+ 410 |  | 0.41 | 5 | 359 | 24 |  | Fixed | Roof
NJADRE1558798986 | Administratively Determined Incentive Program | Dumont | 7628 | 12.71 | Residential | Behind the Meter | Yes | Sunrun Installation Services, Inc. | PSE&G |  | Accepted | 2024-12-11 | 2024-12-26 | 2025-12-26 | Inverters | TESLA | Powerwall 3 1707000-xx-y | 11500 |  | 1 |  |  | 0.97 |  | Outdoor | Next to meter
NJADRE1558798986 | Administratively Determined Incentive Program | Dumont | 7628 | 12.71 | Residential | Behind the Meter | Yes | Sunrun Installation Services, Inc. | PSE&G |  | Accepted | 2024-12-11 | 2024-12-26 | 2025-12-26 | Solar Panels | Hanwha Q-Cells | Q.PEAK DUO BLK ML-G10+ 410 |  | 0.41 | 10 | 179 | 20 |  | Fixed | Roof
NJADRE1558798986 | Administratively Determined Incentive Program | Dumont | 7628 | 12.71 | Residential | Behind the Meter | Yes | Sunrun Installation Services, Inc. | PSE&G |  | Accepted | 2024-12-11 | 2024-12-26 | 2025-12-26 | Solar Panels | Hanwha Q-Cells | Q.PEAK DUO BLK ML-G10+ 410 |  | 0.41 | 7 | 90 | 18 |  | Fixed | Roof
NJADRE1558799013 | Administratively Determined Incentive Program | Wayne | 7470 | 11.48 | Residential | Behind the Meter | Yes | Pro Custom Solar dba Momentum Solar | PSE&G |  | Accepted | 2024-12-11 | 2024-12-26 | 2025-12-26 | Solar Panels | Hanwha | Q.PEAK DUO BLK ML-G10+410 |  | 0.41 | 12 | 182 | 23 |  | Fixed | Roof
NJADRE1558799013 | Administratively Determined Incentive Program | Wayne | 7470 | 11.48 | Residential | Behind the Meter | Yes | Pro Custom Solar dba Momentum Solar | PSE&G |  | Accepted | 2024-12-11 | 2024-12-26 | 2025-12-26 | Inverters | ENPHASE | IQ8HC-72-M-DOM-US | 380 |  | 28 |  |  | 0.97 |  | Outdoor
NJADRE1558799013 | Administratively Determined Incentive Program | Wayne | 7470 | 11.48 | Residential | Behind the Meter | Yes | Pro Custom Solar dba Momentum Solar | PSE&G |  | Accepted | 2024-12-11 | 2024-12-26 | 2025-12-26 | Solar Panels | Hanwha | Q.PEAK DUO BLK ML-G10+410 |  | 0.41 | 13 | 2 | 27 |  | Fixed | Roof
NJADRE1558799013 | Administratively Determined Incentive Program | Wayne | 7470 | 11.48 | Residential | Behind the Meter | Yes | Pro Custom Solar dba Momentum Solar | PSE&G |  | Accepted | 2024-12-11 | 2024-12-26 | 2025-12-26 | Solar Panels | Hanwha | Q.PEAK DUO BLK ML-G10+410 |  | 0.41 | 3 | 92 | 23 |  | Fixed | Roof
NJADRE1558799058 | Administratively Determined Incentive Program | PHILLIPSBURG | 8865 | 5.33 | Residential | Behind the Meter | Yes | Sunrun Installation Services, Inc. | JCP&L |  | Accepted | 2024-12-11 | 2024-12-26 | 2025-12-26 | Solar Panels | Hanwha Q-Cells | Q.PEAK DUO BLK ML-G10+ 410 |  | 0.41 | 4 | 144 | 40 |  | Fixed | Roof
NJADRE1558799058 | Administratively Determined Incentive Program | PHILLIPSBURG | 8865 | 5.33 | Residential | Behind the Meter | Yes | Sunrun Installation Services, Inc. | JCP&L |  | Accepted | 2024-12-11 | 2024-12-26 | 2025-12-26 | Solar Panels | Hanwha Q-Cells | Q.PEAK DUO BLK ML-G10+ 410 |  | 0.41 | 3 | 143 | 7 |  | Fixed | Roof
NJADRE1558799058 | Administratively Determined Incentive Program | PHILLIPSBURG | 8865 | 5.33 | Residential | Behind the Meter | Yes | Sunrun Installation Services, Inc. | JCP&L |  | Accepted | 2024-12-11 | 2024-12-26 | 2025-12-26 | Inverters | SolarEdge Technologies | SE3800H-USMN | 3800 |  | 1 |  |  | 0.99 |  | Outdoor | Next to meter
NJADRE1558799058 | Administratively Determined Incentive Program | PHILLIPSBURG | 8865 | 5.33 | Residential | Behind the Meter | Yes | Sunrun Installation Services, Inc. | JCP&L |  | Accepted | 2024-12-11 | 2024-12-26 | 2025-12-26 | Solar Panels | Hanwha Q-Cells | Q.PEAK DUO BLK ML-G10+ 410 |  | 0.41 | 3 | 53 | 40 |  | Fixed | Roof
NJADRE1558799058 | Administratively Determined Incentive Program | PHILLIPSBURG | 8865 | 5.33 | Residential | Behind the Meter | Yes | Sunrun Installation Services, Inc. | JCP&L |  | Accepted | 2024-12-11 | 2024-12-26 | 2025-12-26 | Solar Panels | Hanwha Q-Cells | Q.PEAK DUO BLK ML-G10+ 410 |  | 0.41 | 3 | 232 | 40 |  | Fixed | Roof
NJADRE1558799095 | Administratively Determined Incentive Program | Glassboro | 8028 | 7.23 | Residential | Behind the Meter | No | Maier Solar Engineering dba Solar Me | AC Electric |  | Accepted | 2024-12-11 | 2024-12-26 | 2025-12-26 | Solar Panels | Jinko | JKM-425N-54HL4-B |  | 0.425 | 1 | 251 | 4 |  | Fixed | Roof
NJADRE1558799095 | Administratively Determined Incentive Program | Glassboro | 8028 | 7.23 | Residential | Behind the Meter | No | Maier Solar Engineering dba Solar Me | AC Electric |  | Accepted | 2024-12-11 | 2024-12-26 | 2025-12-26 | Solar Panels | trina | TSM-DE09R.05 425W |  | 0.425 | 5 | 161 | 4 |  | Fixed | Roof
NJADRE1558799095 | Administratively Determined Incentive Program | Glassboro | 8028 | 7.23 | Residential | Behind the Meter | No | Maier Solar Engineering dba Solar Me | AC Electric |  | Accepted | 2024-12-11 | 2024-12-26 | 2025-12-26 | Solar Panels | trina | TSM-DE09R.05 425W |  | 0.425 | 6 | 341 | 4 |  | Fixed | Roof
NJADRE1558799095 | Administratively Determined Incentive Program | Glassboro | 8028 | 7.23 | Residential | Behind the Meter | No | Maier Solar Engineering dba Solar Me | AC Electric |  | Accepted | 2024-12-11 | 2024-12-26 | 2025-12-26 | Inverters | Enphase | IQ8A | 349 |  | 17 |  |  | 0.96 |  | Outside | Next to meter
NJADRE1558799095 | Administratively Determined Incentive Program | Glassboro | 8028 | 7.23 | Residential | Behind the Meter | No | Maier Solar Engineering dba Solar Me | AC Electric |  | Accepted | 2024-12-11 | 2024-12-26 | 2025-12-26 | Solar Panels | Jinko | JKM-425N-54HL4-B |  | 0.425 | 5 | 71 | 30 |  | Fixed | Roof
NJADRE1558799193 | Administratively Determined Incentive Program | Union City | 7087 | 9.78 | Residential | Behind the Meter | No | Maier Solar Engineering dba Solar Me | PSE&G |  | Accepted | 2024-12-11 | 2024-12-31 | 2025-12-31 | Inverters | Tesla | Powerwall 3 | 7600 |  | 23 |  |  | 0.96 |  | Outdoor | Next to meter
NJADRE1558799193 | Administratively Determined Incentive Program | Union City | 7087 | 9.78 | Residential | Behind the Meter | No | Maier Solar Engineering dba Solar Me | PSE&G |  | Accepted | 2024-12-11 | 2024-12-31 | 2025-12-31 | Solar Panels | Trina | TSM-DE09R.05 425W |  | 0.425 | 5 | 205 | 5 |  | Fixed | Roof
NJADRE1558799193 | Administratively Determined Incentive Program | Union City | 7087 | 9.78 | Residential | Behind the Meter | No | Maier Solar Engineering dba Solar Me | PSE&G |  | Accepted | 2024-12-11 | 2024-12-31 | 2025-12-31 | Solar Panels | Trina | TSM-DE09R.05 425 |  | 0.425 | 18 | 25 | 3 |  | Fixed | Roof
NJADRE1558799253 | Administratively Determined Incentive Program | Lodi | 7644 | 8.2 | Residential | Behind the Meter | Yes | EMT Renewables, LLC | PSE&G |  | Accepted | 2024-12-11 | 2024-12-26 | 2025-12-26 | Solar Panels | TRINA | TSM-NE09RC.05 |  | 0.41 | 16 | 162 | 12 |  | Fixed | Roof
NJADRE1558799253 | Administratively Determined Incentive Program | Lodi | 7644 | 8.2 | Residential | Behind the Meter | Yes | EMT Renewables, LLC | PSE&G |  | Accepted | 2024-12-11 | 2024-12-26 | 2025-12-26 | Solar Panels | TRINA | TSM-NE09RC.05 |  | 0.41 | 4 | 162 | 21 |  | Fixed | Roof
NJADRE1558799253 | Administratively Determined Incentive Program | Lodi | 7644 | 8.2 | Residential | Behind the Meter | Yes | EMT Renewables, LLC | PSE&G |  | Accepted | 2024-12-11 | 2024-12-26 | 2025-12-26 | Inverters | ENPHASE | IQ8+ | 290 |  | 20 |  |  | 0.98 |  | Other | UNDER EACH PANEL
NJADRE1558799257 | Administratively Determined Incentive Program | Atco | 8004 | 14.53 | Residential | Behind the Meter | Yes | SunnyMac, LLC | AC Electric |  | Accepted | 2024-12-16 | 2024-12-30 | 2025-12-30 | Solar Panels | Qcells | Q Peak Duo ML-G10+ 415 |  | 0.415 | 8 | 6.16 | 13 |  | Fixed | Roof
NJADRE1558799257 | Administratively Determined Incentive Program | Atco | 8004 | 14.53 | Residential | Behind the Meter | Yes | SunnyMac, LLC | AC Electric |  | Accepted | 2024-12-16 | 2024-12-30 | 2025-12-30 | Solar Panels | Qcells | Q.PEAK DUO BLK ML-G10+ 415 |  | 0.415 | 4 | 6.16 | 32 |  | Fixed | Roof
NJADRE1558799257 | Administratively Determined Incentive Program | Atco | 8004 | 14.53 | Residential | Behind the Meter | Yes | SunnyMac, LLC | AC Electric |  | Accepted | 2024-12-16 | 2024-12-30 | 2025-12-30 | Meters | SolarEdge | SolarEdge Built-in Consumption Monitor |  |  | 1 |  |  |  | Yes | Outdoor
NJADRE1558799257 | Administratively Determined Incentive Program | Atco | 8004 | 14.53 | Residential | Behind the Meter | Yes | SunnyMac, LLC | AC Electric |  | Accepted | 2024-12-16 | 2024-12-30 | 2025-12-30 | Inverters | SolarEdge | SE11400H-USMNUBL15 (Domestic) | 11400 |  | 1 |  |  | 0.99 |  | Outdoor
NJADRE1558799257 | Administratively Determined Incentive Program | Atco | 8004 | 14.53 | Residential | Behind the Meter | Yes | SunnyMac, LLC | AC Electric |  | Accepted | 2024-12-16 | 2024-12-30 | 2025-12-30 | Solar Panels | Qcells | Q.PEAK DUO BLK ML-G10+ 415 |  | 0.415 | 3 | 186.16 | 20 |  | Fixed | Roof
NJADRE1558799257 | Administratively Determined Incentive Program | Atco | 8004 | 14.53 | Residential | Behind the Meter | Yes | SunnyMac, LLC | AC Electric |  | Accepted | 2024-12-16 | 2024-12-30 | 2025-12-30 | Solar Panels | Qcells | Q Peak Duo ML-G10+ 415 |  | 0.415 | 20 | 186.16 | 35 |  | Fixed | Roof
NJADRE1558799491 | Administratively Determined Incentive Program | Glassboro | 8028 | 10.8 | Residential | Behind the Meter | No | Solar Energy World | AC Electric |  | Accepted | 2024-12-11 | 2024-12-27 | 2025-12-27 | Solar Panels | LONGi | LR5-54HABB-400M |  | 0.4 | 19 | 256 | 27 |  | Fixed | Roof
NJADRE1558799491 | Administratively Determined Incentive Program | Glassboro | 8028 | 10.8 | Residential | Behind the Meter | No | Solar Energy World | AC Electric |  | Accepted | 2024-12-11 | 2024-12-27 | 2025-12-27 | Inverters | Enphase | IQ8+-72-M-US | 290 |  | 27 |  |  | 0.97 |  | Outside
NJADRE1558799491 | Administratively Determined Incentive Program | Glassboro | 8028 | 10.8 | Residential | Behind the Meter | No | Solar Energy World | AC Electric |  | Accepted | 2024-12-11 | 2024-12-27 | 2025-12-27 | Solar Panels | LONGi | LR5-54HABB-400M |  | 0.4 | 8 | 76 | 26 |  | Fixed | Roof
NJADRE1558799537 | Administratively Determined Incentive Program | Dayton | 8810 | 10.5 | Residential | Behind the Meter | No | Public Service Solar, LLC | PSE&G |  | Accepted | 2024-12-11 | 2025-01-03 | 2026-01-03 | Solar Panels | Panasonic | EVPV420HK2 |  | 0.42 | 4 | 214 | 23 |  | Fixed | Roof
NJADRE1558799537 | Administratively Determined Incentive Program | Dayton | 8810 | 10.5 | Residential | Behind the Meter | No | Public Service Solar, LLC | PSE&G |  | Accepted | 2024-12-11 | 2025-01-03 | 2026-01-03 | Solar Panels | Panasonic | EVPV420HK2 |  | 0.42 | 4 | 34 | 27 |  | Fixed | Roof
NJADRE1558799537 | Administratively Determined Incentive Program | Dayton | 8810 | 10.5 | Residential | Behind the Meter | No | Public Service Solar, LLC | PSE&G |  | Accepted | 2024-12-11 | 2025-01-03 | 2026-01-03 | Solar Panels | Panasonic | EVPV420HK2 |  | 0.42 | 7 | 214 | 23 |  | Fixed | Roof
NJADRE1558799537 | Administratively Determined Incentive Program | Dayton | 8810 | 10.5 | Residential | Behind the Meter | No | Public Service Solar, LLC | PSE&G |  | Accepted | 2024-12-11 | 2025-01-03 | 2026-01-03 | Inverters | Enphase | iQ8HC-72-M-US | 380 |  | 25 |  |  | 0.96 |  | Outdoor | Under panel
NJADRE1558799537 | Administratively Determined Incentive Program | Dayton | 8810 | 10.5 | Residential | Behind the Meter | No | Public Service Solar, LLC | PSE&G |  | Accepted | 2024-12-11 | 2025-01-03 | 2026-01-03 | Solar Panels | Panasonic | EVPV420HK2 |  | 0.42 | 10 | 34 | 27 |  | Fixed | Roof
NJADRE1558799557 | Administratively Determined Incentive Program | KEANSBURG | 7734 | 14.94 | Residential | Behind the Meter | Yes | Ecological Systems, LLC | JCP&L |  | Accepted | 2024-12-11 | 2024-12-26 | 2025-12-26 | Solar Panels | Bluesun | BSM415 |  | 0.415 | 36 | 180 | 25 |  | Fixed | Roof | Roof Top
NJADRE1558799557 | Administratively Determined Incentive Program | KEANSBURG | 7734 | 14.94 | Residential | Behind the Meter | Yes | Ecological Systems, LLC | JCP&L |  | Accepted | 2024-12-11 | 2024-12-26 | 2025-12-26 | Meters | Enphase | IQ8HC | 0 |  | 36 |  |  |  | Yes | Outdoor
NJADRE1558799557 | Administratively Determined Incentive Program | KEANSBURG | 7734 | 14.94 | Residential | Behind the Meter | Yes | Ecological Systems, LLC | JCP&L |  | Accepted | 2024-12-11 | 2024-12-26 | 2025-12-26 | Inverters | Enphase | IQ8HC | 13680 |  | 36 |  |  | 0.976 |  | Outside | Roof Top
NJADRE1558799618 | Administratively Determined Incentive Program | ELMER | 8318 | 6.23 | Residential | Behind the Meter | Yes | SunnyMac, LLC | AC Electric |  | Accepted | 2024-12-16 | 2024-12-31 | 2025-12-31 | Meters | SolarEdge | SolarEdge Built-in Consumption Monitor |  |  | 1 |  |  |  | Yes | Outdoor
NJADRE1558799618 | Administratively Determined Incentive Program | ELMER | 8318 | 6.23 | Residential | Behind the Meter | Yes | SunnyMac, LLC | AC Electric |  | Accepted | 2024-12-16 | 2024-12-31 | 2025-12-31 | Solar Panels | Qcells | Q Peak Duo ML-G10+ 415 |  | 0.415 | 7 | 152 | 32 |  | Fixed | Roof
NJADRE1558799618 | Administratively Determined Incentive Program | ELMER | 8318 | 6.23 | Residential | Behind the Meter | Yes | SunnyMac, LLC | AC Electric |  | Accepted | 2024-12-16 | 2024-12-31 | 2025-12-31 | Solar Panels | Qcells | Q Peak Duo ML-G10+ 415 |  | 0.415 | 5 | 242 | 33 |  | Fixed | Roof
NJADRE1558799618 | Administratively Determined Incentive Program | ELMER | 8318 | 6.23 | Residential | Behind the Meter | Yes | SunnyMac, LLC | AC Electric |  | Accepted | 2024-12-16 | 2024-12-31 | 2025-12-31 | Solar Panels | Qcells | Q Peak Duo ML-G10+ 415 |  | 0.415 | 3 | 62 | 23 |  | Fixed | Roof
NJADRE1558799618 | Administratively Determined Incentive Program | ELMER | 8318 | 6.23 | Residential | Behind the Meter | Yes | SunnyMac, LLC | AC Electric |  | Accepted | 2024-12-16 | 2024-12-31 | 2025-12-31 | Inverters | SolarEdge | SE5700H-USMNUBL15 (Domestic) | 15700 |  | 1 |  |  | 0.99 |  | Outdoor
NJADRE1558799638 | Administratively Determined Incentive Program | Swedesboro | 8085 | 4.57 | Residential | Behind the Meter | Yes | SunnyMac, LLC | AC Electric |  | Accepted | 2024-12-16 | 2024-12-31 | 2025-12-31 | Solar Panels | Qcells | Q Peak Duo ML-G10+ 415 |  | 0.415 | 11 | 208 | 31 |  | Fixed | Roof
NJADRE1558799638 | Administratively Determined Incentive Program | Swedesboro | 8085 | 4.57 | Residential | Behind the Meter | Yes | SunnyMac, LLC | AC Electric |  | Accepted | 2024-12-16 | 2024-12-31 | 2025-12-31 | Inverters | SolarEdge Technologies Inc. | SE3800H-USMNUBL15 | 3800 |  | 1 |  |  | 0.99 |  | Outdoor
NJADRE1558799638 | Administratively Determined Incentive Program | Swedesboro | 8085 | 4.57 | Residential | Behind the Meter | Yes | SunnyMac, LLC | AC Electric |  | Accepted | 2024-12-16 | 2024-12-31 | 2025-12-31 | Meters | SolarEdge Technologies Inc. | SolarEdge Built-in Consumption Monitor |  |  | 1 |  |  |  | Yes | Outdoor
NJADRE1558799645 | Administratively Determined Incentive Program | Old Bridge | 8857 | 11.34 | Residential | Behind the Meter | Yes | Freedom Forever New Jersey, LLC | JCP&L |  | Accepted | 2024-12-11 | 2024-12-26 | 2025-12-26 | Solar Panels | Trina | TSM-405NE09RC.05 |  | 0.405 | 9 | 172 | 24 |  | Fixed | Roof
NJADRE1558799645 | Administratively Determined Incentive Program | Old Bridge | 8857 | 11.34 | Residential | Behind the Meter | Yes | Freedom Forever New Jersey, LLC | JCP&L |  | Accepted | 2024-12-11 | 2024-12-26 | 2025-12-26 | Solar Panels | Trina | TSM-405NE09RC.05 |  | 0.405 | 19 | 172 | 24 |  | Fixed | Roof
NJADRE1558799645 | Administratively Determined Incentive Program | Old Bridge | 8857 | 11.34 | Residential | Behind the Meter | Yes | Freedom Forever New Jersey, LLC | JCP&L |  | Accepted | 2024-12-11 | 2024-12-26 | 2025-12-26 | Inverters | Enphase | IQ8PLUS-72-M-US | 290 |  | 28 |  |  | 0.99 |  | Outdoor
NJADRE1558799694 | Administratively Determined Incentive Program | COLLINGSWOOD | 8108 | 16.8 | Residential | Behind the Meter | No | Public Service Solar, LLC | PSE&G |  | Accepted | 2024-12-11 | 2024-12-26 | 2025-12-26 | Solar Panels | Panasonic | EVPV420HK2 |  | 0.42 | 18 | 0 | 0 |  | Fixed | Roof
NJADRE1558799694 | Administratively Determined Incentive Program | COLLINGSWOOD | 8108 | 16.8 | Residential | Behind the Meter | No | Public Service Solar, LLC | PSE&G |  | Accepted | 2024-12-11 | 2024-12-26 | 2025-12-26 | Solar Panels | Panasonic | EVPV420HK2 |  | 0.42 | 11 | 112 | 36 |  | Fixed | Roof
NJADRE1558799694 | Administratively Determined Incentive Program | COLLINGSWOOD | 8108 | 16.8 | Residential | Behind the Meter | No | Public Service Solar, LLC | PSE&G |  | Accepted | 2024-12-11 | 2024-12-26 | 2025-12-26 | Inverters | Enphase | iQ8HC-72-M-US | 380 |  | 40 |  |  | 0.96 |  | Outdoor | Under panel
NJADRE1558799694 | Administratively Determined Incentive Program | COLLINGSWOOD | 8108 | 16.8 | Residential | Behind the Meter | No | Public Service Solar, LLC | PSE&G |  | Accepted | 2024-12-11 | 2024-12-26 | 2025-12-26 | Solar Panels | Panasonic | EVPV420HK2 |  | 0.42 | 11 | 292 | 36 |  | Fixed | Roof
NJADRE1558799716 | Administratively Determined Incentive Program | PISCATAWAY TWP | 8854 | 11.48 | Residential | Behind the Meter | Yes | Sunrun Installation Services, Inc. | PSE&G |  | Accepted | 2024-12-11 | 2024-12-27 | 2025-12-27 | Solar Panels | Hanwha Q Cells | Q.PEAK DUO BLK ML-G10+ 410 |  | 0.41 | 15 | 157 | 36 |  | Fixed | Roof
NJADRE1558799716 | Administratively Determined Incentive Program | PISCATAWAY TWP | 8854 | 11.48 | Residential | Behind the Meter | Yes | Sunrun Installation Services, Inc. | PSE&G |  | Accepted | 2024-12-11 | 2024-12-27 | 2025-12-27 | Electric Storage Battery | Tesla | Powerwall 3 1707000-xx-y |  |  | 2 |  |  |  | Lithium Ion |  | OUTSIDE
NJADRE1558799716 | Administratively Determined Incentive Program | PISCATAWAY TWP | 8854 | 11.48 | Residential | Behind the Meter | Yes | Sunrun Installation Services, Inc. | PSE&G |  | Accepted | 2024-12-11 | 2024-12-27 | 2025-12-27 | Inverters | Tesla | Powerwall 3 1707000-xx-y | 11500 |  | 2 |  |  | 0.97 |  | Outdoor
NJADRE1558799716 | Administratively Determined Incentive Program | PISCATAWAY TWP | 8854 | 11.48 | Residential | Behind the Meter | Yes | Sunrun Installation Services, Inc. | PSE&G |  | Accepted | 2024-12-11 | 2024-12-27 | 2025-12-27 | Solar Panels | Hanwha Q Cells | Q.PEAK DUO BLK ML-G10+ 410 |  | 0.41 | 13 | 157 | 36 |  | Fixed | Roof
NJADRE1558799822 | Administratively Determined Incentive Program | Sea Bright | 7760 | 8.83 | Residential | Behind the Meter | No | GAF Energy | JCP&L |  | Accepted | 2024-12-11 | 2024-12-26 | 2025-12-26 | Inverters | Delta Electronics | M8-TL-US | 8000 |  | 1 |  |  | 0.975 |  | Outdoor
NJADRE1558799822 | Administratively Determined Incentive Program | Sea Bright | 7760 | 8.83 | Residential | Behind the Meter | No | GAF Energy | JCP&L |  | Accepted | 2024-12-11 | 2024-12-26 | 2025-12-26 | Solar Panels | GAF Energy | TLS-1 |  | 0.046 | 104 | 271 | 34 |  | Fixed | Roof
NJADRE1558799822 | Administratively Determined Incentive Program | Sea Bright | 7760 | 8.83 | Residential | Behind the Meter | No | GAF Energy | JCP&L |  | Accepted | 2024-12-11 | 2024-12-26 | 2025-12-26 | Solar Panels | GAF Energy | TLS-1 |  | 0.046 | 88 | 181 | 39 |  | Fixed | Roof
NJADRE1558799851 | Administratively Determined Incentive Program | Mount Ephraim Boro | 8059 | 5.33 | Residential | Behind the Meter | Yes | Sunrun Installation Services, Inc. | PSE&G |  | Accepted | 2024-12-11 | 2024-12-26 | 2025-12-26 | Electric Storage Battery | TESLA | POWERWALL 3 |  |  | 1 |  |  |  | Lithium Ion |  | Outside
NJADRE1558799851 | Administratively Determined Incentive Program | Mount Ephraim Boro | 8059 | 5.33 | Residential | Behind the Meter | Yes | Sunrun Installation Services, Inc. | PSE&G |  | Accepted | 2024-12-11 | 2024-12-26 | 2025-12-26 | Inverters | TESLA | Powerwall 3 1707000-xx-y | 11500 |  | 1 |  |  | 0.97 |  | Outdoor | Next to meter
NJADRE1558799851 | Administratively Determined Incentive Program | Mount Ephraim Boro | 8059 | 5.33 | Residential | Behind the Meter | Yes | Sunrun Installation Services, Inc. | PSE&G |  | Accepted | 2024-12-11 | 2024-12-26 | 2025-12-26 | Solar Panels | Hanwha Q-Cells | Q.PEAK DUO BLK ML-G10+ 410 |  | 0.41 | 13 | 70 | 35 |  | Fixed | Roof
NJADRE1558800211 | Administratively Determined Incentive Program | STEELMANVILLE | 8234 | 14.53 | Residential | Behind the Meter | Yes | SunnyMac, LLC | AC Electric |  | Accepted | 2024-12-17 | 2025-01-02 | 2026-01-02 | Solar Panels | Qcells | Q Peak Duo ML-G10+ 415 |  | 0.415 | 3 | 74 | 17 |  | Fixed | Roof
NJADRE1558800211 | Administratively Determined Incentive Program | STEELMANVILLE | 8234 | 14.53 | Residential | Behind the Meter | Yes | SunnyMac, LLC | AC Electric |  | Accepted | 2024-12-17 | 2025-01-02 | 2026-01-02 | Inverters | SolarEdge Technologies Inc. | SE11400H-USMNUBL15 (Domestic) | 11400 |  | 1 |  |  | 0.99 |  | Outdoor
NJADRE1558800211 | Administratively Determined Incentive Program | STEELMANVILLE | 8234 | 14.53 | Residential | Behind the Meter | Yes | SunnyMac, LLC | AC Electric |  | Accepted | 2024-12-17 | 2025-01-02 | 2026-01-02 | Meters | SolarEdge Technologies Inc. | SolarEdge Built-in Consumption Monitor (BEI4, BNI4, BNC |  |  | 1 |  |  |  | Yes | Outdoor
NJADRE1558800211 | Administratively Determined Incentive Program | STEELMANVILLE | 8234 | 14.53 | Residential | Behind the Meter | Yes | SunnyMac, LLC | AC Electric |  | Accepted | 2024-12-17 | 2025-01-02 | 2026-01-02 | Solar Panels | Qcells | Q Peak Duo ML-G10+ 415 |  | 0.415 | 15 | 252 | 20 |  | Fixed | Roof
NJADRE1558800211 | Administratively Determined Incentive Program | STEELMANVILLE | 8234 | 14.53 | Residential | Behind the Meter | Yes | SunnyMac, LLC | AC Electric |  | Accepted | 2024-12-17 | 2025-01-02 | 2026-01-02 | Solar Panels | Qcells | Q Peak Duo ML-G10+ 415 |  | 0.415 | 9 | 164 | 14 |  | Fixed | Roof
NJADRE1558800211 | Administratively Determined Incentive Program | STEELMANVILLE | 8234 | 14.53 | Residential | Behind the Meter | Yes | SunnyMac, LLC | AC Electric |  | Accepted | 2024-12-17 | 2025-01-02 | 2026-01-02 | Solar Panels | Qcells | Q Peak Duo ML-G10+ 415 |  | 0.415 | 8 | 254 | 16 |  | Fixed | Roof
NJADRE1558805321 | Administratively Determined Incentive Program | ALLENDALE | 7401 | 7.79 | Residential | Behind the Meter | Yes | Trinity Solar, LLC | Orange Rockland Electric |  | Accepted | 2024-12-12 | 2024-12-27 | 2025-12-27 | Solar Panels | HANWHA | Q.PEAK DUO BLK ML-G10+ 410 |  | 0.41 | 10 | 53 | 30 |  | Fixed | Roof
NJADRE1558805321 | Administratively Determined Incentive Program | ALLENDALE | 7401 | 7.79 | Residential | Behind the Meter | Yes | Trinity Solar, LLC | Orange Rockland Electric |  | Accepted | 2024-12-12 | 2024-12-27 | 2025-12-27 | Solar Panels | HANWHA | Q.PEAK DUO BLK ML-G10+ 410 |  | 0.41 | 2 | 143 | 32 |  | Fixed | Roof
NJADRE1558805321 | Administratively Determined Incentive Program | ALLENDALE | 7401 | 7.79 | Residential | Behind the Meter | Yes | Trinity Solar, LLC | Orange Rockland Electric |  | Accepted | 2024-12-12 | 2024-12-27 | 2025-12-27 | Solar Panels | HANWHA | Q.PEAK DUO BLK ML-G10+ 410 |  | 0.41 | 7 | 233 | 30 |  | Fixed | Roof
NJADRE1558805321 | Administratively Determined Incentive Program | ALLENDALE | 7401 | 7.79 | Residential | Behind the Meter | Yes | Trinity Solar, LLC | Orange Rockland Electric |  | Accepted | 2024-12-12 | 2024-12-27 | 2025-12-27 | Inverters | TESLA | 1538000-XX-Y | 7600 |  | 1 |  |  | 0.97 |  | Outside
NJADRE1558805329 | Administratively Determined Incentive Program | PARSIPPANY | 7054 | 11.07 | Residential | Behind the Meter | Yes | Trinity Solar, LLC | JCP&L |  | Accepted | 2024-12-12 | 2024-12-26 | 2025-12-26 | Inverters | Solar Edge | SE10000H-US | 10000 |  | 1 |  |  | 0.986 |  | Outdoor
NJADRE1558805329 | Administratively Determined Incentive Program | PARSIPPANY | 7054 | 11.07 | Residential | Behind the Meter | Yes | Trinity Solar, LLC | JCP&L |  | Accepted | 2024-12-12 | 2024-12-26 | 2025-12-26 | Solar Panels | HANWHA | Q.PEAK DUO BLK ML-G10+ 410 |  | 0.41 | 13 | 337 | 31 |  | Fixed | Roof
NJADRE1558805329 | Administratively Determined Incentive Program | PARSIPPANY | 7054 | 11.07 | Residential | Behind the Meter | Yes | Trinity Solar, LLC | JCP&L |  | Accepted | 2024-12-12 | 2024-12-26 | 2025-12-26 | Solar Panels | HANWHA | Q.PEAK DUO BLK ML-G10+ 410 |  | 0.41 | 14 | 157 | 31 |  | Fixed | Roof
NJADRE1558805335 | Administratively Determined Incentive Program | Evesham | 8053 | 7.47 | Residential | Behind the Meter | Yes | SunnyMac, LLC | PSE&G |  | Accepted | 2024-12-12 | 2024-12-30 | 2025-12-30 | Solar Panels | Qcells | Q.PEAK DUO BLK ML-G10+ 415 |  | 0.415 | 12 | 292 | 24 |  | Fixed | Roof
NJADRE1558805335 | Administratively Determined Incentive Program | Evesham | 8053 | 7.47 | Residential | Behind the Meter | Yes | SunnyMac, LLC | PSE&G |  | Accepted | 2024-12-12 | 2024-12-30 | 2025-12-30 | Meters | SolarEdge Technologies Inc. | SolarEdge Built-in Consumption Monitor |  |  | 1 |  |  |  | Yes | Outdoor
NJADRE1558805335 | Administratively Determined Incentive Program | Evesham | 8053 | 7.47 | Residential | Behind the Meter | Yes | SunnyMac, LLC | PSE&G |  | Accepted | 2024-12-12 | 2024-12-30 | 2025-12-30 | Solar Panels | Qcells | Q.PEAK DUO BLK ML-G10+ 415 |  | 0.415 | 6 | 112 | 24 |  | Fixed | Roof
NJADRE1558805335 | Administratively Determined Incentive Program | Evesham | 8053 | 7.47 | Residential | Behind the Meter | Yes | SunnyMac, LLC | PSE&G |  | Accepted | 2024-12-12 | 2024-12-30 | 2025-12-30 | Inverters | SolarEdge Technologies Inc. | SE5700H-USMNUBL15 | 5700 |  | 1 |  |  | 0.99 |  | Outdoor
NJADRE1558805466 | Administratively Determined Incentive Program | Newark | 7112 | 6.56 | Residential | Behind the Meter | Yes | Define Solar, LLC | PSE&G |  | Accepted | 2024-12-12 | 2024-12-27 | 2025-12-27 | Inverters | Enphase | IQ8PLUS-72-2-US | 290 |  | 9 |  |  | 0.976 |  | Outside | Under each pv panel
NJADRE1558805466 | Administratively Determined Incentive Program | Newark | 7112 | 6.56 | Residential | Behind the Meter | Yes | Define Solar, LLC | PSE&G |  | Accepted | 2024-12-12 | 2024-12-27 | 2025-12-27 | Solar Panels | Znshine | ZXM7-SH108 410W |  | 0.41 | 9 | 30 | 13 |  | Fixed | Roof
NJADRE1558805466 | Administratively Determined Incentive Program | Newark | 7112 | 6.56 | Residential | Behind the Meter | Yes | Define Solar, LLC | PSE&G |  | Accepted | 2024-12-12 | 2024-12-27 | 2025-12-27 | Solar Panels | Znshine | ZXM7-SH108 410W |  | 0.41 | 3 | 210 | 36 |  | Fixed | Roof
NJADRE1558805466 | Administratively Determined Incentive Program | Newark | 7112 | 6.56 | Residential | Behind the Meter | Yes | Define Solar, LLC | PSE&G |  | Accepted | 2024-12-12 | 2024-12-27 | 2025-12-27 | Solar Panels | Znshine | ZXM7-SH108 410W |  | 0.41 | 4 | 30 | 3 |  | Fixed | Roof
NJADRE1558805466 | Administratively Determined Incentive Program | Newark | 7112 | 6.56 | Residential | Behind the Meter | Yes | Define Solar, LLC | PSE&G |  | Accepted | 2024-12-12 | 2024-12-27 | 2025-12-27 | Inverters | Enphase | IQ8PLUS-72-2-US | 290 |  | 3 |  |  | 0.976 |  | Outside | Under each pv panel
NJADRE1558805466 | Administratively Determined Incentive Program | Newark | 7112 | 6.56 | Residential | Behind the Meter | Yes | Define Solar, LLC | PSE&G |  | Accepted | 2024-12-12 | 2024-12-27 | 2025-12-27 | Inverters | Enphase | IQ8PLUS-72-2-US | 290 |  | 4 |  |  | 0.976 |  | Outside | Under each pv panel
NJADRE1558805466 | Administratively Determined Incentive Program | Newark | 7112 | 6.56 | Residential | Behind the Meter | Yes | Define Solar, LLC | PSE&G |  | Accepted | 2024-12-12 | 2024-12-27 | 2025-12-27 | Meters | Enphase | X2-IQ-AM1-240-4 |  |  | 1 |  |  |  | Yes | Outdoor
NJADRE1558805487 | Administratively Determined Incentive Program | East Orange | 7018 | 6.8 | Residential | Behind the Meter | Yes | Power Energy Solutions, LLC | PSE&G |  | Accepted | 2024-12-12 | 2024-12-26 | 2025-12-26 | Inverters | SolarEdge | SE6000H-US | 6 |  | 1 |  |  | 0.97 |  | Outdoor
NJADRE1558805487 | Administratively Determined Incentive Program | East Orange | 7018 | 6.8 | Residential | Behind the Meter | Yes | Power Energy Solutions, LLC | PSE&G |  | Accepted | 2024-12-12 | 2024-12-26 | 2025-12-26 | Solar Panels | Trina Solar | TSM-425NE09RC.05 |  | 0.425 | 2 | 121 | 6 |  | Fixed | Roof
NJADRE1558805487 | Administratively Determined Incentive Program | East Orange | 7018 | 6.8 | Residential | Behind the Meter | Yes | Power Energy Solutions, LLC | PSE&G |  | Accepted | 2024-12-12 | 2024-12-26 | 2025-12-26 | Solar Panels | Trina Solar | TSM-425NE09RC.05 |  | 0.425 | 2 | 301 | 6 |  | Fixed | Roof
NJADRE1558805487 | Administratively Determined Incentive Program | East Orange | 7018 | 6.8 | Residential | Behind the Meter | Yes | Power Energy Solutions, LLC | PSE&G |  | Accepted | 2024-12-12 | 2024-12-26 | 2025-12-26 | Solar Panels | Trina Solar | TSM-425NE09RC.05 |  | 0.425 | 12 | 210 | 45 |  | Fixed | Roof
NJADRE1558805517 | Administratively Determined Incentive Program | SCOTCH PLAINS | 7076 | 12.24 | Residential | Behind the Meter | No | Tesla Energy Operations, Inc. | PSE&G |  | Accepted | 2024-12-12 | 2024-12-27 | 2025-12-27 | Solar Panels | Hanwha | Q.Peak DUO BLK-G6+ 340 |  | 0.34 | 3 | 220 | 20 |  | Fixed | Roof
NJADRE1558805517 | Administratively Determined Incentive Program | SCOTCH PLAINS | 7076 | 12.24 | Residential | Behind the Meter | No | Tesla Energy Operations, Inc. | PSE&G |  | Accepted | 2024-12-12 | 2024-12-27 | 2025-12-27 | Solar Panels | Hanwha | Q.Peak DUO BLK-G6+ 340 |  | 0.34 | 4 | 40 | 20 |  | Fixed | Roof
NJADRE1558805517 | Administratively Determined Incentive Program | SCOTCH PLAINS | 7076 | 12.24 | Residential | Behind the Meter | No | Tesla Energy Operations, Inc. | PSE&G |  | Accepted | 2024-12-12 | 2024-12-27 | 2025-12-27 | Inverters | Tesla | 1538000-XX-Y | 7600 |  | 1 |  |  | 0.98 |  | Outdoor
NJADRE1558805517 | Administratively Determined Incentive Program | SCOTCH PLAINS | 7076 | 12.24 | Residential | Behind the Meter | No | Tesla Energy Operations, Inc. | PSE&G |  | Accepted | 2024-12-12 | 2024-12-27 | 2025-12-27 | Inverters | Tesla | 1534000-XX-Y | 3800 |  | 1 |  |  | 0.98 |  | Outdoor
NJADRE1558805517 | Administratively Determined Incentive Program | SCOTCH PLAINS | 7076 | 12.24 | Residential | Behind the Meter | No | Tesla Energy Operations, Inc. | PSE&G |  | Accepted | 2024-12-12 | 2024-12-27 | 2025-12-27 | Solar Panels | Hanwha | Q.Peak DUO BLK-G6+ 340 |  | 0.34 | 29 | 309 | 18 |  | Fixed | Roof
NJADRE1558805638 | Administratively Determined Incentive Program | Flemington | 8822 | 4.92 | Residential | Behind the Meter | Yes | Trinity Solar, LLC | JCP&L |  | Accepted | 2024-12-12 | 2024-12-27 | 2025-12-27 | Inverters | Solar Edge | USE3800H-USMNBL75 | 3800 |  | 1 |  |  | 0.97 |  | Outdoor
NJADRE1558805638 | Administratively Determined Incentive Program | Flemington | 8822 | 4.92 | Residential | Behind the Meter | Yes | Trinity Solar, LLC | JCP&L |  | Accepted | 2024-12-12 | 2024-12-27 | 2025-12-27 | Solar Panels | Hanwha | HANWHA 410 (Q.PEAK DUO BLK ML-G10+ 410) |  | 0.41 | 12 | 132 | 29 |  | Fixed | Roof
NJADRE1558805656 | Administratively Determined Incentive Program | Irvington | 7111 | 3.69 | Residential | Behind the Meter | Yes | Pro Custom Solar dba Momentum Solar | PSE&G |  | Accepted | 2024-12-12 | 2024-12-27 | 2025-12-27 | Inverters | ENPHASE | IQ8HC-72-M-DOM-US | 380 |  | 9 |  |  | 0.97 |  | Outdoor
NJADRE1558805656 | Administratively Determined Incentive Program | Irvington | 7111 | 3.69 | Residential | Behind the Meter | Yes | Pro Custom Solar dba Momentum Solar | PSE&G |  | Accepted | 2024-12-12 | 2024-12-27 | 2025-12-27 | Solar Panels | Hanwha | Q.PEAK DUO BLK ML-G10+410 |  | 0.41 | 5 | 295 | 7 |  | Fixed | Roof
NJADRE1558805656 | Administratively Determined Incentive Program | Irvington | 7111 | 3.69 | Residential | Behind the Meter | Yes | Pro Custom Solar dba Momentum Solar | PSE&G |  | Accepted | 2024-12-12 | 2024-12-27 | 2025-12-27 | Solar Panels | Hanwha | Q.PEAK DUO BLK ML-G10+410 |  | 0.41 | 4 | 205 | 18 |  | Fixed | Roof
NJADRE1558805665 | Administratively Determined Incentive Program | Lebanon | 8833 | 14.62 | Residential | Behind the Meter | No | Green Power Energy, LLC | JCP&L |  | Accepted | 2024-12-12 | 2024-12-27 | 2025-12-27 | Solar Panels | REC Solar | REC430AA Pure 2 |  | 0.43 | 10 | 33 | 40 |  | Fixed | Roof
NJADRE1558805665 | Administratively Determined Incentive Program | Lebanon | 8833 | 14.62 | Residential | Behind the Meter | No | Green Power Energy, LLC | JCP&L |  | Accepted | 2024-12-12 | 2024-12-27 | 2025-12-27 | Solar Panels | REC Solar | REC430AA Pure 2 |  | 0.43 | 18 | 213 | 40 |  | Fixed | Roof
NJADRE1558805665 | Administratively Determined Incentive Program | Lebanon | 8833 | 14.62 | Residential | Behind the Meter | No | Green Power Energy, LLC | JCP&L |  | Accepted | 2024-12-12 | 2024-12-27 | 2025-12-27 | Inverters | Enphase Energy | IQ8MC-72-M-US [240V] | 320 |  | 34 |  |  | 0.98 |  | Outside | roof
NJADRE1558805665 | Administratively Determined Incentive Program | Lebanon | 8833 | 14.62 | Residential | Behind the Meter | No | Green Power Energy, LLC | JCP&L |  | Accepted | 2024-12-12 | 2024-12-27 | 2025-12-27 | Solar Panels | REC Solar | REC430AA Pure 2 |  | 0.43 | 6 | 33 | 40 |  | Fixed | Roof
NJADRE1558805808 | Administratively Determined Incentive Program | Freehold | 7728 | 9.02 | Residential | Behind the Meter | Yes | Sunrun Installation Services, Inc. | JCP&L |  | Accepted | 2024-12-12 | 2024-12-27 | 2025-12-27 | Solar Panels | Hanwha Q-Cells | Q.PEAK DUO BLK ML-G10+ 410 |  | 0.41 | 16 | 185 | 23 |  | Fixed | Roof
NJADRE1558805808 | Administratively Determined Incentive Program | Freehold | 7728 | 9.02 | Residential | Behind the Meter | Yes | Sunrun Installation Services, Inc. | JCP&L |  | Accepted | 2024-12-12 | 2024-12-27 | 2025-12-27 | Solar Panels | Hanwha Q-Cells | Q.PEAK DUO BLK ML-G10+ 410 |  | 0.41 | 6 | 5 | 23 |  | Fixed | Roof
NJADRE1558805808 | Administratively Determined Incentive Program | Freehold | 7728 | 9.02 | Residential | Behind the Meter | Yes | Sunrun Installation Services, Inc. | JCP&L |  | Accepted | 2024-12-12 | 2024-12-27 | 2025-12-27 | Inverters | SolarEdge Technologies | SE7600H-USMN | 7600 |  | 1 |  |  | 0.99 |  | Outdoor | Next to meter
NJADRE1558806178 | Administratively Determined Incentive Program | Medford | 8055 | 7.29 | Residential | Behind the Meter | Yes | Freedom Forever New Jersey, LLC | PSE&G |  | Accepted | 2024-12-12 | 2024-12-27 | 2025-12-27 | Inverters | Solar Edge | USE5700H-USMNBL75 | 5700 |  | 1 |  |  | 0.99 |  | Outside
NJADRE1558806178 | Administratively Determined Incentive Program | Medford | 8055 | 7.29 | Residential | Behind the Meter | Yes | Freedom Forever New Jersey, LLC | PSE&G |  | Accepted | 2024-12-12 | 2024-12-27 | 2025-12-27 | Solar Panels | Trina | TSM-405NE09RC.05 |  | 0.405 | 18 | 198 | 22 |  | Fixed | Roof
NJADRE1558806339 | Administratively Determined Incentive Program | Belleville | 7109 | 14.35 | Residential | Behind the Meter | Yes | Sunrun Installation Services, Inc. | PSE&G |  | Accepted | 2024-12-12 | 2024-12-27 | 2025-12-27 | Inverters | Tesla | Powerwall 3 1707000-xx-y | 11500 |  | 1 |  |  | 0.97 |  | Outdoor
NJADRE1558806339 | Administratively Determined Incentive Program | Belleville | 7109 | 14.35 | Residential | Behind the Meter | Yes | Sunrun Installation Services, Inc. | PSE&G |  | Accepted | 2024-12-12 | 2024-12-27 | 2025-12-27 | Solar Panels | Hanwha Q Cells | Q.PEAK DUO BLK ML-G10+ 410 |  | 0.41 | 6 | 16 | 24 |  | Fixed | Roof
NJADRE1558806339 | Administratively Determined Incentive Program | Belleville | 7109 | 14.35 | Residential | Behind the Meter | Yes | Sunrun Installation Services, Inc. | PSE&G |  | Accepted | 2024-12-12 | 2024-12-27 | 2025-12-27 | Electric Storage Battery | Tesla | Powerwall 3 1707000-xx-y |  |  | 1 |  |  |  | Lithium Ion |  | OUTSIDE
NJADRE1558806339 | Administratively Determined Incentive Program | Belleville | 7109 | 14.35 | Residential | Behind the Meter | Yes | Sunrun Installation Services, Inc. | PSE&G |  | Accepted | 2024-12-12 | 2024-12-27 | 2025-12-27 | Solar Panels | Hanwha Q Cells | Q.PEAK DUO BLK ML-G10+ 410 |  | 0.41 | 12 | 16 | 30 |  | Fixed | Roof
NJADRE1558806339 | Administratively Determined Incentive Program | Belleville | 7109 | 14.35 | Residential | Behind the Meter | Yes | Sunrun Installation Services, Inc. | PSE&G |  | Accepted | 2024-12-12 | 2024-12-27 | 2025-12-27 | Solar Panels | Hanwha Q Cells | Q.PEAK DUO BLK ML-G10+ 410 |  | 0.41 | 6 | 196 | 30 |  | Fixed | Roof
NJADRE1558806339 | Administratively Determined Incentive Program | Belleville | 7109 | 14.35 | Residential | Behind the Meter | Yes | Sunrun Installation Services, Inc. | PSE&G |  | Accepted | 2024-12-12 | 2024-12-27 | 2025-12-27 | Solar Panels | Hanwha Q Cells | Q.PEAK DUO BLK ML-G10+ 410 |  | 0.41 | 11 | 196 | 37 |  | Fixed | Roof
NJADRE1558806392 | Administratively Determined Incentive Program | Waldwick | 7463 | 5.33 | Residential | Behind the Meter | Yes | Sunrun Installation Services, Inc. | PSE&G |  | Accepted | 2024-12-12 | 2024-12-27 | 2025-12-27 | Solar Panels | HANWHA Q-CELLS | Q.PEAK DUO BLK ML-G10+ 410 |  | 0.41 | 13 | 75 | 32 |  | Fixed | Roof
NJADRE1558806392 | Administratively Determined Incentive Program | Waldwick | 7463 | 5.33 | Residential | Behind the Meter | Yes | Sunrun Installation Services, Inc. | PSE&G |  | Accepted | 2024-12-12 | 2024-12-27 | 2025-12-27 | Inverters | SOLAREDGE TECHNOLOGIES | SE3800H-USMN | 3800 |  | 1 |  |  | 0.99 |  | Outdoor
NJADRE1558806494 | Administratively Determined Incentive Program | MULLICA HILL | 8062 | 20.45 | Residential | Behind the Meter | No | RCL Enterprises, Inc. | AC Electric |  | Accepted | 2024-12-12 | 2024-12-27 | 2025-12-27 | Solar Panels | Q.TRON | BLK M-G2 |  | 0.435 | 30 | 172 | 33 |  | Fixed | Roof
NJADRE1558806494 | Administratively Determined Incentive Program | MULLICA HILL | 8062 | 20.45 | Residential | Behind the Meter | No | RCL Enterprises, Inc. | AC Electric |  | Accepted | 2024-12-12 | 2024-12-27 | 2025-12-27 | Solar Panels | Q.TRON | BLK M-G2 |  | 0.435 | 1 | 82 | 28 |  | Fixed | Roof
NJADRE1558806494 | Administratively Determined Incentive Program | MULLICA HILL | 8062 | 20.45 | Residential | Behind the Meter | No | RCL Enterprises, Inc. | AC Electric |  | Accepted | 2024-12-12 | 2024-12-27 | 2025-12-27 | Solar Panels | Q.TRON | BLK M-G2 |  | 0.435 | 6 | 172 | 33 |  | Fixed | Roof
NJADRE1558806494 | Administratively Determined Incentive Program | MULLICA HILL | 8062 | 20.45 | Residential | Behind the Meter | No | RCL Enterprises, Inc. | AC Electric |  | Accepted | 2024-12-12 | 2024-12-27 | 2025-12-27 | Solar Panels | Q.TRON | BLK M-G2 |  | 0.435 | 2 | 172 | 28 |  | Fixed | Roof
NJADRE1558806494 | Administratively Determined Incentive Program | MULLICA HILL | 8062 | 20.45 | Residential | Behind the Meter | No | RCL Enterprises, Inc. | AC Electric |  | Accepted | 2024-12-12 | 2024-12-27 | 2025-12-27 | Solar Panels | Q.TRON | BLK M-G2 |  | 0.435 | 2 | 262 | 28 |  | Fixed | Roof
NJADRE1558806494 | Administratively Determined Incentive Program | MULLICA HILL | 8062 | 20.45 | Residential | Behind the Meter | No | RCL Enterprises, Inc. | AC Electric |  | Accepted | 2024-12-12 | 2024-12-27 | 2025-12-27 | Inverters | Enphase | IQ8+ | 290 |  | 47 |  |  | 0.97 |  | Outside
NJADRE1558806494 | Administratively Determined Incentive Program | MULLICA HILL | 8062 | 20.45 | Residential | Behind the Meter | No | RCL Enterprises, Inc. | AC Electric |  | Accepted | 2024-12-12 | 2024-12-27 | 2025-12-27 | Solar Panels | Q.TRON | BLK M-G2 |  | 0.435 | 6 | 172 | 12 |  | Fixed | Roof
NJADRE1558806504 | Administratively Determined Incentive Program | Cape May | 8204 | 8.8 | Residential | Behind the Meter | Yes | Solar Energy World | AC Electric |  | Accepted | 2024-12-12 | 2024-12-27 | 2025-12-27 | Inverters | Enphase | IQ8+-72-M-US | 290 |  | 22 |  |  | 0.97 |  | Outside
NJADRE1558806504 | Administratively Determined Incentive Program | Cape May | 8204 | 8.8 | Residential | Behind the Meter | Yes | Solar Energy World | AC Electric |  | Accepted | 2024-12-12 | 2024-12-27 | 2025-12-27 | Solar Panels | LONGi | LR5-54HABB-400M |  | 0.4 | 12 | 38 | 17 |  | Fixed | Roof
NJADRE1558806504 | Administratively Determined Incentive Program | Cape May | 8204 | 8.8 | Residential | Behind the Meter | Yes | Solar Energy World | AC Electric |  | Accepted | 2024-12-12 | 2024-12-27 | 2025-12-27 | Solar Panels | LONGi | LR5-54HABB-400M |  | 0.4 | 10 | 218 | 16 |  | Fixed | Roof
NJADRE1558806513 | Administratively Determined Incentive Program | West Deptford | 8086 | 8.3 | Residential | Behind the Meter | Yes | SunnyMac, LLC | PSE&G |  | Accepted | 2024-12-23 | 2025-01-08 | 2026-01-08 | Meters | SolarEdge Technologies Inc. | SolarEdge Built-in Consumption Monitor |  |  | 1 |  |  |  | Yes | Outdoor
NJADRE1558806513 | Administratively Determined Incentive Program | West Deptford | 8086 | 8.3 | Residential | Behind the Meter | Yes | SunnyMac, LLC | PSE&G |  | Accepted | 2024-12-23 | 2025-01-08 | 2026-01-08 | Solar Panels | Qcells | Q Peak Duo ML-G10+ 415 |  | 0.415 | 4 | 23 | 18 |  | Fixed | Roof
NJADRE1558806513 | Administratively Determined Incentive Program | West Deptford | 8086 | 8.3 | Residential | Behind the Meter | Yes | SunnyMac, LLC | PSE&G |  | Accepted | 2024-12-23 | 2025-01-08 | 2026-01-08 | Solar Panels | Qcells | Q Peak Duo ML-G10+ 415 |  | 0.415 | 16 | 203 | 18 |  | Fixed | Roof
NJADRE1558806513 | Administratively Determined Incentive Program | West Deptford | 8086 | 8.3 | Residential | Behind the Meter | Yes | SunnyMac, LLC | PSE&G |  | Accepted | 2024-12-23 | 2025-01-08 | 2026-01-08 | Inverters | SolarEdge Technologies Inc. | SE5700H-USMNUBL15 | 5700 |  | 1 |  |  | 0.99 |  | Outdoor
NJADRE1558806561 | Administratively Determined Incentive Program | Collings Lakes | 8094 | 6.15 | Residential | Behind the Meter | Yes | Freedom Forever New Jersey, LLC | AC Electric |  | Accepted | 2024-12-12 | 2024-12-27 | 2025-12-27 | Solar Panels | Trina | TSM-410NE09RC.05 |  | 0.41 | 15 | 107 | 20 |  | Fixed | Roof
NJADRE1558806561 | Administratively Determined Incentive Program | Collings Lakes | 8094 | 6.15 | Residential | Behind the Meter | Yes | Freedom Forever New Jersey, LLC | AC Electric |  | Accepted | 2024-12-12 | 2024-12-27 | 2025-12-27 | Inverters | Solar Edge | USE5700H-USMNBL75 | 5700 |  | 1 |  |  | 0.99 |  | Outside
NJADRE1558806814 | Administratively Determined Incentive Program | HILLSIDE | 7205 | 6.97 | Residential | Behind the Meter | Yes | Sunrun Installation Services, Inc. | PSE&G |  | Accepted | 2025-02-26 | 2025-03-17 | 2026-03-17 | Inverters | SOLAREDGE TECHNOLOGIES | SE5700H-USMN | 5760 |  | 1 |  |  | 0.99 |  | Outdoor
NJADRE1558806814 | Administratively Determined Incentive Program | HILLSIDE | 7205 | 6.97 | Residential | Behind the Meter | Yes | Sunrun Installation Services, Inc. | PSE&G |  | Accepted | 2025-02-26 | 2025-03-17 | 2026-03-17 | Solar Panels | HANWHA Q-CELLS | Q.PEAK DUO BLK ML-G10+ 410 |  | 0.41 | 7 | 43 | 23 |  | Fixed | Roof
NJADRE1558806814 | Administratively Determined Incentive Program | HILLSIDE | 7205 | 6.97 | Residential | Behind the Meter | Yes | Sunrun Installation Services, Inc. | PSE&G |  | Accepted | 2025-02-26 | 2025-03-17 | 2026-03-17 | Solar Panels | HANWHA Q-CELLS | Q.PEAK DUO BLK ML-G10+ 410 |  | 0.41 | 10 | 222 | 22 |  | Fixed | Roof
NJADRE1558806977 | Administratively Determined Incentive Program | CARTERET BORO | 7008 | 4.1 | Residential | Behind the Meter | Yes | Sunrun Installation Services, Inc. | PSE&G |  | Accepted | 2024-12-12 | 2024-12-27 | 2025-12-27 | Solar Panels | Hanwha Q-Cells | Q.PEAK DUO BLK ML-G10+ 410 |  | 0.41 | 10 | 126 | 38 |  | Fixed | Roof
NJADRE1558806977 | Administratively Determined Incentive Program | CARTERET BORO | 7008 | 4.1 | Residential | Behind the Meter | Yes | Sunrun Installation Services, Inc. | PSE&G |  | Accepted | 2024-12-12 | 2024-12-27 | 2025-12-27 | Inverters | SolarEdge Technologies | SE3800H-USMN | 3800 |  | 1 |  |  | 0.99 |  | Outdoor | Next to meter
NJADRE1558807015 | Administratively Determined Incentive Program | Somers Point | 8244 | 7.79 | Residential | Behind the Meter | Yes | Trinity Solar, LLC | AC Electric |  | Accepted | 2024-12-12 | 2024-12-27 | 2025-12-27 | Solar Panels | HANWHA | (Q.PEAK DUO BLK ML-G10+ 410) |  | 0.41 | 19 | 218 | 18 |  | Fixed | Roof
NJADRE1558807015 | Administratively Determined Incentive Program | Somers Point | 8244 | 7.79 | Residential | Behind the Meter | Yes | Trinity Solar, LLC | AC Electric |  | Accepted | 2024-12-12 | 2024-12-27 | 2025-12-27 | Inverters | Tesla | TESLA 7.6kW (1538000-XX-Y) | 7600 |  | 1 |  |  | 0.97 |  | Outdoor
NJADRE1558807054 | Administratively Determined Incentive Program | Sicklerville | 8081 | 5.53 | Residential | Behind the Meter | Yes | Velocity Energy & Home Solutions, Inc. | AC Electric |  | Accepted | 2024-12-12 | 2024-12-27 | 2025-12-27 | Solar Panels | trina | 425w |  | 0.425 | 13 | 173 | 25 |  | Fixed | Roof
NJADRE1558807054 | Administratively Determined Incentive Program | Sicklerville | 8081 | 5.53 | Residential | Behind the Meter | Yes | Velocity Energy & Home Solutions, Inc. | AC Electric |  | Accepted | 2024-12-12 | 2024-12-27 | 2025-12-27 | Inverters | enphase | iq8plus | 290 |  | 13 |  |  | 0.99 |  | Outside | behind panels
NJADRE1558807095 | Administratively Determined Incentive Program | Hamilton Twp Mer | 8620 | 11.48 | Residential | Behind the Meter | Yes | Sunrun Installation Services, Inc. | PSE&G |  | Accepted | 2024-12-12 | 2024-12-27 | 2025-12-27 | Electric Storage Battery | TESLA | POWERWALL 3 |  |  | 1 |  |  |  | Lithium Ion |  | Outside
NJADRE1558807095 | Administratively Determined Incentive Program | Hamilton Twp Mer | 8620 | 11.48 | Residential | Behind the Meter | Yes | Sunrun Installation Services, Inc. | PSE&G |  | Accepted | 2024-12-12 | 2024-12-27 | 2025-12-27 | Solar Panels | Hanwha Q-Cells | Q.PEAK DUO BLK ML-G10+ 410 |  | 0.41 | 3 | 342 | 37 |  | Fixed | Roof
NJADRE1558807095 | Administratively Determined Incentive Program | Hamilton Twp Mer | 8620 | 11.48 | Residential | Behind the Meter | Yes | Sunrun Installation Services, Inc. | PSE&G |  | Accepted | 2024-12-12 | 2024-12-27 | 2025-12-27 | Solar Panels | Hanwha Q-Cells | Q.PEAK DUO BLK ML-G10+ 410 |  | 0.41 | 12 | 72 | 31 |  | Fixed | Roof
NJADRE1558807095 | Administratively Determined Incentive Program | Hamilton Twp Mer | 8620 | 11.48 | Residential | Behind the Meter | Yes | Sunrun Installation Services, Inc. | PSE&G |  | Accepted | 2024-12-12 | 2024-12-27 | 2025-12-27 | Inverters | TESLA | Powerwall 3 1707000-xx-y | 11500 |  | 1 |  |  | 0.97 |  | Outdoor | Next to meter
NJADRE1558807095 | Administratively Determined Incentive Program | Hamilton Twp Mer | 8620 | 11.48 | Residential | Behind the Meter | Yes | Sunrun Installation Services, Inc. | PSE&G |  | Accepted | 2024-12-12 | 2024-12-27 | 2025-12-27 | Solar Panels | Hanwha Q-Cells | Q.PEAK DUO BLK ML-G10+ 410 |  | 0.41 | 7 | 252 | 30 |  | Fixed | Roof
NJADRE1558807095 | Administratively Determined Incentive Program | Hamilton Twp Mer | 8620 | 11.48 | Residential | Behind the Meter | Yes | Sunrun Installation Services, Inc. | PSE&G |  | Accepted | 2024-12-12 | 2024-12-27 | 2025-12-27 | Solar Panels | Hanwha Q-Cells | Q.PEAK DUO BLK ML-G10+ 410 |  | 0.41 | 3 | 162 | 30 |  | Fixed | Roof
NJADRE1558807095 | Administratively Determined Incentive Program | Hamilton Twp Mer | 8620 | 11.48 | Residential | Behind the Meter | Yes | Sunrun Installation Services, Inc. | PSE&G |  | Accepted | 2024-12-12 | 2024-12-27 | 2025-12-27 | Solar Panels | Hanwha Q-Cells | Q.PEAK DUO BLK ML-G10+ 410 |  | 0.41 | 3 | 252 | 37 |  | Fixed | Roof
NJADRE1558807126 | Administratively Determined Incentive Program | Belleville | 7109 | 2.46 | Residential | Behind the Meter | Yes | Trinity Solar, LLC | PSE&G |  | Accepted | 2024-12-12 | 2024-12-27 | 2025-12-27 | Solar Panels | HANWHA | Q.PEAK DUO BLK ML-G10+ 410 |  | 0.41 | 6 | 185 | 27 |  | Fixed | Roof
NJADRE1558807126 | Administratively Determined Incentive Program | Belleville | 7109 | 2.46 | Residential | Behind the Meter | Yes | Trinity Solar, LLC | PSE&G |  | Accepted | 2024-12-12 | 2024-12-27 | 2025-12-27 | Inverters | Solar Edge | SE3800H-US000BEi4 | 3800 |  | 1 |  |  | 0.986 |  | Outdoor
NJADRE1558807326 | Administratively Determined Incentive Program | Newark | 7107 | 4.46 | Residential | Behind the Meter | Yes | Freedom Forever New Jersey, LLC | PSE&G |  | Accepted | 2024-12-12 | 2024-12-27 | 2025-12-27 | Inverters | Solar Edge | USE3800H-USMNBL75 | 3800 |  | 1 |  |  | 0.99 |  | Outdoor
NJADRE1558807326 | Administratively Determined Incentive Program | Newark | 7107 | 4.46 | Residential | Behind the Meter | Yes | Freedom Forever New Jersey, LLC | PSE&G |  | Accepted | 2024-12-12 | 2024-12-27 | 2025-12-27 | Solar Panels | Trina | TSM-405NE09RC.0 |  | 0.405 | 11 | 202 | 25 |  | Fixed | Roof
NJADRE1558807333 | Administratively Determined Incentive Program | Oak Ridge | 7438 | 7.38 | Residential | Behind the Meter | Yes | Pro Custom Solar dba Momentum Solar | JCP&L |  | Accepted | 2024-12-12 | 2024-12-27 | 2025-12-27 | Inverters | Enphase | IQ8HC-72-M-DOM-US | 380 |  | 18 |  |  | 0.97 |  | Outdoor
NJADRE1558807333 | Administratively Determined Incentive Program | Oak Ridge | 7438 | 7.38 | Residential | Behind the Meter | Yes | Pro Custom Solar dba Momentum Solar | JCP&L |  | Accepted | 2024-12-12 | 2024-12-27 | 2025-12-27 | Solar Panels | HANWHA | Q.PEAK DUO BLK ML-G10+ 410 |  | 0.41 | 6 | 99 | 27 |  | Fixed | Roof
NJADRE1558807333 | Administratively Determined Incentive Program | Oak Ridge | 7438 | 7.38 | Residential | Behind the Meter | Yes | Pro Custom Solar dba Momentum Solar | JCP&L |  | Accepted | 2024-12-12 | 2024-12-27 | 2025-12-27 | Solar Panels | HANWHA | Q.PEAK DUO BLK ML-G10+ 410 |  | 0.41 | 12 | 189 | 23 |  | Fixed | Roof
NJADRE1558807457 | Administratively Determined Incentive Program | NEWTON | 7860 | 11.62 | Residential | Behind the Meter | Yes | Venture Home Solar, LLC | JCP&L |  | Accepted | 2024-12-12 | 2024-12-30 | 2025-12-30 | Solar Panels | Hanwha | Q.PEAK DUO BLK ML-G10+ 415W |  | 0.415 | 6 | 231 | 40 |  | Fixed | Roof
NJADRE1558807457 | Administratively Determined Incentive Program | NEWTON | 7860 | 11.62 | Residential | Behind the Meter | Yes | Venture Home Solar, LLC | JCP&L |  | Accepted | 2024-12-12 | 2024-12-30 | 2025-12-30 | Solar Panels | Hanwha | Q.PEAK DUO BLK ML-G10+ 415W |  | 0.415 | 3 | 141 | 45 |  | Fixed | Roof
NJADRE1558807457 | Administratively Determined Incentive Program | NEWTON | 7860 | 11.62 | Residential | Behind the Meter | Yes | Venture Home Solar, LLC | JCP&L |  | Accepted | 2024-12-12 | 2024-12-30 | 2025-12-30 | Solar Panels | Hanwha | Q.PEAK DUO BLK ML-G10+ 415W |  | 0.415 | 17 | 231 | 34 |  | Fixed | Roof
NJADRE1558807457 | Administratively Determined Incentive Program | NEWTON | 7860 | 11.62 | Residential | Behind the Meter | Yes | Venture Home Solar, LLC | JCP&L |  | Accepted | 2024-12-12 | 2024-12-30 | 2025-12-30 | Solar Panels | Hanwha | Q.PEAK DUO BLK ML-G10+ 415W |  | 0.415 | 2 | 141 | 45 |  | Fixed | Roof
NJADRE1558807457 | Administratively Determined Incentive Program | NEWTON | 7860 | 11.62 | Residential | Behind the Meter | Yes | Venture Home Solar, LLC | JCP&L |  | Accepted | 2024-12-12 | 2024-12-30 | 2025-12-30 | Inverters | Tesla Solar | 1538000-xx-y | 330 |  | 2 |  |  | 0.9697 |  | Outside
NJADRE1558807461 | Administratively Determined Incentive Program | JERSEY CITY | 7305 | 3.28 | Residential | Behind the Meter | No | Freedom Forever New Jersey, LLC | PSE&G |  | Accepted | 2024-12-12 | 2024-12-27 | 2025-12-27 | Solar Panels | Hanwha | Q.PEAK DUO BLK ML-G10+ 410 |  | 0.41 | 8 | 220 | 4 |  | Fixed | Roof
NJADRE1558807461 | Administratively Determined Incentive Program | JERSEY CITY | 7305 | 3.28 | Residential | Behind the Meter | No | Freedom Forever New Jersey, LLC | PSE&G |  | Accepted | 2024-12-12 | 2024-12-27 | 2025-12-27 | Inverters | Solar Edge | SE3800H-USRGM [SI1 | 3800 |  | 1 |  |  | 0.99 |  | Outside
NJADRE1558807900 | Administratively Determined Incentive Program | EGG HARBOR TOWNSHIP | 8234 | 4.92 | Residential | Behind the Meter | Yes | Bright Ops, Inc. | AC Electric |  | Accepted | 2024-12-12 | 2025-01-06 | 2026-01-06 | Solar Panels | Hanwha Q-Cells | Q.PEAK DUO BLK ML-G10+ 410 |  | 0.41 | 6 | 202 | 34 |  | Fixed | Roof
NJADRE1558807900 | Administratively Determined Incentive Program | EGG HARBOR TOWNSHIP | 8234 | 4.92 | Residential | Behind the Meter | Yes | Bright Ops, Inc. | AC Electric |  | Accepted | 2024-12-12 | 2025-01-06 | 2026-01-06 | Solar Panels | Hanwha Q-Cells | Q.PEAK DUO BLK ML-G10+ 410 |  | 0.41 | 2 | 202 | 34 |  | Fixed | Roof
NJADRE1558807900 | Administratively Determined Incentive Program | EGG HARBOR TOWNSHIP | 8234 | 4.92 | Residential | Behind the Meter | Yes | Bright Ops, Inc. | AC Electric |  | Accepted | 2024-12-12 | 2025-01-06 | 2026-01-06 | Inverters | SolarEdge Technologies | SE3800H-USRGM | 3800 |  | 1 |  |  | 0.98 |  | Outdoor
NJADRE1558807900 | Administratively Determined Incentive Program | EGG HARBOR TOWNSHIP | 8234 | 4.92 | Residential | Behind the Meter | Yes | Bright Ops, Inc. | AC Electric |  | Accepted | 2024-12-12 | 2025-01-06 | 2026-01-06 | Solar Panels | Hanwha Q-Cells | Q.PEAK DUO BLK ML-G10+ 410 |  | 0.41 | 4 | 112 | 43 |  | Fixed | Roof
NJADRE1558812010 | Administratively Determined Incentive Program | HAMILTON TWP MER | 8619 | 7.38 | Residential | Behind the Meter | Yes | Sunrun Installation Services, Inc. | PSE&G |  | Accepted | 2024-12-13 | 2024-12-27 | 2025-12-27 | Solar Panels | Hanwha Q-Cells | Q.PEAK DUO BLK ML-G10+ 410 |  | 0.41 | 6 | 169 | 22 |  | Fixed | Roof
NJADRE1558812010 | Administratively Determined Incentive Program | HAMILTON TWP MER | 8619 | 7.38 | Residential | Behind the Meter | Yes | Sunrun Installation Services, Inc. | PSE&G |  | Accepted | 2024-12-13 | 2024-12-27 | 2025-12-27 | Inverters | SolarEdge Technologies | SE5700H-USMN | 5760 |  | 1 |  |  | 0.99 |  | Outdoor | Next to meter
NJADRE1558812010 | Administratively Determined Incentive Program | HAMILTON TWP MER | 8619 | 7.38 | Residential | Behind the Meter | Yes | Sunrun Installation Services, Inc. | PSE&G |  | Accepted | 2024-12-13 | 2024-12-27 | 2025-12-27 | Solar Panels | Hanwha Q-Cells | Q.PEAK DUO BLK ML-G10+ 410 |  | 0.41 | 5 | 79 | 24 |  | Fixed | Roof
NJADRE1558812010 | Administratively Determined Incentive Program | HAMILTON TWP MER | 8619 | 7.38 | Residential | Behind the Meter | Yes | Sunrun Installation Services, Inc. | PSE&G |  | Accepted | 2024-12-13 | 2024-12-27 | 2025-12-27 | Solar Panels | Hanwha Q-Cells | Q.PEAK DUO BLK ML-G10+ 410 |  | 0.41 | 7 | 259 | 23 |  | Fixed | Roof
NJADRE1558812014 | Administratively Determined Incentive Program | Parsipany | 7054 | 6.38 | Residential | Behind the Meter | Yes | Infinity Solar Systems, LLC | JCP&L |  | Accepted | 2024-12-13 | 2024-12-30 | 2025-12-30 | Inverters | Enphase | IQ8MC-72-M-US | 320 |  | 15 |  |  | 0.97 |  | Outdoor
NJADRE1558812014 | Administratively Determined Incentive Program | Parsipany | 7054 | 6.38 | Residential | Behind the Meter | Yes | Infinity Solar Systems, LLC | JCP&L |  | Accepted | 2024-12-13 | 2024-12-30 | 2025-12-30 | Solar Panels | Jinko Solar | JKM425N-54HL4-B |  | 0.425 | 15 | 146 | 19 |  | Fixed | Roof
NJADRE1558812067 | Administratively Determined Incentive Program | MANVILLE BORO | 8835 | 10.8 | Residential | Behind the Meter | Yes | GenSun Roofing and Solar, LLC | PSE&G |  | Accepted | 2024-12-13 | 2025-01-07 | 2026-01-07 | Solar Panels | Longi Solar | LR5-54HABB- 400W |  | 0.4 | 7 | 338 | 14 |  | Fixed | Roof
NJADRE1558812067 | Administratively Determined Incentive Program | MANVILLE BORO | 8835 | 10.8 | Residential | Behind the Meter | Yes | GenSun Roofing and Solar, LLC | PSE&G |  | Accepted | 2024-12-13 | 2025-01-07 | 2026-01-07 | Inverters | ENPHASE | IQ8PLUS-72-2-US | 7830 |  | 27 |  |  | 0.99 |  | Outside
NJADRE1558812067 | Administratively Determined Incentive Program | MANVILLE BORO | 8835 | 10.8 | Residential | Behind the Meter | Yes | GenSun Roofing and Solar, LLC | PSE&G |  | Accepted | 2024-12-13 | 2025-01-07 | 2026-01-07 | Solar Panels | Longi Solar | LR5-54HABB- 400W |  | 0.4 | 14 | 158 | 38 |  | Fixed | Roof
NJADRE1558812067 | Administratively Determined Incentive Program | MANVILLE BORO | 8835 | 10.8 | Residential | Behind the Meter | Yes | GenSun Roofing and Solar, LLC | PSE&G |  | Accepted | 2024-12-13 | 2025-01-07 | 2026-01-07 | Solar Panels | Longi Solar | LR5-54HABB- 400W |  | 0.4 | 4 | 338 | 18 |  | Fixed | Roof
NJADRE1558812067 | Administratively Determined Incentive Program | MANVILLE BORO | 8835 | 10.8 | Residential | Behind the Meter | Yes | GenSun Roofing and Solar, LLC | PSE&G |  | Accepted | 2024-12-13 | 2025-01-07 | 2026-01-07 | Solar Panels | Longi Solar | LR5-54HABB- 400W |  | 0.4 | 2 | 158 | 38 |  | Fixed | Roof
NJADRE1558812150 | Administratively Determined Incentive Program | MORRIS PLAINS | 7950 | 5.74 | Residential | Behind the Meter | Yes | Sunrun Installation Services, Inc. | JCP&L |  | Accepted | 2024-12-13 | 2024-12-27 | 2025-12-27 | Inverters | Growatt New Energy Technology Co Ltd | MIN 6000TL-XH-US | 6000 |  | 1 |  |  | 0.98 |  | Outdoor | Next to meter
NJADRE1558812150 | Administratively Determined Incentive Program | MORRIS PLAINS | 7950 | 5.74 | Residential | Behind the Meter | Yes | Sunrun Installation Services, Inc. | JCP&L |  | Accepted | 2024-12-13 | 2024-12-27 | 2025-12-27 | Solar Panels | Hanwha Q-Cells | Q.PEAK DUO BLK ML-G10+ 410 |  | 0.41 | 5 | 3 | 26 |  | Fixed | Roof
NJADRE1558812150 | Administratively Determined Incentive Program | MORRIS PLAINS | 7950 | 5.74 | Residential | Behind the Meter | Yes | Sunrun Installation Services, Inc. | JCP&L |  | Accepted | 2024-12-13 | 2024-12-27 | 2025-12-27 | Solar Panels | Hanwha Q-Cells | Q.PEAK DUO BLK ML-G10+ 410 |  | 0.41 | 9 | 183 | 26 |  | Fixed | Roof
NJADRE1558812226 | Administratively Determined Incentive Program | BURLINGTON | 8016 | 11.62 | Residential | Behind the Meter | Yes | SunnyMac, LLC | PSE&G |  | Accepted | 2024-12-17 | 2025-01-02 | 2026-01-02 | Solar Panels | Qcells | Q Peak Duo ML-G10+ 415 |  | 0.415 | 8 | 179 | 24 |  | Fixed | Roof
NJADRE1558812226 | Administratively Determined Incentive Program | BURLINGTON | 8016 | 11.62 | Residential | Behind the Meter | Yes | SunnyMac, LLC | PSE&G |  | Accepted | 2024-12-17 | 2025-01-02 | 2026-01-02 | Inverters | SolarEdge Technologies Inc. | SE10000H-USMNUBL15 | 10000 |  | 1 |  |  | 0.99 |  | Outdoor
NJADRE1558812226 | Administratively Determined Incentive Program | BURLINGTON | 8016 | 11.62 | Residential | Behind the Meter | Yes | SunnyMac, LLC | PSE&G |  | Accepted | 2024-12-17 | 2025-01-02 | 2026-01-02 | Meters | SolarEdge Technologies Inc. | SolarEdge Built-in Consumption |  |  | 1 |  |  |  | Yes | Outdoor
NJADRE1558812226 | Administratively Determined Incentive Program | BURLINGTON | 8016 | 11.62 | Residential | Behind the Meter | Yes | SunnyMac, LLC | PSE&G |  | Accepted | 2024-12-17 | 2025-01-02 | 2026-01-02 | Solar Panels | Qcells | Q Peak Duo ML-G10+ 415 |  | 0.415 | 20 | 179 | 24 |  | Fixed | Roof
NJADRE1558812324 | Administratively Determined Incentive Program | EGG HARBOR CITY | 8215 | 8.2 | Residential | Behind the Meter | Yes | Trinity Solar, LLC | PSE&G |  | Accepted | 2024-12-13 | 2025-01-06 | 2026-01-06 | Inverters | Tesla | TESLA 7.6kW (PV ONLY) | 7600 |  | 1 |  |  | 0.97 |  | Outdoor
NJADRE1558812324 | Administratively Determined Incentive Program | EGG HARBOR CITY | 8215 | 8.2 | Residential | Behind the Meter | Yes | Trinity Solar, LLC | PSE&G |  | Accepted | 2024-12-13 | 2025-01-06 | 2026-01-06 | Solar Panels | Hanwha | HANWHA 410 (Q.PEAK DUO BLK ML-G10+ 410) |  | 0.41 | 14 | 132 | 25 |  | Fixed | Roof
NJADRE1558812324 | Administratively Determined Incentive Program | EGG HARBOR CITY | 8215 | 8.2 | Residential | Behind the Meter | Yes | Trinity Solar, LLC | PSE&G |  | Accepted | 2024-12-13 | 2025-01-06 | 2026-01-06 | Solar Panels | Hanwha | HANWHA 410 (Q.PEAK DUO BLK ML-G10+ 410) |  | 0.41 | 6 | 222 | 30 |  | Fixed | Roof
NJADRE1558812694 | Administratively Determined Incentive Program | CHESILHURST | 8089 | 4.92 | Residential | Behind the Meter | Yes | Sunrun Installation Services, Inc. | AC Electric |  | Accepted | 2024-12-13 | 2024-12-30 | 2025-12-30 | Inverters | SolarEdge Technologies | SE3800H-USMN | 3800 |  | 1 |  |  | 0.99 |  | Outdoor | Next to meter
NJADRE1558812694 | Administratively Determined Incentive Program | CHESILHURST | 8089 | 4.92 | Residential | Behind the Meter | Yes | Sunrun Installation Services, Inc. | AC Electric |  | Accepted | 2024-12-13 | 2024-12-30 | 2025-12-30 | Solar Panels | Hanwha Q-Cells | Q.PEAK DUO BLK ML-G10+ 410 |  | 0.41 | 6 | 288 | 22 |  | Fixed | Roof
NJADRE1558812694 | Administratively Determined Incentive Program | CHESILHURST | 8089 | 4.92 | Residential | Behind the Meter | Yes | Sunrun Installation Services, Inc. | AC Electric |  | Accepted | 2024-12-13 | 2024-12-30 | 2025-12-30 | Solar Panels | Hanwha Q-Cells | Q.PEAK DUO BLK ML-G10+ 410 |  | 0.41 | 6 | 108 | 23 |  | Fixed | Roof
NJADRE1558812887 | Administratively Determined Incentive Program | Ringwood | 7456 | 15.99 | Residential | Behind the Meter | No | Tesla Energy Operations, Inc. | Orange Rockland Electric |  | Accepted | 2024-12-13 | 2024-12-30 | 2025-12-30 | Solar Panels | Hanwha | Q.PEAK DUO BLK ML-G10.a+/TS 410 |  | 0.41 | 15 | 11 | 21 |  | Fixed | Roof
NJADRE1558812887 | Administratively Determined Incentive Program | Ringwood | 7456 | 15.99 | Residential | Behind the Meter | No | Tesla Energy Operations, Inc. | Orange Rockland Electric |  | Accepted | 2024-12-13 | 2024-12-30 | 2025-12-30 | Inverters | Tesla | 1707000-XX-Y | 12 |  | 1 |  |  | 0.98 |  | Outdoor
NJADRE1558812887 | Administratively Determined Incentive Program | Ringwood | 7456 | 15.99 | Residential | Behind the Meter | No | Tesla Energy Operations, Inc. | Orange Rockland Electric |  | Accepted | 2024-12-13 | 2024-12-30 | 2025-12-30 | Solar Panels | Hanwha | Q.PEAK DUO BLK ML-G10.a+/TS 410 |  | 0.41 | 24 | 191 | 21 |  | Fixed | Roof
NJADRE1558812887 | Administratively Determined Incentive Program | Ringwood | 7456 | 15.99 | Residential | Behind the Meter | No | Tesla Energy Operations, Inc. | Orange Rockland Electric |  | Accepted | 2024-12-13 | 2024-12-30 | 2025-12-30 | Electric Storage Battery | Tesla | Powerwall3 |  |  | 1 |  |  |  | Lithium Ion |  | Outside
NJADRE1558813191 | Administratively Determined Incentive Program | POMPTON LAKES | 7442 | 15.99 | Residential | Behind the Meter | Yes | Sunrun Installation Services, Inc. | JCP&L |  | Accepted | 2024-12-13 | 2024-12-30 | 2025-12-30 | Inverters | TESLA | Powerwall 3 1707000-xx-y | 11500 |  | 1 |  |  | 0.97 |  | Outdoor | Next to meter
NJADRE1558813191 | Administratively Determined Incentive Program | POMPTON LAKES | 7442 | 15.99 | Residential | Behind the Meter | Yes | Sunrun Installation Services, Inc. | JCP&L |  | Accepted | 2024-12-13 | 2024-12-30 | 2025-12-30 | Electric Storage Battery | TESLA | POWERWALL 3 |  |  | 1 |  |  |  | Lithium Ion |  | Outside
NJADRE1558813191 | Administratively Determined Incentive Program | POMPTON LAKES | 7442 | 15.99 | Residential | Behind the Meter | Yes | Sunrun Installation Services, Inc. | JCP&L |  | Accepted | 2024-12-13 | 2024-12-30 | 2025-12-30 | Solar Panels | Hanwha Q-Cells | Q.PEAK DUO BLK ML-G10+ 410 |  | 0.41 | 17 | 70 | 22 |  | Fixed | Roof
NJADRE1558813191 | Administratively Determined Incentive Program | POMPTON LAKES | 7442 | 15.99 | Residential | Behind the Meter | Yes | Sunrun Installation Services, Inc. | JCP&L |  | Accepted | 2024-12-13 | 2024-12-30 | 2025-12-30 | Solar Panels | Hanwha Q-Cells | Q.PEAK DUO BLK ML-G10+ 410 |  | 0.41 | 16 | 160 | 22 |  | Fixed | Roof
NJADRE1558813191 | Administratively Determined Incentive Program | POMPTON LAKES | 7442 | 15.99 | Residential | Behind the Meter | Yes | Sunrun Installation Services, Inc. | JCP&L |  | Accepted | 2024-12-13 | 2024-12-30 | 2025-12-30 | Solar Panels | Hanwha Q-Cells | Q.PEAK DUO BLK ML-G10+ 410 |  | 0.41 | 6 | 250 | 22 |  | Fixed | Roof
NJADRE1558813273 | Administratively Determined Incentive Program | PERTH AMBOY | 8861 | 8.61 | Residential | Behind the Meter | Yes | EMT Renewables, LLC | PSE&G |  | Accepted | 2024-12-13 | 2024-12-30 | 2025-12-30 | Solar Panels | TRINA | TSM-NE09RC.05 |  | 0.41 | 15 | 104 | 46 |  | Fixed | Roof
NJADRE1558813273 | Administratively Determined Incentive Program | PERTH AMBOY | 8861 | 8.61 | Residential | Behind the Meter | Yes | EMT Renewables, LLC | PSE&G |  | Accepted | 2024-12-13 | 2024-12-30 | 2025-12-30 | Solar Panels | TRINA | TSM-NE09RC.05 |  | 0.41 | 6 | 284 | 46 |  | Fixed | Roof
NJADRE1558813273 | Administratively Determined Incentive Program | PERTH AMBOY | 8861 | 8.61 | Residential | Behind the Meter | Yes | EMT Renewables, LLC | PSE&G |  | Accepted | 2024-12-13 | 2024-12-30 | 2025-12-30 | Inverters | ENPHASE | IQ8+ | 290 |  | 21 |  |  | 0.98 |  | Other | UNDER EACH PANEL
NJADRE1558813294 | Administratively Determined Incentive Program | VINELAND | 8360 | 4.51 | Residential | Behind the Meter | Yes | Bright Ops, Inc. | Vineland Muni Electric |  | Accepted | 2024-12-13 | 2025-01-06 | 2026-01-06 | Inverters | SolarEdge Technologies | SE3800H - USMN | 3800 |  | 1 |  |  | 0.98 |  | Outdoor | Outside
NJADRE1558813294 | Administratively Determined Incentive Program | VINELAND | 8360 | 4.51 | Residential | Behind the Meter | Yes | Bright Ops, Inc. | Vineland Muni Electric |  | Accepted | 2024-12-13 | 2025-01-06 | 2026-01-06 | Solar Panels | Hanwha Q-Cells | Q.PEAK DUO BLK ML-G10+ 410 |  | 0.41 | 8 | 94 | 23 |  | Fixed | Roof
NJADRE1558813294 | Administratively Determined Incentive Program | VINELAND | 8360 | 4.51 | Residential | Behind the Meter | Yes | Bright Ops, Inc. | Vineland Muni Electric |  | Accepted | 2024-12-13 | 2025-01-06 | 2026-01-06 | Solar Panels | Hanwha Q-Cells | Q.PEAK DUO BLK ML-G10+ 410 |  | 0.41 | 3 | 94 | 23 |  | Fixed | Roof
NJADRE1558813621 | Administratively Determined Incentive Program | UNION | 7083 | 10.66 | Residential | Behind the Meter | No | Tesla Energy Operations, Inc. | PSE&G |  | Accepted | 2024-12-13 | 2024-12-30 | 2025-12-30 | Solar Panels | Hanwha | Q.PEAK DUO BLK ML-G10.a+/TS 410 |  | 0.41 | 2 | 217 | 34 |  | Fixed | Roof
NJADRE1558813621 | Administratively Determined Incentive Program | UNION | 7083 | 10.66 | Residential | Behind the Meter | No | Tesla Energy Operations, Inc. | PSE&G |  | Accepted | 2024-12-13 | 2024-12-30 | 2025-12-30 | Solar Panels | Hanwha | Q.PEAK DUO BLK ML-G10.a+/TS 410 |  | 0.41 | 7 | 217 | 34 |  | Fixed | Roof
NJADRE1558813621 | Administratively Determined Incentive Program | UNION | 7083 | 10.66 | Residential | Behind the Meter | No | Tesla Energy Operations, Inc. | PSE&G |  | Accepted | 2024-12-13 | 2024-12-30 | 2025-12-30 | Inverters | Tesla | 1538000-XX-Y | 5000 |  | 2 |  |  | 0.98 |  | Outdoor
NJADRE1558813621 | Administratively Determined Incentive Program | UNION | 7083 | 10.66 | Residential | Behind the Meter | No | Tesla Energy Operations, Inc. | PSE&G |  | Accepted | 2024-12-13 | 2024-12-30 | 2025-12-30 | Solar Panels | Hanwha | Q.PEAK DUO BLK ML-G10.a+/TS 410 |  | 0.41 | 2 | 34 | 36 |  | Fixed | Roof
NJADRE1558813621 | Administratively Determined Incentive Program | UNION | 7083 | 10.66 | Residential | Behind the Meter | No | Tesla Energy Operations, Inc. | PSE&G |  | Accepted | 2024-12-13 | 2024-12-30 | 2025-12-30 | Solar Panels | Hanwha | Q.PEAK DUO BLK ML-G10.a+/TS 410 |  | 0.41 | 15 | 37 | 34 |  | Fixed | Roof
NJADRE1558817753 | Administratively Determined Incentive Program | Union Township | 7083 | 6.8 | Residential | Behind the Meter | Yes | Bright Ops, Inc. | PSE&G |  | Accepted | 2024-12-14 | 2025-01-09 | 2026-01-09 | Inverters | SolarEdge Technologies | SE5000H - USRGM | 5000 |  | 1 |  |  | 0.98 |  | Outdoor | Outside
NJADRE1558817753 | Administratively Determined Incentive Program | Union Township | 7083 | 6.8 | Residential | Behind the Meter | Yes | Bright Ops, Inc. | PSE&G |  | Accepted | 2024-12-14 | 2025-01-09 | 2026-01-09 | Solar Panels | Hanwha Q-Cells | Q.PEAK DUO BLK ML-G10+ 400 |  | 0.4 | 13 | 315 | 23 |  | Fixed | Roof
NJADRE1558817753 | Administratively Determined Incentive Program | Union Township | 7083 | 6.8 | Residential | Behind the Meter | Yes | Bright Ops, Inc. | PSE&G |  | Accepted | 2024-12-14 | 2025-01-09 | 2026-01-09 | Solar Panels | Hanwha Q-Cells | Q.PEAK DUO BLK ML-G10+ 400 |  | 0.4 | 4 | 225 | 23 |  | Fixed | Roof
NJADRE1558817828 | Administratively Determined Incentive Program | Egg Harbor Twp | 8234 | 7.9 | Residential | Behind the Meter | No | Bright Ops, Inc. | AC Electric |  | Accepted | 2024-12-14 | 2024-12-30 | 2025-12-30 | Solar Panels | Hanwha Q-Cells | Q.PEAK DUO BLK ML-G10+ 395 |  | 0.395 | 11 | 260 | 27 |  | Fixed | Roof
NJADRE1558817828 | Administratively Determined Incentive Program | Egg Harbor Twp | 8234 | 7.9 | Residential | Behind the Meter | No | Bright Ops, Inc. | AC Electric |  | Accepted | 2024-12-14 | 2024-12-30 | 2025-12-30 | Solar Panels | Hanwha Q-Cells | Q.PEAK DUO BLK ML-G10+ 395 |  | 0.395 | 9 | 169 | 45 |  | Fixed | Roof
NJADRE1558817828 | Administratively Determined Incentive Program | Egg Harbor Twp | 8234 | 7.9 | Residential | Behind the Meter | No | Bright Ops, Inc. | AC Electric |  | Accepted | 2024-12-14 | 2024-12-30 | 2025-12-30 | Inverters | SolarEdge | SE5700H - USMN | 5700 |  | 1 |  |  | 0.98 |  | Outdoor | Outside
NJADRE1558817829 | Administratively Determined Incentive Program | Bridgeton | 8302 | 14.94 | Residential | Behind the Meter | Yes | SunnyMac, LLC | AC Electric |  | Accepted | 2024-12-17 | 2025-01-03 | 2026-01-03 | Inverters | SolarEdge Technologies Inc. | SE11400H-USMNUBL15 (Domestic) | 11400 |  | 1 |  |  | 0.99 |  | Outdoor
NJADRE1558817829 | Administratively Determined Incentive Program | Bridgeton | 8302 | 14.94 | Residential | Behind the Meter | Yes | SunnyMac, LLC | AC Electric |  | Accepted | 2024-12-17 | 2025-01-03 | 2026-01-03 | Solar Panels | Qcells | Q Peak Duo ML-G10+ 415 |  | 0.415 | 8 | 189 | 15 |  | Fixed | Roof
NJADRE1558817829 | Administratively Determined Incentive Program | Bridgeton | 8302 | 14.94 | Residential | Behind the Meter | Yes | SunnyMac, LLC | AC Electric |  | Accepted | 2024-12-17 | 2025-01-03 | 2026-01-03 | Solar Panels | Qcells | Q Peak Duo ML-G10+ 415 |  | 0.415 | 10 | 9 | 15 |  | Fixed | Roof
NJADRE1558817829 | Administratively Determined Incentive Program | Bridgeton | 8302 | 14.94 | Residential | Behind the Meter | Yes | SunnyMac, LLC | AC Electric |  | Accepted | 2024-12-17 | 2025-01-03 | 2026-01-03 | Solar Panels | Qcells | Q Peak Duo ML-G10+ 415 |  | 0.415 | 18 | 189 | 7 |  | Fixed | Roof
NJADRE1558817829 | Administratively Determined Incentive Program | Bridgeton | 8302 | 14.94 | Residential | Behind the Meter | Yes | SunnyMac, LLC | AC Electric |  | Accepted | 2024-12-17 | 2025-01-03 | 2026-01-03 | Meters | SolarEdge Technologies Inc. | SolarEdge Built-in Consumption Monitor (BEI4, BNI4, BNC |  |  | 1 |  |  |  | Yes | Outdoor
NJADRE1558817871 | Administratively Determined Incentive Program | Mount Royal | 8061 | 12.87 | Residential | Behind the Meter | Yes | SunnyMac, LLC | AC Electric |  | Accepted | 2024-12-17 | 2024-12-31 | 2025-12-31 | Solar Panels | Qcells | Q Peak Duo ML-G10+ 415 |  | 0.415 | 12 | 140 | 33 |  | Fixed | Roof
NJADRE1558817871 | Administratively Determined Incentive Program | Mount Royal | 8061 | 12.87 | Residential | Behind the Meter | Yes | SunnyMac, LLC | AC Electric |  | Accepted | 2024-12-17 | 2024-12-31 | 2025-12-31 | Solar Panels | Qcells | Q Peak Duo ML-G10+ 415 |  | 0.415 | 6 | 230 | 39 |  | Fixed | Roof
NJADRE1558817871 | Administratively Determined Incentive Program | Mount Royal | 8061 | 12.87 | Residential | Behind the Meter | Yes | SunnyMac, LLC | AC Electric |  | Accepted | 2024-12-17 | 2024-12-31 | 2025-12-31 | Meters | SolarEdge Technologies Inc. | SolarEdge Built-in Consumption Monitor (BEI4, BNI4, BNC |  |  | 1 |  |  |  | Yes | Outdoor
NJADRE1558817871 | Administratively Determined Incentive Program | Mount Royal | 8061 | 12.87 | Residential | Behind the Meter | Yes | SunnyMac, LLC | AC Electric |  | Accepted | 2024-12-17 | 2024-12-31 | 2025-12-31 | Solar Panels | Qcells | Q Peak Duo ML-G10+ 415 |  | 0.415 | 13 | 320 | 33 |  | Fixed | Roof
NJADRE1558818929 | Administratively Determined Incentive Program | LANOKA HARBOR | 8734 | 15.77 | Residential | Behind the Meter | Yes | GenSun Roofing and Solar, LLC | JCP&L |  | Accepted | 2024-12-15 | 2024-12-30 | 2025-12-30 | Inverters | ENPHASE | IQ8PLUS-72-2-US | 8700 |  | 38 |  |  | 0.99 |  | Outside
NJADRE1558818929 | Administratively Determined Incentive Program | LANOKA HARBOR | 8734 | 15.77 | Residential | Behind the Meter | Yes | GenSun Roofing and Solar, LLC | JCP&L |  | Accepted | 2024-12-15 | 2024-12-30 | 2025-12-30 | Solar Panels | HANWHA QCELLS | Q PEAK DUO BLK ML-G10+ 415W |  | 0.415 | 21 | 158 | 37 |  | Fixed | Roof
NJADRE1558818929 | Administratively Determined Incentive Program | LANOKA HARBOR | 8734 | 15.77 | Residential | Behind the Meter | Yes | GenSun Roofing and Solar, LLC | JCP&L |  | Accepted | 2024-12-15 | 2024-12-30 | 2025-12-30 | Solar Panels | HANWHA QCELLS | Q PEAK DUO BLK ML-G10+ 415W |  | 0.415 | 15 | 338 | 37 |  | Fixed | Roof
NJADRE1558818929 | Administratively Determined Incentive Program | LANOKA HARBOR | 8734 | 15.77 | Residential | Behind the Meter | Yes | GenSun Roofing and Solar, LLC | JCP&L |  | Accepted | 2024-12-15 | 2024-12-30 | 2025-12-30 | Solar Panels | HANWHA QCELLS | Q PEAK DUO BLK ML-G10+ 415W |  | 0.415 | 2 | 158 | 37 |  | Fixed | Roof
NJADRE1558820128 | Administratively Determined Incentive Program | MOORESTOWN | 8057 | 16.4 | Residential | Behind the Meter | Yes | Sunrun Installation Services, Inc. | PSE&G |  | Accepted | 2024-12-16 | 2024-12-30 | 2025-12-30 | Inverters | SolarEdge Technologies | SE7600H-USMN | 7600 |  | 1 |  |  | 0.99 |  | Outdoor
NJADRE1558820128 | Administratively Determined Incentive Program | MOORESTOWN | 8057 | 16.4 | Residential | Behind the Meter | Yes | Sunrun Installation Services, Inc. | PSE&G |  | Accepted | 2024-12-16 | 2024-12-30 | 2025-12-30 | Inverters | SolarEdge Technologies | SE3800H-USMN | 3800 |  | 1 |  |  | 0.99 |  | Outdoor
NJADRE1558820128 | Administratively Determined Incentive Program | MOORESTOWN | 8057 | 16.4 | Residential | Behind the Meter | Yes | Sunrun Installation Services, Inc. | PSE&G |  | Accepted | 2024-12-16 | 2024-12-30 | 2025-12-30 | Solar Panels | Hanwha Q Cells | Q.PEAK DUO BLK ML-G10+ 410 |  | 0.41 | 40 | 335 | 22 |  | Fixed | Roof
NJADRE1558820151 | Administratively Determined Incentive Program | LINDEN CITY | 7036 | 2.87 | Residential | Behind the Meter | Yes | Sunrun Installation Services, Inc. | PSE&G |  | Accepted | 2024-12-16 | 2024-12-30 | 2025-12-30 | Inverters | Growatt New Energy Technology Co Ltd | MIN 3800TL-XH-US | 3800 |  | 1 |  |  | 0.98 |  | Outdoor | Next to meter
NJADRE1558820151 | Administratively Determined Incentive Program | LINDEN CITY | 7036 | 2.87 | Residential | Behind the Meter | Yes | Sunrun Installation Services, Inc. | PSE&G |  | Accepted | 2024-12-16 | 2024-12-30 | 2025-12-30 | Solar Panels | Hanwha Q-Cells | Q.PEAK DUO BLK ML-G10+ 410 |  | 0.41 | 7 | 220 | 22 |  | Fixed | Roof
NJADRE1558820157 | Administratively Determined Incentive Program | Wayne | 7470 | 5.74 | Residential | Behind the Meter | Yes | Sunrun Installation Services, Inc. | PSE&G |  | Accepted | 2024-12-16 | 2024-12-30 | 2025-12-30 | Electric Storage Battery | TESLA | POWERWALL 3 |  |  | 2 |  |  |  | Lithium Ion |  | Outside
NJADRE1558820157 | Administratively Determined Incentive Program | Wayne | 7470 | 5.74 | Residential | Behind the Meter | Yes | Sunrun Installation Services, Inc. | PSE&G |  | Accepted | 2024-12-16 | 2024-12-30 | 2025-12-30 | Solar Panels | Hanwha Q-Cells | Q.PEAK DUO BLK ML-G10+ 410 |  | 0.41 | 14 | 296 | 20 |  | Fixed | Roof
NJADRE1558820157 | Administratively Determined Incentive Program | Wayne | 7470 | 5.74 | Residential | Behind the Meter | Yes | Sunrun Installation Services, Inc. | PSE&G |  | Accepted | 2024-12-16 | 2024-12-30 | 2025-12-30 | Inverters | TESLA | Powerwall 3 1707000-xx-y | 23000 |  | 2 |  |  | 0.97 |  | Outdoor | Next to meter
NJADRE1558820262 | Administratively Determined Incentive Program | PATERSON | 7501 | 5.84 | Residential | Behind the Meter | No | Pro Custom Solar dba Momentum Solar | PSE&G |  | Accepted | 2024-12-16 | 2024-12-31 | 2025-12-31 | Solar Panels | Hanwha | q.peak duo blk-g10+365 |  | 0.365 | 12 | 283 | 7 |  | Fixed | Roof
NJADRE1558820262 | Administratively Determined Incentive Program | PATERSON | 7501 | 5.84 | Residential | Behind the Meter | No | Pro Custom Solar dba Momentum Solar | PSE&G |  | Accepted | 2024-12-16 | 2024-12-31 | 2025-12-31 | Inverters | ENPHASE | IQ8PLUS-72-2-US | 290 |  | 16 |  |  | 0.97 |  | Outdoor
NJADRE1558820262 | Administratively Determined Incentive Program | PATERSON | 7501 | 5.84 | Residential | Behind the Meter | No | Pro Custom Solar dba Momentum Solar | PSE&G |  | Accepted | 2024-12-16 | 2024-12-31 | 2025-12-31 | Solar Panels | Hanwha | q.peak duo blk-g10+365 |  | 0.365 | 4 | 283 | 34 |  | Fixed | Roof
NJADRE1558820368 | Administratively Determined Incentive Program | Bloomfield Twp | 7003 | 4.92 | Residential | Behind the Meter | Yes | Sunrun Installation Services, Inc. | PSE&G |  | Accepted | 2024-12-17 | 2024-12-31 | 2025-12-31 | Solar Panels | SOLAREDGE TECHNOLOGIES | Q.PEAK DUO BLK ML-G10+ 410 |  | 0.41 | 12 | 118 | 27 |  | Fixed | Roof
NJADRE1558820368 | Administratively Determined Incentive Program | Bloomfield Twp | 7003 | 4.92 | Residential | Behind the Meter | Yes | Sunrun Installation Services, Inc. | PSE&G |  | Accepted | 2024-12-17 | 2024-12-31 | 2025-12-31 | Inverters | SOLAREDGE TECHNOLOGIES | SE3800H-USMN | 3800 |  | 1 |  |  | 0.99 |  | Outdoor
NJADRE1558820435 | Administratively Determined Incentive Program | BLACKWOOD | 8012 | 3.83 | Residential | Behind the Meter | Yes | Brilliant Installations, Inc. | PSE&G |  | Accepted | 2024-12-16 | 2024-12-30 | 2025-12-30 | Solar Panels | JINKO SOLAR | JKM425N-54HL-4-B |  | 0.425 | 1 | 255 | 39 |  | Fixed | Roof
NJADRE1558820435 | Administratively Determined Incentive Program | BLACKWOOD | 8012 | 3.83 | Residential | Behind the Meter | Yes | Brilliant Installations, Inc. | PSE&G |  | Accepted | 2024-12-16 | 2024-12-30 | 2025-12-30 | Solar Panels | JINKO SOLAR | JKM425N-54HL-4-B |  | 0.425 | 2 | 75 | 42 |  | Fixed | Roof
NJADRE1558820435 | Administratively Determined Incentive Program | BLACKWOOD | 8012 | 3.83 | Residential | Behind the Meter | Yes | Brilliant Installations, Inc. | PSE&G |  | Accepted | 2024-12-16 | 2024-12-30 | 2025-12-30 | Solar Panels | JINKO SOLAR | JKM425N-54HL-4-B |  | 0.425 | 1 | 345 | 42 |  | Fixed | Roof
NJADRE1558820435 | Administratively Determined Incentive Program | BLACKWOOD | 8012 | 3.83 | Residential | Behind the Meter | Yes | Brilliant Installations, Inc. | PSE&G |  | Accepted | 2024-12-16 | 2024-12-30 | 2025-12-30 | Inverters | SolarEdge Technologies Inc. | USE3800H-USMNBL75 (Domestic) | 3800 |  | 1 |  |  | 0.97 |  | Outdoor
NJADRE1558820435 | Administratively Determined Incentive Program | BLACKWOOD | 8012 | 3.83 | Residential | Behind the Meter | Yes | Brilliant Installations, Inc. | PSE&G |  | Accepted | 2024-12-16 | 2024-12-30 | 2025-12-30 | Solar Panels | JINKO SOLAR | JKM425N-54HL-4-B |  | 0.425 | 4 | 255 | 42 |  | Fixed | Roof
NJADRE1558820435 | Administratively Determined Incentive Program | BLACKWOOD | 8012 | 3.83 | Residential | Behind the Meter | Yes | Brilliant Installations, Inc. | PSE&G |  | Accepted | 2024-12-16 | 2024-12-30 | 2025-12-30 | Solar Panels | JINKO SOLAR | JKM425N-54HL-4-B |  | 0.425 | 1 | 75 | 39 |  | Fixed | Roof
NJADRE1558820484 | Administratively Determined Incentive Program | SOMERS POINT | 8244 | 4.92 | Residential | Behind the Meter | Yes | Trinity Solar, LLC | AC Electric |  | Accepted | 2024-12-16 | 2024-12-30 | 2025-12-30 | Solar Panels | HANWHA | Q.PEAK DUO BLK ML-G10+ 410 |  | 0.41 | 12 | 202 | 30 |  | Fixed | Roof
NJADRE1558820484 | Administratively Determined Incentive Program | SOMERS POINT | 8244 | 4.92 | Residential | Behind the Meter | Yes | Trinity Solar, LLC | AC Electric |  | Accepted | 2024-12-16 | 2024-12-30 | 2025-12-30 | Inverters | TESLA | 1538000-XX-Y | 3800 |  | 1 |  |  | 0.97 |  | Outside
NJADRE1558820508 | Administratively Determined Incentive Program | Dover | 7801 | 4.1 | Residential | Behind the Meter | Yes | Trinity Solar, LLC | JCP&L |  | Accepted | 2024-12-18 | 2025-01-02 | 2026-01-02 | Inverters | Solar Edge | SE3800H-US | 3800 |  | 1 |  |  | 0.97 |  | Outside
NJADRE1558820508 | Administratively Determined Incentive Program | Dover | 7801 | 4.1 | Residential | Behind the Meter | Yes | Trinity Solar, LLC | JCP&L |  | Accepted | 2024-12-18 | 2025-01-02 | 2026-01-02 | Solar Panels | HANWHA | Q.PEAK DUO BLK ML-G10+ 410 |  | 0.41 | 2 | 264 | 23 |  | Fixed | Roof
NJADRE1558820508 | Administratively Determined Incentive Program | Dover | 7801 | 4.1 | Residential | Behind the Meter | Yes | Trinity Solar, LLC | JCP&L |  | Accepted | 2024-12-18 | 2025-01-02 | 2026-01-02 | Solar Panels | HANWHA | Q.PEAK DUO BLK ML-G10+ 410 |  | 0.41 | 8 | 84 | 23 |  | Fixed | Roof
NJADRE1558820520 | Administratively Determined Incentive Program | NEW BRUNSWICK CITY | 8901 | 3.69 | Residential | Behind the Meter | Yes | Sunrun Installation Services, Inc. | PSE&G |  | Accepted | 2024-12-16 | 2024-12-31 | 2025-12-31 | Solar Panels | Hanwha Q-Cells | Q.PEAK DUO BLK ML-G10+ 410 |  | 0.41 | 9 | 218 | 39 |  | Fixed | Roof
NJADRE1558820520 | Administratively Determined Incentive Program | NEW BRUNSWICK CITY | 8901 | 3.69 | Residential | Behind the Meter | Yes | Sunrun Installation Services, Inc. | PSE&G |  | Accepted | 2024-12-16 | 2024-12-31 | 2025-12-31 | Inverters | SolarEdge Technologies | SE3800H-USMN | 3800 |  | 1 |  |  | 0.99 |  | Outdoor | Next to meter
NJADRE1558820615 | Administratively Determined Incentive Program | ELIZABETH CITY | 7208 | 6.56 | Residential | Behind the Meter | Yes | Bright Ops, Inc. | PSE&G |  | Accepted | 2024-12-16 | 2025-01-03 | 2026-01-03 | Solar Panels | Hanwha Q-Cells | Q.PEAK DUO BLK ML-G10+ 410 |  | 0.41 | 8 | 151 | 27 |  | Fixed | Roof
NJADRE1558820615 | Administratively Determined Incentive Program | ELIZABETH CITY | 7208 | 6.56 | Residential | Behind the Meter | Yes | Bright Ops, Inc. | PSE&G |  | Accepted | 2024-12-16 | 2025-01-03 | 2026-01-03 | Inverters | SolarEdge Technologies | SE5700H - USMN | 5700 |  | 1 |  |  | 0.98 |  | Outdoor | Outside
NJADRE1558820615 | Administratively Determined Incentive Program | ELIZABETH CITY | 7208 | 6.56 | Residential | Behind the Meter | Yes | Bright Ops, Inc. | PSE&G |  | Accepted | 2024-12-16 | 2025-01-03 | 2026-01-03 | Solar Panels | Hanwha Q-Cells | Q.PEAK DUO BLK ML-G10+ 410 |  | 0.41 | 5 | 331 | 27 |  | Fixed | Roof
NJADRE1558820615 | Administratively Determined Incentive Program | ELIZABETH CITY | 7208 | 6.56 | Residential | Behind the Meter | Yes | Bright Ops, Inc. | PSE&G |  | Accepted | 2024-12-16 | 2025-01-03 | 2026-01-03 | Solar Panels | Hanwha Q-Cells | Q.PEAK DUO BLK ML-G10+ 410 |  | 0.41 | 3 | 332 | 27 |  | Fixed | Roof
NJADRE1558820616 | Administratively Determined Incentive Program | BELLEVILLE | 7109 | 6.4 | Residential | Behind the Meter | Yes | PosiGen Developer, LLC | PSE&G |  | Accepted | 2024-12-16 | 2025-01-03 | 2026-01-03 | Solar Panels | Silfab | SIL-400 HC+ |  | 0.4 | 9 | 20 | 45 |  | Fixed | Roof
NJADRE1558820616 | Administratively Determined Incentive Program | BELLEVILLE | 7109 | 6.4 | Residential | Behind the Meter | Yes | PosiGen Developer, LLC | PSE&G |  | Accepted | 2024-12-16 | 2025-01-03 | 2026-01-03 | Solar Panels | Silfab | SIL-400 HC+ |  | 0.4 | 7 | 200 | 12 |  | Fixed | Roof
NJADRE1558820616 | Administratively Determined Incentive Program | BELLEVILLE | 7109 | 6.4 | Residential | Behind the Meter | Yes | PosiGen Developer, LLC | PSE&G |  | Accepted | 2024-12-16 | 2025-01-03 | 2026-01-03 | Inverters | SolarEdge | SE5700H-US | 5760 |  | 1 |  |  | 0.99 |  | Outdoor | within ten feet of meter
NJADRE1558820627 | Administratively Determined Incentive Program | WRIGHTSTOWN | 8562 | 4.86 | Residential | Behind the Meter | No | Big Wave Roofing and Solar, LLC | JCP&L |  | Accepted | 2024-12-16 | 2024-12-31 | 2025-12-31 | Solar Panels | JA Solar | JAM54S31-405/MR |  | 0.405 | 12 | 191 | 20 |  | Fixed | Roof
NJADRE1558820627 | Administratively Determined Incentive Program | WRIGHTSTOWN | 8562 | 4.86 | Residential | Behind the Meter | No | Big Wave Roofing and Solar, LLC | JCP&L |  | Accepted | 2024-12-16 | 2024-12-31 | 2025-12-31 | Inverters | Enphase | IQ8PLUS-72-2-US | 290 |  | 12 |  |  | 0.98 |  | Outside
NJADRE1558820637 | Administratively Determined Incentive Program | BOGOTA | 7603 | 10.66 | Residential | Behind the Meter | Yes | Trinity Solar, LLC | PSE&G |  | Accepted | 2024-12-16 | 2024-12-30 | 2025-12-30 | Inverters | Solar Edge | USE10000H-USMNBL75 | 10000 |  | 1 |  |  | 0.986 |  | Outdoor
NJADRE1558820637 | Administratively Determined Incentive Program | BOGOTA | 7603 | 10.66 | Residential | Behind the Meter | Yes | Trinity Solar, LLC | PSE&G |  | Accepted | 2024-12-16 | 2024-12-30 | 2025-12-30 | Solar Panels | HANWHA | Q.PEAK DUO BLK ML-G10+ 410 |  | 0.41 | 13 | 17 | 37 |  | Fixed | Roof
NJADRE1558820637 | Administratively Determined Incentive Program | BOGOTA | 7603 | 10.66 | Residential | Behind the Meter | Yes | Trinity Solar, LLC | PSE&G |  | Accepted | 2024-12-16 | 2024-12-30 | 2025-12-30 | Solar Panels | HANWHA | Q.PEAK DUO BLK ML-G10+ 410 |  | 0.41 | 13 | 197 | 37 |  | Fixed | Roof
NJADRE1558820653 | Administratively Determined Incentive Program | Stow Creek Twp | 8302 | 11.6 | Residential | Behind the Meter | Yes | GenSun Roofing and Solar, LLC | AC Electric |  | Accepted | 2024-12-16 | 2024-12-31 | 2025-12-31 | Inverters | Solar Edge | SE10000H-US | 10000 |  | 1 |  |  | 0.99 |  | Outside
NJADRE1558820653 | Administratively Determined Incentive Program | Stow Creek Twp | 8302 | 11.6 | Residential | Behind the Meter | Yes | GenSun Roofing and Solar, LLC | AC Electric |  | Accepted | 2024-12-16 | 2024-12-31 | 2025-12-31 | Solar Panels | LONGI SOLAR | LR5-54HABB- 400W |  | 0.4 | 29 | 69 | 4 |  | Fixed | Roof
NJADRE1558820668 | Administratively Determined Incentive Program | Penns Grove | 8069 | 4.51 | Residential | Behind the Meter | Yes | Pro Custom Solar dba Momentum Solar | AC Electric |  | Accepted | 2024-12-16 | 2024-12-30 | 2025-12-30 | Inverters | ENPHASE | IQ8HC-72-M-DOM-US | 380 |  | 11 |  |  | 0.97 |  | Outdoor
NJADRE1558820668 | Administratively Determined Incentive Program | Penns Grove | 8069 | 4.51 | Residential | Behind the Meter | Yes | Pro Custom Solar dba Momentum Solar | AC Electric |  | Accepted | 2024-12-16 | 2024-12-30 | 2025-12-30 | Solar Panels | Hanwha | Q.PEAK DUO BLK ML-G10+410 |  | 0.41 | 3 | 298 | 30 |  | Fixed | Roof
NJADRE1558820668 | Administratively Determined Incentive Program | Penns Grove | 8069 | 4.51 | Residential | Behind the Meter | Yes | Pro Custom Solar dba Momentum Solar | AC Electric |  | Accepted | 2024-12-16 | 2024-12-30 | 2025-12-30 | Solar Panels | Hanwha | Q.PEAK DUO BLK ML-G10+410 |  | 0.41 | 6 | 28 | 9 |  | Fixed | Roof
NJADRE1558820668 | Administratively Determined Incentive Program | Penns Grove | 8069 | 4.51 | Residential | Behind the Meter | Yes | Pro Custom Solar dba Momentum Solar | AC Electric |  | Accepted | 2024-12-16 | 2024-12-30 | 2025-12-30 | Solar Panels | ENPHASE | Q.PEAK DUO BLK ML-G10+410 |  | 0.41 | 2 | 28 | 30 |  | Fixed | Roof
NJADRE1558820674 | Administratively Determined Incentive Program | Point Pleasant | 8742 | 7.79 | Residential | Behind the Meter | Yes | Sunrun Installation Services, Inc. | JCP&L |  | Accepted | 2024-12-16 | 2024-12-30 | 2025-12-30 | Inverters | SolarEdge Technologies | SE5700H-USMN | 5760 |  | 1 |  |  | 0.99 |  | Outdoor
NJADRE1558820674 | Administratively Determined Incentive Program | Point Pleasant | 8742 | 7.79 | Residential | Behind the Meter | Yes | Sunrun Installation Services, Inc. | JCP&L |  | Accepted | 2024-12-16 | 2024-12-30 | 2025-12-30 | Solar Panels | Hanwha Q Cells | Q.PEAK DUO BLK ML-G10+ 410 |  | 0.41 | 9 | 165 | 21 |  | Fixed | Roof
NJADRE1558820674 | Administratively Determined Incentive Program | Point Pleasant | 8742 | 7.79 | Residential | Behind the Meter | Yes | Sunrun Installation Services, Inc. | JCP&L |  | Accepted | 2024-12-16 | 2024-12-30 | 2025-12-30 | Solar Panels | Hanwha Q Cells | Q.PEAK DUO BLK ML-G10+ 410 |  | 0.41 | 10 | 345 | 36 |  | Fixed | Roof
NJADRE1558820693 | Administratively Determined Incentive Program | Lakewood | 8701 | 66.73 | Non Profit | Behind the Meter | No | Powerlutions, LLC | JCP&L |  | Accepted | 2024-12-26 | 2025-01-15 | 2026-01-15 | Inverters | ENPHASE | 1Q8PLUS-72-7-US | 290 |  | 157 |  |  | 0.975 |  | Outside
NJADRE1558820693 | Administratively Determined Incentive Program | Lakewood | 8701 | 66.73 | Non Profit | Behind the Meter | No | Powerlutions, LLC | JCP&L |  | Accepted | 2024-12-26 | 2025-01-15 | 2026-01-15 | Solar Panels | Trina | TSM425NE09RC.05 |  | 0.425 | 80 | 97 | 20 |  | Fixed | Roof
NJADRE1558820693 | Administratively Determined Incentive Program | Lakewood | 8701 | 66.73 | Non Profit | Behind the Meter | No | Powerlutions, LLC | JCP&L |  | Accepted | 2024-12-26 | 2025-01-15 | 2026-01-15 | Solar Panels | Trina | TSM425NE09RC.05 |  | 0.425 | 77 | 277 | 20 |  | Fixed | Roof
NJADRE1558820709 | Administratively Determined Incentive Program | Pleasantville | 8232 | 8.2 | Residential | Behind the Meter | Yes | EMT Renewables, LLC | AC Electric |  | Accepted | 2024-12-16 | 2024-12-31 | 2025-12-31 | Solar Panels | TRINA | TSM-NE09RC.05 |  | 0.41 | 20 | 129 | 15 |  | Fixed | Roof
NJADRE1558820709 | Administratively Determined Incentive Program | Pleasantville | 8232 | 8.2 | Residential | Behind the Meter | Yes | EMT Renewables, LLC | AC Electric |  | Accepted | 2024-12-16 | 2024-12-31 | 2025-12-31 | Inverters | ENPHASE | IQ8+ | 290 |  | 20 |  |  | 0.98 |  | Other | UNDER EACH PANEL
NJADRE1558820823 | Administratively Determined Incentive Program | Newark | 7108 | 4.74 | Residential | Behind the Meter | No | Bright Ops, Inc. | PSE&G |  | Accepted | 2024-12-16 | 2025-01-09 | 2026-01-09 | Solar Panels | Hanwha Q-Cells | Q.PEAK DUO BLK ML-G10+ 395 |  | 0.395 | 3 | 288 | 14 |  | Fixed | Roof
NJADRE1558820823 | Administratively Determined Incentive Program | Newark | 7108 | 4.74 | Residential | Behind the Meter | No | Bright Ops, Inc. | PSE&G |  | Accepted | 2024-12-16 | 2025-01-09 | 2026-01-09 | Inverters | SolarEdge | SE3800H - USRGM | 3800 |  | 1 |  |  | 0.98 |  | Outdoor | Outside
NJADRE1558820823 | Administratively Determined Incentive Program | Newark | 7108 | 4.74 | Residential | Behind the Meter | No | Bright Ops, Inc. | PSE&G |  | Accepted | 2024-12-16 | 2025-01-09 | 2026-01-09 | Solar Panels | Hanwha Q-Cells | Q.PEAK DUO BLK ML-G10+ 395 |  | 0.395 | 2 | 107 | 34 |  | Fixed | Roof
NJADRE1558820823 | Administratively Determined Incentive Program | Newark | 7108 | 4.74 | Residential | Behind the Meter | No | Bright Ops, Inc. | PSE&G |  | Accepted | 2024-12-16 | 2025-01-09 | 2026-01-09 | Solar Panels | Hanwha Q-Cells | Q.PEAK DUO BLK ML-G10+ 395 |  | 0.395 | 3 | 286 | 30 |  | Fixed | Roof
NJADRE1558820823 | Administratively Determined Incentive Program | Newark | 7108 | 4.74 | Residential | Behind the Meter | No | Bright Ops, Inc. | PSE&G |  | Accepted | 2024-12-16 | 2025-01-09 | 2026-01-09 | Solar Panels | Hanwha Q-Cells | Q.PEAK DUO BLK ML-G10+ 395 |  | 0.395 | 2 | 197 | 30 |  | Fixed | Roof
NJADRE1558820823 | Administratively Determined Incentive Program | Newark | 7108 | 4.74 | Residential | Behind the Meter | No | Bright Ops, Inc. | PSE&G |  | Accepted | 2024-12-16 | 2025-01-09 | 2026-01-09 | Solar Panels | Hanwha Q-Cells | Q.PEAK DUO BLK ML-G10+ 395 |  | 0.395 | 2 | 16 | 30 |  | Fixed | Roof
NJADRE1558820830 | Administratively Determined Incentive Program | Orange | 7050 | 3.28 | Residential | Behind the Meter | Yes | Sunrun Installation Services, Inc. | PSE&G |  | Accepted | 2024-12-16 | 2024-12-31 | 2025-12-31 | Inverters | TESLA | Powerwall 3 1707000-xx-y | 11500 |  | 1 |  |  | 0.97 |  | Indoor | Next to meter
NJADRE1558820830 | Administratively Determined Incentive Program | Orange | 7050 | 3.28 | Residential | Behind the Meter | Yes | Sunrun Installation Services, Inc. | PSE&G |  | Accepted | 2024-12-16 | 2024-12-31 | 2025-12-31 | Electric Storage Battery | TESLA | POWERWALL 3 |  |  | 1 |  |  |  | Lithium Ion |  | Inside
NJADRE1558820830 | Administratively Determined Incentive Program | Orange | 7050 | 3.28 | Residential | Behind the Meter | Yes | Sunrun Installation Services, Inc. | PSE&G |  | Accepted | 2024-12-16 | 2024-12-31 | 2025-12-31 | Solar Panels | Hanwha Q-Cells | Q.PEAK DUO BLK ML-G10+ 410 |  | 0.41 | 4 | 298 | 22 |  | Fixed | Roof
NJADRE1558820830 | Administratively Determined Incentive Program | Orange | 7050 | 3.28 | Residential | Behind the Meter | Yes | Sunrun Installation Services, Inc. | PSE&G |  | Accepted | 2024-12-16 | 2024-12-31 | 2025-12-31 | Solar Panels | Hanwha Q-Cells | Q.PEAK DUO BLK ML-G10+ 410 |  | 0.41 | 4 | 118 | 22 |  | Fixed | Roof
NJADRE1558820853 | Administratively Determined Incentive Program | New Brunswick | 8901 | 16.4 | Residential | Behind the Meter | Yes | Sunrun Installation Services, Inc. | PSE&G |  | Accepted | 2024-12-16 | 2024-12-31 | 2025-12-31 | Solar Panels | HANWHA Q-CELLS | Q.PEAK DUO BLK ML-G10+ 410 |  | 0.41 | 12 | 308 | 39 |  | Fixed | Roof
NJADRE1558820853 | Administratively Determined Incentive Program | New Brunswick | 8901 | 16.4 | Residential | Behind the Meter | Yes | Sunrun Installation Services, Inc. | PSE&G |  | Accepted | 2024-12-16 | 2024-12-31 | 2025-12-31 | Solar Panels | HANWHA Q-CELLS | Q.PEAK DUO BLK ML-G10+ 410 |  | 0.41 | 28 | 128 | 39 |  | Fixed | Roof
NJADRE1558820853 | Administratively Determined Incentive Program | New Brunswick | 8901 | 16.4 | Residential | Behind the Meter | Yes | Sunrun Installation Services, Inc. | PSE&G |  | Accepted | 2024-12-16 | 2024-12-31 | 2025-12-31 | Inverters | SOLAREDGE TECHNOLOGIES | SE3800H-USMN | 3800 |  | 1 |  |  | 0.99 |  | Outdoor
NJADRE1558820853 | Administratively Determined Incentive Program | New Brunswick | 8901 | 16.4 | Residential | Behind the Meter | Yes | Sunrun Installation Services, Inc. | PSE&G |  | Accepted | 2024-12-16 | 2024-12-31 | 2025-12-31 | Inverters | SOLAREDGE TECHNOLOGIES | SE10000H-USMN | 10000 |  | 1 |  |  | 0.99 |  | Outdoor
NJADRE1558820903 | Administratively Determined Incentive Program | Mahwah | 7430 | 14.43 | Residential | Behind the Meter | Yes | Sunrun Installation Services, Inc. | Orange Rockland Electric |  | Accepted | 2024-12-16 | 2024-12-31 | 2025-12-31 | Solar Panels | Vikram Solar | VSMDHT.60.370.05 |  | 0.37 | 16 | 350 | 39 |  | Fixed | Roof
NJADRE1558820903 | Administratively Determined Incentive Program | Mahwah | 7430 | 14.43 | Residential | Behind the Meter | Yes | Sunrun Installation Services, Inc. | Orange Rockland Electric |  | Accepted | 2024-12-16 | 2024-12-31 | 2025-12-31 | Solar Panels | Vikram Solar | VSMDHT.60.370.05 |  | 0.37 | 15 | 260 | 40 |  | Fixed | Roof
NJADRE1558820903 | Administratively Determined Incentive Program | Mahwah | 7430 | 14.43 | Residential | Behind the Meter | Yes | Sunrun Installation Services, Inc. | Orange Rockland Electric |  | Accepted | 2024-12-16 | 2024-12-31 | 2025-12-31 | Solar Panels | Vikram Solar | VSMDHT.60.370.05 |  | 0.37 | 8 | 260 | 39 |  | Fixed | Roof
NJADRE1558820903 | Administratively Determined Incentive Program | Mahwah | 7430 | 14.43 | Residential | Behind the Meter | Yes | Sunrun Installation Services, Inc. | Orange Rockland Electric |  | Accepted | 2024-12-16 | 2024-12-31 | 2025-12-31 | Inverters | Delta Electronics | E6-TL-US | 6000 |  | 2 |  |  | 0.98 |  | Outdoor
NJADRE1558820926 | Administratively Determined Incentive Program | Sweetwater | 8037 | 13.28 | Residential | Behind the Meter | Yes | SunnyMac, LLC | AC Electric |  | Accepted | 2024-12-16 | 2024-12-31 | 2025-12-31 | Solar Panels | Qcells | Q.PEAK DUO BLK ML-G10+ 415 |  | 0.415 | 16 | 207 | 13 |  | Fixed | Roof
NJADRE1558820926 | Administratively Determined Incentive Program | Sweetwater | 8037 | 13.28 | Residential | Behind the Meter | Yes | SunnyMac, LLC | AC Electric |  | Accepted | 2024-12-16 | 2024-12-31 | 2025-12-31 | Meters | SolarEdge Technologies Inc. | SolarEdge Built-in Consumption Monitor (BEI4, BNI4, BNC |  |  | 1 |  |  |  | Yes | Outdoor
NJADRE1558820926 | Administratively Determined Incentive Program | Sweetwater | 8037 | 13.28 | Residential | Behind the Meter | Yes | SunnyMac, LLC | AC Electric |  | Accepted | 2024-12-16 | 2024-12-31 | 2025-12-31 | Solar Panels | Qcells | Q Peak Duo ML-G10+ 415 |  | 0.415 | 7 | 27 | 21 |  | Fixed | Roof
NJADRE1558820926 | Administratively Determined Incentive Program | Sweetwater | 8037 | 13.28 | Residential | Behind the Meter | Yes | SunnyMac, LLC | AC Electric |  | Accepted | 2024-12-16 | 2024-12-31 | 2025-12-31 | Inverters | SolarEdge Technologies Inc. | SE10000H-USMNUBL15 (Domestic) | 10000 |  | 1 |  |  | 0.99 |  | Outdoor
NJADRE1558820926 | Administratively Determined Incentive Program | Sweetwater | 8037 | 13.28 | Residential | Behind the Meter | Yes | SunnyMac, LLC | AC Electric |  | Accepted | 2024-12-16 | 2024-12-31 | 2025-12-31 | Solar Panels | Qcells | Q Peak Duo ML-G10+ 415 |  | 0.415 | 9 | 207 | 16 |  | Fixed | Roof
NJADRE1558820955 | Administratively Determined Incentive Program | Irvington | 7111 | 10.66 | Residential | Behind the Meter | Yes | Sunrun Installation Services, Inc. | PSE&G |  | Accepted | 2024-12-16 | 2024-12-31 | 2025-12-31 | Solar Panels | Hanwha Q-Cells | Q.PEAK DUO BLK ML-G10+ 410 |  | 0.41 | 11 | 216 | 18 |  | Fixed | Roof
NJADRE1558820955 | Administratively Determined Incentive Program | Irvington | 7111 | 10.66 | Residential | Behind the Meter | Yes | Sunrun Installation Services, Inc. | PSE&G |  | Accepted | 2024-12-16 | 2024-12-31 | 2025-12-31 | Electric Storage Battery | TESLA | POWERWALL 3 |  |  | 1 |  |  |  | Lithium Ion |  | Outside
NJADRE1558820955 | Administratively Determined Incentive Program | Irvington | 7111 | 10.66 | Residential | Behind the Meter | Yes | Sunrun Installation Services, Inc. | PSE&G |  | Accepted | 2024-12-16 | 2024-12-31 | 2025-12-31 | Solar Panels | Hanwha Q-Cells | Q.PEAK DUO BLK ML-G10+ 410 |  | 0.41 | 15 | 36 | 18 |  | Fixed | Roof
NJADRE1558820955 | Administratively Determined Incentive Program | Irvington | 7111 | 10.66 | Residential | Behind the Meter | Yes | Sunrun Installation Services, Inc. | PSE&G |  | Accepted | 2024-12-16 | 2024-12-31 | 2025-12-31 | Inverters | TESLA | Powerwall 3 1707000-xx-y | 11500 |  | 1 |  |  | 0.97 |  | Outdoor | Next to meter
NJADRE1558821026 | Administratively Determined Incentive Program | FRANKLIN TWP SOM | 8873 | 5.33 | Residential | Behind the Meter | Yes | Sunrun Installation Services, Inc. | PSE&G |  | Accepted | 2024-12-16 | 2024-12-31 | 2025-12-31 | Inverters | SolarEdge Technologies | SE3800H-USMN | 3800 |  | 1 |  |  | 0.99 |  | Outdoor | Next to meter
NJADRE1558821026 | Administratively Determined Incentive Program | FRANKLIN TWP SOM | 8873 | 5.33 | Residential | Behind the Meter | Yes | Sunrun Installation Services, Inc. | PSE&G |  | Accepted | 2024-12-16 | 2024-12-31 | 2025-12-31 | Solar Panels | Hanwha Q-Cells | Q.PEAK DUO BLK ML-G10+ 410 |  | 0.41 | 7 | 359 | 18 |  | Fixed | Roof
NJADRE1558821026 | Administratively Determined Incentive Program | FRANKLIN TWP SOM | 8873 | 5.33 | Residential | Behind the Meter | Yes | Sunrun Installation Services, Inc. | PSE&G |  | Accepted | 2024-12-16 | 2024-12-31 | 2025-12-31 | Solar Panels | Hanwha Q-Cells | Q.PEAK DUO BLK ML-G10+ 410 |  | 0.41 | 6 | 359 | 19 |  | Fixed | Roof
NJADRE1558822428 | Administratively Determined Incentive Program | BRIDGEWATER | 8807 | 7.38 | Residential | Behind the Meter | No | Tesla Energy Operations, Inc. | PSE&G |  | Accepted | 2024-12-16 | 2025-01-08 | 2026-01-08 | Solar Panels | Hanwha | Q.PEAK DUO BLK ML-G10.a+/TS 410 |  | 0.41 | 18 | 127 | 34 |  | Fixed | Roof
NJADRE1558822428 | Administratively Determined Incentive Program | BRIDGEWATER | 8807 | 7.38 | Residential | Behind the Meter | No | Tesla Energy Operations, Inc. | PSE&G |  | Accepted | 2024-12-16 | 2025-01-08 | 2026-01-08 | Inverters | Tesla | 1707000-XX-Y | 10000 |  | 1 |  |  | 0.98 |  | Outdoor
NJADRE1558822428 | Administratively Determined Incentive Program | BRIDGEWATER | 8807 | 7.38 | Residential | Behind the Meter | No | Tesla Energy Operations, Inc. | PSE&G |  | Accepted | 2024-12-16 | 2025-01-08 | 2026-01-08 | Electric Storage Battery | Tesla | Powerwall 3 |  |  | 1 |  |  |  | Lithium Ion |  | Outside
NJADRE1558823131 | Administratively Determined Incentive Program | Galloway | 8205 | 6.64 | Residential | Behind the Meter | Yes | SunnyMac, LLC | AC Electric |  | Accepted | 2024-12-17 | 2025-01-13 | 2026-01-13 | Inverters | SolarEdge Technologies Inc. | SE5700H-USMNUBL15 | 5760 |  | 1 |  |  | 0.99 |  | Outdoor
NJADRE1558823131 | Administratively Determined Incentive Program | Galloway | 8205 | 6.64 | Residential | Behind the Meter | Yes | SunnyMac, LLC | AC Electric |  | Accepted | 2024-12-17 | 2025-01-13 | 2026-01-13 | Meters | SolarEdge Technologies Inc. | SolarEdge Built-in Consumption Monitor |  |  | 1 |  |  |  | Yes | Outdoor
NJADRE1558823131 | Administratively Determined Incentive Program | Galloway | 8205 | 6.64 | Residential | Behind the Meter | Yes | SunnyMac, LLC | AC Electric |  | Accepted | 2024-12-17 | 2025-01-13 | 2026-01-13 | Solar Panels | Qcells | Q Peak Duo ML-G10+ 415 |  | 0.415 | 16 | 101 | 32 |  | Fixed | Roof
NJADRE1558826722 | Administratively Determined Incentive Program | Paterson | 7501 | 3.83 | Residential | Behind the Meter | Yes | Power Energy Solutions, LLC | PSE&G |  | Accepted | 2024-12-17 | 2024-12-31 | 2025-12-31 | Solar Panels | Trina Solar | TSM-425NE09RC.05 |  | 0.425 | 4 | 155 | 32 |  | Fixed | Roof
NJADRE1558826722 | Administratively Determined Incentive Program | Paterson | 7501 | 3.83 | Residential | Behind the Meter | Yes | Power Energy Solutions, LLC | PSE&G |  | Accepted | 2024-12-17 | 2024-12-31 | 2025-12-31 | Solar Panels | Trina Solar | TSM-425NE09RC.05 |  | 0.425 | 2 | 155 | 45 |  | Fixed | Roof
NJADRE1558826722 | Administratively Determined Incentive Program | Paterson | 7501 | 3.83 | Residential | Behind the Meter | Yes | Power Energy Solutions, LLC | PSE&G |  | Accepted | 2024-12-17 | 2024-12-31 | 2025-12-31 | Inverters | SolarEdge | SE3800H-US | 4 |  | 1 |  |  | 0.97 |  | Outdoor
NJADRE1558826722 | Administratively Determined Incentive Program | Paterson | 7501 | 3.83 | Residential | Behind the Meter | Yes | Power Energy Solutions, LLC | PSE&G |  | Accepted | 2024-12-17 | 2024-12-31 | 2025-12-31 | Solar Panels | Trina Solar | TSM-425NE09RC.05 |  | 0.425 | 3 | 155 | 29 |  | Fixed | Roof
NJADRE1558826827 | Administratively Determined Incentive Program | PINE HILL | 8021 | 8.5 | Residential | Behind the Meter | Yes | Team Sunshine Construction, LLC | AC Electric |  | Accepted | 2024-12-17 | 2025-01-06 | 2026-01-06 | Solar Panels | JINKO SOLAR | JKM425N-54HL4-B |  | 0.425 | 20 | 180 | 30 |  | Fixed | Roof
NJADRE1558826827 | Administratively Determined Incentive Program | PINE HILL | 8021 | 8.5 | Residential | Behind the Meter | Yes | Team Sunshine Construction, LLC | AC Electric |  | Accepted | 2024-12-17 | 2025-01-06 | 2026-01-06 | Inverters | ENPHASE | IQ8M-72-2-US | 325 |  | 20 |  |  | 0.98 |  | Outdoor
NJADRE1558826861 | Administratively Determined Incentive Program | Newark | 7106 | 6.88 | Residential | Behind the Meter | Yes | PosiGen Developer, LLC | PSE&G |  | Accepted | 2024-12-17 | 2024-12-31 | 2025-12-31 | Solar Panels | Silfab | SIL-430 QD |  | 0.43 | 2 | 16 | 43 |  | Fixed | Roof
NJADRE1558826861 | Administratively Determined Incentive Program | Newark | 7106 | 6.88 | Residential | Behind the Meter | Yes | PosiGen Developer, LLC | PSE&G |  | Accepted | 2024-12-17 | 2024-12-31 | 2025-12-31 | Solar Panels | Silfab | SIL-430 QD |  | 0.43 | 14 | 196 | 43 |  | Fixed | Roof
NJADRE1558826861 | Administratively Determined Incentive Program | Newark | 7106 | 6.88 | Residential | Behind the Meter | Yes | PosiGen Developer, LLC | PSE&G |  | Accepted | 2024-12-17 | 2024-12-31 | 2025-12-31 | Inverters | SolarEdge | SE5700H-US | 5760 |  | 1 |  |  | 0.99 |  | Outdoor | within ten feet of meter
NJADRE1558826878 | Administratively Determined Incentive Program | WOODSTOWN | 8098 | 8.2 | Residential | Behind the Meter | Yes | EMT Renewables, LLC | AC Electric |  | Accepted | 2024-12-17 | 2024-12-31 | 2025-12-31 | Solar Panels | TRINA | TSM-NE09RC.05 |  | 0.41 | 3 | 116 | 25 |  | Fixed | Roof
NJADRE1558826878 | Administratively Determined Incentive Program | WOODSTOWN | 8098 | 8.2 | Residential | Behind the Meter | Yes | EMT Renewables, LLC | AC Electric |  | Accepted | 2024-12-17 | 2024-12-31 | 2025-12-31 | Solar Panels | TRINA | TSM-NE09RC.05 |  | 0.41 | 8 | 116 | 26 |  | Fixed | Roof
NJADRE1558826878 | Administratively Determined Incentive Program | WOODSTOWN | 8098 | 8.2 | Residential | Behind the Meter | Yes | EMT Renewables, LLC | AC Electric |  | Accepted | 2024-12-17 | 2024-12-31 | 2025-12-31 | Solar Panels | TRINA | TSM-NE09RC.05 |  | 0.41 | 3 | 296 | 25 |  | Fixed | Roof
NJADRE1558826878 | Administratively Determined Incentive Program | WOODSTOWN | 8098 | 8.2 | Residential | Behind the Meter | Yes | EMT Renewables, LLC | AC Electric |  | Accepted | 2024-12-17 | 2024-12-31 | 2025-12-31 | Inverters | ENPHASE | IQ8+ | 290 |  | 20 |  |  | 0.98 |  | Other | UNDER EACH PANEL
NJADRE1558826878 | Administratively Determined Incentive Program | WOODSTOWN | 8098 | 8.2 | Residential | Behind the Meter | Yes | EMT Renewables, LLC | AC Electric |  | Accepted | 2024-12-17 | 2024-12-31 | 2025-12-31 | Solar Panels | TRINA | TSM-NE09RC.05 |  | 0.41 | 6 | 296 | 26 |  | Fixed | Roof
NJADRE1558826900 | Administratively Determined Incentive Program | ORANGE | 7050 | 6.88 | Residential | Behind the Meter | Yes | PosiGen Developer, LLC | PSE&G |  | Accepted | 2024-12-17 | 2024-12-31 | 2025-12-31 | Solar Panels | SILFAB | SIL430QD |  | 0.43 | 2 | 213 | 9 |  | Fixed | Roof
NJADRE1558826900 | Administratively Determined Incentive Program | ORANGE | 7050 | 6.88 | Residential | Behind the Meter | Yes | PosiGen Developer, LLC | PSE&G |  | Accepted | 2024-12-17 | 2024-12-31 | 2025-12-31 | Solar Panels | SILFAB | SIL430QD |  | 0.43 | 7 | 213 | 0 |  | Fixed | Roof
NJADRE1558826900 | Administratively Determined Incentive Program | ORANGE | 7050 | 6.88 | Residential | Behind the Meter | Yes | PosiGen Developer, LLC | PSE&G |  | Accepted | 2024-12-17 | 2024-12-31 | 2025-12-31 | Solar Panels | SILFAB | SIL430QD |  | 0.43 | 2 | 123 | 40 |  | Fixed | Roof
NJADRE1558826900 | Administratively Determined Incentive Program | ORANGE | 7050 | 6.88 | Residential | Behind the Meter | Yes | PosiGen Developer, LLC | PSE&G |  | Accepted | 2024-12-17 | 2024-12-31 | 2025-12-31 | Inverters | SILFAB | SE5700H-US | 5700 |  | 1 |  |  | 0.99 |  | Outside | WITHIN TEN FEET OF METER
NJADRE1558826900 | Administratively Determined Incentive Program | ORANGE | 7050 | 6.88 | Residential | Behind the Meter | Yes | PosiGen Developer, LLC | PSE&G |  | Accepted | 2024-12-17 | 2024-12-31 | 2025-12-31 | Solar Panels | SILFAB | SIL430QD |  | 0.43 | 5 | 303 | 40 |  | Fixed | Roof
NJADRE1558827205 | Administratively Determined Incentive Program | Woodbridge Twp | 8840 | 4.92 | Residential | Behind the Meter | Yes | Sunrun Installation Services, Inc. | PSE&G |  | Accepted | 2024-12-17 | 2024-12-31 | 2025-12-31 | Solar Panels | Hanwha Q Cells | Q.PEAK DUO BLK ML-G10+ 410 |  | 0.41 | 12 | 325 | 27 |  | Fixed | Roof
NJADRE1558827205 | Administratively Determined Incentive Program | Woodbridge Twp | 8840 | 4.92 | Residential | Behind the Meter | Yes | Sunrun Installation Services, Inc. | PSE&G |  | Accepted | 2024-12-17 | 2024-12-31 | 2025-12-31 | Inverters | Tesla | Powerwall 3 1707000-xx-y | 11500 |  | 1 |  |  | 0.97 |  | Outdoor
NJADRE1558827205 | Administratively Determined Incentive Program | Woodbridge Twp | 8840 | 4.92 | Residential | Behind the Meter | Yes | Sunrun Installation Services, Inc. | PSE&G |  | Accepted | 2024-12-17 | 2024-12-31 | 2025-12-31 | Electric Storage Battery | Tesla | Powerwall 3 1707000-xx-y |  |  | 1 |  |  |  | Lithium Ion |  | OUTSIDE
NJADRE1558827516 | Administratively Determined Incentive Program | Robbinsville | 8691 | 9.43 | Residential | Behind the Meter | Yes | Sunrun Installation Services, Inc. | JCP&L |  | Accepted | 2024-12-17 | 2024-12-31 | 2025-12-31 | Inverters | SolarEdge Technologies | SE7600H-USMN | 7600 |  | 1 |  |  | 0.99 |  | Outdoor | Next to meter
NJADRE1558827516 | Administratively Determined Incentive Program | Robbinsville | 8691 | 9.43 | Residential | Behind the Meter | Yes | Sunrun Installation Services, Inc. | JCP&L |  | Accepted | 2024-12-17 | 2024-12-31 | 2025-12-31 | Solar Panels | Hanwha Q-Cells | Q.PEAK DUO BLK ML-G10+ 410 |  | 0.41 | 6 | 138 | 45 |  | Fixed | Roof
NJADRE1558827516 | Administratively Determined Incentive Program | Robbinsville | 8691 | 9.43 | Residential | Behind the Meter | Yes | Sunrun Installation Services, Inc. | JCP&L |  | Accepted | 2024-12-17 | 2024-12-31 | 2025-12-31 | Solar Panels | Hanwha Q-Cells | Q.PEAK DUO BLK ML-G10+ 410 |  | 0.41 | 17 | 230 | 45 |  | Fixed | Roof
NJADRE1558828656 | Administratively Determined Incentive Program | PENNSAUKEN | 8110 | 13.7 | Residential | Behind the Meter | Yes | SunnyMac, LLC | PSE&G |  | Accepted | 2024-12-23 | 2025-01-09 | 2026-01-09 | Solar Panels | Qcells | Q Peak Duo ML-G10+ 415 |  | 0.415 | 20 | 148.37 | 30 |  | Fixed | Roof
NJADRE1558828656 | Administratively Determined Incentive Program | PENNSAUKEN | 8110 | 13.7 | Residential | Behind the Meter | Yes | SunnyMac, LLC | PSE&G |  | Accepted | 2024-12-23 | 2025-01-09 | 2026-01-09 | Solar Panels | Qcells | Q Peak Duo ML-G10+ 415 |  | 0.415 | 2 | 238.37 | 12 |  | Fixed | Roof
NJADRE1558828656 | Administratively Determined Incentive Program | PENNSAUKEN | 8110 | 13.7 | Residential | Behind the Meter | Yes | SunnyMac, LLC | PSE&G |  | Accepted | 2024-12-23 | 2025-01-09 | 2026-01-09 | Solar Panels | Qcells | Q Peak Duo ML-G10+ 415 |  | 0.415 | 8 | 328.37 | 30 |  | Fixed | Roof
NJADRE1558828656 | Administratively Determined Incentive Program | PENNSAUKEN | 8110 | 13.7 | Residential | Behind the Meter | Yes | SunnyMac, LLC | PSE&G |  | Accepted | 2024-12-23 | 2025-01-09 | 2026-01-09 | Inverters | SolarEdge Technologies Inc. | USE10000H-USMNBL75 (Domestic) | 10000 |  | 1 |  |  | 0.99 |  | Outdoor
NJADRE1558828656 | Administratively Determined Incentive Program | PENNSAUKEN | 8110 | 13.7 | Residential | Behind the Meter | Yes | SunnyMac, LLC | PSE&G |  | Accepted | 2024-12-23 | 2025-01-09 | 2026-01-09 | Meters | SolarEdge Technologies Inc. | SolarEdgBuilt-in Consumption Monitor (BEI4, BNI4, BNC |  |  | 1 |  |  |  | Yes | Outdoor
NJADRE1558828656 | Administratively Determined Incentive Program | PENNSAUKEN | 8110 | 13.7 | Residential | Behind the Meter | Yes | SunnyMac, LLC | PSE&G |  | Accepted | 2024-12-23 | 2025-01-09 | 2026-01-09 | Solar Panels | Qcells | Q Peak Duo ML-G10+ 415 |  | 0.415 | 3 | 58.37 | 12 |  | Fixed | Roof
NJADRE1558828974 | Administratively Determined Incentive Program | Hammonton | 8037 | 4.92 | Residential | Behind the Meter | Yes | Trinity Solar, LLC | AC Electric |  | Accepted | 2024-12-17 | 2024-12-31 | 2025-12-31 | Solar Panels | HANWHA | Q.PEAK DUO BLK ML-G10+ 410 |  | 0.41 | 12 | 188 | 23 |  | Fixed | Roof
NJADRE1558828974 | Administratively Determined Incentive Program | Hammonton | 8037 | 4.92 | Residential | Behind the Meter | Yes | Trinity Solar, LLC | AC Electric |  | Accepted | 2024-12-17 | 2024-12-31 | 2025-12-31 | Inverters | TESLA | 1538000-XX-Y | 3800 |  | 1 |  |  | 0.97 |  | Outside
NJADRE1558828998 | Administratively Determined Incentive Program | North Brunswick | 8902 | 147.44 | Commercial | Behind the Meter | No | Freedom Solar, LLC | PSE&G |  | Accepted | 2024-12-19 | 2025-01-14 | 2026-01-14 | Solar Panels | Q Cells | Q.PEAK DUO XL-G10.3/BFG 485W |  | 0.485 | 152 | 70 | 8 |  | Fixed | Roof
NJADRE1558828998 | Administratively Determined Incentive Program | North Brunswick | 8902 | 147.44 | Commercial | Behind the Meter | No | Freedom Solar, LLC | PSE&G |  | Accepted | 2024-12-19 | 2025-01-14 | 2026-01-14 | Solar Panels | Q Cells | Q.PEAK DUO XL-G10.3/BFG 485W |  | 0.485 | 152 | 250 | 10 |  | Fixed | Roof
NJADRE1558828998 | Administratively Determined Incentive Program | North Brunswick | 8902 | 147.44 | Commercial | Behind the Meter | No | Freedom Solar, LLC | PSE&G |  | Accepted | 2024-12-19 | 2025-01-14 | 2026-01-14 | Inverters | Solaredge | SE50KUS | 50000 |  | 2 |  |  | 0.97 |  | Outside | On top of roof & rack-mounted
NJADRE1558829017 | Administratively Determined Incentive Program | North Brunswick | 8902 | 194.97 | Commercial | Behind the Meter | No | Devlin Contracting | PSE&G |  | Accepted | 2024-12-19 | 2025-01-14 | 2026-01-14 | Inverters | Solaredge | SE50KUS | 50000 |  | 3 |  |  | 0.97 |  | Outside | On top of roof & rack-mounted
NJADRE1558829017 | Administratively Determined Incentive Program | North Brunswick | 8902 | 194.97 | Commercial | Behind the Meter | No | Devlin Contracting | PSE&G |  | Accepted | 2024-12-19 | 2025-01-14 | 2026-01-14 | Solar Panels | Q Cells | Q.PEAK DUO XL-G10.3/BFG 485W |  | 0.485 | 279 | 160 | 2 |  | Fixed | Roof
NJADRE1558829017 | Administratively Determined Incentive Program | North Brunswick | 8902 | 194.97 | Commercial | Behind the Meter | No | Devlin Contracting | PSE&G |  | Accepted | 2024-12-19 | 2025-01-14 | 2026-01-14 | Solar Panels | Q Cells | Q.PEAK DUO XL-G10.3/BFG 485W |  | 0.485 | 123 | 340 | 5 |  | Fixed | Roof
NJADRE1558829070 | Administratively Determined Incentive Program | Newton | 7860 | 13.53 | Residential | Behind the Meter | Yes | Trinity Solar, LLC | JCP&L |  | Accepted | 2024-12-17 | 2024-12-31 | 2025-12-31 | Solar Panels | HANWHA | Q.PEAK DUO BLK ML-G10+ 410 |  | 0.41 | 18 | 132 | 13 |  | Fixed | Roof
NJADRE1558829070 | Administratively Determined Incentive Program | Newton | 7860 | 13.53 | Residential | Behind the Meter | Yes | Trinity Solar, LLC | JCP&L |  | Accepted | 2024-12-17 | 2024-12-31 | 2025-12-31 | Solar Panels | HANWHA | Q.PEAK DUO BLK ML-G10+ 410 |  | 0.41 | 7 | 222 | 33 |  | Fixed | Roof
NJADRE1558829070 | Administratively Determined Incentive Program | Newton | 7860 | 13.53 | Residential | Behind the Meter | Yes | Trinity Solar, LLC | JCP&L |  | Accepted | 2024-12-17 | 2024-12-31 | 2025-12-31 | Solar Panels | HANWHA | Q.PEAK DUO BLK ML-G10+ 410 |  | 0.41 | 5 | 132 | 33 |  | Fixed | Roof
NJADRE1558829070 | Administratively Determined Incentive Program | Newton | 7860 | 13.53 | Residential | Behind the Meter | Yes | Trinity Solar, LLC | JCP&L |  | Accepted | 2024-12-17 | 2024-12-31 | 2025-12-31 | Solar Panels | HANWHA | Q.PEAK DUO BLK ML-G10+ 410 |  | 0.41 | 3 | 222 | 33 |  | Fixed | Roof
NJADRE1558829070 | Administratively Determined Incentive Program | Newton | 7860 | 13.53 | Residential | Behind the Meter | Yes | Trinity Solar, LLC | JCP&L |  | Accepted | 2024-12-17 | 2024-12-31 | 2025-12-31 | Inverters | Tesla | Tesla 5.0KW 1538000-XX-Y | 5000 |  | 1 |  |  | 0.986 |  | Outdoor
NJADRE1558829070 | Administratively Determined Incentive Program | Newton | 7860 | 13.53 | Residential | Behind the Meter | Yes | Trinity Solar, LLC | JCP&L |  | Accepted | 2024-12-17 | 2024-12-31 | 2025-12-31 | Inverters | Tesla | Tesla 5.7KW 1538000-XX-Y | 5700 |  | 1 |  |  | 0.986 |  | Outdoor
NJADRE1558829352 | Administratively Determined Incentive Program | Orange City | 7050 | 4.98 | Residential | Behind the Meter | No | Green House Solar | PSE&G |  | Accepted | 2024-12-30 | 2025-01-10 | 2026-01-10 | Solar Panels | Q-Cell | Q.PEAK DUO BLK ML-G10+ Series 415 |  | 0.415 | 6 | 31 | 12 |  | Fixed | Roof
NJADRE1558829352 | Administratively Determined Incentive Program | Orange City | 7050 | 4.98 | Residential | Behind the Meter | No | Green House Solar | PSE&G |  | Accepted | 2024-12-30 | 2025-01-10 | 2026-01-10 | Solar Panels | Q-Cell | Q.PEAK DUO BLK ML-G10+ Series 415 |  | 0.415 | 6 | 211 | 12 |  | Fixed | Roof
NJADRE1558829352 | Administratively Determined Incentive Program | Orange City | 7050 | 4.98 | Residential | Behind the Meter | No | Green House Solar | PSE&G |  | Accepted | 2024-12-30 | 2025-01-10 | 2026-01-10 | Inverters | ENPHASE | IQ8PLUS-72-2-US | 290 |  | 12 |  |  | 0.975 |  | Outdoor
NJADRE1558829366 | Administratively Determined Incentive Program | Mays Landing | 8330 | 4.92 | Residential | Behind the Meter | Yes | Sunrun Installation Services, Inc. | AC Electric |  | Accepted | 2024-12-17 | 2025-01-02 | 2026-01-02 | Inverters | SOLAREDGE TECHNOLOGIES | SE3800H-USMN | 3800 |  | 1 |  |  | 0.99 |  | Outdoor
NJADRE1558829366 | Administratively Determined Incentive Program | Mays Landing | 8330 | 4.92 | Residential | Behind the Meter | Yes | Sunrun Installation Services, Inc. | AC Electric |  | Accepted | 2024-12-17 | 2025-01-02 | 2026-01-02 | Solar Panels | HANWHA Q-CELLS | Q.PEAK DUO BLK ML-G10+ 410 |  | 0.41 | 12 | 30 | 30 |  | Fixed | Ground
NJADRE1558829520 | Administratively Determined Incentive Program | SALEM | 8079 | 5.4 | Residential | Behind the Meter | Yes | SunnyMac, LLC | AC Electric |  | Accepted | 2024-12-27 | 2025-01-08 | 2026-01-08 | Solar Panels | Qcells | Q.PEAK DUO BLK ML-G10+ 415 |  | 0.415 | 4 | 202.23 | 37 |  | Fixed | Roof
NJADRE1558829520 | Administratively Determined Incentive Program | SALEM | 8079 | 5.4 | Residential | Behind the Meter | Yes | SunnyMac, LLC | AC Electric |  | Accepted | 2024-12-27 | 2025-01-08 | 2026-01-08 | Solar Panels | Qcells | Q.PEAK DUO BLK ML-G10+ 415 |  | 0.415 | 6 | 22.23 | 37 |  | Fixed | Roof
NJADRE1558829520 | Administratively Determined Incentive Program | SALEM | 8079 | 5.4 | Residential | Behind the Meter | Yes | SunnyMac, LLC | AC Electric |  | Accepted | 2024-12-27 | 2025-01-08 | 2026-01-08 | Inverters | SolarEdge Technologies Inc. | SE3800H-USMNUBL15 (Domestic) | 3800 |  | 1 |  |  | 0.99 |  | Outdoor
NJADRE1558829520 | Administratively Determined Incentive Program | SALEM | 8079 | 5.4 | Residential | Behind the Meter | Yes | SunnyMac, LLC | AC Electric |  | Accepted | 2024-12-27 | 2025-01-08 | 2026-01-08 | Solar Panels | Qcells | Q.PEAK DUO BLK ML-G10+ 415 |  | 0.415 | 3 | 112.23 | 12 |  | Fixed | Roof
NJADRE1558829520 | Administratively Determined Incentive Program | SALEM | 8079 | 5.4 | Residential | Behind the Meter | Yes | SunnyMac, LLC | AC Electric |  | Accepted | 2024-12-27 | 2025-01-08 | 2026-01-08 | Meters | SolarEdge Technologies Inc. | SolarEdge Built-in Consumption Monitor (BEI4, BNI4, BNC |  |  | 1 |  |  |  | Yes | Outdoor
NJADRE1558829529 | Administratively Determined Incentive Program | ISLAND HEIGHTS | 8732 | 14.94 | Residential | Behind the Meter | Yes | SunnyMac, LLC | JCP&L |  | Accepted | 2024-12-23 | 2025-01-07 | 2026-01-07 | Solar Panels | Qcells | Q Peak Duo ML-G10+ 415 |  | 0.415 | 10 | 187 | 21 |  | Fixed | Roof
NJADRE1558829529 | Administratively Determined Incentive Program | ISLAND HEIGHTS | 8732 | 14.94 | Residential | Behind the Meter | Yes | SunnyMac, LLC | JCP&L |  | Accepted | 2024-12-23 | 2025-01-07 | 2026-01-07 | Solar Panels | Qcells | Q Peak Duo ML-G10+ 415 |  | 0.415 | 16 | 187 | 21 |  | Fixed | Roof
NJADRE1558829529 | Administratively Determined Incentive Program | ISLAND HEIGHTS | 8732 | 14.94 | Residential | Behind the Meter | Yes | SunnyMac, LLC | JCP&L |  | Accepted | 2024-12-23 | 2025-01-07 | 2026-01-07 | Inverters | SolarEdge Technologies Inc. | SE11400H-USMNUBL15 (Domestic) | 11400 |  | 1 |  |  | 0.99 |  | Outdoor
NJADRE1558829529 | Administratively Determined Incentive Program | ISLAND HEIGHTS | 8732 | 14.94 | Residential | Behind the Meter | Yes | SunnyMac, LLC | JCP&L |  | Accepted | 2024-12-23 | 2025-01-07 | 2026-01-07 | Solar Panels | Qcells | Q.PEAK DUO BLK ML-G10+ 415 |  | 0.415 | 10 | 7 | 21 |  | Fixed | Roof
NJADRE1558829529 | Administratively Determined Incentive Program | ISLAND HEIGHTS | 8732 | 14.94 | Residential | Behind the Meter | Yes | SunnyMac, LLC | JCP&L |  | Accepted | 2024-12-23 | 2025-01-07 | 2026-01-07 | Meters | SolarEdge Technologies Inc. | SolarEdge Built-in Consumption Monitor |  |  | 1 |  |  |  | Yes | Outdoor
NJADRE1558829552 | Administratively Determined Incentive Program | Browns Mills | 8015 | 7.89 | Residential | Behind the Meter | Yes | SunnyMac, LLC | JCP&L |  | Accepted | 2024-12-23 | 2025-01-08 | 2026-01-08 | Solar Panels | Qcells | Q.PEAK DUO BLK ML-G10+ 415 |  | 0.415 | 6 | 179 | 26 |  | Fixed | Roof
NJADRE1558829552 | Administratively Determined Incentive Program | Browns Mills | 8015 | 7.89 | Residential | Behind the Meter | Yes | SunnyMac, LLC | JCP&L |  | Accepted | 2024-12-23 | 2025-01-08 | 2026-01-08 | Solar Panels | Qcells | Q.PEAK DUO BLK ML-G10+ 415 |  | 0.415 | 7 | 359 | 26 |  | Fixed | Roof
NJADRE1558829552 | Administratively Determined Incentive Program | Browns Mills | 8015 | 7.89 | Residential | Behind the Meter | Yes | SunnyMac, LLC | JCP&L |  | Accepted | 2024-12-23 | 2025-01-08 | 2026-01-08 | Meters | SolarEdge Technologies Inc. | SolarEdge Built-in Consumption Monitor (BEI4, BNI4, BNC |  |  | 1 |  |  |  | Yes | Outdoor
NJADRE1558829552 | Administratively Determined Incentive Program | Browns Mills | 8015 | 7.89 | Residential | Behind the Meter | Yes | SunnyMac, LLC | JCP&L |  | Accepted | 2024-12-23 | 2025-01-08 | 2026-01-08 | Solar Panels | Qcells | Q.PEAK DUO BLK ML-G10+ 415 |  | 0.415 | 6 | 179 | 26 |  | Fixed | Roof
NJADRE1558829552 | Administratively Determined Incentive Program | Browns Mills | 8015 | 7.89 | Residential | Behind the Meter | Yes | SunnyMac, LLC | JCP&L |  | Accepted | 2024-12-23 | 2025-01-08 | 2026-01-08 | Inverters | SolarEdge Technologies Inc. | SE5700H-USMNUBL15 (Domestic) | 5700 |  | 1 |  |  | 0.99 |  | Outdoor
NJADRE1558833631 | Administratively Determined Incentive Program | East Orange | 7017 | 8.2 | Residential | Behind the Meter | Yes | Sunrun Installation Services, Inc. | PSE&G |  | Accepted | 2024-12-18 | 2025-01-02 | 2026-01-02 | Solar Panels | HANWHA Q-CELLS | Q.PEAK DUO BLK ML-G10+ 410 |  | 0.41 | 10 | 35 | 30 |  | Fixed | Roof
NJADRE1558833631 | Administratively Determined Incentive Program | East Orange | 7017 | 8.2 | Residential | Behind the Meter | Yes | Sunrun Installation Services, Inc. | PSE&G |  | Accepted | 2024-12-18 | 2025-01-02 | 2026-01-02 | Inverters | SOLAREDGE TECHNOLOGIES | SE5700H-USMN | 5760 |  | 1 |  |  | 0.99 |  | Outdoor
NJADRE1558833631 | Administratively Determined Incentive Program | East Orange | 7017 | 8.2 | Residential | Behind the Meter | Yes | Sunrun Installation Services, Inc. | PSE&G |  | Accepted | 2024-12-18 | 2025-01-02 | 2026-01-02 | Solar Panels | HANWHA Q-CELLS | Q.PEAK DUO BLK ML-G10+ 410 |  | 0.41 | 10 | 214 | 34 |  | Fixed | Roof
NJADRE1558833654 | Administratively Determined Incentive Program | PITTSGROVE | 8318 | 17.22 | Residential | Behind the Meter | Yes | Onsite Energy, Inc. | PSE&G |  | Accepted | 2024-12-18 | 2025-01-09 | 2026-01-09 | Inverters | SOLAREDGE TECHNOLOGIES | SE7600H-US (240V) | 7600 |  | 2 |  |  | 0.992 |  | Outdoor
NJADRE1558833654 | Administratively Determined Incentive Program | PITTSGROVE | 8318 | 17.22 | Residential | Behind the Meter | Yes | Onsite Energy, Inc. | PSE&G |  | Accepted | 2024-12-18 | 2025-01-09 | 2026-01-09 | Solar Panels | SILFAB | SIL-420 QD |  | 0.42 | 20 | 214 | 15 |  | Fixed | Roof
NJADRE1558833654 | Administratively Determined Incentive Program | PITTSGROVE | 8318 | 17.22 | Residential | Behind the Meter | Yes | Onsite Energy, Inc. | PSE&G |  | Accepted | 2024-12-18 | 2025-01-09 | 2026-01-09 | Solar Panels | SILFAB | SIL-420 QD |  | 0.42 | 21 | 34 | 19 |  | Fixed | Roof
NJADRE1558833654 | Administratively Determined Incentive Program | PITTSGROVE | 8318 | 17.22 | Residential | Behind the Meter | Yes | Onsite Energy, Inc. | PSE&G |  | Accepted | 2024-12-18 | 2025-01-09 | 2026-01-09 | Meters | SOLAREDGE TECHNOLOGIES | SE-1000-ZBGW-K-NA |  |  | 1 |  |  |  | Yes | Outdoor
NJADRE1558833680 | Administratively Determined Incentive Program | Clifton | 7011 | 6.15 | Residential | Behind the Meter | Yes | Trinity Solar, LLC | PSE&G |  | Accepted | 2024-12-18 | 2024-12-31 | 2025-12-31 | Inverters | TESLA | 1538000-XX-Y | 5000 |  | 1 |  |  | 0.97 |  | Outside
NJADRE1558833680 | Administratively Determined Incentive Program | Clifton | 7011 | 6.15 | Residential | Behind the Meter | Yes | Trinity Solar, LLC | PSE&G |  | Accepted | 2024-12-18 | 2024-12-31 | 2025-12-31 | Solar Panels | HANWHA | Q.PEAK DUO BLK ML-G10+ 410 |  | 0.41 | 9 | 77 | 29 |  | Fixed | Roof
NJADRE1558833680 | Administratively Determined Incentive Program | Clifton | 7011 | 6.15 | Residential | Behind the Meter | Yes | Trinity Solar, LLC | PSE&G |  | Accepted | 2024-12-18 | 2024-12-31 | 2025-12-31 | Solar Panels | HANWHA | Q.PEAK DUO BLK ML-G10+ 410 |  | 0.41 | 6 | 77 | 34 |  | Fixed | Roof
NJADRE1558833731 | Administratively Determined Incentive Program | Woodland Park | 7424 | 11.48 | Residential | Behind the Meter | Yes | Trinity Solar, LLC | PSE&G |  | Accepted | 2024-12-18 | 2025-01-02 | 2026-01-02 | Solar Panels | Hanwha | HANWHA 410 (Q.PEAK DUO BLK ML-G10+ 410) |  | 0.41 | 6 | 291 | 23 |  | Fixed | Roof
NJADRE1558833731 | Administratively Determined Incentive Program | Woodland Park | 7424 | 11.48 | Residential | Behind the Meter | Yes | Trinity Solar, LLC | PSE&G |  | Accepted | 2024-12-18 | 2025-01-02 | 2026-01-02 | Solar Panels | Hanwha | HANWHA 410 (Q.PEAK DUO BLK ML-G10+ 410) |  | 0.41 | 16 | 202 | 40 |  | Fixed | Roof
NJADRE1558833731 | Administratively Determined Incentive Program | Woodland Park | 7424 | 11.48 | Residential | Behind the Meter | Yes | Trinity Solar, LLC | PSE&G |  | Accepted | 2024-12-18 | 2025-01-02 | 2026-01-02 | Solar Panels | Hanwha | HANWHA 410 (Q.PEAK DUO BLK ML-G10+ 410) |  | 0.41 | 6 | 111 | 23 |  | Fixed | Roof
NJADRE1558833731 | Administratively Determined Incentive Program | Woodland Park | 7424 | 11.48 | Residential | Behind the Meter | Yes | Trinity Solar, LLC | PSE&G |  | Accepted | 2024-12-18 | 2025-01-02 | 2026-01-02 | Inverters | Solar Edge | USE10000H-USMNBL75 | 10000 |  | 1 |  |  | 0.97 |  | Outdoor
NJADRE1558833767 | Administratively Determined Incentive Program | EGG HARBOR TOWNSHIP | 8234 | 9.84 | Residential | Behind the Meter | Yes | EMT Renewables, LLC | AC Electric |  | Accepted | 2024-12-18 | 2025-01-02 | 2026-01-02 | Inverters | ENPHASE | IQ8+ | 290 |  | 24 |  |  | 0.98 |  | Other | UNDER EACH PANEL
NJADRE1558833767 | Administratively Determined Incentive Program | EGG HARBOR TOWNSHIP | 8234 | 9.84 | Residential | Behind the Meter | Yes | EMT Renewables, LLC | AC Electric |  | Accepted | 2024-12-18 | 2025-01-02 | 2026-01-02 | Solar Panels | TRINA | TSM-NE09RC.05 |  | 0.41 | 10 | 111 | 33 |  | Fixed | Roof
NJADRE1558833767 | Administratively Determined Incentive Program | EGG HARBOR TOWNSHIP | 8234 | 9.84 | Residential | Behind the Meter | Yes | EMT Renewables, LLC | AC Electric |  | Accepted | 2024-12-18 | 2025-01-02 | 2026-01-02 | Solar Panels | TRINA | TSM-NE09RC.05 |  | 0.41 | 14 | 111 | 33 |  | Fixed | Roof
NJADRE1558833946 | Administratively Determined Incentive Program | Mount Laurel | 8054 | 976.5 | Commercial | Behind the Meter | No | Mobius Solar I, LLC | PSE&G |  | Accepted | 2024-12-18 | 2025-01-03 | 2026-01-03 | Solar Panels | YINGLI SOLAR | YL375D-36B 375W |  | 0.375 | 612 | 110 | 5 |  | Fixed | Roof | Carport
NJADRE1558833946 | Administratively Determined Incentive Program | Mount Laurel | 8054 | 976.5 | Commercial | Behind the Meter | No | Mobius Solar I, LLC | PSE&G |  | Accepted | 2024-12-18 | 2025-01-03 | 2026-01-03 | Solar Panels | YINGLI SOLAR | YL375D-36B 375W |  | 0.375 | 228 | 110 | 5 |  | Fixed | Roof | Carport
NJADRE1558833946 | Administratively Determined Incentive Program | Mount Laurel | 8054 | 976.5 | Commercial | Behind the Meter | No | Mobius Solar I, LLC | PSE&G |  | Accepted | 2024-12-18 | 2025-01-03 | 2026-01-03 | Inverters | SMA | STP CORE1 33-US | 33300 |  | 25 |  |  | 0.975 |  | Outside
NJADRE1558833946 | Administratively Determined Incentive Program | Mount Laurel | 8054 | 976.5 | Commercial | Behind the Meter | No | Mobius Solar I, LLC | PSE&G |  | Accepted | 2024-12-18 | 2025-01-03 | 2026-01-03 | Solar Panels | YINGLI SOLAR | YL375D-36B 375W |  | 0.375 | 462 | 117 | 5 |  | Fixed | Roof | Outside
NJADRE1558833946 | Administratively Determined Incentive Program | Mount Laurel | 8054 | 976.5 | Commercial | Behind the Meter | No | Mobius Solar I, LLC | PSE&G |  | Accepted | 2024-12-18 | 2025-01-03 | 2026-01-03 | Solar Panels | YINGLI SOLAR | YL375D-36B 375W |  | 0.375 | 612 | 110 | 5 |  | Fixed | Roof | CARPORT
NJADRE1558833946 | Administratively Determined Incentive Program | Mount Laurel | 8054 | 976.5 | Commercial | Behind the Meter | No | Mobius Solar I, LLC | PSE&G |  | Accepted | 2024-12-18 | 2025-01-03 | 2026-01-03 | Solar Panels | YINGLI SOLAR | YL375D-36B 375W |  | 0.375 | 228 | 110 | 5 |  | Fixed | Roof | Carport
NJADRE1558833946 | Administratively Determined Incentive Program | Mount Laurel | 8054 | 976.5 | Commercial | Behind the Meter | No | Mobius Solar I, LLC | PSE&G |  | Accepted | 2024-12-18 | 2025-01-03 | 2026-01-03 | Solar Panels | YINGLI SOLAR | YL375D-36B 375W |  | 0.375 | 462 | 117 | 5 |  | Fixed | Roof | Carport
NJADRE1558833982 | Administratively Determined Incentive Program | North Bergen | 7047 | 3.4 | Residential | Behind the Meter | Yes | Solar Mite Solutions, LLC | PSE&G |  | Accepted | 2024-12-18 | 2025-01-02 | 2026-01-02 | Solar Panels | Jinko | JKM425N |  | 0.425 | 8 | 208 | 20 |  | Fixed | Roof
NJADRE1558833982 | Administratively Determined Incentive Program | North Bergen | 7047 | 3.4 | Residential | Behind the Meter | Yes | Solar Mite Solutions, LLC | PSE&G |  | Accepted | 2024-12-18 | 2025-01-02 | 2026-01-02 | Inverters | Enphase | IQ7HS-66-M-US | 384 |  | 8 |  |  | 0.97 |  | Outside
NJADRE1558834030 | Administratively Determined Incentive Program | Pleasantville | 8232 | 3.69 | Residential | Behind the Meter | Yes | Sunrun Installation Services, Inc. | AC Electric |  | Accepted | 2024-12-18 | 2025-01-02 | 2026-01-02 | Solar Panels | Hanwha Q-Cells | Q.PEAK DUO BLK ML-G10+ 410 |  | 0.41 | 3 | 120 | 30 |  | Fixed | Roof
NJADRE1558834030 | Administratively Determined Incentive Program | Pleasantville | 8232 | 3.69 | Residential | Behind the Meter | Yes | Sunrun Installation Services, Inc. | AC Electric |  | Accepted | 2024-12-18 | 2025-01-02 | 2026-01-02 | Solar Panels | Hanwha Q-Cells | Q.PEAK DUO BLK ML-G10+ 410 |  | 0.41 | 2 | 208 | 32 |  | Fixed | Roof
NJADRE1558834030 | Administratively Determined Incentive Program | Pleasantville | 8232 | 3.69 | Residential | Behind the Meter | Yes | Sunrun Installation Services, Inc. | AC Electric |  | Accepted | 2024-12-18 | 2025-01-02 | 2026-01-02 | Inverters | SolarEdge Technologies | SE3800H-USMN | 3800 |  | 1 |  |  | 0.99 |  | Outdoor | Next to meter
NJADRE1558834030 | Administratively Determined Incentive Program | Pleasantville | 8232 | 3.69 | Residential | Behind the Meter | Yes | Sunrun Installation Services, Inc. | AC Electric |  | Accepted | 2024-12-18 | 2025-01-02 | 2026-01-02 | Solar Panels | Hanwha Q-Cells | Q.PEAK DUO BLK ML-G10+ 410 |  | 0.41 | 2 | 29 | 27 |  | Fixed | Roof
NJADRE1558834030 | Administratively Determined Incentive Program | Pleasantville | 8232 | 3.69 | Residential | Behind the Meter | Yes | Sunrun Installation Services, Inc. | AC Electric |  | Accepted | 2024-12-18 | 2025-01-02 | 2026-01-02 | Solar Panels | Hanwha Q-Cells | Q.PEAK DUO BLK ML-G10+ 410 |  | 0.41 | 2 | 210 | 36 |  | Fixed | Roof
NJADRE1558834032 | Administratively Determined Incentive Program | Roxbury Township | 7876 | 14.19 | Residential | Behind the Meter | Yes | Venture Home Solar, LLC | JCP&L |  | Accepted | 2024-12-18 | 2025-01-06 | 2026-01-06 | Solar Panels | Hanwha | Q.TRON BLK M-G2+ 430 |  | 0.43 | 19 | 247 | 19 |  | Fixed | Roof
NJADRE1558834032 | Administratively Determined Incentive Program | Roxbury Township | 7876 | 14.19 | Residential | Behind the Meter | Yes | Venture Home Solar, LLC | JCP&L |  | Accepted | 2024-12-18 | 2025-01-06 | 2026-01-06 | Inverters | EnPhase | IQ8MC-72-M-US (240V) | 330 |  | 33 |  |  | 0.9697 |  | Outside
NJADRE1558834032 | Administratively Determined Incentive Program | Roxbury Township | 7876 | 14.19 | Residential | Behind the Meter | Yes | Venture Home Solar, LLC | JCP&L |  | Accepted | 2024-12-18 | 2025-01-06 | 2026-01-06 | Solar Panels | Hanwha | Q.TRON BLK M-G2+ 430 |  | 0.43 | 4 | 337 | 17 |  | Fixed | Roof
NJADRE1558834032 | Administratively Determined Incentive Program | Roxbury Township | 7876 | 14.19 | Residential | Behind the Meter | Yes | Venture Home Solar, LLC | JCP&L |  | Accepted | 2024-12-18 | 2025-01-06 | 2026-01-06 | Solar Panels | Hanwha | Q.TRON BLK M-G2+ 430 |  | 0.43 | 10 | 157 | 17 |  | Fixed | Roof
NJADRE1558834062 | Administratively Determined Incentive Program | Ho-Ho-Kus | 7423 | 19.38 | Residential | Behind the Meter | No | Venture Home Solar, LLC | PSE&G |  | Accepted | 2024-12-18 | 2025-01-02 | 2026-01-02 | Solar Panels | Meyer Burger | Black 380 |  | 0.38 | 6 | 173 | 45 |  | Fixed | Roof
NJADRE1558834062 | Administratively Determined Incentive Program | Ho-Ho-Kus | 7423 | 19.38 | Residential | Behind the Meter | No | Venture Home Solar, LLC | PSE&G |  | Accepted | 2024-12-18 | 2025-01-02 | 2026-01-02 | Solar Panels | Meyer Burger | Black 380 |  | 0.38 | 4 | 83 | 20 |  | Fixed | Roof
NJADRE1558834062 | Administratively Determined Incentive Program | Ho-Ho-Kus | 7423 | 19.38 | Residential | Behind the Meter | No | Venture Home Solar, LLC | PSE&G |  | Accepted | 2024-12-18 | 2025-01-02 | 2026-01-02 | Solar Panels | Meyer Burger | Black 380 |  | 0.38 | 6 | 263 | 42 |  | Fixed | Roof
NJADRE1558834062 | Administratively Determined Incentive Program | Ho-Ho-Kus | 7423 | 19.38 | Residential | Behind the Meter | No | Venture Home Solar, LLC | PSE&G |  | Accepted | 2024-12-18 | 2025-01-02 | 2026-01-02 | Solar Panels | Meyer Burger | Black 380 |  | 0.38 | 1 | 173 | 45 |  | Fixed | Roof
NJADRE1558834062 | Administratively Determined Incentive Program | Ho-Ho-Kus | 7423 | 19.38 | Residential | Behind the Meter | No | Venture Home Solar, LLC | PSE&G |  | Accepted | 2024-12-18 | 2025-01-02 | 2026-01-02 | Solar Panels | Meyer Burger | Black 380 |  | 0.38 | 1 | 173 | 40 |  | Fixed | Roof
NJADRE1558834062 | Administratively Determined Incentive Program | Ho-Ho-Kus | 7423 | 19.38 | Residential | Behind the Meter | No | Venture Home Solar, LLC | PSE&G |  | Accepted | 2024-12-18 | 2025-01-02 | 2026-01-02 | Inverters | EnPhase | IQ8PLUS-72-M-US | 330 |  | 51 |  |  | 0.9697 |  | Outside
NJADRE1558834062 | Administratively Determined Incentive Program | Ho-Ho-Kus | 7423 | 19.38 | Residential | Behind the Meter | No | Venture Home Solar, LLC | PSE&G |  | Accepted | 2024-12-18 | 2025-01-02 | 2026-01-02 | Solar Panels | Meyer Burger | Black 380 |  | 0.38 | 1 | 173 | 45 |  | Fixed | Roof
NJADRE1558834062 | Administratively Determined Incentive Program | Ho-Ho-Kus | 7423 | 19.38 | Residential | Behind the Meter | No | Venture Home Solar, LLC | PSE&G |  | Accepted | 2024-12-18 | 2025-01-02 | 2026-01-02 | Solar Panels | Meyer Burger | Black 380 |  | 0.38 | 2 | 263 | 35 |  | Fixed | Roof
NJADRE1558834062 | Administratively Determined Incentive Program | Ho-Ho-Kus | 7423 | 19.38 | Residential | Behind the Meter | No | Venture Home Solar, LLC | PSE&G |  | Accepted | 2024-12-18 | 2025-01-02 | 2026-01-02 | Solar Panels | Meyer Burger | Black 380 |  | 0.38 | 2 | 263 | 20 |  | Fixed | Roof
NJADRE1558834062 | Administratively Determined Incentive Program | Ho-Ho-Kus | 7423 | 19.38 | Residential | Behind the Meter | No | Venture Home Solar, LLC | PSE&G |  | Accepted | 2024-12-18 | 2025-01-02 | 2026-01-02 | Solar Panels | Meyer Burger | Black 380 |  | 0.38 | 6 | 83 | 42 |  | Fixed | Roof
NJADRE1558834062 | Administratively Determined Incentive Program | Ho-Ho-Kus | 7423 | 19.38 | Residential | Behind the Meter | No | Venture Home Solar, LLC | PSE&G |  | Accepted | 2024-12-18 | 2025-01-02 | 2026-01-02 | Solar Panels | Meyer Burger | Black 380 |  | 0.38 | 7 | 173 | 43 |  | Fixed | Roof
NJADRE1558834062 | Administratively Determined Incentive Program | Ho-Ho-Kus | 7423 | 19.38 | Residential | Behind the Meter | No | Venture Home Solar, LLC | PSE&G |  | Accepted | 2024-12-18 | 2025-01-02 | 2026-01-02 | Solar Panels | Meyer Burger | Black 380 |  | 0.38 | 4 | 263 | 44 |  | Fixed | Roof
NJADRE1558834062 | Administratively Determined Incentive Program | Ho-Ho-Kus | 7423 | 19.38 | Residential | Behind the Meter | No | Venture Home Solar, LLC | PSE&G |  | Accepted | 2024-12-18 | 2025-01-02 | 2026-01-02 | Solar Panels | Meyer Burger | Black 380 |  | 0.38 | 6 | 83 | 20 |  | Fixed | Roof
NJADRE1558834062 | Administratively Determined Incentive Program | Ho-Ho-Kus | 7423 | 19.38 | Residential | Behind the Meter | No | Venture Home Solar, LLC | PSE&G |  | Accepted | 2024-12-18 | 2025-01-02 | 2026-01-02 | Solar Panels | Meyer Burger | Black 380 |  | 0.38 | 5 | 263 | 45 |  | Fixed | Roof
NJADRE1558834116 | Administratively Determined Incentive Program | East Orange | 7017 | 3.69 | Residential | Behind the Meter | No | Trinity Solar, LLC | PSE&G |  | Accepted | 2024-12-18 | 2025-01-02 | 2026-01-02 | Inverters | TESLA | 1707000-xx-y | 11500 |  | 2 |  |  | 0.97 |  | Outside
NJADRE1558834116 | Administratively Determined Incentive Program | East Orange | 7017 | 3.69 | Residential | Behind the Meter | No | Trinity Solar, LLC | PSE&G |  | Accepted | 2024-12-18 | 2025-01-02 | 2026-01-02 | Solar Panels | HANWHA | Q.PEAK DUO BLK ML-G10+ 410 |  | 0.41 | 2 | 201 | 40 |  | Fixed | Roof
NJADRE1558834116 | Administratively Determined Incentive Program | East Orange | 7017 | 3.69 | Residential | Behind the Meter | No | Trinity Solar, LLC | PSE&G |  | Accepted | 2024-12-18 | 2025-01-02 | 2026-01-02 | Solar Panels | HANWHA | Q.PEAK DUO BLK ML-G10+ 410 |  | 0.41 | 5 | 291 | 30 |  | Fixed | Roof
NJADRE1558834116 | Administratively Determined Incentive Program | East Orange | 7017 | 3.69 | Residential | Behind the Meter | No | Trinity Solar, LLC | PSE&G |  | Accepted | 2024-12-18 | 2025-01-02 | 2026-01-02 | Electric Storage Battery | TESLA | 1707000-xx-y |  |  | 2 |  |  |  | Lithium Ion |  | Outdoors
NJADRE1558834116 | Administratively Determined Incentive Program | East Orange | 7017 | 3.69 | Residential | Behind the Meter | No | Trinity Solar, LLC | PSE&G |  | Accepted | 2024-12-18 | 2025-01-02 | 2026-01-02 | Solar Panels | HANWHA | Q.PEAK DUO BLK ML-G10+ 410 |  | 0.41 | 2 | 111 | 30 |  | Fixed | Roof
NJADRE1558837863 | Administratively Determined Incentive Program | Mays Landing | 8330 | 15.58 | Residential | Behind the Meter | Yes | Sunrun Installation Services, Inc. | AC Electric |  | Accepted | 2024-12-18 | 2025-01-02 | 2026-01-02 | Electric Storage Battery | TESLA | POWERWALL 3 1707000-XX-Y |  |  | 1 |  |  |  | Lithium Ion |  | INSIDE
NJADRE1558837863 | Administratively Determined Incentive Program | Mays Landing | 8330 | 15.58 | Residential | Behind the Meter | Yes | Sunrun Installation Services, Inc. | AC Electric |  | Accepted | 2024-12-18 | 2025-01-02 | 2026-01-02 | Solar Panels | HANWHA Q-CELLS | Q.PEAK DUO BLK ML-G10+ 410 |  | 0.41 | 9 | 31 | 34 |  | Fixed | Roof
NJADRE1558837863 | Administratively Determined Incentive Program | Mays Landing | 8330 | 15.58 | Residential | Behind the Meter | Yes | Sunrun Installation Services, Inc. | AC Electric |  | Accepted | 2024-12-18 | 2025-01-02 | 2026-01-02 | Solar Panels | HANWHA Q-CELLS | Q.PEAK DUO BLK ML-G10+ 410 |  | 0.41 | 3 | 212 | 34 |  | Fixed | Roof
NJADRE1558837863 | Administratively Determined Incentive Program | Mays Landing | 8330 | 15.58 | Residential | Behind the Meter | Yes | Sunrun Installation Services, Inc. | AC Electric |  | Accepted | 2024-12-18 | 2025-01-02 | 2026-01-02 | Solar Panels | HANWHA Q-CELLS | Q.PEAK DUO BLK ML-G10+ 410 |  | 0.41 | 4 | 301 | 27 |  | Fixed | Roof
NJADRE1558837863 | Administratively Determined Incentive Program | Mays Landing | 8330 | 15.58 | Residential | Behind the Meter | Yes | Sunrun Installation Services, Inc. | AC Electric |  | Accepted | 2024-12-18 | 2025-01-02 | 2026-01-02 | Inverters | TESLA | POWERWALL 3 1707000-XX-Y | 11500 |  | 1 |  |  | 0.97 |  | Indoor
NJADRE1558837863 | Administratively Determined Incentive Program | Mays Landing | 8330 | 15.58 | Residential | Behind the Meter | Yes | Sunrun Installation Services, Inc. | AC Electric |  | Accepted | 2024-12-18 | 2025-01-02 | 2026-01-02 | Solar Panels | HANWHA Q-CELLS | Q.PEAK DUO BLK ML-G10+ 410 |  | 0.41 | 8 | 121 | 27 |  | Fixed | Roof
NJADRE1558837863 | Administratively Determined Incentive Program | Mays Landing | 8330 | 15.58 | Residential | Behind the Meter | Yes | Sunrun Installation Services, Inc. | AC Electric |  | Accepted | 2024-12-18 | 2025-01-02 | 2026-01-02 | Solar Panels | HANWHA Q-CELLS | Q.PEAK DUO BLK ML-G10+ 410 |  | 0.41 | 4 | 121 | 27 |  | Fixed | Roof
NJADRE1558837863 | Administratively Determined Incentive Program | Mays Landing | 8330 | 15.58 | Residential | Behind the Meter | Yes | Sunrun Installation Services, Inc. | AC Electric |  | Accepted | 2024-12-18 | 2025-01-02 | 2026-01-02 | Solar Panels | HANWHA Q-CELLS | Q.PEAK DUO BLK ML-G10+ 410 |  | 0.41 | 10 | 301 | 27 |  | Fixed | Roof
NJADRE1558837922 | Administratively Determined Incentive Program | Rockaway Twp | 7435 | 7.38 | Residential | Behind the Meter | Yes | Pro Custom Solar dba Momentum Solar | JCP&L |  | Accepted | 2024-12-19 | 2025-01-02 | 2026-01-02 | Inverters | Enphase | IQ8HC-72-M-DOM-US | 380 |  | 18 |  |  | 0.97 |  | Outside
NJADRE1558837922 | Administratively Determined Incentive Program | Rockaway Twp | 7435 | 7.38 | Residential | Behind the Meter | Yes | Pro Custom Solar dba Momentum Solar | JCP&L |  | Accepted | 2024-12-19 | 2025-01-02 | 2026-01-02 | Solar Panels | Hanwha | IQ8HC-72-M-DOM-US |  | 0.41 | 6 | 45 | 29 |  | Fixed | Roof
NJADRE1558837922 | Administratively Determined Incentive Program | Rockaway Twp | 7435 | 7.38 | Residential | Behind the Meter | Yes | Pro Custom Solar dba Momentum Solar | JCP&L |  | Accepted | 2024-12-19 | 2025-01-02 | 2026-01-02 | Solar Panels | Hanwha | IQ8HC-72-M-DOM-US |  | 0.41 | 6 | 225 | 29 |  | Fixed | Roof
NJADRE1558837922 | Administratively Determined Incentive Program | Rockaway Twp | 7435 | 7.38 | Residential | Behind the Meter | Yes | Pro Custom Solar dba Momentum Solar | JCP&L |  | Accepted | 2024-12-19 | 2025-01-02 | 2026-01-02 | Solar Panels | Hanwha | IQ8HC-72-M-DOM-US |  | 0.41 | 6 | 313 | 16 |  | Fixed | Roof
NJADRE1558838117 | Administratively Determined Incentive Program | Lawrence | 8648 | 9.84 | Residential | Behind the Meter | Yes | Trinity Solar, LLC | PSE&G |  | Accepted | 2024-12-18 | 2025-01-02 | 2026-01-02 | Solar Panels | HANWHA | Q.PEAK DUO BLK ML-G10+ 410 |  | 0.41 | 7 | 274 | 32 |  | Fixed | Roof
NJADRE1558838117 | Administratively Determined Incentive Program | Lawrence | 8648 | 9.84 | Residential | Behind the Meter | Yes | Trinity Solar, LLC | PSE&G |  | Accepted | 2024-12-18 | 2025-01-02 | 2026-01-02 | Inverters | TESLA | 1538000-XX-Y | 3800 |  | 1 |  |  | 0.97 |  | Outside
NJADRE1558838117 | Administratively Determined Incentive Program | Lawrence | 8648 | 9.84 | Residential | Behind the Meter | Yes | Trinity Solar, LLC | PSE&G |  | Accepted | 2024-12-18 | 2025-01-02 | 2026-01-02 | Solar Panels | HANWHA | Q.PEAK DUO BLK ML-G10+ 410 |  | 0.41 | 2 | 94 | 10 |  | Fixed | Roof
NJADRE1558838117 | Administratively Determined Incentive Program | Lawrence | 8648 | 9.84 | Residential | Behind the Meter | Yes | Trinity Solar, LLC | PSE&G |  | Accepted | 2024-12-18 | 2025-01-02 | 2026-01-02 | Solar Panels | HANWHA | Q.PEAK DUO BLK ML-G10+ 410 |  | 0.41 | 2 | 274 | 10 |  | Fixed | Roof
NJADRE1558838117 | Administratively Determined Incentive Program | Lawrence | 8648 | 9.84 | Residential | Behind the Meter | Yes | Trinity Solar, LLC | PSE&G |  | Accepted | 2024-12-18 | 2025-01-02 | 2026-01-02 | Inverters | TESLA | 1538000-XX-Y | 5000 |  | 1 |  |  | 0.97 |  | Outside
NJADRE1558838117 | Administratively Determined Incentive Program | Lawrence | 8648 | 9.84 | Residential | Behind the Meter | Yes | Trinity Solar, LLC | PSE&G |  | Accepted | 2024-12-18 | 2025-01-02 | 2026-01-02 | Solar Panels | HANWHA | Q.PEAK DUO BLK ML-G10+ 410 |  | 0.41 | 7 | 184 | 43 |  | Fixed | Roof
NJADRE1558838117 | Administratively Determined Incentive Program | Lawrence | 8648 | 9.84 | Residential | Behind the Meter | Yes | Trinity Solar, LLC | PSE&G |  | Accepted | 2024-12-18 | 2025-01-02 | 2026-01-02 | Solar Panels | HANWHA | Q.PEAK DUO BLK ML-G10+ 410 |  | 0.41 | 6 | 94 | 32 |  | Fixed | Roof
NJADRE1558838119 | Administratively Determined Incentive Program | Cream Ridge | 8514 | 10.25 | Residential | Behind the Meter | Yes | Trinity Solar, LLC | JCP&L |  | Accepted | 2024-12-18 | 2025-01-13 | 2026-01-13 | Inverters | Tesla | 1538000-XX-Y | 7600 |  | 1 |  |  | 0.986 |  | Outdoor
NJADRE1558838119 | Administratively Determined Incentive Program | Cream Ridge | 8514 | 10.25 | Residential | Behind the Meter | Yes | Trinity Solar, LLC | JCP&L |  | Accepted | 2024-12-18 | 2025-01-13 | 2026-01-13 | Solar Panels | HANWHA | Q.PEAK DUO BLK ML-G10+ 410 |  | 0.41 | 25 | 265 | 16 |  | Fixed | Roof
NJADRE1558838148 | Administratively Determined Incentive Program | Newark | 7103 | 9.89 | Residential | Behind the Meter | Yes | Seapoint Solar Energy LLC | PSE&G |  | Accepted | 2025-01-14 | 2025-01-28 | 2026-01-28 | Solar Panels | SILFAB SOLAR | Silfab Sil-430 QD |  | 0.43 | 23 | 107 | 8 |  | Fixed | Roof
NJADRE1558838148 | Administratively Determined Incentive Program | Newark | 7103 | 9.89 | Residential | Behind the Meter | Yes | Seapoint Solar Energy LLC | PSE&G |  | Accepted | 2025-01-14 | 2025-01-28 | 2026-01-28 | Inverters | ENPHASE IQ8PLUS | IQ8PLUS-72-M-US | 290 |  | 23 |  |  | 0.97 |  | Outdoor
NJADRE1558838151 | Administratively Determined Incentive Program | Union | 7083 | 9.43 | Residential | Behind the Meter | Yes | Trinity Solar, LLC | PSE&G |  | Accepted | 2024-12-18 | 2025-01-02 | 2026-01-02 | Solar Panels | HANWHA | Q.PEAK DUO BLK ML-G10+ 410 |  | 0.41 | 11 | 130 | 34 |  | Fixed | Roof
NJADRE1558838151 | Administratively Determined Incentive Program | Union | 7083 | 9.43 | Residential | Behind the Meter | Yes | Trinity Solar, LLC | PSE&G |  | Accepted | 2024-12-18 | 2025-01-02 | 2026-01-02 | Solar Panels | HANWHA | Q.PEAK DUO BLK ML-G10+ 410 |  | 0.41 | 2 | 130 | 10 |  | Fixed | Roof
NJADRE1558838151 | Administratively Determined Incentive Program | Union | 7083 | 9.43 | Residential | Behind the Meter | Yes | Trinity Solar, LLC | PSE&G |  | Accepted | 2024-12-18 | 2025-01-02 | 2026-01-02 | Solar Panels | HANWHA | Q.PEAK DUO BLK ML-G10+ 410 |  | 0.41 | 5 | 221 | 37 |  | Fixed | Roof
NJADRE1558838151 | Administratively Determined Incentive Program | Union | 7083 | 9.43 | Residential | Behind the Meter | Yes | Trinity Solar, LLC | PSE&G |  | Accepted | 2024-12-18 | 2025-01-02 | 2026-01-02 | Inverters | Solar Edge | SE7600H-US | 7600 |  | 1 |  |  | 0.97 |  | Outside
NJADRE1558838151 | Administratively Determined Incentive Program | Union | 7083 | 9.43 | Residential | Behind the Meter | Yes | Trinity Solar, LLC | PSE&G |  | Accepted | 2024-12-18 | 2025-01-02 | 2026-01-02 | Solar Panels | HANWHA | Q.PEAK DUO BLK ML-G10+ 410 |  | 0.41 | 5 | 41 | 37 |  | Fixed | Roof
NJADRE1558838294 | Administratively Determined Incentive Program | WILLINGBORO | 8046 | 8.8 | Residential | Behind the Meter | Yes | GenSun Roofing and Solar, LLC | PSE&G |  | Accepted | 2024-12-18 | 2025-01-02 | 2026-01-02 | Solar Panels | LONGI SOLAR | LR5-54HABB- 400W |  | 0.4 | 18 | 196 | 40 |  | Fixed | Roof
NJADRE1558838294 | Administratively Determined Incentive Program | WILLINGBORO | 8046 | 8.8 | Residential | Behind the Meter | Yes | GenSun Roofing and Solar, LLC | PSE&G |  | Accepted | 2024-12-18 | 2025-01-02 | 2026-01-02 | Inverters | SolarEdge | SE7600H-US | 7600 |  | 1 |  |  | 0.99 |  | Outside
NJADRE1558838294 | Administratively Determined Incentive Program | WILLINGBORO | 8046 | 8.8 | Residential | Behind the Meter | Yes | GenSun Roofing and Solar, LLC | PSE&G |  | Accepted | 2024-12-18 | 2025-01-02 | 2026-01-02 | Solar Panels | LONGI SOLAR | LR5-54HABB- 400W |  | 0.4 | 4 | 196 | 20 |  | Fixed | Roof
NJADRE1558838369 | Administratively Determined Incentive Program | NEWTON | 7860 | 11.75 | Residential | Behind the Meter | No | NJ Solar Power, LLC | JCP&L |  | Accepted | 2024-12-18 | 2025-01-02 | 2026-01-02 | Inverters | SolarEdge | SE10000H-US | 10000 |  | 1 |  |  | 0.99 |  | Outside
NJADRE1558838369 | Administratively Determined Incentive Program | NEWTON | 7860 | 11.75 | Residential | Behind the Meter | No | NJ Solar Power, LLC | JCP&L |  | Accepted | 2024-12-18 | 2025-01-02 | 2026-01-02 | Solar Panels | Hanwha | Q.TRON BLK M-G2+ 435 |  | 0.435 | 5 | 316 | 23 |  | Fixed | Roof | Roof 2
NJADRE1558838369 | Administratively Determined Incentive Program | NEWTON | 7860 | 11.75 | Residential | Behind the Meter | No | NJ Solar Power, LLC | JCP&L |  | Accepted | 2024-12-18 | 2025-01-02 | 2026-01-02 | Solar Panels | Hanwha | Q.TRON BLK M-G2+ 435 |  | 0.435 | 22 | 136 | 23 |  | Fixed | Roof | Roof 1
NJADRE1558838653 | Administratively Determined Incentive Program | West Deptford | 8051 | 8.4 | Residential | Behind the Meter | No | Public Service Solar, LLC | AC Electric |  | Accepted | 2024-12-18 | 2025-01-02 | 2026-01-02 | Inverters | Enphase | iQ8HC-72-M-US | 380 |  | 20 |  |  | 0.96 |  | Outdoor | Under panel
NJADRE1558838653 | Administratively Determined Incentive Program | West Deptford | 8051 | 8.4 | Residential | Behind the Meter | No | Public Service Solar, LLC | AC Electric |  | Accepted | 2024-12-18 | 2025-01-02 | 2026-01-02 | Solar Panels | Panasonic | EVPV420HK2 |  | 0.42 | 20 | 163 | 31 |  | Fixed | Roof
NJADRE1558838675 | Administratively Determined Incentive Program | Newton | 7860 | 13.18 | Residential | Behind the Meter | No | Team Sunshine Construction, LLC | JCP&L |  | Accepted | 2024-12-18 | 2025-01-02 | 2026-01-02 | Solar Panels | JINKO SOLAR | JKM425N-54HL4-B |  | 0.425 | 5 | 68 | 33 |  | Fixed | Roof
NJADRE1558838675 | Administratively Determined Incentive Program | Newton | 7860 | 13.18 | Residential | Behind the Meter | No | Team Sunshine Construction, LLC | JCP&L |  | Accepted | 2024-12-18 | 2025-01-02 | 2026-01-02 | Solar Panels | JINKO SOLAR | JKM425N-54HL4-B |  | 0.425 | 26 | 158 | 33 |  | Fixed | Roof
NJADRE1558838675 | Administratively Determined Incentive Program | Newton | 7860 | 13.18 | Residential | Behind the Meter | No | Team Sunshine Construction, LLC | JCP&L |  | Accepted | 2024-12-18 | 2025-01-02 | 2026-01-02 | Inverters | ENPHASE | IQ8M-72-2-US | 325 |  | 31 |  |  | 0.98 |  | Outdoor
NJADRE1558838716 | Administratively Determined Incentive Program | RIDGEFIELD BORO | 7657 | 16.81 | Residential | Behind the Meter | Yes | Sunrun Installation Services, Inc. | PSE&G |  | Accepted | 2024-12-18 | 2025-01-02 | 2026-01-02 | Solar Panels | Hanwha Q Cells | Q.PEAK DUO BLK ML-G10+ 410 |  | 0.41 | 6 | 307 | 20 |  | Fixed | Roof
NJADRE1558838716 | Administratively Determined Incentive Program | RIDGEFIELD BORO | 7657 | 16.81 | Residential | Behind the Meter | Yes | Sunrun Installation Services, Inc. | PSE&G |  | Accepted | 2024-12-18 | 2025-01-02 | 2026-01-02 | Solar Panels | Hanwha Q Cells | Q.PEAK DUO BLK ML-G10+ 410 |  | 0.41 | 12 | 37 | 20 |  | Fixed | Roof
NJADRE1558838716 | Administratively Determined Incentive Program | RIDGEFIELD BORO | 7657 | 16.81 | Residential | Behind the Meter | Yes | Sunrun Installation Services, Inc. | PSE&G |  | Accepted | 2024-12-18 | 2025-01-02 | 2026-01-02 | Solar Panels | Hanwha Q Cells | Q.PEAK DUO BLK ML-G10+ 410 |  | 0.41 | 3 | 126 | 20 |  | Fixed | Roof
NJADRE1558838716 | Administratively Determined Incentive Program | RIDGEFIELD BORO | 7657 | 16.81 | Residential | Behind the Meter | Yes | Sunrun Installation Services, Inc. | PSE&G |  | Accepted | 2024-12-18 | 2025-01-02 | 2026-01-02 | Inverters | SOLAREDGE TECHNOLOGIES | SE5700H-USMN | 5760 |  | 2 |  |  | 0.99 |  | Outside
NJADRE1558838716 | Administratively Determined Incentive Program | RIDGEFIELD BORO | 7657 | 16.81 | Residential | Behind the Meter | Yes | Sunrun Installation Services, Inc. | PSE&G |  | Accepted | 2024-12-18 | 2025-01-02 | 2026-01-02 | Solar Panels | Hanwha Q Cells | Q.PEAK DUO BLK ML-G10+ 410 |  | 0.41 | 20 | 217 | 20 |  | Fixed | Roof
NJADRE1558838716 | Administratively Determined Incentive Program | RIDGEFIELD BORO | 7657 | 16.81 | Residential | Behind the Meter | Yes | Sunrun Installation Services, Inc. | PSE&G |  | Accepted | 2024-12-18 | 2025-01-02 | 2026-01-02 | Meters | SOLAREDGE TECHNOLOGIES | SE5700H-USMN |  |  | 1 |  |  |  | Yes | Outdoor
NJADRE1558838716 | Administratively Determined Incentive Program | RIDGEFIELD BORO | 7657 | 16.81 | Residential | Behind the Meter | Yes | Sunrun Installation Services, Inc. | PSE&G |  | Accepted | 2024-12-18 | 2025-01-02 | 2026-01-02 | Meters | SOLAREDGE TECHNOLOGIES | SE5700H-USMN |  |  | 1 |  |  |  | Yes | Outdoor
NJADRE1558839179 | Administratively Determined Incentive Program | RUTHERFORD | 7070 | 7.2 | Residential | Behind the Meter | Yes | GenSun Roofing and Solar, LLC | PSE&G |  | Accepted | 2024-12-18 | 2025-01-02 | 2026-01-02 | Solar Panels | LONGI SOLAR | LR5-54HABB- 400W |  | 0.4 | 5 | 127 | 23 |  | Fixed | Roof
NJADRE1558839179 | Administratively Determined Incentive Program | RUTHERFORD | 7070 | 7.2 | Residential | Behind the Meter | Yes | GenSun Roofing and Solar, LLC | PSE&G |  | Accepted | 2024-12-18 | 2025-01-02 | 2026-01-02 | Solar Panels | LONGI SOLAR | LR5-54HABB- 400W |  | 0.4 | 3 | 307 | 23 |  | Fixed | Roof
NJADRE1558839179 | Administratively Determined Incentive Program | RUTHERFORD | 7070 | 7.2 | Residential | Behind the Meter | Yes | GenSun Roofing and Solar, LLC | PSE&G |  | Accepted | 2024-12-18 | 2025-01-02 | 2026-01-02 | Inverters | SOLAREDGE | SE10000H-US | 10000 |  | 1 |  |  | 0.99 |  | Outside
NJADRE1558839179 | Administratively Determined Incentive Program | RUTHERFORD | 7070 | 7.2 | Residential | Behind the Meter | Yes | GenSun Roofing and Solar, LLC | PSE&G |  | Accepted | 2024-12-18 | 2025-01-02 | 2026-01-02 | Solar Panels | LONGI SOLAR | LR5-54HABB- 400W |  | 0.4 | 10 | 37 | 23 |  | Fixed | Roof
NJADRE1558852259 | Administratively Determined Incentive Program | Butler | 7405 | 6.56 | Residential | Behind the Meter | Yes | Trinity Solar, LLC | Butler |  | Accepted | 2024-12-19 | 2025-01-02 | 2026-01-02 | Solar Panels | HANWHA | Q.PEAK DUO BLK ML-G10+ 410 |  | 0.41 | 8 | 192 | 36 |  | Fixed | Roof
NJADRE1558852259 | Administratively Determined Incentive Program | Butler | 7405 | 6.56 | Residential | Behind the Meter | Yes | Trinity Solar, LLC | Butler |  | Accepted | 2024-12-19 | 2025-01-02 | 2026-01-02 | Inverters | TESLA | 1707000-xx-y | 11500 |  | 2 |  |  | 0.97 |  | Outside
NJADRE1558852259 | Administratively Determined Incentive Program | Butler | 7405 | 6.56 | Residential | Behind the Meter | Yes | Trinity Solar, LLC | Butler |  | Accepted | 2024-12-19 | 2025-01-02 | 2026-01-02 | Electric Storage Battery | TESLA | 1707000-xx-y |  |  | 2 |  |  |  | Lithium Ion |  | Outdoors
NJADRE1558852259 | Administratively Determined Incentive Program | Butler | 7405 | 6.56 | Residential | Behind the Meter | Yes | Trinity Solar, LLC | Butler |  | Accepted | 2024-12-19 | 2025-01-02 | 2026-01-02 | Solar Panels | HANWHA | Q.PEAK DUO BLK ML-G10+ 410 |  | 0.41 | 8 | 12 | 36 |  | Fixed | Roof
NJADRE1558852316 | Administratively Determined Incentive Program | Township Of Washington | 7676 | 3.22 | Residential | Behind the Meter | No | SmartRoof, LLC | PSE&G |  | Accepted | 2024-12-19 | 2025-01-09 | 2026-01-09 | Solar Panels | GAF | TLS1 |  | 0.046 | 18 | 321 | 30 |  | Fixed | Roof
NJADRE1558852316 | Administratively Determined Incentive Program | Township Of Washington | 7676 | 3.22 | Residential | Behind the Meter | No | SmartRoof, LLC | PSE&G |  | Accepted | 2024-12-19 | 2025-01-09 | 2026-01-09 | Solar Panels | GAF | TLS1 |  | 0.046 | 28 | 231 | 39 |  | Fixed | Roof
NJADRE1558852316 | Administratively Determined Incentive Program | Township Of Washington | 7676 | 3.22 | Residential | Behind the Meter | No | SmartRoof, LLC | PSE&G |  | Accepted | 2024-12-19 | 2025-01-09 | 2026-01-09 | Inverters | Delta | Delta m6 tl us | 6000 |  | 1 |  |  | 0.98 |  | Outside
NJADRE1558852316 | Administratively Determined Incentive Program | Township Of Washington | 7676 | 3.22 | Residential | Behind the Meter | No | SmartRoof, LLC | PSE&G |  | Accepted | 2024-12-19 | 2025-01-09 | 2026-01-09 | Solar Panels | GAF | TLS1 |  | 0.046 | 24 | 141 | 37 |  | Fixed | Roof
NJADRE1558852400 | Administratively Determined Incentive Program | Waretown | 8758 | 7.38 | Residential | Behind the Meter | Yes | Sunrun Installation Services, Inc. | JCP&L |  | Accepted | 2024-12-19 | 2025-01-02 | 2026-01-02 | Inverters | SolarEdge Technologies | SE5700H-USMN | 5760 |  | 1 |  |  | 0.99 |  | Outdoor | Next to meter
NJADRE1558852400 | Administratively Determined Incentive Program | Waretown | 8758 | 7.38 | Residential | Behind the Meter | Yes | Sunrun Installation Services, Inc. | JCP&L |  | Accepted | 2024-12-19 | 2025-01-02 | 2026-01-02 | Solar Panels | Hanwha Q-Cells | Q.PEAK DUO BLK ML-G10+ 410 |  | 0.41 | 18 | 117 | 18 |  | Fixed | Roof
NJADRE1558852484 | Administratively Determined Incentive Program | PENNS GROVE | 8069 | 4.51 | Residential | Behind the Meter | Yes | Trinity Solar, LLC | AC Electric |  | Accepted | 2024-12-19 | 2025-01-02 | 2026-01-02 | Inverters | Solar Edge | SE3800H-US | 3800 |  | 1 |  |  | 0.97 |  | Outside
NJADRE1558852484 | Administratively Determined Incentive Program | PENNS GROVE | 8069 | 4.51 | Residential | Behind the Meter | Yes | Trinity Solar, LLC | AC Electric |  | Accepted | 2024-12-19 | 2025-01-02 | 2026-01-02 | Solar Panels | HANWHA | Q.PEAK DUO BLK ML-G10+ 410 |  | 0.41 | 11 | 116 | 27 |  | Fixed | Roof
NJADRE1558852495 | Administratively Determined Incentive Program | PATERSON CITY | 7502 | 4.51 | Residential | Behind the Meter | Yes | Sunrun Installation Services, Inc. | PSE&G |  | Accepted | 2024-12-19 | 2025-01-03 | 2026-01-03 | Solar Panels | Hanwha Q-Cells | Q.PEAK DUO BLK ML-G10+ 410 |  | 0.41 | 5 | 315 | 7 |  | Fixed | Roof
NJADRE1558852495 | Administratively Determined Incentive Program | PATERSON CITY | 7502 | 4.51 | Residential | Behind the Meter | Yes | Sunrun Installation Services, Inc. | PSE&G |  | Accepted | 2024-12-19 | 2025-01-03 | 2026-01-03 | Inverters | SolarEdge Technologies | SE3800H-USMN | 3800 |  | 1 |  |  | 0.99 |  | Outdoor | Next to meter
NJADRE1558852495 | Administratively Determined Incentive Program | PATERSON CITY | 7502 | 4.51 | Residential | Behind the Meter | Yes | Sunrun Installation Services, Inc. | PSE&G |  | Accepted | 2024-12-19 | 2025-01-03 | 2026-01-03 | Solar Panels | Hanwha Q-Cells | Q.PEAK DUO BLK ML-G10+ 410 |  | 0.41 | 6 | 135 | 6 |  | Fixed | Roof
NJADRE1558852535 | Administratively Determined Incentive Program | MILLVILLE | 8332 | 16.81 | Residential | Behind the Meter | Yes | Venture Home Solar, LLC | AC Electric |  | Accepted | 2024-12-19 | 2025-01-06 | 2026-01-06 | Solar Panels | Hanwha | Q.PEAK DUO BLK ML-G10+ 410 |  | 0.41 | 8 | 240 | 18 |  | Fixed | Roof
NJADRE1558852535 | Administratively Determined Incentive Program | MILLVILLE | 8332 | 16.81 | Residential | Behind the Meter | Yes | Venture Home Solar, LLC | AC Electric |  | Accepted | 2024-12-19 | 2025-01-06 | 2026-01-06 | Inverters | EnPhase | IQ8PLUS-72-2-US (240V) | 290 |  | 2 |  |  | 0.977 |  | Outside
NJADRE1558852535 | Administratively Determined Incentive Program | MILLVILLE | 8332 | 16.81 | Residential | Behind the Meter | Yes | Venture Home Solar, LLC | AC Electric |  | Accepted | 2024-12-19 | 2025-01-06 | 2026-01-06 | Solar Panels | Hanwha | Q.PEAK DUO BLK ML-G10+ 410 |  | 0.41 | 2 | 240 | 18 |  | Fixed | Roof
NJADRE1558852535 | Administratively Determined Incentive Program | MILLVILLE | 8332 | 16.81 | Residential | Behind the Meter | Yes | Venture Home Solar, LLC | AC Electric |  | Accepted | 2024-12-19 | 2025-01-06 | 2026-01-06 | Solar Panels | Hanwha | Q.PEAK DUO BLK ML-G10+ 410 |  | 0.41 | 23 | 240 | 18 |  | Fixed | Roof
NJADRE1558852535 | Administratively Determined Incentive Program | MILLVILLE | 8332 | 16.81 | Residential | Behind the Meter | Yes | Venture Home Solar, LLC | AC Electric |  | Accepted | 2024-12-19 | 2025-01-06 | 2026-01-06 | Solar Panels | Hanwha | Q.PEAK DUO BLK ML-G10+ 410 |  | 0.41 | 8 | 240 | 18 |  | Fixed | Roof
NJADRE1558852648 | Administratively Determined Incentive Program | Cranford | 7016 | 5.33 | Residential | Behind the Meter | No | EMT Renewables, LLC | PSE&G |  | Accepted | 2024-12-19 | 2025-01-03 | 2026-01-03 | Inverters | ENPHASE | IQ8+ | 290 |  | 13 |  |  | 0.98 |  | Other | UNDER EACH PANEL
NJADRE1558852648 | Administratively Determined Incentive Program | Cranford | 7016 | 5.33 | Residential | Behind the Meter | No | EMT Renewables, LLC | PSE&G |  | Accepted | 2024-12-19 | 2025-01-03 | 2026-01-03 | Solar Panels | Q CELLS | Q PEAK DUO BLK |  | 0.41 | 12 | 139 | 22 |  | Fixed | Roof
NJADRE1558852648 | Administratively Determined Incentive Program | Cranford | 7016 | 5.33 | Residential | Behind the Meter | No | EMT Renewables, LLC | PSE&G |  | Accepted | 2024-12-19 | 2025-01-03 | 2026-01-03 | Solar Panels | Q CELLS | Q PEAK DUO BLK |  | 0.41 | 1 | 229 | 22 |  | Fixed | Roof
NJADRE1558852754 | Administratively Determined Incentive Program | NEWTON | 7860 | 14.62 | Residential | Behind the Meter | Yes | Venture Home Solar, LLC | JCP&L |  | Accepted | 2024-12-19 | 2025-01-06 | 2026-01-06 | Solar Panels | Hanwha | Q.TRON BLK M-G2+ 430 |  | 0.43 | 14 | 132 | 33 |  | Fixed | Roof
NJADRE1558852754 | Administratively Determined Incentive Program | NEWTON | 7860 | 14.62 | Residential | Behind the Meter | Yes | Venture Home Solar, LLC | JCP&L |  | Accepted | 2024-12-19 | 2025-01-06 | 2026-01-06 | Solar Panels | Hanwha | Q.TRON BLK M-G2+ 430 |  | 0.43 | 6 | 132 | 15 |  | Fixed | Roof
NJADRE1558852754 | Administratively Determined Incentive Program | NEWTON | 7860 | 14.62 | Residential | Behind the Meter | Yes | Venture Home Solar, LLC | JCP&L |  | Accepted | 2024-12-19 | 2025-01-06 | 2026-01-06 | Solar Panels | Hanwha | Q.TRON BLK M-G2+ 430 |  | 0.43 | 14 | 312 | 33 |  | Fixed | Roof
NJADRE1558852754 | Administratively Determined Incentive Program | NEWTON | 7860 | 14.62 | Residential | Behind the Meter | Yes | Venture Home Solar, LLC | JCP&L |  | Accepted | 2024-12-19 | 2025-01-06 | 2026-01-06 | Inverters | Enphase Energy Inc. | IQ8MC-72-M-US | 330 |  | 34 |  |  | 0.9697 |  | Outside
NJADRE1558852912 | Administratively Determined Incentive Program | LODI BORO | 7644 | 9.84 | Residential | Behind the Meter | Yes | Sunrun Installation Services, Inc. | PSE&G |  | Accepted | 2024-12-19 | 2025-01-03 | 2026-01-03 | Solar Panels | Hanwha Q-Cells | Q.PEAK DUO BLK ML-G10+ 410 |  | 0.41 | 14 | 218 | 40 |  | Fixed | Roof
NJADRE1558852912 | Administratively Determined Incentive Program | LODI BORO | 7644 | 9.84 | Residential | Behind the Meter | Yes | Sunrun Installation Services, Inc. | PSE&G |  | Accepted | 2024-12-19 | 2025-01-03 | 2026-01-03 | Solar Panels | Hanwha Q-Cells | Q.PEAK DUO BLK ML-G10+ 410 |  | 0.41 | 10 | 38 | 40 |  | Fixed | Roof
NJADRE1558852912 | Administratively Determined Incentive Program | LODI BORO | 7644 | 9.84 | Residential | Behind the Meter | Yes | Sunrun Installation Services, Inc. | PSE&G |  | Accepted | 2024-12-19 | 2025-01-03 | 2026-01-03 | Inverters | SolarEdge Technologies | SE7600H-USMN | 7600 |  | 1 |  |  | 0.99 |  | Outdoor | Next to meter
NJADRE1558853230 | Administratively Determined Incentive Program | Madison | 7940 | 607.13 | Municipality | Behind the Meter | No | Bullet Electric, LLC | Borough of Madison |  | Accepted | 2024-12-19 | 2025-01-10 | 2026-01-10 | Inverters | SCA60KTL-D0/US; SCA50KTL-DO/US; SCA36KTL-DO/US | Chint | 486000 |  | 9 |  |  | 0.985 |  | Outside
NJADRE1558853230 | Administratively Determined Incentive Program | Madison | 7940 | 607.13 | Municipality | Behind the Meter | No | Bullet Electric, LLC | Borough of Madison |  | Accepted | 2024-12-19 | 2025-01-10 | 2026-01-10 | Meters | Accu Energy 1300 Series | PowerLCS 400 | NA |  | 1 |  |  |  | Yes | Outdoor
NJADRE1558853230 | Administratively Determined Incentive Program | Madison | 7940 | 607.13 | Municipality | Behind the Meter | No | Bullet Electric, LLC | Borough of Madison |  | Accepted | 2024-12-19 | 2025-01-10 | 2026-01-10 | Solar Panels | Trina Solar | TSM-DEG19C.20 |  | 0.545 | 1114 | 224 | 7 |  | Fixed | Parking Lot | Carport
NJADRE1558853424 | Administratively Determined Incentive Program | Holmdel | 7733 | 21.17 | Non Profit | Behind the Meter | Yes | Ecological Systems, LLC | JCP&L |  | Accepted | 2024-12-19 | 2025-01-03 | 2026-01-03 | Solar Panels | Bluesun | BSM415 |  | 0.415 | 51 | 177 | 25 |  | Fixed | Roof | Roof Top
NJADRE1558853424 | Administratively Determined Incentive Program | Holmdel | 7733 | 21.17 | Non Profit | Behind the Meter | Yes | Ecological Systems, LLC | JCP&L |  | Accepted | 2024-12-19 | 2025-01-03 | 2026-01-03 | Meters | Enphase | Envoy | 325 |  | 1 |  |  |  | Yes | Outdoor
NJADRE1558853424 | Administratively Determined Incentive Program | Holmdel | 7733 | 21.17 | Non Profit | Behind the Meter | Yes | Ecological Systems, LLC | JCP&L |  | Accepted | 2024-12-19 | 2025-01-03 | 2026-01-03 | Inverters | Bluesun | BSM415 | 380 |  | 51 |  |  | 0.99 |  | Outside | Roof Top
NJADRE1558853461 | Administratively Determined Incentive Program | ATLANTIC HIGHLANDS | 7716 | 4.1 | Residential | Behind the Meter | No | Trinity Solar, LLC | JCP&L |  | Accepted | 2024-12-19 | 2025-01-03 | 2026-01-03 | Electric Storage Battery | TESLA | 1707000-xx-y |  |  | 1 |  |  |  | Lithium Ion |  | Outdoors
NJADRE1558853461 | Administratively Determined Incentive Program | ATLANTIC HIGHLANDS | 7716 | 4.1 | Residential | Behind the Meter | No | Trinity Solar, LLC | JCP&L |  | Accepted | 2024-12-19 | 2025-01-03 | 2026-01-03 | Inverters | TESLA | 1707000-xx-y | 11500 |  | 1 |  |  | 0.97 |  | Outside
NJADRE1558853461 | Administratively Determined Incentive Program | ATLANTIC HIGHLANDS | 7716 | 4.1 | Residential | Behind the Meter | No | Trinity Solar, LLC | JCP&L |  | Accepted | 2024-12-19 | 2025-01-03 | 2026-01-03 | Solar Panels | HANWHA | Q.PEAK DUO BLK ML-G10+ 410 |  | 0.41 | 10 | 186 | 21 |  | Fixed | Roof
NJADRE1558853462 | Administratively Determined Incentive Program | COLLINGSWOOD | 8108 | 9.96 | Residential | Behind the Meter | Yes | SunnyMac, LLC | PSE&G |  | Accepted | 2024-12-19 | 2025-01-06 | 2026-01-06 | Inverters | Solaredge | SE7600H-US | 7600 |  | 1 |  |  | 0.99 |  | Outdoor | next to meter
NJADRE1558853462 | Administratively Determined Incentive Program | COLLINGSWOOD | 8108 | 9.96 | Residential | Behind the Meter | Yes | SunnyMac, LLC | PSE&G |  | Accepted | 2024-12-19 | 2025-01-06 | 2026-01-06 | Solar Panels | HANWHA | Q.PEAK DUO BLK ML-G10+ 415W |  | 0.415 | 12 | 75 | 17 |  | Fixed | Roof
NJADRE1558853462 | Administratively Determined Incentive Program | COLLINGSWOOD | 8108 | 9.96 | Residential | Behind the Meter | Yes | SunnyMac, LLC | PSE&G |  | Accepted | 2024-12-19 | 2025-01-06 | 2026-01-06 | Solar Panels | HANWHA | Q.PEAK DUO BLK ML-G10+ 415W |  | 0.415 | 12 | 255 | 17 |  | Fixed | Roof
NJADRE1558853469 | Administratively Determined Incentive Program | Camden | 8103 | 4 | Residential | Behind the Meter | Yes | Venture Home Solar, LLC | PSE&G |  | Accepted | 2024-12-19 | 2025-01-06 | 2026-01-06 | Solar Panels | Hanwha | Q.PEAK DUO BLK ML-G10+ 400W / t |  | 0.4 | 10 | 95 | 15 |  | Fixed | Roof
NJADRE1558853469 | Administratively Determined Incentive Program | Camden | 8103 | 4 | Residential | Behind the Meter | Yes | Venture Home Solar, LLC | PSE&G |  | Accepted | 2024-12-19 | 2025-01-06 | 2026-01-06 | Inverters | EnPhase | IQ8MC-72-M-US | 330 |  | 10 |  |  | 0.9697 |  | Outside
NJADRE1558853522 | Administratively Determined Incentive Program | PARSIPPANY | 7054 | 357.75 | Non Profit | Behind the Meter | Yes | Novitium Energy, LLC | JCP&L |  | Accepted | 2024-12-19 | 2025-01-06 | 2026-01-06 | Solar Panels | Zn Shine Solar | ZXM6-NHL144 450M |  | 0.45 | 795 | 222 | 5 |  | Fixed | Roof
NJADRE1558853522 | Administratively Determined Incentive Program | PARSIPPANY | 7054 | 357.75 | Non Profit | Behind the Meter | Yes | Novitium Energy, LLC | JCP&L |  | Accepted | 2024-12-19 | 2025-01-06 | 2026-01-06 | Inverters | SolarEdge | SE50KUS | 50000 |  | 6 |  |  | 0.985 |  | Outside
NJADRE1558853671 | Administratively Determined Incentive Program | MAYS LANDING | 8330 | 23.78 | Residential | Behind the Meter | Yes | Pro Custom Solar dba Momentum Solar | AC Electric |  | Accepted | 2024-12-19 | 2025-01-06 | 2026-01-06 | Solar Panels | Hanwha | IQ8HC-72-M-DOM-US |  | 0.41 | 24 | 204 | 33 |  | Fixed | Roof
NJADRE1558853671 | Administratively Determined Incentive Program | MAYS LANDING | 8330 | 23.78 | Residential | Behind the Meter | Yes | Pro Custom Solar dba Momentum Solar | AC Electric |  | Accepted | 2024-12-19 | 2025-01-06 | 2026-01-06 | Solar Panels | Hanwha | IQ8HC-72-M-DOM-US |  | 0.41 | 10 | 24 | 11 |  | Fixed | Roof
NJADRE1558853671 | Administratively Determined Incentive Program | MAYS LANDING | 8330 | 23.78 | Residential | Behind the Meter | Yes | Pro Custom Solar dba Momentum Solar | AC Electric |  | Accepted | 2024-12-19 | 2025-01-06 | 2026-01-06 | Solar Panels | Hanwha | IQ8HC-72-M-DOM-US |  | 0.41 | 12 | 204 | 33 |  | Fixed | Roof
NJADRE1558853671 | Administratively Determined Incentive Program | MAYS LANDING | 8330 | 23.78 | Residential | Behind the Meter | Yes | Pro Custom Solar dba Momentum Solar | AC Electric |  | Accepted | 2024-12-19 | 2025-01-06 | 2026-01-06 | Inverters | Enphase | IQ8HC-72-M-DOM-US | 380 |  | 58 |  |  | 0.97 |  | Outside
NJADRE1558853671 | Administratively Determined Incentive Program | MAYS LANDING | 8330 | 23.78 | Residential | Behind the Meter | Yes | Pro Custom Solar dba Momentum Solar | AC Electric |  | Accepted | 2024-12-19 | 2025-01-06 | 2026-01-06 | Solar Panels | Hanwha | IQ8HC-72-M-DOM-US |  | 0.41 | 12 | 24 | 31 |  | Fixed | Roof
NJADRE1558853745 | Administratively Determined Incentive Program | Haddonfield | 8033 | 9.02 | Residential | Behind the Meter | Yes | Pro Custom Solar dba Momentum Solar | PSE&G |  | Accepted | 2024-12-19 | 2025-01-06 | 2026-01-06 | Solar Panels | Hanwha | Q.PEAK DUO BLK ML-G10+410 |  | 0.41 | 3 | 315 | 32 |  | Fixed | Roof
NJADRE1558853745 | Administratively Determined Incentive Program | Haddonfield | 8033 | 9.02 | Residential | Behind the Meter | Yes | Pro Custom Solar dba Momentum Solar | PSE&G |  | Accepted | 2024-12-19 | 2025-01-06 | 2026-01-06 | Inverters | ENPHASE | IQ8HC-72-M-DOM-US | 380 |  | 22 |  |  | 0.97 |  | Outdoor
NJADRE1558853745 | Administratively Determined Incentive Program | Haddonfield | 8033 | 9.02 | Residential | Behind the Meter | Yes | Pro Custom Solar dba Momentum Solar | PSE&G |  | Accepted | 2024-12-19 | 2025-01-06 | 2026-01-06 | Solar Panels | Hanwha | Q.PEAK DUO BLK ML-G10+410 |  | 0.41 | 3 | 135 | 32 |  | Fixed | Roof
NJADRE1558853745 | Administratively Determined Incentive Program | Haddonfield | 8033 | 9.02 | Residential | Behind the Meter | Yes | Pro Custom Solar dba Momentum Solar | PSE&G |  | Accepted | 2024-12-19 | 2025-01-06 | 2026-01-06 | Solar Panels | Hanwha | Q.PEAK DUO BLK ML-G10+410 |  | 0.41 | 9 | 314 | 32 |  | Fixed | Roof
NJADRE1558853745 | Administratively Determined Incentive Program | Haddonfield | 8033 | 9.02 | Residential | Behind the Meter | Yes | Pro Custom Solar dba Momentum Solar | PSE&G |  | Accepted | 2024-12-19 | 2025-01-06 | 2026-01-06 | Solar Panels | Hanwha | Q.PEAK DUO BLK ML-G10+410 |  | 0.41 | 7 | 134 | 32 |  | Fixed | Roof
NJADRE1558853761 | Administratively Determined Incentive Program | Petersburg | 8270 | 8.2 | Residential | Behind the Meter | No | EMT Renewables, LLC | AC Electric |  | Accepted | 2024-12-19 | 2025-01-06 | 2026-01-06 | Inverters | ENPHASE | IQ8+ | 290 |  | 20 |  |  | 0.98 |  | Other | UNDER EACH PANEL
NJADRE1558853761 | Administratively Determined Incentive Program | Petersburg | 8270 | 8.2 | Residential | Behind the Meter | No | EMT Renewables, LLC | AC Electric |  | Accepted | 2024-12-19 | 2025-01-06 | 2026-01-06 | Solar Panels | TRINA | TSM-NE09RC.05 |  | 0.41 | 20 | 181 | 30 |  | Fixed | Roof
NJADRE1558853764 | Administratively Determined Incentive Program | LANOKA HARBOR | 8734 | 21.32 | Residential | Behind the Meter | No | NJ Solar Power, LLC | JCP&L |  | Accepted | 2024-12-19 | 2025-01-03 | 2026-01-03 | Inverters | SolarEdge | SE11400H-US | 11400 |  | 1 |  |  | 0.99 |  | Outside
NJADRE1558853764 | Administratively Determined Incentive Program | LANOKA HARBOR | 8734 | 21.32 | Residential | Behind the Meter | No | NJ Solar Power, LLC | JCP&L |  | Accepted | 2024-12-19 | 2025-01-03 | 2026-01-03 | Solar Panels | Hanwha | Q.TRON BLK M-G2+ 435 |  | 0.435 | 6 | 144 | 27 |  | Fixed | Roof | Roof 2
NJADRE1558853764 | Administratively Determined Incentive Program | LANOKA HARBOR | 8734 | 21.32 | Residential | Behind the Meter | No | NJ Solar Power, LLC | JCP&L |  | Accepted | 2024-12-19 | 2025-01-03 | 2026-01-03 | Solar Panels | Hanwha | Q.TRON BLK M-G2+ 435 |  | 0.435 | 18 | 324 | 27 |  | Fixed | Roof | Roof 3
NJADRE1558853764 | Administratively Determined Incentive Program | LANOKA HARBOR | 8734 | 21.32 | Residential | Behind the Meter | No | NJ Solar Power, LLC | JCP&L |  | Accepted | 2024-12-19 | 2025-01-03 | 2026-01-03 | Solar Panels | Hanwha | Q.TRON BLK M-G2+ 435 |  | 0.435 | 4 | 324 | 27 |  | Fixed | Roof | Roof 4
NJADRE1558853764 | Administratively Determined Incentive Program | LANOKA HARBOR | 8734 | 21.32 | Residential | Behind the Meter | No | NJ Solar Power, LLC | JCP&L |  | Accepted | 2024-12-19 | 2025-01-03 | 2026-01-03 | Solar Panels | Hanwha | Q.TRON BLK M-G2+ 435 |  | 0.435 | 21 | 144 | 27 |  | Fixed | Roof | Roof 1
NJADRE1558853764 | Administratively Determined Incentive Program | LANOKA HARBOR | 8734 | 21.32 | Residential | Behind the Meter | No | NJ Solar Power, LLC | JCP&L |  | Accepted | 2024-12-19 | 2025-01-03 | 2026-01-03 | Inverters | SolarEdge | SE7600H-US | 7600 |  | 1 |  |  | 0.99 |  | Outside
NJADRE1558854059 | Administratively Determined Incentive Program | ROCKAWAY | 7866 | 11.07 | Residential | Behind the Meter | Yes | Trinity Solar, LLC | JCP&L |  | Accepted | 2024-12-19 | 2025-01-03 | 2026-01-03 | Solar Panels | Hanwha | HANWHA 410 (Q.PEAK DUO BLK ML-G10+ 410) |  | 0.41 | 13 | 84 | 37 |  | Fixed | Roof
NJADRE1558854059 | Administratively Determined Incentive Program | ROCKAWAY | 7866 | 11.07 | Residential | Behind the Meter | Yes | Trinity Solar, LLC | JCP&L |  | Accepted | 2024-12-19 | 2025-01-03 | 2026-01-03 | Solar Panels | Hanwha | HANWHA 410 (Q.PEAK DUO BLK ML-G10+ 410) |  | 0.41 | 14 | 246 | 37 |  | Fixed | Roof
NJADRE1558854059 | Administratively Determined Incentive Program | ROCKAWAY | 7866 | 11.07 | Residential | Behind the Meter | Yes | Trinity Solar, LLC | JCP&L |  | Accepted | 2024-12-19 | 2025-01-03 | 2026-01-03 | Electric Storage Battery | Tesla | Tesla Powerwall 3 |  |  | 2 |  |  |  | Lithium Ion |  | outside
NJADRE1558854059 | Administratively Determined Incentive Program | ROCKAWAY | 7866 | 11.07 | Residential | Behind the Meter | Yes | Trinity Solar, LLC | JCP&L |  | Accepted | 2024-12-19 | 2025-01-03 | 2026-01-03 | Inverters | Tesla | Tesla Powerwall 3 | 11500 |  | 2 |  |  | 0.97 |  | Outdoor
NJADRE1558854070 | Administratively Determined Incentive Program | MANAHAWKIN | 8050 | 10.25 | Residential | Behind the Meter | Yes | Sunrun Installation Services, Inc. | AC Electric |  | Accepted | 2024-12-19 | 2025-01-03 | 2026-01-03 | Solar Panels | Hanwha Q-Cells | Q.PEAK DUO BLK ML-G10+ 410 |  | 0.41 | 11 | 239 | 34 |  | Fixed | Roof
NJADRE1558854070 | Administratively Determined Incentive Program | MANAHAWKIN | 8050 | 10.25 | Residential | Behind the Meter | Yes | Sunrun Installation Services, Inc. | AC Electric |  | Accepted | 2024-12-19 | 2025-01-03 | 2026-01-03 | Solar Panels | Hanwha Q-Cells | Q.PEAK DUO BLK ML-G10+ 410 |  | 0.41 | 14 | 59 | 34 |  | Fixed | Roof
NJADRE1558854070 | Administratively Determined Incentive Program | MANAHAWKIN | 8050 | 10.25 | Residential | Behind the Meter | Yes | Sunrun Installation Services, Inc. | AC Electric |  | Accepted | 2024-12-19 | 2025-01-03 | 2026-01-03 | Inverters | SolarEdge Technologies | SE7600H-USMN | 7600 |  | 1 |  |  | 0.99 |  | Outdoor | Next to meter
NJADRE1558854084 | Administratively Determined Incentive Program | Toms River | 8753 | 4.92 | Residential | Behind the Meter | Yes | Sunrun Installation Services, Inc. | JCP&L |  | Accepted | 2024-12-19 | 2025-01-03 | 2026-01-03 | Inverters | SolarEdge Technologies | SE3800H-USMN | 3800 |  | 1 |  |  | 0.99 |  | Outdoor
NJADRE1558854084 | Administratively Determined Incentive Program | Toms River | 8753 | 4.92 | Residential | Behind the Meter | Yes | Sunrun Installation Services, Inc. | JCP&L |  | Accepted | 2024-12-19 | 2025-01-03 | 2026-01-03 | Solar Panels | Hanwha Q Cells | Q.PEAK DUO BLK ML-G10+ 410 |  | 0.41 | 7 | 5 | 27 |  | Fixed | Roof
NJADRE1558854084 | Administratively Determined Incentive Program | Toms River | 8753 | 4.92 | Residential | Behind the Meter | Yes | Sunrun Installation Services, Inc. | JCP&L |  | Accepted | 2024-12-19 | 2025-01-03 | 2026-01-03 | Solar Panels | Hanwha Q Cells | Q.PEAK DUO BLK ML-G10+ 410 |  | 0.41 | 5 | 5 | 27 |  | Fixed | Roof
NJADRE1558854100 | Administratively Determined Incentive Program | WOODBRIDGE TOWNSHIP | 7001 | 10.2 | Residential | Behind the Meter | No | Green Power Energy, LLC | PSE&G |  | Accepted | 2024-12-19 | 2025-01-03 | 2026-01-03 | Inverters | Enphase Energy | IQ8MC-72-M-US [240V] | 320 |  | 24 |  |  | 0.98 |  | Outside | Roof
NJADRE1558854100 | Administratively Determined Incentive Program | WOODBRIDGE TOWNSHIP | 7001 | 10.2 | Residential | Behind the Meter | No | Green Power Energy, LLC | PSE&G |  | Accepted | 2024-12-19 | 2025-01-03 | 2026-01-03 | Solar Panels | Hanwha | Q.Tron BLK M-G2+ 425 |  | 0.425 | 2 | 124 | 7 |  | Fixed | Roof
NJADRE1558854100 | Administratively Determined Incentive Program | WOODBRIDGE TOWNSHIP | 7001 | 10.2 | Residential | Behind the Meter | No | Green Power Energy, LLC | PSE&G |  | Accepted | 2024-12-19 | 2025-01-03 | 2026-01-03 | Solar Panels | Hanwha | Q.Tron BLK M-G2+ 425 |  | 0.425 | 2 | 214 | 43 |  | Fixed | Roof
NJADRE1558854100 | Administratively Determined Incentive Program | WOODBRIDGE TOWNSHIP | 7001 | 10.2 | Residential | Behind the Meter | No | Green Power Energy, LLC | PSE&G |  | Accepted | 2024-12-19 | 2025-01-03 | 2026-01-03 | Solar Panels | Hanwha | Q.Tron BLK M-G2+ 425 |  | 0.425 | 4 | 214 | 43 |  | Fixed | Roof
NJADRE1558854100 | Administratively Determined Incentive Program | WOODBRIDGE TOWNSHIP | 7001 | 10.2 | Residential | Behind the Meter | No | Green Power Energy, LLC | PSE&G |  | Accepted | 2024-12-19 | 2025-01-03 | 2026-01-03 | Solar Panels | Hanwha | Q.Tron BLK M-G2+ 425 |  | 0.425 | 16 | 124 | 30 |  | Fixed | Roof
NJADRE1558854356 | Administratively Determined Incentive Program | Pennsauken | 8110 | 4.57 | Residential | Behind the Meter | Yes | SunnyMac, LLC | PSE&G |  | Accepted | 2025-01-07 | 2025-01-21 | 2026-01-21 | Meters | SolarEdge Technologies Inc. | SolarEdge Built-in Consumption Monitor (BEI4, BNI4, BNC |  |  | 1 |  |  |  | Yes | Outdoor
NJADRE1558854356 | Administratively Determined Incentive Program | Pennsauken | 8110 | 4.57 | Residential | Behind the Meter | Yes | SunnyMac, LLC | PSE&G |  | Accepted | 2025-01-07 | 2025-01-21 | 2026-01-21 | Solar Panels | Qcells | Q.PEAK DUO BLK ML-G10+ 415 |  | 0.415 | 11 | 134 | 39 |  | Fixed | Roof
NJADRE1558854356 | Administratively Determined Incentive Program | Pennsauken | 8110 | 4.57 | Residential | Behind the Meter | Yes | SunnyMac, LLC | PSE&G |  | Accepted | 2025-01-07 | 2025-01-21 | 2026-01-21 | Inverters | SolarEdge Technologies Inc. | SE3800H-USMNUBL15 (Domestic) | 3800 |  | 1 |  |  | 0.99 |  | Outdoor
NJADRE1558854720 | Administratively Determined Incentive Program | Hillsborough | 8844 | 3.69 | Residential | Behind the Meter | Yes | Sunrun Installation Services, Inc. | PSE&G |  | Accepted | 2024-12-19 | 2025-01-03 | 2026-01-03 | Inverters | SolarEdge Technologies | SE3800H-USMN | 3800 |  | 1 |  |  | 0.99 |  | Outside
NJADRE1558854720 | Administratively Determined Incentive Program | Hillsborough | 8844 | 3.69 | Residential | Behind the Meter | Yes | Sunrun Installation Services, Inc. | PSE&G |  | Accepted | 2024-12-19 | 2025-01-03 | 2026-01-03 | Solar Panels | Hanwha Q Cells | Q.PEAK DUO BLK ML-G10+ 410 |  | 0.41 | 3 | 229 | 38 |  | Fixed | Roof
NJADRE1558854720 | Administratively Determined Incentive Program | Hillsborough | 8844 | 3.69 | Residential | Behind the Meter | Yes | Sunrun Installation Services, Inc. | PSE&G |  | Accepted | 2024-12-19 | 2025-01-03 | 2026-01-03 | Solar Panels | Hanwha Q Cells | Q.PEAK DUO BLK ML-G10+ 410 |  | 0.41 | 6 | 319 | 38 |  | Fixed | Roof
NJADRE1558857847 | Administratively Determined Incentive Program | LINDEN CITY | 7036 | 6.97 | Residential | Behind the Meter | Yes | Sunrun Installation Services, Inc. | PSE&G |  | Accepted | 2024-12-20 | 2025-01-06 | 2026-01-06 | Inverters | SolarEdge Technologies | SE5700H-USMN | 5760 |  | 1 |  |  | 0.99 |  | Outdoor | Next to meter
NJADRE1558857847 | Administratively Determined Incentive Program | LINDEN CITY | 7036 | 6.97 | Residential | Behind the Meter | Yes | Sunrun Installation Services, Inc. | PSE&G |  | Accepted | 2024-12-20 | 2025-01-06 | 2026-01-06 | Solar Panels | Hanwha Q-Cells | Q.PEAK DUO BLK ML-G10+ 410 |  | 0.41 | 5 | 289 | 26 |  | Fixed | Roof
NJADRE1558857847 | Administratively Determined Incentive Program | LINDEN CITY | 7036 | 6.97 | Residential | Behind the Meter | Yes | Sunrun Installation Services, Inc. | PSE&G |  | Accepted | 2024-12-20 | 2025-01-06 | 2026-01-06 | Solar Panels | Hanwha Q-Cells | Q.PEAK DUO BLK ML-G10+ 410 |  | 0.41 | 12 | 199 | 23 |  | Fixed | Roof
NJADRE1558857856 | Administratively Determined Incentive Program | MOORESTOWN | 8057 | 3.28 | Residential | Behind the Meter | Yes | EMT Renewables, LLC | PSE&G |  | Accepted | 2024-12-20 | 2025-01-06 | 2026-01-06 | Inverters | ENPHASE | IQ8+ | 290 |  | 8 |  |  | 0.98 |  | Other | UNDER EACH PANEL
NJADRE1558857856 | Administratively Determined Incentive Program | MOORESTOWN | 8057 | 3.28 | Residential | Behind the Meter | Yes | EMT Renewables, LLC | PSE&G |  | Accepted | 2024-12-20 | 2025-01-06 | 2026-01-06 | Solar Panels | TRINA | TSM-NE09RC.05 |  | 0.41 | 8 | 248 | 30 |  | Fixed | Roof
NJADRE1558857880 | Administratively Determined Incentive Program | East Windsor | 8520 | 7.38 | Residential | Behind the Meter | Yes | Trinity Solar, LLC | JCP&L |  | Accepted | 2024-12-20 | 2025-01-06 | 2026-01-06 | Solar Panels | HANWHA | Q.PEAK DUO BLK ML-G10+ 410 |  | 0.41 | 18 | 277 | 25 |  | Fixed | Roof
NJADRE1558857880 | Administratively Determined Incentive Program | East Windsor | 8520 | 7.38 | Residential | Behind the Meter | Yes | Trinity Solar, LLC | JCP&L |  | Accepted | 2024-12-20 | 2025-01-06 | 2026-01-06 | Inverters | Solar Edge | USE5700H-USMNBL75 | 5760 |  | 1 |  |  | 0.97 |  | Outdoor
NJADRE1558857936 | Administratively Determined Incentive Program | East Orange | 7018 | 8.5 | Residential | Behind the Meter | Yes | Power Energy Solutions, LLC | PSE&G |  | Accepted | 2024-12-20 | 2025-01-06 | 2026-01-06 | Inverters | SolarEdge | SE6000H-US | 6 |  | 1 |  |  | 0.97 |  | Outdoor
NJADRE1558857936 | Administratively Determined Incentive Program | East Orange | 7018 | 8.5 | Residential | Behind the Meter | Yes | Power Energy Solutions, LLC | PSE&G |  | Accepted | 2024-12-20 | 2025-01-06 | 2026-01-06 | Solar Panels | Trina Solar | TSM-425NE09RC.05 |  | 0.425 | 2 | 287 | 8 |  | Fixed | Roof
NJADRE1558857936 | Administratively Determined Incentive Program | East Orange | 7018 | 8.5 | Residential | Behind the Meter | Yes | Power Energy Solutions, LLC | PSE&G |  | Accepted | 2024-12-20 | 2025-01-06 | 2026-01-06 | Solar Panels | Trina Solar | TSM-425NE09RC.05 |  | 0.425 | 5 | 107 | 45 |  | Fixed | Roof
NJADRE1558857936 | Administratively Determined Incentive Program | East Orange | 7018 | 8.5 | Residential | Behind the Meter | Yes | Power Energy Solutions, LLC | PSE&G |  | Accepted | 2024-12-20 | 2025-01-06 | 2026-01-06 | Solar Panels | Trina Solar | TSM-425NE09RC.05 |  | 0.425 | 4 | 107 | 14 |  | Fixed | Roof
NJADRE1558857936 | Administratively Determined Incentive Program | East Orange | 7018 | 8.5 | Residential | Behind the Meter | Yes | Power Energy Solutions, LLC | PSE&G |  | Accepted | 2024-12-20 | 2025-01-06 | 2026-01-06 | Solar Panels | Trina Solar | TSM-425NE09RC.05 |  | 0.425 | 3 | 197 | 54 |  | Fixed | Roof
NJADRE1558857936 | Administratively Determined Incentive Program | East Orange | 7018 | 8.5 | Residential | Behind the Meter | Yes | Power Energy Solutions, LLC | PSE&G |  | Accepted | 2024-12-20 | 2025-01-06 | 2026-01-06 | Solar Panels | Trina Solar | TSM-425NE09RC.05 |  | 0.425 | 4 | 107 | 16 |  | Fixed | Roof
NJADRE1558857936 | Administratively Determined Incentive Program | East Orange | 7018 | 8.5 | Residential | Behind the Meter | Yes | Power Energy Solutions, LLC | PSE&G |  | Accepted | 2024-12-20 | 2025-01-06 | 2026-01-06 | Solar Panels | Trina Solar | TSM-425NE09RC.05 |  | 0.425 | 2 | 287 | 41 |  | Fixed | Roof
NJADRE1558857978 | Administratively Determined Incentive Program | Jackson | 8527 | 18.45 | Residential | Behind the Meter | No | Trinity Solar, LLC | JCP&L |  | Accepted | 2024-12-20 | 2025-01-06 | 2026-01-06 | Solar Panels | HANWHA | Q.PEAK DUO BLK ML-G10+ 410 |  | 0.41 | 21 | 310 | 27 |  | Fixed | Roof
NJADRE1558857978 | Administratively Determined Incentive Program | Jackson | 8527 | 18.45 | Residential | Behind the Meter | No | Trinity Solar, LLC | JCP&L |  | Accepted | 2024-12-20 | 2025-01-06 | 2026-01-06 | Electric Storage Battery | TESLA | 1707000-xx-y |  |  | 3 |  |  |  | Lithium Ion |  | Indoors
NJADRE1558857978 | Administratively Determined Incentive Program | Jackson | 8527 | 18.45 | Residential | Behind the Meter | No | Trinity Solar, LLC | JCP&L |  | Accepted | 2024-12-20 | 2025-01-06 | 2026-01-06 | Solar Panels | HANWHA | Q.PEAK DUO BLK ML-G10+ 410 |  | 0.41 | 6 | 219 | 34 |  | Fixed | Roof
NJADRE1558857978 | Administratively Determined Incentive Program | Jackson | 8527 | 18.45 | Residential | Behind the Meter | No | Trinity Solar, LLC | JCP&L |  | Accepted | 2024-12-20 | 2025-01-06 | 2026-01-06 | Solar Panels | HANWHA | Q.PEAK DUO BLK ML-G10+ 410 |  | 0.41 | 18 | 130 | 27 |  | Fixed | Roof
NJADRE1558857978 | Administratively Determined Incentive Program | Jackson | 8527 | 18.45 | Residential | Behind the Meter | No | Trinity Solar, LLC | JCP&L |  | Accepted | 2024-12-20 | 2025-01-06 | 2026-01-06 | Inverters | TESLA | 1707000-xx-y | 11500 |  | 3 |  |  | 0.97 |  | Outside
NJADRE1558857989 | Administratively Determined Incentive Program | Somers Point | 8244 | 2.46 | Residential | Behind the Meter | Yes | Trinity Solar, LLC | AC Electric |  | Accepted | 2024-12-20 | 2025-01-06 | 2026-01-06 | Solar Panels | Hanwha | HANWHA 410 (Q.PEAK DUO BLK ML-G10+ 410) |  | 0.41 | 6 | 308 | 18 |  | Fixed | Roof
NJADRE1558857989 | Administratively Determined Incentive Program | Somers Point | 8244 | 2.46 | Residential | Behind the Meter | Yes | Trinity Solar, LLC | AC Electric |  | Accepted | 2024-12-20 | 2025-01-06 | 2026-01-06 | Inverters | Solar Edge | SE3800H-US | 3800 |  | 1 |  |  | 0.97 |  | Outdoor
NJADRE1558858080 | Administratively Determined Incentive Program | Union City | 7087 | 3.4 | Residential | Behind the Meter | Yes | Power Energy Solutions, LLC | PSE&G |  | Accepted | 2024-12-20 | 2025-01-06 | 2026-01-06 | Solar Panels | Trina Solar | TSM-425NE09RC.05 |  | 0.425 | 3 | 26 | 5 |  | Fixed | Roof
NJADRE1558858080 | Administratively Determined Incentive Program | Union City | 7087 | 3.4 | Residential | Behind the Meter | Yes | Power Energy Solutions, LLC | PSE&G |  | Accepted | 2024-12-20 | 2025-01-06 | 2026-01-06 | Inverters | SolarEdge | SE3800H-US | 4 |  | 1 |  |  | 0.97 |  | Outdoor
NJADRE1558858080 | Administratively Determined Incentive Program | Union City | 7087 | 3.4 | Residential | Behind the Meter | Yes | Power Energy Solutions, LLC | PSE&G |  | Accepted | 2024-12-20 | 2025-01-06 | 2026-01-06 | Solar Panels | Trina Solar | TSM-425NE09RC.05 |  | 0.425 | 5 | 26 | 5 |  | Fixed | Roof
NJADRE1558858744 | Administratively Determined Incentive Program | Guttenberg | 7093 | 6.15 | Residential | Behind the Meter | Yes | Trinity Solar, LLC | PSE&G |  | Accepted | 2024-12-20 | 2025-01-06 | 2026-01-06 | Inverters | Solar Edge | USE5700H-USMNBL75 | 5700 |  | 1 |  |  | 0.97 |  | Outdoor
NJADRE1558858744 | Administratively Determined Incentive Program | Guttenberg | 7093 | 6.15 | Residential | Behind the Meter | Yes | Trinity Solar, LLC | PSE&G |  | Accepted | 2024-12-20 | 2025-01-06 | 2026-01-06 | Solar Panels | Hanwha | HANWHA 410 (Q.PEAK DUO BLK ML-G10+ 410) |  | 0.41 | 6 | 122 | 24 |  | Fixed | Roof
NJADRE1558858744 | Administratively Determined Incentive Program | Guttenberg | 7093 | 6.15 | Residential | Behind the Meter | Yes | Trinity Solar, LLC | PSE&G |  | Accepted | 2024-12-20 | 2025-01-06 | 2026-01-06 | Solar Panels | Hanwha | HANWHA 410 (Q.PEAK DUO BLK ML-G10+ 410) |  | 0.41 | 9 | 302 | 24 |  | Fixed | Roof
NJADRE1558858760 | Administratively Determined Incentive Program | PARSIPPANY-TROY HILLS | 7034 | 6.97 | Residential | Behind the Meter | Yes | Trinity Solar, LLC | JCP&L |  | Accepted | 2024-12-20 | 2025-01-06 | 2026-01-06 | Solar Panels | HANWHA | Q.PEAK DUO BLK ML-G10+ 410 |  | 0.41 | 12 | 93 | 25 |  | Fixed | Roof
NJADRE1558858760 | Administratively Determined Incentive Program | PARSIPPANY-TROY HILLS | 7034 | 6.97 | Residential | Behind the Meter | Yes | Trinity Solar, LLC | JCP&L |  | Accepted | 2024-12-20 | 2025-01-06 | 2026-01-06 | Inverters | Solar Edge | SE7600H-US | 7600 |  | 1 |  |  | 0.97 |  | Outside
NJADRE1558858760 | Administratively Determined Incentive Program | PARSIPPANY-TROY HILLS | 7034 | 6.97 | Residential | Behind the Meter | Yes | Trinity Solar, LLC | JCP&L |  | Accepted | 2024-12-20 | 2025-01-06 | 2026-01-06 | Solar Panels | HANWHA | Q.PEAK DUO BLK ML-G10+ 410 |  | 0.41 | 5 | 183 | 23 |  | Fixed | Roof
NJADRE1558858762 | Administratively Determined Incentive Program | ATLANTIC CITY | 8401 | 6.56 | Residential | Behind the Meter | Yes | Bright Ops, Inc. | AC Electric |  | Accepted | 2024-12-20 | 2025-01-06 | 2026-01-06 | Inverters | SolarEdge Technologies | SE5700H - USMN | 5760 |  | 1 |  |  | 0.98 |  | Outdoor | Outside
NJADRE1558858762 | Administratively Determined Incentive Program | ATLANTIC CITY | 8401 | 6.56 | Residential | Behind the Meter | Yes | Bright Ops, Inc. | AC Electric |  | Accepted | 2024-12-20 | 2025-01-06 | 2026-01-06 | Solar Panels | Hanwha Q-Cells | Q.PEAK DUO BLK ML-G10+ 410 |  | 0.41 | 7 | 61 | 18 |  | Fixed | Roof
NJADRE1558858762 | Administratively Determined Incentive Program | ATLANTIC CITY | 8401 | 6.56 | Residential | Behind the Meter | Yes | Bright Ops, Inc. | AC Electric |  | Accepted | 2024-12-20 | 2025-01-06 | 2026-01-06 | Solar Panels | Hanwha Q-Cells | Q.PEAK DUO BLK ML-G10+ 410 |  | 0.41 | 9 | 241 | 18 |  | Fixed | Roof
NJADRE1558858874 | Administratively Determined Incentive Program | NEPTUNE | 7753 | 12.3 | Residential | Behind the Meter | Yes | Pro Custom Solar dba Momentum Solar | JCP&L |  | Accepted | 2024-12-20 | 2025-01-06 | 2026-01-06 | Inverters | Enphase | IQ8HC-72-M-DOM-US | 380 |  | 30 |  |  | 0.97 |  | Outside
NJADRE1558858874 | Administratively Determined Incentive Program | NEPTUNE | 7753 | 12.3 | Residential | Behind the Meter | Yes | Pro Custom Solar dba Momentum Solar | JCP&L |  | Accepted | 2024-12-20 | 2025-01-06 | 2026-01-06 | Solar Panels | Hanwha | q.peak duo blk ml-g10+410 |  | 0.41 | 10 | 252 | 29 |  | Fixed | Roof
NJADRE1558858874 | Administratively Determined Incentive Program | NEPTUNE | 7753 | 12.3 | Residential | Behind the Meter | Yes | Pro Custom Solar dba Momentum Solar | JCP&L |  | Accepted | 2024-12-20 | 2025-01-06 | 2026-01-06 | Solar Panels | Hanwha | q.peak duo blk ml-g10+410 |  | 0.41 | 20 | 72 | 14 |  | Fixed | Roof
NJADRE1558859300 | Administratively Determined Incentive Program | POMPTON LAKES | 7442 | 9.43 | Residential | Behind the Meter | Yes | Trinity Solar, LLC | JCP&L |  | Accepted | 2024-12-20 | 2025-01-06 | 2026-01-06 | Solar Panels | HANWHA | Q.PEAK DUO BLK ML-G10+ 410 |  | 0.41 | 10 | 33 | 35 |  | Fixed | Roof
NJADRE1558859300 | Administratively Determined Incentive Program | POMPTON LAKES | 7442 | 9.43 | Residential | Behind the Meter | Yes | Trinity Solar, LLC | JCP&L |  | Accepted | 2024-12-20 | 2025-01-06 | 2026-01-06 | Solar Panels | HANWHA | Q.PEAK DUO BLK ML-G10+ 410 |  | 0.41 | 8 | 213 | 17 |  | Fixed | Roof
NJADRE1558859300 | Administratively Determined Incentive Program | POMPTON LAKES | 7442 | 9.43 | Residential | Behind the Meter | Yes | Trinity Solar, LLC | JCP&L |  | Accepted | 2024-12-20 | 2025-01-06 | 2026-01-06 | Inverters | Solar Edge | SE7600H-USMNUBL15(HH | 7600 |  | 1 |  |  | 0.986 |  | Outdoor
NJADRE1558859300 | Administratively Determined Incentive Program | POMPTON LAKES | 7442 | 9.43 | Residential | Behind the Meter | Yes | Trinity Solar, LLC | JCP&L |  | Accepted | 2024-12-20 | 2025-01-06 | 2026-01-06 | Solar Panels | HANWHA | Q.PEAK DUO BLK ML-G10+ 410 |  | 0.41 | 5 | 213 | 35 |  | Fixed | Roof
NJADRE1558859340 | Administratively Determined Incentive Program | Elmer | 8318 | 14.11 | Residential | Behind the Meter | Yes | SunnyMac, LLC | AC Electric |  | Accepted | 2024-12-20 | 2025-01-06 | 2026-01-06 | Meters | SolarEdge | SolarEdge Built-in Consumption Monitor |  |  | 1 |  |  |  | Yes | Outdoor
NJADRE1558859340 | Administratively Determined Incentive Program | Elmer | 8318 | 14.11 | Residential | Behind the Meter | Yes | SunnyMac, LLC | AC Electric |  | Accepted | 2024-12-20 | 2025-01-06 | 2026-01-06 | Solar Panels | Qcells | Q.PEAK DUO BLK ML-G10+ 415 |  | 0.415 | 19 | 260 | 41 |  | Fixed | Roof
NJADRE1558859340 | Administratively Determined Incentive Program | Elmer | 8318 | 14.11 | Residential | Behind the Meter | Yes | SunnyMac, LLC | AC Electric |  | Accepted | 2024-12-20 | 2025-01-06 | 2026-01-06 | Solar Panels | Qcells | Q.PEAK DUO BLK ML-G10+ 415 |  | 0.415 | 15 | 80 | 41 |  | Fixed | Roof
NJADRE1558859340 | Administratively Determined Incentive Program | Elmer | 8318 | 14.11 | Residential | Behind the Meter | Yes | SunnyMac, LLC | AC Electric |  | Accepted | 2024-12-20 | 2025-01-06 | 2026-01-06 | Inverters | SolarEdge | SE10000H-USMNUBL15 | 10000 |  | 1 |  |  | 0.99 |  | Outdoor
NJADRE1558859354 | Administratively Determined Incentive Program | WEST ORANGE | 7052 | 4.23 | Residential | Behind the Meter | No | SmartRoof, LLC | PSE&G |  | Accepted | 2024-12-20 | 2025-01-10 | 2026-01-10 | Solar Panels | GAF | TLS1 |  | 0.046 | 18 | 131 | 24 |  | Fixed | Roof
NJADRE1558859354 | Administratively Determined Incentive Program | WEST ORANGE | 7052 | 4.23 | Residential | Behind the Meter | No | SmartRoof, LLC | PSE&G |  | Accepted | 2024-12-20 | 2025-01-10 | 2026-01-10 | Solar Panels | GAF | TLS1 |  | 0.046 | 18 | 41 | 14 |  | Fixed | Roof
NJADRE1558859354 | Administratively Determined Incentive Program | WEST ORANGE | 7052 | 4.23 | Residential | Behind the Meter | No | SmartRoof, LLC | PSE&G |  | Accepted | 2024-12-20 | 2025-01-10 | 2026-01-10 | Solar Panels | GAF | TLS1 |  | 0.046 | 14 | 129 | 40 |  | Fixed | Roof
NJADRE1558859354 | Administratively Determined Incentive Program | WEST ORANGE | 7052 | 4.23 | Residential | Behind the Meter | No | SmartRoof, LLC | PSE&G |  | Accepted | 2024-12-20 | 2025-01-10 | 2026-01-10 | Solar Panels | GAF | TLS1 |  | 0.046 | 42 | 221 | 37 |  | Fixed | Roof
NJADRE1558859354 | Administratively Determined Incentive Program | WEST ORANGE | 7052 | 4.23 | Residential | Behind the Meter | No | SmartRoof, LLC | PSE&G |  | Accepted | 2024-12-20 | 2025-01-10 | 2026-01-10 | Inverters | Delta | Delta M6 TL US | 6000 |  | 1 |  |  | 0.98 |  | Outside
NJADRE1558859359 | Administratively Determined Incentive Program | Franklinville | 8322 | 12.71 | Residential | Behind the Meter | Yes | Trinity Solar, LLC | AC Electric |  | Accepted | 2024-12-20 | 2025-01-06 | 2026-01-06 | Inverters | Tesla (PV Only) | 1538000-45-X | 5 |  | 1 |  |  | 0.97 |  | Outside
NJADRE1558859359 | Administratively Determined Incentive Program | Franklinville | 8322 | 12.71 | Residential | Behind the Meter | Yes | Trinity Solar, LLC | AC Electric |  | Accepted | 2024-12-20 | 2025-01-06 | 2026-01-06 | Inverters | Tesla (PV Only) | 1538000-45-X | 5700 |  | 1 |  |  | 0.97 |  | Outside
NJADRE1558859359 | Administratively Determined Incentive Program | Franklinville | 8322 | 12.71 | Residential | Behind the Meter | Yes | Trinity Solar, LLC | AC Electric |  | Accepted | 2024-12-20 | 2025-01-06 | 2026-01-06 | Solar Panels | HANWHA | Q.PEAK DUO BLK ML-G10+ 410 |  | 0.41 | 12 | 174 | 12 |  | Fixed | Roof
NJADRE1558859359 | Administratively Determined Incentive Program | Franklinville | 8322 | 12.71 | Residential | Behind the Meter | Yes | Trinity Solar, LLC | AC Electric |  | Accepted | 2024-12-20 | 2025-01-06 | 2026-01-06 | Solar Panels | HANWHA | Q.PEAK DUO BLK ML-G10+ 410 |  | 0.41 | 7 | 174 | 40 |  | Fixed | Roof
NJADRE1558859359 | Administratively Determined Incentive Program | Franklinville | 8322 | 12.71 | Residential | Behind the Meter | Yes | Trinity Solar, LLC | AC Electric |  | Accepted | 2024-12-20 | 2025-01-06 | 2026-01-06 | Solar Panels | HANWHA | Q.PEAK DUO BLK ML-G10+ 410 |  | 0.41 | 12 | 174 | 40 |  | Fixed | Roof
NJADRE1558859393 | Administratively Determined Incentive Program | MORGANVILLE | 7751 | 9.84 | Residential | Behind the Meter | Yes | Sunrun Installation Services, Inc. | JCP&L |  | Accepted | 2024-12-20 | 2025-01-06 | 2026-01-06 | Inverters | SOLAREDGE TECHNOLOGIES | SE7600H-USMN | 7600 |  | 1 |  |  | 0.99 |  | Outside
NJADRE1558859393 | Administratively Determined Incentive Program | MORGANVILLE | 7751 | 9.84 | Residential | Behind the Meter | Yes | Sunrun Installation Services, Inc. | JCP&L |  | Accepted | 2024-12-20 | 2025-01-06 | 2026-01-06 | Solar Panels | Hanwha Q-Cells | Q.PEAK DUO BLK ML-G10+ 410 |  | 0.41 | 7 | 22 | 28 |  | Fixed | Roof
NJADRE1558859393 | Administratively Determined Incentive Program | MORGANVILLE | 7751 | 9.84 | Residential | Behind the Meter | Yes | Sunrun Installation Services, Inc. | JCP&L |  | Accepted | 2024-12-20 | 2025-01-06 | 2026-01-06 | Solar Panels | Hanwha Q-Cells | Q.PEAK DUO BLK ML-G10+ 410 |  | 0.41 | 10 | 202 | 27 |  | Fixed | Roof
NJADRE1558859393 | Administratively Determined Incentive Program | MORGANVILLE | 7751 | 9.84 | Residential | Behind the Meter | Yes | Sunrun Installation Services, Inc. | JCP&L |  | Accepted | 2024-12-20 | 2025-01-06 | 2026-01-06 | Solar Panels | Hanwha Q Cells | Q.PEAK DUO BLK ML-G10+ 410 |  | 0.41 | 4 | 202 | 27 |  | Fixed | Roof
NJADRE1558859393 | Administratively Determined Incentive Program | MORGANVILLE | 7751 | 9.84 | Residential | Behind the Meter | Yes | Sunrun Installation Services, Inc. | JCP&L |  | Accepted | 2024-12-20 | 2025-01-06 | 2026-01-06 | Solar Panels | Hanwha Q-Cells | Q.PEAK DUO BLK ML-G10+ 410 |  | 0.41 | 3 | 112 | 27 |  | Fixed | Roof
NJADRE1558859401 | Administratively Determined Incentive Program | WEST WINDSOR TOWNSHIP | 8550 | 13.02 | Residential | Behind the Meter | No | Public Service Solar, LLC | PSE&G |  | Accepted | 2024-12-20 | 2025-01-06 | 2026-01-06 | Solar Panels | Panasonic | EVPV420HK2 |  | 0.42 | 10 | 148 | 30 |  | Fixed | Roof
NJADRE1558859401 | Administratively Determined Incentive Program | WEST WINDSOR TOWNSHIP | 8550 | 13.02 | Residential | Behind the Meter | No | Public Service Solar, LLC | PSE&G |  | Accepted | 2024-12-20 | 2025-01-06 | 2026-01-06 | Inverters | Enphase | iQ8HC-72-M-US | 380 |  | 31 |  |  | 0.96 |  | Outdoor | Under panel
NJADRE1558859401 | Administratively Determined Incentive Program | WEST WINDSOR TOWNSHIP | 8550 | 13.02 | Residential | Behind the Meter | No | Public Service Solar, LLC | PSE&G |  | Accepted | 2024-12-20 | 2025-01-06 | 2026-01-06 | Solar Panels | Panasonic | EVPV420HK2 |  | 0.42 | 21 | 147 | 30 |  | Fixed | Roof
NJADRE1558859498 | Administratively Determined Incentive Program | ROBBINSVILLE | 8691 | 13.12 | Residential | Behind the Meter | No | Tesla Energy Operations, Inc. | JCP&L |  | Accepted | 2024-12-20 | 2025-01-07 | 2026-01-07 | Inverters | Tesla | 1538000-XX-Y | 7600 |  | 2 |  |  | 0.98 |  | Outdoor
NJADRE1558859498 | Administratively Determined Incentive Program | ROBBINSVILLE | 8691 | 13.12 | Residential | Behind the Meter | No | Tesla Energy Operations, Inc. | JCP&L |  | Accepted | 2024-12-20 | 2025-01-07 | 2026-01-07 | Solar Panels | Hanwha | Q.PEAK DUO BLK ML-G10.a+/TS 410 |  | 0.41 | 9 | 274 | 37 |  | Fixed | Roof
NJADRE1558859498 | Administratively Determined Incentive Program | ROBBINSVILLE | 8691 | 13.12 | Residential | Behind the Meter | No | Tesla Energy Operations, Inc. | JCP&L |  | Accepted | 2024-12-20 | 2025-01-07 | 2026-01-07 | Solar Panels | Hanwha | Q.PEAK DUO BLK ML-G10.a+/TS 410 |  | 0.41 | 23 | 274 | 37 |  | Fixed | Roof
NJADRE1558859564 | Administratively Determined Incentive Program | Fairfield | 8311 | 9.43 | Residential | Behind the Meter | Yes | Trinity Solar, LLC | AC Electric |  | Accepted | 2024-12-20 | 2025-01-06 | 2026-01-06 | Solar Panels | HANWHA | (Q.PEAK DUO BLK ML-G10+ 410) |  | 0.41 | 14 | 277 | 20 |  | Fixed | Roof
NJADRE1558859564 | Administratively Determined Incentive Program | Fairfield | 8311 | 9.43 | Residential | Behind the Meter | Yes | Trinity Solar, LLC | AC Electric |  | Accepted | 2024-12-20 | 2025-01-06 | 2026-01-06 | Solar Panels | HANWHA | (Q.PEAK DUO BLK ML-G10+ 410) |  | 0.41 | 9 | 97 | 20 |  | Fixed | Roof
NJADRE1558859564 | Administratively Determined Incentive Program | Fairfield | 8311 | 9.43 | Residential | Behind the Meter | Yes | Trinity Solar, LLC | AC Electric |  | Accepted | 2024-12-20 | 2025-01-06 | 2026-01-06 | Inverters | Solar Edge | USE7600H-USMNBL75 | 7600 |  | 1 |  |  | 0.97 |  | Outdoor
NJADRE1558859571 | Administratively Determined Incentive Program | Salem | 8079 | 12.71 | Residential | Behind the Meter | Yes | EMT Renewables, LLC | AC Electric |  | Accepted | 2024-12-20 | 2025-01-06 | 2026-01-06 | Solar Panels | TRINA | TSM-NE09RC.05 |  | 0.41 | 17 | 126 | 26 |  | Fixed | Roof
NJADRE1558859571 | Administratively Determined Incentive Program | Salem | 8079 | 12.71 | Residential | Behind the Meter | Yes | EMT Renewables, LLC | AC Electric |  | Accepted | 2024-12-20 | 2025-01-06 | 2026-01-06 | Solar Panels | TRINA | TSM-NE09RC.05 |  | 0.41 | 12 | 306 | 26 |  | Fixed | Roof
NJADRE1558859571 | Administratively Determined Incentive Program | Salem | 8079 | 12.71 | Residential | Behind the Meter | Yes | EMT Renewables, LLC | AC Electric |  | Accepted | 2024-12-20 | 2025-01-06 | 2026-01-06 | Inverters | TRINA | IQ8+ | 290 |  | 31 |  |  | 0.98 |  | Other | UNDER EACH PANEL
NJADRE1558859571 | Administratively Determined Incentive Program | Salem | 8079 | 12.71 | Residential | Behind the Meter | Yes | EMT Renewables, LLC | AC Electric |  | Accepted | 2024-12-20 | 2025-01-06 | 2026-01-06 | Solar Panels | TRINA | TSM-NE09RC.05 |  | 0.41 | 2 | 126 | 12 |  | Fixed | Roof
NJADRE1558859738 | Administratively Determined Incentive Program | Englishtown | 7726 | 3.69 | Residential | Behind the Meter | Yes | Sunrun Installation Services, Inc. | JCP&L |  | Accepted | 2024-12-20 | 2025-01-06 | 2026-01-06 | Inverters | SolarEdge Technologies | SE3800H-USMN | 3800 |  | 1 |  |  | 0.99 |  | Outdoor | Next to meter
NJADRE1558859738 | Administratively Determined Incentive Program | Englishtown | 7726 | 3.69 | Residential | Behind the Meter | Yes | Sunrun Installation Services, Inc. | JCP&L |  | Accepted | 2024-12-20 | 2025-01-06 | 2026-01-06 | Solar Panels | Hanwha Q-Cells | Q.PEAK DUO BLK ML-G10+ 410 |  | 0.41 | 6 | 283 | 34 |  | Fixed | Roof
NJADRE1558859738 | Administratively Determined Incentive Program | Englishtown | 7726 | 3.69 | Residential | Behind the Meter | Yes | Sunrun Installation Services, Inc. | JCP&L |  | Accepted | 2024-12-20 | 2025-01-06 | 2026-01-06 | Solar Panels | Hanwha Q-Cells | Q.PEAK DUO BLK ML-G10+ 410 |  | 0.41 | 3 | 193 | 35 |  | Fixed | Roof
NJADRE1558859761 | Administratively Determined Incentive Program | Bordentown | 8505 | 7.79 | Residential | Behind the Meter | Yes | Pro Custom Solar dba Momentum Solar | PSE&G |  | Accepted | 2024-12-20 | 2025-01-06 | 2026-01-06 | Solar Panels | Hanwha | Q.PEAK DUO BLK ML-G10+410 |  | 0.41 | 6 | 59 | 11 |  | Fixed | Roof
NJADRE1558859761 | Administratively Determined Incentive Program | Bordentown | 8505 | 7.79 | Residential | Behind the Meter | Yes | Pro Custom Solar dba Momentum Solar | PSE&G |  | Accepted | 2024-12-20 | 2025-01-06 | 2026-01-06 | Solar Panels | Hanwha | Q.PEAK DUO BLK ML-G10+410 |  | 0.41 | 3 | 329 | 8 |  | Fixed | Roof
NJADRE1558859761 | Administratively Determined Incentive Program | Bordentown | 8505 | 7.79 | Residential | Behind the Meter | Yes | Pro Custom Solar dba Momentum Solar | PSE&G |  | Accepted | 2024-12-20 | 2025-01-06 | 2026-01-06 | Solar Panels | Hanwha | Q.PEAK DUO BLK ML-G10+410 |  | 0.41 | 3 | 149 | 8 |  | Fixed | Roof
NJADRE1558859761 | Administratively Determined Incentive Program | Bordentown | 8505 | 7.79 | Residential | Behind the Meter | Yes | Pro Custom Solar dba Momentum Solar | PSE&G |  | Accepted | 2024-12-20 | 2025-01-06 | 2026-01-06 | Inverters | ENPHASE | IQ8MC-72-M-US | 320 |  | 19 |  |  | 0.97 |  | Outdoor
NJADRE1558859761 | Administratively Determined Incentive Program | Bordentown | 8505 | 7.79 | Residential | Behind the Meter | Yes | Pro Custom Solar dba Momentum Solar | PSE&G |  | Accepted | 2024-12-20 | 2025-01-06 | 2026-01-06 | Solar Panels | Hanwha | Q.PEAK DUO BLK ML-G10+410 |  | 0.41 | 7 | 239 | 11 |  | Fixed | Roof
NJADRE1558859782 | Administratively Determined Incentive Program | Parlin | 8859 | 3.28 | Residential | Behind the Meter | Yes | Pro Custom Solar dba Momentum Solar | JCP&L |  | Accepted | 2024-12-20 | 2025-01-06 | 2026-01-06 | Solar Panels | HANWHA | Q.PEAK DUO BLK ML-G10+ 410 |  | 0.41 | 8 | 117 | 22 |  | Fixed | Roof
NJADRE1558859782 | Administratively Determined Incentive Program | Parlin | 8859 | 3.28 | Residential | Behind the Meter | Yes | Pro Custom Solar dba Momentum Solar | JCP&L |  | Accepted | 2024-12-20 | 2025-01-06 | 2026-01-06 | Inverters | Enphase | IQ8HC-72-M-DOM-US | 380 |  | 8 |  |  | 0.97 |  | Outdoor
NJADRE1558859787 | Administratively Determined Incentive Program | Newark | 7107 | 3.69 | Residential | Behind the Meter | Yes | Freedom Forever New Jersey, LLC | PSE&G |  | Accepted | 2024-12-20 | 2025-01-16 | 2026-01-16 | Inverters | Solar Edge | USE3800H-USMNBL75 | 3800 |  | 1 |  |  | 0.99 |  | Outside
NJADRE1558859787 | Administratively Determined Incentive Program | Newark | 7107 | 3.69 | Residential | Behind the Meter | Yes | Freedom Forever New Jersey, LLC | PSE&G |  | Accepted | 2024-12-20 | 2025-01-16 | 2026-01-16 | Solar Panels | Hanwha | Q.PEAK DUO BLK ML-G10+ 410 |  | 0.41 | 9 | 202 | 25 |  | Fixed | Roof
NJADRE1558859940 | Administratively Determined Incentive Program | Glenwood | 7418 | 5.33 | Residential | Behind the Meter | Yes | Sunrun Installation Services, Inc. | JCP&L |  | Accepted | 2024-12-20 | 2025-01-06 | 2026-01-06 | Solar Panels | Hanwha Q-Cells | Q.PEAK DUO BLK ML-G10+ 410 |  | 0.41 | 13 | 166 | 44 |  | Fixed | Roof
NJADRE1558859940 | Administratively Determined Incentive Program | Glenwood | 7418 | 5.33 | Residential | Behind the Meter | Yes | Sunrun Installation Services, Inc. | JCP&L |  | Accepted | 2024-12-20 | 2025-01-06 | 2026-01-06 | Inverters | SolarEdge Technologies | SE3800H-USMN | 3800 |  | 1 |  |  | 0.99 |  | Outdoor | Next to meter
NJADRE1558864568 | Administratively Determined Incentive Program | SWEDESBORO | 8085 | 6.64 | Residential | Behind the Meter | No | SunnyMac, LLC | AC Electric |  | Accepted | 2024-12-30 | 2025-01-09 | 2026-01-09 | Meters | SolarEdge Technologies Inc. | SolarEdge Built-in Consumption Monitor (BEI4, BNI4, BNC |  |  | 1 |  |  |  | Yes | Outdoor
NJADRE1558864568 | Administratively Determined Incentive Program | SWEDESBORO | 8085 | 6.64 | Residential | Behind the Meter | No | SunnyMac, LLC | AC Electric |  | Accepted | 2024-12-30 | 2025-01-09 | 2026-01-09 | Solar Panels | Qcells | Q Peak Duo ML-G10+ 415 |  | 0.415 | 10 | 141 | 35 |  | Fixed | Roof
NJADRE1558864568 | Administratively Determined Incentive Program | SWEDESBORO | 8085 | 6.64 | Residential | Behind the Meter | No | SunnyMac, LLC | AC Electric |  | Accepted | 2024-12-30 | 2025-01-09 | 2026-01-09 | Solar Panels | Qcells | Q Peak Duo ML-G10+ 415 |  | 0.415 | 4 | 321 | 35 |  | Fixed | Roof
NJADRE1558864568 | Administratively Determined Incentive Program | SWEDESBORO | 8085 | 6.64 | Residential | Behind the Meter | No | SunnyMac, LLC | AC Electric |  | Accepted | 2024-12-30 | 2025-01-09 | 2026-01-09 | Solar Panels | Qcells | Q Peak Duo ML-G10+ 415 |  | 0.415 | 2 | 141 | 21 |  | Fixed | Roof
NJADRE1558864568 | Administratively Determined Incentive Program | SWEDESBORO | 8085 | 6.64 | Residential | Behind the Meter | No | SunnyMac, LLC | AC Electric |  | Accepted | 2024-12-30 | 2025-01-09 | 2026-01-09 | Inverters | SolarEdge Technologies Inc. | SE5700H-USMNUBL15 (Domestic) | 5700 |  | 1 |  |  | 0.99 |  | Outdoor
NJADRE1558864657 | Administratively Determined Incentive Program | Gloucester Township | 8081 | 19.92 | Residential | Behind the Meter | Yes | SunnyMac, LLC | AC Electric |  | Accepted | 2025-01-10 | 2025-01-21 | 2026-01-21 | Solar Panels | Qcells | Q Peak Duo ML-G10+ 415 |  | 0.415 | 6 | 142 | 40 |  | Fixed | Roof
NJADRE1558864657 | Administratively Determined Incentive Program | Gloucester Township | 8081 | 19.92 | Residential | Behind the Meter | Yes | SunnyMac, LLC | AC Electric |  | Accepted | 2025-01-10 | 2025-01-21 | 2026-01-21 | Solar Panels | Qcells | Q Peak Duo ML-G10+ 415 |  | 0.415 | 12 | 232 | 20 |  | Fixed | Roof
NJADRE1558864657 | Administratively Determined Incentive Program | Gloucester Township | 8081 | 19.92 | Residential | Behind the Meter | Yes | SunnyMac, LLC | AC Electric |  | Accepted | 2025-01-10 | 2025-01-21 | 2026-01-21 | Solar Panels | Qcells | Q Peak Duo ML-G10+ 415 |  | 0.415 | 13 | 52 | 32 |  | Fixed | Roof
NJADRE1558864657 | Administratively Determined Incentive Program | Gloucester Township | 8081 | 19.92 | Residential | Behind the Meter | Yes | SunnyMac, LLC | AC Electric |  | Accepted | 2025-01-10 | 2025-01-21 | 2026-01-21 | Solar Panels | Qcells | Q Peak Duo ML-G10+ 415 |  | 0.415 | 3 | 52 | 15 |  | Fixed | Roof
NJADRE1558864657 | Administratively Determined Incentive Program | Gloucester Township | 8081 | 19.92 | Residential | Behind the Meter | Yes | SunnyMac, LLC | AC Electric |  | Accepted | 2025-01-10 | 2025-01-21 | 2026-01-21 | Inverters | SolarEdge Technologies Inc. | SE10000H-USMNUBL15 (Domestic) | 10000 |  | 2 |  |  | 0.99 |  | Outdoor
NJADRE1558864657 | Administratively Determined Incentive Program | Gloucester Township | 8081 | 19.92 | Residential | Behind the Meter | Yes | SunnyMac, LLC | AC Electric |  | Accepted | 2025-01-10 | 2025-01-21 | 2026-01-21 | Solar Panels | Qcells | Q Peak Duo ML-G10+ 415 |  | 0.415 | 10 | 322 | 40 |  | Fixed | Roof
NJADRE1558864657 | Administratively Determined Incentive Program | Gloucester Township | 8081 | 19.92 | Residential | Behind the Meter | Yes | SunnyMac, LLC | AC Electric |  | Accepted | 2025-01-10 | 2025-01-21 | 2026-01-21 | Solar Panels | Qcells | Q Peak Duo ML-G10+ 415 |  | 0.415 | 4 | 52 | 18 |  | Fixed | Roof
NJADRE1558864657 | Administratively Determined Incentive Program | Gloucester Township | 8081 | 19.92 | Residential | Behind the Meter | Yes | SunnyMac, LLC | AC Electric |  | Accepted | 2025-01-10 | 2025-01-21 | 2026-01-21 | Inverters | SolarEdge Technologies Inc. | SE3800H-USMNUBL15 (Domestic) | 3800 |  | 1 |  |  | 0.99 |  | Outdoor
NJADRE1558864657 | Administratively Determined Incentive Program | Gloucester Township | 8081 | 19.92 | Residential | Behind the Meter | Yes | SunnyMac, LLC | AC Electric |  | Accepted | 2025-01-10 | 2025-01-21 | 2026-01-21 | Meters | SolarEdge Technologies Inc. | SolarEdge Built-in Consumption Monitor (BEI4, BNI4, BNC |  |  | 1 |  |  |  | Yes | Outdoor
NJADRE1558865515 | Administratively Determined Incentive Program | WOODBRIDGE | 8840 | 10.25 | Residential | Behind the Meter | No | Panatec Corporation | PSE&G |  | Accepted | 2024-12-23 | 2025-01-07 | 2026-01-07 | Inverters | Enphase | IQ8H | 380 |  | 1 |  |  | 0.975 |  | Outdoor
NJADRE1558865515 | Administratively Determined Incentive Program | WOODBRIDGE | 8840 | 10.25 | Residential | Behind the Meter | No | Panatec Corporation | PSE&G |  | Accepted | 2024-12-23 | 2025-01-07 | 2026-01-07 | Meters | Enphase | X2-IQ-AM1-240-4 |  |  | 1 |  |  |  | Yes | Outdoor
NJADRE1558865515 | Administratively Determined Incentive Program | WOODBRIDGE | 8840 | 10.25 | Residential | Behind the Meter | No | Panatec Corporation | PSE&G |  | Accepted | 2024-12-23 | 2025-01-07 | 2026-01-07 | Solar Panels | Panasonic | EVPV410H |  | 0.41 | 25 | 125 | 25 |  | Fixed | Roof
NJADRE1558865524 | Administratively Determined Incentive Program | Union City | 7087 | 3.4 | Residential | Behind the Meter | Yes | Power Energy Solutions, LLC | PSE&G |  | Accepted | 2024-12-23 | 2025-01-06 | 2026-01-06 | Solar Panels | Trina Solar | TSM-425NE09RC.05 |  | 0.425 | 8 | 26 | 5 |  | Fixed | Roof
NJADRE1558865524 | Administratively Determined Incentive Program | Union City | 7087 | 3.4 | Residential | Behind the Meter | Yes | Power Energy Solutions, LLC | PSE&G |  | Accepted | 2024-12-23 | 2025-01-06 | 2026-01-06 | Inverters | SolarEdge | SE3800H-US | 4 |  | 1 |  |  | 0.97 |  | Outdoor
NJADRE1558865580 | Administratively Determined Incentive Program | NEWTON | 7860 | 8.61 | Residential | Behind the Meter | Yes | Trinity Solar, LLC | JCP&L |  | Accepted | 2024-12-23 | 2025-01-06 | 2026-01-06 | Solar Panels | Hanwha | HANWHA 410 (Q.PEAK DUO BLK ML-G10+ 410) |  | 0.41 | 9 | 97 | 9 |  | Fixed | Roof
NJADRE1558865580 | Administratively Determined Incentive Program | NEWTON | 7860 | 8.61 | Residential | Behind the Meter | Yes | Trinity Solar, LLC | JCP&L |  | Accepted | 2024-12-23 | 2025-01-06 | 2026-01-06 | Electric Storage Battery | Tesla | Tesla Powerwall 3 |  |  | 2 |  |  |  | Lithium Ion |  | outside
NJADRE1558865580 | Administratively Determined Incentive Program | NEWTON | 7860 | 8.61 | Residential | Behind the Meter | Yes | Trinity Solar, LLC | JCP&L |  | Accepted | 2024-12-23 | 2025-01-06 | 2026-01-06 | Inverters | Tesla | Tesla Powerwall 3 | 11500 |  | 2 |  |  | 0.97 |  | Outdoor
NJADRE1558865580 | Administratively Determined Incentive Program | NEWTON | 7860 | 8.61 | Residential | Behind the Meter | Yes | Trinity Solar, LLC | JCP&L |  | Accepted | 2024-12-23 | 2025-01-06 | 2026-01-06 | Solar Panels | Hanwha | HANWHA 410 (Q.PEAK DUO BLK ML-G10+ 410) |  | 0.41 | 12 | 187 | 5 |  | Fixed | Roof
NJADRE1558865608 | Administratively Determined Incentive Program | MAPLEWOOD | 7040 | 11.48 | Residential | Behind the Meter | Yes | Trinity Solar, LLC | PSE&G |  | Accepted | 2024-12-23 | 2025-01-06 | 2026-01-06 | Solar Panels | HANWHA | (Q.PEAK DUO BLK ML-G10+ 410) |  | 0.41 | 2 | 288 | 22 |  | Fixed | Roof
NJADRE1558865608 | Administratively Determined Incentive Program | MAPLEWOOD | 7040 | 11.48 | Residential | Behind the Meter | Yes | Trinity Solar, LLC | PSE&G |  | Accepted | 2024-12-23 | 2025-01-06 | 2026-01-06 | Inverters | Tesla | Powerwall 3 (1707000-xx-y) | 11500 |  | 3 |  |  | 0.97 |  | Outdoor
NJADRE1558865608 | Administratively Determined Incentive Program | MAPLEWOOD | 7040 | 11.48 | Residential | Behind the Meter | Yes | Trinity Solar, LLC | PSE&G |  | Accepted | 2024-12-23 | 2025-01-06 | 2026-01-06 | Solar Panels | HANWHA | (Q.PEAK DUO BLK ML-G10+ 410) |  | 0.41 | 8 | 108 | 38 |  | Fixed | Roof
NJADRE1558865608 | Administratively Determined Incentive Program | MAPLEWOOD | 7040 | 11.48 | Residential | Behind the Meter | Yes | Trinity Solar, LLC | PSE&G |  | Accepted | 2024-12-23 | 2025-01-06 | 2026-01-06 | Electric Storage Battery | Tesla | Powerwall 3 (1707000-xx-y) |  |  | 3 |  |  |  | Lithium Ion |  | outdoor
NJADRE1558865608 | Administratively Determined Incentive Program | MAPLEWOOD | 7040 | 11.48 | Residential | Behind the Meter | Yes | Trinity Solar, LLC | PSE&G |  | Accepted | 2024-12-23 | 2025-01-06 | 2026-01-06 | Solar Panels | HANWHA | (Q.PEAK DUO BLK ML-G10+ 410) |  | 0.41 | 2 | 108 | 17 |  | Fixed | Roof
NJADRE1558865608 | Administratively Determined Incentive Program | MAPLEWOOD | 7040 | 11.48 | Residential | Behind the Meter | Yes | Trinity Solar, LLC | PSE&G |  | Accepted | 2024-12-23 | 2025-01-06 | 2026-01-06 | Solar Panels | HANWHA | (Q.PEAK DUO BLK ML-G10+ 410) |  | 0.41 | 16 | 288 | 38 |  | Fixed | Roof
NJADRE1558865629 | Administratively Determined Incentive Program | Edison | 8820 | 16.4 | Residential | Behind the Meter | No | Over the Top Solar Solutions, LLC | PSE&G |  | Accepted | 2024-12-30 | 2025-01-09 | 2026-01-09 | Inverters | Enphase | Iq8A | 349 |  | 40 |  |  | 0.976 |  | Outside
NJADRE1558865629 | Administratively Determined Incentive Program | Edison | 8820 | 16.4 | Residential | Behind the Meter | No | Over the Top Solar Solutions, LLC | PSE&G |  | Accepted | 2024-12-30 | 2025-01-09 | 2026-01-09 | Solar Panels | Silfab | SIL410 |  | 0.41 | 3 | 142 | 33 |  | Fixed | Roof
NJADRE1558865629 | Administratively Determined Incentive Program | Edison | 8820 | 16.4 | Residential | Behind the Meter | No | Over the Top Solar Solutions, LLC | PSE&G |  | Accepted | 2024-12-30 | 2025-01-09 | 2026-01-09 | Meters | Enphase | X-IQ-AM1-240-4 |  |  | 1 |  |  |  | Yes | Outdoor
NJADRE1558865629 | Administratively Determined Incentive Program | Edison | 8820 | 16.4 | Residential | Behind the Meter | No | Over the Top Solar Solutions, LLC | PSE&G |  | Accepted | 2024-12-30 | 2025-01-09 | 2026-01-09 | Solar Panels | Silfab | SIL410 |  | 0.41 | 5 | 342 | 33 |  | Fixed | Roof
NJADRE1558865629 | Administratively Determined Incentive Program | Edison | 8820 | 16.4 | Residential | Behind the Meter | No | Over the Top Solar Solutions, LLC | PSE&G |  | Accepted | 2024-12-30 | 2025-01-09 | 2026-01-09 | Solar Panels | Silfab | SIL410 |  | 0.41 | 32 | 142 | 33 |  | Fixed | Roof
NJADRE1558865632 | Administratively Determined Incentive Program | Carneys Point | 8069 | 12.45 | Residential | Behind the Meter | No | SunnyMac, LLC | AC Electric |  | Accepted | 2024-12-23 | 2025-01-06 | 2026-01-06 | Solar Panels | HANWHA | Q.PEAK DUO BLK ML-G10+ 415W |  | 0.415 | 17 | 229 | 21 |  | Fixed | Roof
NJADRE1558865632 | Administratively Determined Incentive Program | Carneys Point | 8069 | 12.45 | Residential | Behind the Meter | No | SunnyMac, LLC | AC Electric |  | Accepted | 2024-12-23 | 2025-01-06 | 2026-01-06 | Solar Panels | HANWHA | Q.PEAK DUO BLK ML-G10+ 415W |  | 0.415 | 13 | 49 | 21 |  | Fixed | Roof
NJADRE1558865632 | Administratively Determined Incentive Program | Carneys Point | 8069 | 12.45 | Residential | Behind the Meter | No | SunnyMac, LLC | AC Electric |  | Accepted | 2024-12-23 | 2025-01-06 | 2026-01-06 | Inverters | Solaredge | SE10000H-US | 10000 |  | 1 |  |  | 0.99 |  | Outdoor | next to meter
NJADRE1558865632 | Administratively Determined Incentive Program | Carneys Point | 8069 | 12.45 | Residential | Behind the Meter | No | SunnyMac, LLC | AC Electric |  | Accepted | 2024-12-23 | 2025-01-06 | 2026-01-06 | Meters | SOLAREDGE | SE-RGMTR-1D-240C-C |  |  | 1 |  |  |  | Yes | Outdoor
NJADRE1558865651 | Administratively Determined Incentive Program | Fair Lawn | 7410 | 6.15 | Residential | Behind the Meter | Yes | Sunrun Installation Services, Inc. | PSE&G |  | Accepted | 2024-12-23 | 2025-01-06 | 2026-01-06 | Inverters | GROWATT NEW ENERGY TECHNOLOGY CO LTD | MIN 6000TL-XH-US | 6000 |  | 1 |  |  | 0.98 |  | Outside
NJADRE1558865651 | Administratively Determined Incentive Program | Fair Lawn | 7410 | 6.15 | Residential | Behind the Meter | Yes | Sunrun Installation Services, Inc. | PSE&G |  | Accepted | 2024-12-23 | 2025-01-06 | 2026-01-06 | Solar Panels | Hanwha Q-Cells | Q.PEAK DUO BLK ML-G10+ 410 |  | 0.41 | 8 | 248 | 17 |  | Fixed | Roof
NJADRE1558865651 | Administratively Determined Incentive Program | Fair Lawn | 7410 | 6.15 | Residential | Behind the Meter | Yes | Sunrun Installation Services, Inc. | PSE&G |  | Accepted | 2024-12-23 | 2025-01-06 | 2026-01-06 | Solar Panels | Hanwha Q-Cells | Q.PEAK DUO BLK ML-G10+ 410 |  | 0.41 | 7 | 69 | 14 |  | Fixed | Roof
NJADRE1558865656 | Administratively Determined Incentive Program | Lawrence Twp | 8648 | 6.97 | Residential | Behind the Meter | Yes | Sunrun Installation Services, Inc. | PSE&G |  | Accepted | 2024-12-23 | 2025-01-06 | 2026-01-06 | Solar Panels | Hanwha Q-Cells | Q.PEAK DUO BLK ML-G10+ 410 |  | 0.41 | 12 | 185 | 23 |  | Fixed | Roof
NJADRE1558865656 | Administratively Determined Incentive Program | Lawrence Twp | 8648 | 6.97 | Residential | Behind the Meter | Yes | Sunrun Installation Services, Inc. | PSE&G |  | Accepted | 2024-12-23 | 2025-01-06 | 2026-01-06 | Inverters | SolarEdge Technologies | SE5700H-USMN | 5760 |  | 1 |  |  | 0.99 |  | Outdoor | Next to meter
NJADRE1558865656 | Administratively Determined Incentive Program | Lawrence Twp | 8648 | 6.97 | Residential | Behind the Meter | Yes | Sunrun Installation Services, Inc. | PSE&G |  | Accepted | 2024-12-23 | 2025-01-06 | 2026-01-06 | Solar Panels | Hanwha Q-Cells | Q.PEAK DUO BLK ML-G10+ 410 |  | 0.41 | 5 | 185 | 23 |  | Fixed | Roof
NJADRE1558865717 | Administratively Determined Incentive Program | Somers Point | 8244 | 5.74 | Residential | Behind the Meter | Yes | Trinity Solar, LLC | AC Electric |  | Accepted | 2024-12-23 | 2025-01-06 | 2026-01-06 | Solar Panels | HANWHA | Q.PEAK DUO BLK ML-G10+ 410 |  | 0.41 | 2 | 117 | 25 |  | Fixed | Roof
NJADRE1558865717 | Administratively Determined Incentive Program | Somers Point | 8244 | 5.74 | Residential | Behind the Meter | Yes | Trinity Solar, LLC | AC Electric |  | Accepted | 2024-12-23 | 2025-01-06 | 2026-01-06 | Solar Panels | HANWHA | Q.PEAK DUO BLK ML-G10+ 410 |  | 0.41 | 8 | 207 | 37 |  | Fixed | Roof
NJADRE1558865717 | Administratively Determined Incentive Program | Somers Point | 8244 | 5.74 | Residential | Behind the Meter | Yes | Trinity Solar, LLC | AC Electric |  | Accepted | 2024-12-23 | 2025-01-06 | 2026-01-06 | Solar Panels | HANWHA | Q.PEAK DUO BLK ML-G10+ 410 |  | 0.41 | 4 | 27 | 15 |  | Fixed | Roof
NJADRE1558865717 | Administratively Determined Incentive Program | Somers Point | 8244 | 5.74 | Residential | Behind the Meter | Yes | Trinity Solar, LLC | AC Electric |  | Accepted | 2024-12-23 | 2025-01-06 | 2026-01-06 | Inverters | TESLA | Tesla 5.0KW 1538000-XX-Y | 5000 |  | 1 |  |  | 0.97 |  | Outside
NJADRE1558865731 | Administratively Determined Incentive Program | Franklin Twp | 8873 | 3.69 | Residential | Behind the Meter | Yes | Sunrun Installation Services, Inc. | PSE&G |  | Accepted | 2024-12-23 | 2025-01-06 | 2026-01-06 | Solar Panels | Hanwha Q-Cells | Q.PEAK DUO BLK ML-G10+ 410 |  | 0.41 | 9 | 38 | 21 |  | Fixed | Roof
NJADRE1558865731 | Administratively Determined Incentive Program | Franklin Twp | 8873 | 3.69 | Residential | Behind the Meter | Yes | Sunrun Installation Services, Inc. | PSE&G |  | Accepted | 2024-12-23 | 2025-01-06 | 2026-01-06 | Inverters | SolarEdge Technologies | SE3800H-USMN | 3800 |  | 1 |  |  | 0.99 |  | Outdoor | Next to meter
NJADRE1558865761 | Administratively Determined Incentive Program | Florence Twp | 8518 | 23.37 | Residential | Behind the Meter | Yes | Sunrun Installation Services, Inc. | PSE&G |  | Accepted | 2024-12-23 | 2025-01-06 | 2026-01-06 | Solar Panels | Hanwha Q-Cells | Q.PEAK DUO BLK ML-G10+ 410 |  | 0.41 | 22 | 57 | 30 |  | Fixed | Roof
NJADRE1558865761 | Administratively Determined Incentive Program | Florence Twp | 8518 | 23.37 | Residential | Behind the Meter | Yes | Sunrun Installation Services, Inc. | PSE&G |  | Accepted | 2024-12-23 | 2025-01-06 | 2026-01-06 | Inverters | TESLA | POWERWALL 3 1707000-XX-Y | 11500 |  | 3 |  |  | 0.97 |  | Outside
NJADRE1558865761 | Administratively Determined Incentive Program | Florence Twp | 8518 | 23.37 | Residential | Behind the Meter | Yes | Sunrun Installation Services, Inc. | PSE&G |  | Accepted | 2024-12-23 | 2025-01-06 | 2026-01-06 | Electric Storage Battery | TESLA | POWERWALL 3 1707000-XX-Y |  |  | 3 |  |  |  | Lithium Ion |  | OUTSIDE
NJADRE1558865761 | Administratively Determined Incentive Program | Florence Twp | 8518 | 23.37 | Residential | Behind the Meter | Yes | Sunrun Installation Services, Inc. | PSE&G |  | Accepted | 2024-12-23 | 2025-01-06 | 2026-01-06 | Solar Panels | Hanwha Q-Cells | Q.PEAK DUO BLK ML-G10+ 410 |  | 0.41 | 20 | 237 | 30 |  | Fixed | Roof
NJADRE1558865761 | Administratively Determined Incentive Program | Florence Twp | 8518 | 23.37 | Residential | Behind the Meter | Yes | Sunrun Installation Services, Inc. | PSE&G |  | Accepted | 2024-12-23 | 2025-01-06 | 2026-01-06 | Solar Panels | Hanwha Q-Cells | Q.PEAK DUO BLK ML-G10+ 410 |  | 0.41 | 7 | 236 | 30 |  | Fixed | Roof
NJADRE1558865761 | Administratively Determined Incentive Program | Florence Twp | 8518 | 23.37 | Residential | Behind the Meter | Yes | Sunrun Installation Services, Inc. | PSE&G |  | Accepted | 2024-12-23 | 2025-01-06 | 2026-01-06 | Solar Panels | Hanwha Q-Cells | Q.PEAK DUO BLK ML-G10+ 410 |  | 0.41 | 8 | 237 | 15 |  | Fixed | Roof
NJADRE1558865784 | Administratively Determined Incentive Program | Newark | 7107 | 6.97 | Residential | Behind the Meter | Yes | Bright Ops, Inc. | PSE&G |  | Accepted | 2024-12-23 | 2025-01-06 | 2026-01-06 | Solar Panels | Hanwha Q-Cells | Q.PEAK DUO BLK ML-G10+ 410 |  | 0.41 | 7 | 203 | 14 |  | Fixed | Roof
NJADRE1558865784 | Administratively Determined Incentive Program | Newark | 7107 | 6.97 | Residential | Behind the Meter | Yes | Bright Ops, Inc. | PSE&G |  | Accepted | 2024-12-23 | 2025-01-06 | 2026-01-06 | Solar Panels | Hanwha Q-Cells | Q.PEAK DUO BLK ML-G10+ 410 |  | 0.41 | 10 | 112 | 18 |  | Fixed | Roof
NJADRE1558865784 | Administratively Determined Incentive Program | Newark | 7107 | 6.97 | Residential | Behind the Meter | Yes | Bright Ops, Inc. | PSE&G |  | Accepted | 2024-12-23 | 2025-01-06 | 2026-01-06 | Inverters | SolarEdge Technologies | SE5700H - USMN | 5700 |  | 1 |  |  | 0.98 |  | Outdoor | Outside
NJADRE1558865989 | Administratively Determined Incentive Program | NETCONG | 7857 | 6.15 | Residential | Behind the Meter | Yes | Sunrun Installation Services, Inc. | JCP&L |  | Accepted | 2024-12-23 | 2025-01-07 | 2026-01-07 | Inverters | Growatt New Energy Technology Co Ltd | MIN 6000TL-XH-US | 6000 |  | 1 |  |  | 0.98 |  | Outdoor | Next to meter
NJADRE1558865989 | Administratively Determined Incentive Program | NETCONG | 7857 | 6.15 | Residential | Behind the Meter | Yes | Sunrun Installation Services, Inc. | JCP&L |  | Accepted | 2024-12-23 | 2025-01-07 | 2026-01-07 | Solar Panels | Hanwha Q-Cells | Q.PEAK DUO BLK ML-G10+ 410 |  | 0.41 | 15 | 125 | 42 |  | Fixed | Roof
NJADRE1558866040 | Administratively Determined Incentive Program | GRENLOCH | 8032 | 4.3 | Residential | Behind the Meter | Yes | PosiGen Developer, LLC | AC Electric |  | Accepted | 2024-12-23 | 2025-01-06 | 2026-01-06 | Inverters | SolarEdge | SE3800H-US | 3800 |  | 1 |  |  | 0.99 |  | Outside | within ten feet of meter
NJADRE1558866040 | Administratively Determined Incentive Program | GRENLOCH | 8032 | 4.3 | Residential | Behind the Meter | Yes | PosiGen Developer, LLC | AC Electric |  | Accepted | 2024-12-23 | 2025-01-06 | 2026-01-06 | Solar Panels | SilFab Solar | SIL-430 QD |  | 0.43 | 4 | 131 | 30 |  | Fixed | Roof
NJADRE1558866040 | Administratively Determined Incentive Program | GRENLOCH | 8032 | 4.3 | Residential | Behind the Meter | Yes | PosiGen Developer, LLC | AC Electric |  | Accepted | 2024-12-23 | 2025-01-06 | 2026-01-06 | Solar Panels | SilFab Solar | SIL-430 QD |  | 0.43 | 6 | 311 | 14 |  | Fixed | Roof
NJADRE1558866088 | Administratively Determined Incentive Program | Paterson | 7514 | 6.02 | Residential | Behind the Meter | Yes | PosiGen Developer, LLC | PSE&G |  | Accepted | 2024-12-23 | 2025-01-07 | 2026-01-07 | Solar Panels | SILFAB | SIL-430 QD |  | 0.43 | 8 | 280 | 30 |  | Fixed | Roof
NJADRE1558866088 | Administratively Determined Incentive Program | Paterson | 7514 | 6.02 | Residential | Behind the Meter | Yes | PosiGen Developer, LLC | PSE&G |  | Accepted | 2024-12-23 | 2025-01-07 | 2026-01-07 | Solar Panels | SILFAB | SIL-430 QD |  | 0.43 | 6 | 100 | 30 |  | Fixed | Roof
NJADRE1558866088 | Administratively Determined Incentive Program | Paterson | 7514 | 6.02 | Residential | Behind the Meter | Yes | PosiGen Developer, LLC | PSE&G |  | Accepted | 2024-12-23 | 2025-01-07 | 2026-01-07 | Inverters | SOLAREDGE | SE5700H-US | 5700 |  | 1 |  |  | 0.99 |  | Outside | Within ten feet of meter
NJADRE1558866099 | Administratively Determined Incentive Program | IRVINGTON | 7111 | 4.1 | Residential | Behind the Meter | Yes | Sunrun Installation Services, Inc. | PSE&G |  | Accepted | 2024-12-23 | 2025-01-06 | 2026-01-06 | Inverters | SOLAREDGE TECHNOLOGIES | SE3800H-USMN | 3800 |  | 1 |  |  | 0.99 |  | Outdoor | Next to meter
NJADRE1558866099 | Administratively Determined Incentive Program | IRVINGTON | 7111 | 4.1 | Residential | Behind the Meter | Yes | Sunrun Installation Services, Inc. | PSE&G |  | Accepted | 2024-12-23 | 2025-01-06 | 2026-01-06 | Solar Panels | Hanwha Q-Cells | Q.PEAK DUO BLK ML-G10+ 410 |  | 0.41 | 4 | 33 | 42 |  | Fixed | Roof
NJADRE1558866099 | Administratively Determined Incentive Program | IRVINGTON | 7111 | 4.1 | Residential | Behind the Meter | Yes | Sunrun Installation Services, Inc. | PSE&G |  | Accepted | 2024-12-23 | 2025-01-06 | 2026-01-06 | Solar Panels | Hanwha Q-Cells | Q.PEAK DUO BLK ML-G10+ 410 |  | 0.41 | 6 | 213 | 44 |  | Fixed | Roof
NJADRE1558866109 | Administratively Determined Incentive Program | WATERFORD | 8004 | 14.99 | Residential | Behind the Meter | Yes | Freedom Forever New Jersey, LLC | AC Electric |  | Accepted | 2024-12-23 | 2025-01-07 | 2026-01-07 | Inverters | Solar Edge | USE10000H-USMNBL75 | 10000 |  | 1 |  |  | 0.99 |  | Outside
NJADRE1558866109 | Administratively Determined Incentive Program | WATERFORD | 8004 | 14.99 | Residential | Behind the Meter | Yes | Freedom Forever New Jersey, LLC | AC Electric |  | Accepted | 2024-12-23 | 2025-01-07 | 2026-01-07 | Solar Panels | Trina | TSM-405NE09RC.05 |  | 0.405 | 15 | 282 | 19 |  | Fixed | Roof
NJADRE1558866109 | Administratively Determined Incentive Program | WATERFORD | 8004 | 14.99 | Residential | Behind the Meter | Yes | Freedom Forever New Jersey, LLC | AC Electric |  | Accepted | 2024-12-23 | 2025-01-07 | 2026-01-07 | Solar Panels | Trina | TSM-405NE09RC.05 |  | 0.405 | 5 | 192 | 26 |  | Fixed | Roof
NJADRE1558866109 | Administratively Determined Incentive Program | WATERFORD | 8004 | 14.99 | Residential | Behind the Meter | Yes | Freedom Forever New Jersey, LLC | AC Electric |  | Accepted | 2024-12-23 | 2025-01-07 | 2026-01-07 | Solar Panels | Trina | TSM-405NE09RC.05 |  | 0.405 | 13 | 102 | 19 |  | Fixed | Roof
NJADRE1558866109 | Administratively Determined Incentive Program | WATERFORD | 8004 | 14.99 | Residential | Behind the Meter | Yes | Freedom Forever New Jersey, LLC | AC Electric |  | Accepted | 2024-12-23 | 2025-01-07 | 2026-01-07 | Solar Panels | Trina | TSM-405NE09RC.05 |  | 0.405 | 4 | 12 | 26 |  | Fixed | Roof
NJADRE1558866115 | Administratively Determined Incentive Program | Wrightstown | 8562 | 7.79 | Residential | Behind the Meter | Yes | Sunrun Installation Services, Inc. | JCP&L |  | Accepted | 2024-12-23 | 2025-01-06 | 2026-01-06 | Inverters | SolarEdge Technologies | SE5700H-USMN | 5760 |  | 1 |  |  | 0.99 |  | Outdoor | Next to meter
NJADRE1558866115 | Administratively Determined Incentive Program | Wrightstown | 8562 | 7.79 | Residential | Behind the Meter | Yes | Sunrun Installation Services, Inc. | JCP&L |  | Accepted | 2024-12-23 | 2025-01-06 | 2026-01-06 | Solar Panels | Hanwha Q-Cells | Q.PEAK DUO BLK ML-G10+ 410 |  | 0.41 | 10 | 202 | 24 |  | Fixed | Roof
NJADRE1558866115 | Administratively Determined Incentive Program | Wrightstown | 8562 | 7.79 | Residential | Behind the Meter | Yes | Sunrun Installation Services, Inc. | JCP&L |  | Accepted | 2024-12-23 | 2025-01-06 | 2026-01-06 | Solar Panels | Hanwha Q-Cells | Q.PEAK DUO BLK ML-G10+ 410 |  | 0.41 | 9 | 22 | 24 |  | Fixed | Roof
NJADRE1558866131 | Administratively Determined Incentive Program | Jersey City | 7304 | 6.15 | Residential | Behind the Meter | Yes | Pro Custom Solar dba Momentum Solar | PSE&G |  | Accepted | 2024-12-23 | 2025-01-08 | 2026-01-08 | Inverters | Enphase | IQ8MC-72-M-US | 320 |  | 15 |  |  | 0.97 |  | Outdoor
NJADRE1558866131 | Administratively Determined Incentive Program | Jersey City | 7304 | 6.15 | Residential | Behind the Meter | Yes | Pro Custom Solar dba Momentum Solar | PSE&G |  | Accepted | 2024-12-23 | 2025-01-08 | 2026-01-08 | Solar Panels | HANWHA | Q.PEAK DUO BLK ML-G10+ 410 |  | 0.41 | 2 | 214 | 28 |  | Fixed | Roof
NJADRE1558866131 | Administratively Determined Incentive Program | Jersey City | 7304 | 6.15 | Residential | Behind the Meter | Yes | Pro Custom Solar dba Momentum Solar | PSE&G |  | Accepted | 2024-12-23 | 2025-01-08 | 2026-01-08 | Solar Panels | HANWHA | Q.PEAK DUO BLK ML-G10+ 410 |  | 0.41 | 8 | 215 | 4 |  | Fixed | Roof
NJADRE1558866131 | Administratively Determined Incentive Program | Jersey City | 7304 | 6.15 | Residential | Behind the Meter | Yes | Pro Custom Solar dba Momentum Solar | PSE&G |  | Accepted | 2024-12-23 | 2025-01-08 | 2026-01-08 | Solar Panels | HANWHA | Q.PEAK DUO BLK ML-G10+ 410 |  | 0.41 | 5 | 215 | 5 |  | Fixed | Roof
NJADRE1558866144 | Administratively Determined Incentive Program | East Orange | 7017 | 4.3 | Residential | Behind the Meter | Yes | PosiGen Developer, LLC | PSE&G |  | Accepted | 2024-12-23 | 2025-01-06 | 2026-01-06 | Solar Panels | SILFAB | SIL-430 QD |  | 0.43 | 2 | 13 | 27 |  | Fixed | Roof
NJADRE1558866144 | Administratively Determined Incentive Program | East Orange | 7017 | 4.3 | Residential | Behind the Meter | Yes | PosiGen Developer, LLC | PSE&G |  | Accepted | 2024-12-23 | 2025-01-06 | 2026-01-06 | Solar Panels | SILFAB | SIL-430 QD |  | 0.43 | 4 | 103 | 27 |  | Fixed | Roof
NJADRE1558866144 | Administratively Determined Incentive Program | East Orange | 7017 | 4.3 | Residential | Behind the Meter | Yes | PosiGen Developer, LLC | PSE&G |  | Accepted | 2024-12-23 | 2025-01-06 | 2026-01-06 | Solar Panels | SILFAB | SIL-430 QD |  | 0.43 | 2 | 193 | 27 |  | Fixed | Roof
NJADRE1558866144 | Administratively Determined Incentive Program | East Orange | 7017 | 4.3 | Residential | Behind the Meter | Yes | PosiGen Developer, LLC | PSE&G |  | Accepted | 2024-12-23 | 2025-01-06 | 2026-01-06 | Solar Panels | SILFAB | SIL-430 QD |  | 0.43 | 2 | 193 | 9 |  | Fixed | Roof
NJADRE1558866144 | Administratively Determined Incentive Program | East Orange | 7017 | 4.3 | Residential | Behind the Meter | Yes | PosiGen Developer, LLC | PSE&G |  | Accepted | 2024-12-23 | 2025-01-06 | 2026-01-06 | Inverters | SOLAREDGE | SE3800H-US | 3800 |  | 1 |  |  | 0.99 |  | Outside | Within ten feet of meter
NJADRE1558866157 | Administratively Determined Incentive Program | Vineland | 8360 | 13.12 | Residential | Behind the Meter | Yes | Sunrun Installation Services, Inc. | Vineland Muni Electric |  | Accepted | 2024-12-23 | 2025-01-06 | 2026-01-06 | Solar Panels | Hanwha Q-Cells | Q.PEAK DUO BLK ML-G10+ 410 |  | 0.41 | 18 | 4 | 22 |  | Fixed | Roof
NJADRE1558866157 | Administratively Determined Incentive Program | Vineland | 8360 | 13.12 | Residential | Behind the Meter | Yes | Sunrun Installation Services, Inc. | Vineland Muni Electric |  | Accepted | 2024-12-23 | 2025-01-06 | 2026-01-06 | Solar Panels | Hanwha Q-Cells | Q.PEAK DUO BLK ML-G10+ 410 |  | 0.41 | 14 | 184 | 22 |  | Fixed | Roof
NJADRE1558866157 | Administratively Determined Incentive Program | Vineland | 8360 | 13.12 | Residential | Behind the Meter | Yes | Sunrun Installation Services, Inc. | Vineland Muni Electric |  | Accepted | 2024-12-23 | 2025-01-06 | 2026-01-06 | Inverters | SOLAREDGE TECHNOLOGIES | SE10000H-USMN | 10000 |  | 1 |  |  | 0.99 |  | Outside
NJADRE1558866167 | Administratively Determined Incentive Program | LINDEN | 7036 | 4.51 | Residential | Behind the Meter | Yes | Pro Custom Solar dba Momentum Solar | PSE&G |  | Accepted | 2024-12-23 | 2025-01-07 | 2026-01-07 | Solar Panels | HANWHA | Q.PEAK DUO BLK ML-G10+ 410 |  | 0.41 | 9 | 219 | 15 |  | Fixed | Roof
NJADRE1558866167 | Administratively Determined Incentive Program | LINDEN | 7036 | 4.51 | Residential | Behind the Meter | Yes | Pro Custom Solar dba Momentum Solar | PSE&G |  | Accepted | 2024-12-23 | 2025-01-07 | 2026-01-07 | Inverters | Enphase | IQ8HC-72-M-DOM-US | 380 |  | 11 |  |  | 0.97 |  | Outdoor
NJADRE1558866167 | Administratively Determined Incentive Program | LINDEN | 7036 | 4.51 | Residential | Behind the Meter | Yes | Pro Custom Solar dba Momentum Solar | PSE&G |  | Accepted | 2024-12-23 | 2025-01-07 | 2026-01-07 | Solar Panels | HANWHA | Q.PEAK DUO BLK ML-G10+ 410 |  | 0.41 | 2 | 130 | 20 |  | Fixed | Roof
NJADRE1558866558 | Administratively Determined Incentive Program | MARLBORO | 7746 | 22.1 | Residential | Behind the Meter | No | US Clean Energy Construction Inc. | JCP&L |  | Accepted | 2024-12-23 | 2025-01-07 | 2026-01-07 | Inverters | SMA AMERICA | SMA SB-7.7-US | 7700 |  | 2 |  |  | 1 |  | Outdoor
NJADRE1558866558 | Administratively Determined Incentive Program | MARLBORO | 7746 | 22.1 | Residential | Behind the Meter | No | US Clean Energy Construction Inc. | JCP&L |  | Accepted | 2024-12-23 | 2025-01-07 | 2026-01-07 | Meters | VISION METERING | Cat VM-2E2A1P |  |  | 1 |  |  |  | Yes | Outdoor
NJADRE1558866558 | Administratively Determined Incentive Program | MARLBORO | 7746 | 22.1 | Residential | Behind the Meter | No | US Clean Energy Construction Inc. | JCP&L |  | Accepted | 2024-12-23 | 2025-01-07 | 2026-01-07 | Solar Panels | Trina Solar | Trina 425W |  | 0.425 | 52 | 38 | 30 |  | Fixed | Roof
NJADRE1558866566 | Administratively Determined Incentive Program | Somers Point | 8244 | 10.38 | Residential | Behind the Meter | Yes | SunnyMac, LLC | AC Electric |  | Accepted | 2025-01-02 | 2025-01-13 | 2026-01-13 | Solar Panels | Qcells | Q.PEAK DUO BLK ML-G10+ 415 |  | 0.415 | 5 | 11 | 24 |  | Fixed | Roof
NJADRE1558866566 | Administratively Determined Incentive Program | Somers Point | 8244 | 10.38 | Residential | Behind the Meter | Yes | SunnyMac, LLC | AC Electric |  | Accepted | 2025-01-02 | 2025-01-13 | 2026-01-13 | Solar Panels | Qcells | Q.PEAK DUO BLK ML-G10+ 415 |  | 0.415 | 6 | 191 | 15 |  | Fixed | Roof
NJADRE1558866566 | Administratively Determined Incentive Program | Somers Point | 8244 | 10.38 | Residential | Behind the Meter | Yes | SunnyMac, LLC | AC Electric |  | Accepted | 2025-01-02 | 2025-01-13 | 2026-01-13 | Inverters | SolarEdge | SE7600H-USMNUBL15 | 7600 |  | 1 |  |  | 0.99 |  | Outdoor
NJADRE1558866566 | Administratively Determined Incentive Program | Somers Point | 8244 | 10.38 | Residential | Behind the Meter | Yes | SunnyMac, LLC | AC Electric |  | Accepted | 2025-01-02 | 2025-01-13 | 2026-01-13 | Solar Panels | Qcells | Q.PEAK DUO BLK ML-G10+ 415 |  | 0.415 | 4 | 191 | 22 |  | Fixed | Roof
NJADRE1558866566 | Administratively Determined Incentive Program | Somers Point | 8244 | 10.38 | Residential | Behind the Meter | Yes | SunnyMac, LLC | AC Electric |  | Accepted | 2025-01-02 | 2025-01-13 | 2026-01-13 | Meters | SolarEdge | SolarEdge Built-in Consumption Monitor |  |  | 1 |  |  |  | Yes | Outdoor
NJADRE1558866566 | Administratively Determined Incentive Program | Somers Point | 8244 | 10.38 | Residential | Behind the Meter | Yes | SunnyMac, LLC | AC Electric |  | Accepted | 2025-01-02 | 2025-01-13 | 2026-01-13 | Solar Panels | Qcells | Q.PEAK DUO BLK ML-G10+ 415 |  | 0.415 | 10 | 191 | 20 |  | Fixed | Roof
NJADRE1558869309 | Administratively Determined Incentive Program | Byram Township | 7821 | 12.3 | Residential | Behind the Meter | Yes | Trinity Solar, LLC | AC Electric |  | Accepted | 2024-12-24 | 2025-01-08 | 2026-01-08 | Inverters | Solar Edge | USE10000H-USMNBL75 | 10000 |  | 1 |  |  | 0.97 |  | Outdoor
NJADRE1558869309 | Administratively Determined Incentive Program | Byram Township | 7821 | 12.3 | Residential | Behind the Meter | Yes | Trinity Solar, LLC | AC Electric |  | Accepted | 2024-12-24 | 2025-01-08 | 2026-01-08 | Solar Panels | Hanwha | HANWHA 410 (Q.PEAK DUO BLK ML-G10+ 410) |  | 0.41 | 25 | 114 | 30 |  | Fixed | Roof
NJADRE1558869309 | Administratively Determined Incentive Program | Byram Township | 7821 | 12.3 | Residential | Behind the Meter | Yes | Trinity Solar, LLC | AC Electric |  | Accepted | 2024-12-24 | 2025-01-08 | 2026-01-08 | Solar Panels | Hanwha | HANWHA 410 (Q.PEAK DUO BLK ML-G10+ 410) |  | 0.41 | 5 | 294 | 30 |  | Fixed | Roof
NJADRE1558869335 | Administratively Determined Incentive Program | Phillipsburg | 8865 | 4.1 | Residential | Behind the Meter | Yes | Trinity Solar, LLC | JCP&L |  | Accepted | 2024-12-24 | 2025-01-07 | 2026-01-07 | Inverters | Tesla | 1538000-XX-Y | 3800 |  | 1 |  |  | 0.986 |  | Outdoor
NJADRE1558869335 | Administratively Determined Incentive Program | Phillipsburg | 8865 | 4.1 | Residential | Behind the Meter | Yes | Trinity Solar, LLC | JCP&L |  | Accepted | 2024-12-24 | 2025-01-07 | 2026-01-07 | Solar Panels | HANWHA | Q.PEAK DUO BLK ML-G10+ 410 |  | 0.41 | 10 | 151 | 25 |  | Fixed | Roof
NJADRE1558869356 | Administratively Determined Incentive Program | Atco | 8004 | 13.6 | Residential | Behind the Meter | Yes | Whitman Construction, LLC | AC Electric |  | Accepted | 2024-12-24 | 2025-01-07 | 2026-01-07 | Solar Panels | TRINA SOLAR | TSM-425NE09R.05 |  | 0.425 | 3 | 192 | 23 |  | Fixed | Roof
NJADRE1558869356 | Administratively Determined Incentive Program | Atco | 8004 | 13.6 | Residential | Behind the Meter | Yes | Whitman Construction, LLC | AC Electric |  | Accepted | 2024-12-24 | 2025-01-07 | 2026-01-07 | Solar Panels | TRINA SOLAR | TSM-425NE09R.05 |  | 0.425 | 11 | 282 | 23 |  | Fixed | Roof
NJADRE1558869356 | Administratively Determined Incentive Program | Atco | 8004 | 13.6 | Residential | Behind the Meter | Yes | Whitman Construction, LLC | AC Electric |  | Accepted | 2024-12-24 | 2025-01-07 | 2026-01-07 | Inverters | Enphase | IQ8PLUS-72-2-US | 290 |  | 32 |  |  | 0.975 |  | Outdoor
NJADRE1558869356 | Administratively Determined Incentive Program | Atco | 8004 | 13.6 | Residential | Behind the Meter | Yes | Whitman Construction, LLC | AC Electric |  | Accepted | 2024-12-24 | 2025-01-07 | 2026-01-07 | Solar Panels | TRINA SOLAR | TSM-425NE09R.05 |  | 0.425 | 18 | 282 | 23 |  | Fixed | Roof
NJADRE1558869372 | Administratively Determined Incentive Program | Woodstown | 8098 | 10.38 | Residential | Behind the Meter | Yes | SunnyMac, LLC | AC Electric |  | Accepted | 2024-12-24 | 2025-01-07 | 2026-01-07 | Solar Panels | Qcells | Q.PEAK DUO BLK ML-G10+ 415 |  | 0.415 | 25 | 175 | 19 |  | Fixed | Roof
NJADRE1558869372 | Administratively Determined Incentive Program | Woodstown | 8098 | 10.38 | Residential | Behind the Meter | Yes | SunnyMac, LLC | AC Electric |  | Accepted | 2024-12-24 | 2025-01-07 | 2026-01-07 | Meters | SolarEdge | SolarEdge Built-in Consumption Monitor |  |  | 1 |  |  |  | Yes | Outdoor
NJADRE1558869372 | Administratively Determined Incentive Program | Woodstown | 8098 | 10.38 | Residential | Behind the Meter | Yes | SunnyMac, LLC | AC Electric |  | Accepted | 2024-12-24 | 2025-01-07 | 2026-01-07 | Inverters | SolarEdge | SE7600H-USMNUBL75 | 7600 |  | 1 |  |  | 0.99 |  | Outdoor
NJADRE1558869373 | Administratively Determined Incentive Program | PATERSON | 7501 | 9.13 | Residential | Behind the Meter | Yes | SunnyMac, LLC | PSE&G |  | Accepted | 2025-01-15 | 2025-01-28 | 2026-01-28 | Meters | SolarEdge Technologies Inc. | SolarEdge Built-in Consumption Monitor |  |  | 1 |  |  |  | Yes | Outdoor
NJADRE1558869373 | Administratively Determined Incentive Program | PATERSON | 7501 | 9.13 | Residential | Behind the Meter | Yes | SunnyMac, LLC | PSE&G |  | Accepted | 2025-01-15 | 2025-01-28 | 2026-01-28 | Inverters | SolarEdge Technologies Inc. | SOLAREDGE SE7600H-US | 7600 |  | 1 |  |  | 0.99 |  | Outdoor
NJADRE1558869373 | Administratively Determined Incentive Program | PATERSON | 7501 | 9.13 | Residential | Behind the Meter | Yes | SunnyMac, LLC | PSE&G |  | Accepted | 2025-01-15 | 2025-01-28 | 2026-01-28 | Solar Panels | Qcells | Q Peak Duo ML-G10+ 415 |  | 0.415 | 8 | 193 | 32 |  | Fixed | Roof
NJADRE1558869373 | Administratively Determined Incentive Program | PATERSON | 7501 | 9.13 | Residential | Behind the Meter | Yes | SunnyMac, LLC | PSE&G |  | Accepted | 2025-01-15 | 2025-01-28 | 2026-01-28 | Solar Panels | Qcells | Q Peak Duo ML-G10+ 415 |  | 0.415 | 10 | 193 | 6 |  | Fixed | Roof
NJADRE1558869373 | Administratively Determined Incentive Program | PATERSON | 7501 | 9.13 | Residential | Behind the Meter | Yes | SunnyMac, LLC | PSE&G |  | Accepted | 2025-01-15 | 2025-01-28 | 2026-01-28 | Solar Panels | Qcells | Q Peak Duo ML-G10+ 415 |  | 0.415 | 4 | 13 | 32 |  | Fixed | Roof
NJADRE1558869429 | Administratively Determined Incentive Program | Phillipsburg | 8865 | 4.92 | Residential | Behind the Meter | Yes | Pro Custom Solar dba Momentum Solar | JCP&L |  | Accepted | 2024-12-24 | 2025-01-07 | 2026-01-07 | Inverters | ENPHASE | IQ8HC-72-M-DOM-US | 380 |  | 12 |  |  | 0.97 |  | Outdoor
NJADRE1558869429 | Administratively Determined Incentive Program | Phillipsburg | 8865 | 4.92 | Residential | Behind the Meter | Yes | Pro Custom Solar dba Momentum Solar | JCP&L |  | Accepted | 2024-12-24 | 2025-01-07 | 2026-01-07 | Solar Panels | Hanwha | Q.PEAK DUO BLK ML-G10+410 |  | 0.41 | 12 | 145 | 40 |  | Fixed | Roof
NJADRE1558869687 | Administratively Determined Incentive Program | NORTH HALEDON | 7508 | 6.97 | Residential | Behind the Meter | Yes | Pro Custom Solar dba Momentum Solar | PSE&G |  | Accepted | 2024-12-24 | 2025-01-07 | 2026-01-07 | Solar Panels | Hanwha | q.peak duo blk ml-g10+410 |  | 0.41 | 9 | 82 | 27 |  | Fixed | Roof
NJADRE1558869687 | Administratively Determined Incentive Program | NORTH HALEDON | 7508 | 6.97 | Residential | Behind the Meter | Yes | Pro Custom Solar dba Momentum Solar | PSE&G |  | Accepted | 2024-12-24 | 2025-01-07 | 2026-01-07 | Solar Panels | Hanwha | q.peak duo blk ml-g10+410 |  | 0.41 | 4 | 262 | 27 |  | Fixed | Roof
NJADRE1558869687 | Administratively Determined Incentive Program | NORTH HALEDON | 7508 | 6.97 | Residential | Behind the Meter | Yes | Pro Custom Solar dba Momentum Solar | PSE&G |  | Accepted | 2024-12-24 | 2025-01-07 | 2026-01-07 | Inverters | Enphase | IQ8HC-72-M-DOM-US | 380 |  | 17 |  |  | 0.97 |  | Outside
NJADRE1558869687 | Administratively Determined Incentive Program | NORTH HALEDON | 7508 | 6.97 | Residential | Behind the Meter | Yes | Pro Custom Solar dba Momentum Solar | PSE&G |  | Accepted | 2024-12-24 | 2025-01-07 | 2026-01-07 | Solar Panels | Hanwha | q.peak duo blk ml-g10+410 |  | 0.41 | 4 | 172 | 5 |  | Fixed | Roof
NJADRE1558869696 | Administratively Determined Incentive Program | SOMERS POINT | 8244 | 7.7 | Residential | Behind the Meter | Yes | Acos Energy, LLC | AC Electric |  | Accepted | 2024-12-24 | 2025-01-07 | 2026-01-07 | Solar Panels | JA Solar | JAM54S31 |  | 0.405 | 10 | 131 | 30 |  | Fixed | Roof
NJADRE1558869696 | Administratively Determined Incentive Program | SOMERS POINT | 8244 | 7.7 | Residential | Behind the Meter | Yes | Acos Energy, LLC | AC Electric |  | Accepted | 2024-12-24 | 2025-01-07 | 2026-01-07 | Inverters | Enphase | IQ8 Plus | 290 |  | 19 |  |  | 0.97 |  | Outside
NJADRE1558869696 | Administratively Determined Incentive Program | SOMERS POINT | 8244 | 7.7 | Residential | Behind the Meter | Yes | Acos Energy, LLC | AC Electric |  | Accepted | 2024-12-24 | 2025-01-07 | 2026-01-07 | Solar Panels | JA Solar | JAM54S31 |  | 0.405 | 9 | 221 | 30 |  | Fixed | Roof
NJADRE1558883768 | Administratively Determined Incentive Program | Gloucester City | 8030 | 5.95 | Residential | Behind the Meter | Yes | Sun Up Zero Down, LLC | PSE&G |  | Accepted | 2024-12-26 | 2025-01-07 | 2026-01-07 | Meters | Enphase | TBD |  |  | 1 |  |  |  | Yes | Outdoor
NJADRE1558883768 | Administratively Determined Incentive Program | Gloucester City | 8030 | 5.95 | Residential | Behind the Meter | Yes | Sun Up Zero Down, LLC | PSE&G |  | Accepted | 2024-12-26 | 2025-01-07 | 2026-01-07 | Solar Panels | Trina | TSM-425-NE09RC.05 |  | 0.425 | 14 | 165 | 25 |  | Fixed | Roof
NJADRE1558883768 | Administratively Determined Incentive Program | Gloucester City | 8030 | 5.95 | Residential | Behind the Meter | Yes | Sun Up Zero Down, LLC | PSE&G |  | Accepted | 2024-12-26 | 2025-01-07 | 2026-01-07 | Inverters | Enphase | IQ8PLUS-72-2-US | 290 |  | 14 |  |  | 0.976 |  | Outdoor
NJADRE1558883901 | Administratively Determined Incentive Program | CARNEYS POINT | 8069 | 4.51 | Residential | Behind the Meter | Yes | Sunrun Installation Services, Inc. | AC Electric |  | Accepted | 2024-12-26 | 2025-01-07 | 2026-01-07 | Solar Panels | Hanwha Q-Cells | Q.PEAK DUO BLK ML-G10+ 410 |  | 0.41 | 4 | 38 | 6 |  | Fixed | Roof
NJADRE1558883901 | Administratively Determined Incentive Program | CARNEYS POINT | 8069 | 4.51 | Residential | Behind the Meter | Yes | Sunrun Installation Services, Inc. | AC Electric |  | Accepted | 2024-12-26 | 2025-01-07 | 2026-01-07 | Inverters | SolarEdge Technologies | SE3800H-USMN | 3800 |  | 1 |  |  | 0.99 |  | Outdoor | Next to meter
NJADRE1558883901 | Administratively Determined Incentive Program | CARNEYS POINT | 8069 | 4.51 | Residential | Behind the Meter | Yes | Sunrun Installation Services, Inc. | AC Electric |  | Accepted | 2024-12-26 | 2025-01-07 | 2026-01-07 | Solar Panels | Hanwha Q-Cells | Q.PEAK DUO BLK ML-G10+ 410 |  | 0.41 | 7 | 38 | 33 |  | Fixed | Roof
NJADRE1558883906 | Administratively Determined Incentive Program | EAST ORANGE CITY | 7018 | 6.02 | Residential | Behind the Meter | Yes | PosiGen Developer, LLC | PSE&G |  | Accepted | 2024-12-26 | 2025-01-07 | 2026-01-07 | Inverters | SolarEdge | SE5700H-US | 5700 |  | 1 |  |  | 0.99 |  | Outside | within ten feet of meter
NJADRE1558883906 | Administratively Determined Incentive Program | EAST ORANGE CITY | 7018 | 6.02 | Residential | Behind the Meter | Yes | PosiGen Developer, LLC | PSE&G |  | Accepted | 2024-12-26 | 2025-01-07 | 2026-01-07 | Solar Panels | SilFab Solar | SIL-430 QD |  | 0.43 | 9 | 116 | 23 |  | Fixed | Roof
NJADRE1558883906 | Administratively Determined Incentive Program | EAST ORANGE CITY | 7018 | 6.02 | Residential | Behind the Meter | Yes | PosiGen Developer, LLC | PSE&G |  | Accepted | 2024-12-26 | 2025-01-07 | 2026-01-07 | Solar Panels | SilFab Solar | SIL-430 QD |  | 0.43 | 5 | 295 | 23 |  | Fixed | Roof
NJADRE1558883918 | Administratively Determined Incentive Program | Newark | 7114 | 2.05 | Residential | Behind the Meter | Yes | Pro Custom Solar dba Momentum Solar | PSE&G |  | Accepted | 2024-12-26 | 2025-01-07 | 2026-01-07 | Solar Panels | Hanwha | Q.PEAK DUO BLK ML-G10+410 |  | 0.41 | 5 | 114 | 22 |  | Fixed | Roof
NJADRE1558883918 | Administratively Determined Incentive Program | Newark | 7114 | 2.05 | Residential | Behind the Meter | Yes | Pro Custom Solar dba Momentum Solar | PSE&G |  | Accepted | 2024-12-26 | 2025-01-07 | 2026-01-07 | Inverters | ENPHASE | IQ8HC-72-M-DOM-US | 380 |  | 5 |  |  | 0.97 |  | Outdoor
NJADRE1558883949 | Administratively Determined Incentive Program | Plainfield City | 7062 | 9.43 | Residential | Behind the Meter | Yes | Sunrun Installation Services, Inc. | PSE&G |  | Accepted | 2024-12-26 | 2025-01-07 | 2026-01-07 | Solar Panels | Hanwha Q-Cells | Q.PEAK DUO BLK ML-G10+ 410 |  | 0.41 | 4 | 218 | 21 |  | Fixed | Roof
NJADRE1558883949 | Administratively Determined Incentive Program | Plainfield City | 7062 | 9.43 | Residential | Behind the Meter | Yes | Sunrun Installation Services, Inc. | PSE&G |  | Accepted | 2024-12-26 | 2025-01-07 | 2026-01-07 | Solar Panels | Hanwha Q-Cells | Q.PEAK DUO BLK ML-G10+ 410 |  | 0.41 | 4 | 128 | 37 |  | Fixed | Roof
NJADRE1558883949 | Administratively Determined Incentive Program | Plainfield City | 7062 | 9.43 | Residential | Behind the Meter | Yes | Sunrun Installation Services, Inc. | PSE&G |  | Accepted | 2024-12-26 | 2025-01-07 | 2026-01-07 | Inverters | SolarEdge Technologies | SE7600H-USMN | 7600 |  | 1 |  |  | 0.99 |  | Outdoor | Next to meter
NJADRE1558883949 | Administratively Determined Incentive Program | Plainfield City | 7062 | 9.43 | Residential | Behind the Meter | Yes | Sunrun Installation Services, Inc. | PSE&G |  | Accepted | 2024-12-26 | 2025-01-07 | 2026-01-07 | Solar Panels | Hanwha Q-Cells | Q.PEAK DUO BLK ML-G10+ 410 |  | 0.41 | 15 | 308 | 37 |  | Fixed | Roof
NJADRE1558883981 | Administratively Determined Incentive Program | SOUTH PLAINFIELD | 7080 | 20.4 | Residential | Behind the Meter | Yes | Whitman Construction LLC | PSE&G |  | Accepted | 2024-12-26 | 2025-01-08 | 2026-01-08 | Solar Panels | TRINA SOLAR | TSM-425NE09R.05 |  | 0.425 | 14 | 271 | 20 |  | Fixed | Roof
NJADRE1558883981 | Administratively Determined Incentive Program | SOUTH PLAINFIELD | 7080 | 20.4 | Residential | Behind the Meter | Yes | Whitman Construction LLC | PSE&G |  | Accepted | 2024-12-26 | 2025-01-08 | 2026-01-08 | Solar Panels | TRINA SOLAR | TSM-425NE09R.05 |  | 0.425 | 11 | 91 | 20 |  | Fixed | Roof
NJADRE1558883981 | Administratively Determined Incentive Program | SOUTH PLAINFIELD | 7080 | 20.4 | Residential | Behind the Meter | Yes | Whitman Construction LLC | PSE&G |  | Accepted | 2024-12-26 | 2025-01-08 | 2026-01-08 | Inverters | Enphase | IQ8PLUS-72-2-US | 290 |  | 48 |  |  | 0.975 |  | Outdoor
NJADRE1558883981 | Administratively Determined Incentive Program | SOUTH PLAINFIELD | 7080 | 20.4 | Residential | Behind the Meter | Yes | Whitman Construction LLC | PSE&G |  | Accepted | 2024-12-26 | 2025-01-08 | 2026-01-08 | Solar Panels | TRINA SOLAR | TSM-425NE09R.05 |  | 0.425 | 23 | 91 | 20 |  | Fixed | Roof
NJADRE1558884032 | Administratively Determined Incentive Program | HACKENSACK CITY | 7601 | 6.88 | Residential | Behind the Meter | Yes | PosiGen Developer, LLC | PSE&G |  | Accepted | 2024-12-26 | 2025-01-07 | 2026-01-07 | Inverters | SOLAREDGE | SE5700H-US | 5700 |  | 1 |  |  | 0.99 |  | Outside | Within ten feet of meter
NJADRE1558884032 | Administratively Determined Incentive Program | HACKENSACK CITY | 7601 | 6.88 | Residential | Behind the Meter | Yes | PosiGen Developer, LLC | PSE&G |  | Accepted | 2024-12-26 | 2025-01-07 | 2026-01-07 | Solar Panels | SILFAB | SIL-430 QD |  | 0.43 | 13 | 167 | 27 |  | Fixed | Roof
NJADRE1558884032 | Administratively Determined Incentive Program | HACKENSACK CITY | 7601 | 6.88 | Residential | Behind the Meter | Yes | PosiGen Developer, LLC | PSE&G |  | Accepted | 2024-12-26 | 2025-01-07 | 2026-01-07 | Solar Panels | SILFAB | SIL-430 QD |  | 0.43 | 3 | 347 | 27 |  | Fixed | Roof
NJADRE1558884510 | Administratively Determined Incentive Program | LITTLE EGG HARBOR TWP | 8087 | 4.98 | Residential | Behind the Meter | Yes | SunnyMac, LLC | AC Electric |  | Accepted | 2024-12-31 | 2025-01-09 | 2026-01-09 | Solar Panels | Qcells | Q.PEAK DUO BLK ML-G10+ 415 |  | 0.415 | 4 | 162 | 23 |  | Fixed | Roof
NJADRE1558884510 | Administratively Determined Incentive Program | LITTLE EGG HARBOR TWP | 8087 | 4.98 | Residential | Behind the Meter | Yes | SunnyMac, LLC | AC Electric |  | Accepted | 2024-12-31 | 2025-01-09 | 2026-01-09 | Solar Panels | Qcells | Q.PEAK DUO BLK ML-G10+ 415 |  | 0.415 | 2 | 72 | 23 |  | Fixed | Roof
NJADRE1558884510 | Administratively Determined Incentive Program | LITTLE EGG HARBOR TWP | 8087 | 4.98 | Residential | Behind the Meter | Yes | SunnyMac, LLC | AC Electric |  | Accepted | 2024-12-31 | 2025-01-09 | 2026-01-09 | Solar Panels | Qcells | Q.PEAK DUO BLK ML-G10+ 415 |  | 0.415 | 3 | 252 | 21 |  | Fixed | Roof
NJADRE1558884510 | Administratively Determined Incentive Program | LITTLE EGG HARBOR TWP | 8087 | 4.98 | Residential | Behind the Meter | Yes | SunnyMac, LLC | AC Electric |  | Accepted | 2024-12-31 | 2025-01-09 | 2026-01-09 | Meters | SolarEdge Technologies Inc. | SolarEdge Built-in Consumption Monitor |  |  | 1 |  |  |  | Yes | Outdoor
NJADRE1558884510 | Administratively Determined Incentive Program | LITTLE EGG HARBOR TWP | 8087 | 4.98 | Residential | Behind the Meter | Yes | SunnyMac, LLC | AC Electric |  | Accepted | 2024-12-31 | 2025-01-09 | 2026-01-09 | Solar Panels | Qcells | Q.PEAK DUO BLK ML-G10+ 415 |  | 0.415 | 3 | 252 | 23 |  | Fixed | Roof
NJADRE1558884510 | Administratively Determined Incentive Program | LITTLE EGG HARBOR TWP | 8087 | 4.98 | Residential | Behind the Meter | Yes | SunnyMac, LLC | AC Electric |  | Accepted | 2024-12-31 | 2025-01-09 | 2026-01-09 | Inverters | SolarEdge Technologies Inc. | SE3800H-USMNUBL15 | 3800 |  | 1 |  |  | 0.99 |  | Outdoor
NJADRE1558884633 | Administratively Determined Incentive Program | CLEMENTON | 8021 | 3.83 | Residential | Behind the Meter | Yes | Power Energy Solutions, LLC | AC Electric |  | Accepted | 2024-12-26 | 2025-01-08 | 2026-01-08 | Inverters | SolarEdge | SE3800H-US | 4 |  | 1 |  |  | 0.97 |  | Outdoor
NJADRE1558884633 | Administratively Determined Incentive Program | CLEMENTON | 8021 | 3.83 | Residential | Behind the Meter | Yes | Power Energy Solutions, LLC | AC Electric |  | Accepted | 2024-12-26 | 2025-01-08 | 2026-01-08 | Solar Panels | Trina Solar | TSM-425NE09RC.05 |  | 0.425 | 9 | 190 | 26 |  | Fixed | Roof
NJADRE1558885724 | Administratively Determined Incentive Program | LYNDHURST | 7071 | 3.69 | Residential | Behind the Meter | Yes | Sunrun Installation Services, Inc. | PSE&G |  | Accepted | 2024-12-26 | 2025-01-08 | 2026-01-08 | Solar Panels | Hanwha Q-Cells | Q.PEAK DUO BLK ML-G10+ 410 |  | 0.41 | 5 | 216 | 14 |  | Fixed | Roof
NJADRE1558885724 | Administratively Determined Incentive Program | LYNDHURST | 7071 | 3.69 | Residential | Behind the Meter | Yes | Sunrun Installation Services, Inc. | PSE&G |  | Accepted | 2024-12-26 | 2025-01-08 | 2026-01-08 | Solar Panels | Hanwha Q-Cells | Q.PEAK DUO BLK ML-G10+ 410 |  | 0.41 | 4 | 36 | 39 |  | Fixed | Roof
NJADRE1558885724 | Administratively Determined Incentive Program | LYNDHURST | 7071 | 3.69 | Residential | Behind the Meter | Yes | Sunrun Installation Services, Inc. | PSE&G |  | Accepted | 2024-12-26 | 2025-01-08 | 2026-01-08 | Inverters | SolarEdge Technologies | SE3800H-USMN | 3800 |  | 1 |  |  | 0.99 |  | Outdoor | Next to meter
NJADRE1558886169 | Administratively Determined Incentive Program | MOUNT HOLLY | 8060 | 6.02 | Residential | Behind the Meter | Yes | PosiGen Developer, LLC | PSE&G |  | Accepted | 2024-12-26 | 2025-01-08 | 2026-01-08 | Inverters | SolarEdge | SE5700H-US | 5700 |  | 1 |  |  | 0.99 |  | Outside | within ten feet of meter
NJADRE1558886169 | Administratively Determined Incentive Program | MOUNT HOLLY | 8060 | 6.02 | Residential | Behind the Meter | Yes | PosiGen Developer, LLC | PSE&G |  | Accepted | 2024-12-26 | 2025-01-08 | 2026-01-08 | Solar Panels | SilFab Solar | SIL-430 QD |  | 0.43 | 10 | 151 | 22 |  | Fixed | Roof
NJADRE1558886169 | Administratively Determined Incentive Program | MOUNT HOLLY | 8060 | 6.02 | Residential | Behind the Meter | Yes | PosiGen Developer, LLC | PSE&G |  | Accepted | 2024-12-26 | 2025-01-08 | 2026-01-08 | Solar Panels | SilFab Solar | SIL-430 QD |  | 0.43 | 4 | 241 | 21 |  | Fixed | Roof
NJADRE1558886459 | Administratively Determined Incentive Program | Newark | 7114 | 2.46 | Residential | Behind the Meter | Yes | Pro Custom Solar dba Momentum Solar | PSE&G |  | Accepted | 2024-12-26 | 2025-01-08 | 2026-01-08 | Inverters | ENPHASE | IQ8HC-72-M-DOM-US | 380 |  | 6 |  |  | 0.97 |  | Outdoor
NJADRE1558886459 | Administratively Determined Incentive Program | Newark | 7114 | 2.46 | Residential | Behind the Meter | Yes | Pro Custom Solar dba Momentum Solar | PSE&G |  | Accepted | 2024-12-26 | 2025-01-08 | 2026-01-08 | Solar Panels | Hanwha | Q.PEAK DUO BLK ML-G10+410 |  | 0.41 | 6 | 114 | 22 |  | Fixed | Roof
NJADRE1558888012 | Administratively Determined Incentive Program | Newark | 7103 | 11.48 | Residential | Behind the Meter | Yes | Power Energy Solutions, LLC | PSE&G |  | Accepted | 2024-12-26 | 2025-01-08 | 2026-01-08 | Inverters | SolarEdge | SE7600H-US | 8 |  | 1 |  |  | 0.97 |  | Outdoor
NJADRE1558888012 | Administratively Determined Incentive Program | Newark | 7103 | 11.48 | Residential | Behind the Meter | Yes | Power Energy Solutions, LLC | PSE&G |  | Accepted | 2024-12-26 | 2025-01-08 | 2026-01-08 | Solar Panels | Trina Solar | TSM-425NE09RC.05 |  | 0.425 | 3 | 197 | 23 |  | Fixed | Roof
NJADRE1558888012 | Administratively Determined Incentive Program | Newark | 7103 | 11.48 | Residential | Behind the Meter | Yes | Power Energy Solutions, LLC | PSE&G |  | Accepted | 2024-12-26 | 2025-01-08 | 2026-01-08 | Solar Panels | Trina Solar | TSM-425NE09RC.05 |  | 0.425 | 3 | 287 | 23 |  | Fixed | Roof
NJADRE1558888012 | Administratively Determined Incentive Program | Newark | 7103 | 11.48 | Residential | Behind the Meter | Yes | Power Energy Solutions, LLC | PSE&G |  | Accepted | 2024-12-26 | 2025-01-08 | 2026-01-08 | Solar Panels | Trina Solar | TSM-425NE09RC.05 |  | 0.425 | 21 | 107 | 23 |  | Fixed | Roof
NJADRE1558890935 | Administratively Determined Incentive Program | Roselle | 7203 | 4.92 | Residential | Behind the Meter | Yes | EMT Renewables, LLC | PSE&G |  | Accepted | 2024-12-26 | 2025-01-08 | 2026-01-08 | Solar Panels | TRINA | TSM-NE09RC.05 |  | 0.41 | 12 | 170 | 42 |  | Fixed | Roof
NJADRE1558890935 | Administratively Determined Incentive Program | Roselle | 7203 | 4.92 | Residential | Behind the Meter | Yes | EMT Renewables, LLC | PSE&G |  | Accepted | 2024-12-26 | 2025-01-08 | 2026-01-08 | Inverters | ENPHASE | IQ8+ | 290 |  | 12 |  |  | 0.98 |  | Other | UNDER EACH PANEL
NJADRE1558891894 | Administratively Determined Incentive Program | Linden | 7036 | 181.5 | Commercial | Behind the Meter | No | Greenpower Developers, LLC | PSE&G |  | Accepted | 2025-01-16 | 2025-01-27 | 2026-01-27 | Solar Panels | RAYZON | Rayzon Solar S550WCPV |  | 0.55 | 330 | 212 | 5 |  | Fixed | Roof
NJADRE1558891894 | Administratively Determined Incentive Program | Linden | 7036 | 181.5 | Commercial | Behind the Meter | No | Greenpower Developers, LLC | PSE&G |  | Accepted | 2025-01-16 | 2025-01-27 | 2026-01-27 | Inverters | SolarEdge | SE120k- US | 120000 |  | -1 |  |  | 0.985 |  | Outside
NJADRE1558891894 | Administratively Determined Incentive Program | Linden | 7036 | 181.5 | Commercial | Behind the Meter | No | Greenpower Developers, LLC | PSE&G |  | Accepted | 2025-01-16 | 2025-01-27 | 2026-01-27 | Meters | Elkor | WattsOn Mark II |  |  | 1 |  |  |  | Yes | Outdoor
NJADRE1558893411 | Administratively Determined Incentive Program | SICKLERVILLE | 8081 | 13.77 | Residential | Behind the Meter | No | Big Wave Roofing and Solar, LLC | AC Electric |  | Accepted | 2024-12-27 | 2025-01-08 | 2026-01-08 | Solar Panels | JA Solar | JAM54S31-405/MR |  | 0.405 | 9 | 280 | 26 |  | Fixed | Roof
NJADRE1558893411 | Administratively Determined Incentive Program | SICKLERVILLE | 8081 | 13.77 | Residential | Behind the Meter | No | Big Wave Roofing and Solar, LLC | AC Electric |  | Accepted | 2024-12-27 | 2025-01-08 | 2026-01-08 | Solar Panels | JA Solar | JAM54S31-405/MR |  | 0.405 | 25 | 100 | 26 |  | Fixed | Roof
NJADRE1558893411 | Administratively Determined Incentive Program | SICKLERVILLE | 8081 | 13.77 | Residential | Behind the Meter | No | Big Wave Roofing and Solar, LLC | AC Electric |  | Accepted | 2024-12-27 | 2025-01-08 | 2026-01-08 | Inverters | Enphase | IQ8PLUS-72-2-US | 290 |  | 34 |  |  | 0.98 |  | Outside
NJADRE1558893415 | Administratively Determined Incentive Program | Byram Township | 7821 | 13.94 | Residential | Behind the Meter | Yes | Trinity Solar, LLC | JCP&L |  | Accepted | 2024-12-27 | 2025-01-08 | 2026-01-08 | Solar Panels | HANWHA | Q.PEAK DUO BLK ML-G10+ 410 |  | 0.41 | 12 | 194 | 40 |  | Fixed | Roof
NJADRE1558893415 | Administratively Determined Incentive Program | Byram Township | 7821 | 13.94 | Residential | Behind the Meter | Yes | Trinity Solar, LLC | JCP&L |  | Accepted | 2024-12-27 | 2025-01-08 | 2026-01-08 | Inverters | TESLA | 1707000-xx-y | 11500 |  | 3 |  |  | 0.97 |  | Outside
NJADRE1558893415 | Administratively Determined Incentive Program | Byram Township | 7821 | 13.94 | Residential | Behind the Meter | Yes | Trinity Solar, LLC | JCP&L |  | Accepted | 2024-12-27 | 2025-01-08 | 2026-01-08 | Solar Panels | HANWHA | Q.PEAK DUO BLK ML-G10+ 410 |  | 0.41 | 9 | 194 | 40 |  | Fixed | Roof
NJADRE1558893415 | Administratively Determined Incentive Program | Byram Township | 7821 | 13.94 | Residential | Behind the Meter | Yes | Trinity Solar, LLC | JCP&L |  | Accepted | 2024-12-27 | 2025-01-08 | 2026-01-08 | Solar Panels | HANWHA | Q.PEAK DUO BLK ML-G10+ 410 |  | 0.41 | 13 | 104 | 40 |  | Fixed | Roof
NJADRE1558893415 | Administratively Determined Incentive Program | Byram Township | 7821 | 13.94 | Residential | Behind the Meter | Yes | Trinity Solar, LLC | JCP&L |  | Accepted | 2024-12-27 | 2025-01-08 | 2026-01-08 | Electric Storage Battery | TESLA | 1707000-xx-y |  |  | 3 |  |  |  | Lithium Ion |  | Outside
NJADRE1558893431 | Administratively Determined Incentive Program | Vineland | 8360 | 3.28 | Residential | Behind the Meter | Yes | Sunrun Installation Services, Inc. | Vineland Muni Electric |  | Accepted | 2024-12-27 | 2025-01-08 | 2026-01-08 | Inverters | SOLAREDGE TECHNOLOGIES | SE3800H-USMN | 3800 |  | 1 |  |  | 0.99 |  | Outside
NJADRE1558893431 | Administratively Determined Incentive Program | Vineland | 8360 | 3.28 | Residential | Behind the Meter | Yes | Sunrun Installation Services, Inc. | Vineland Muni Electric |  | Accepted | 2024-12-27 | 2025-01-08 | 2026-01-08 | Solar Panels | Hanwha Q-Cells | Q.PEAK DUO BLK ML-G10+ 410 |  | 0.41 | 8 | 183 | 21 |  | Fixed | Roof
NJADRE1558893469 | Administratively Determined Incentive Program | Irvington | 7111 | 8.61 | Residential | Behind the Meter | Yes | Trinity Solar, LLC | PSE&G |  | Accepted | 2024-12-27 | 2025-01-17 | 2026-01-17 | Solar Panels | HANWHA | Q.PEAK DUO BLK ML-G10+ 410 |  | 0.41 | 21 | 214 | 24 |  | Fixed | Roof
NJADRE1558893469 | Administratively Determined Incentive Program | Irvington | 7111 | 8.61 | Residential | Behind the Meter | Yes | Trinity Solar, LLC | PSE&G |  | Accepted | 2024-12-27 | 2025-01-17 | 2026-01-17 | Electric Storage Battery | TESLA | 1707000-xx-y |  |  | 2 |  |  |  | Lithium Ion |  | Outdoors
NJADRE1558893469 | Administratively Determined Incentive Program | Irvington | 7111 | 8.61 | Residential | Behind the Meter | Yes | Trinity Solar, LLC | PSE&G |  | Accepted | 2024-12-27 | 2025-01-17 | 2026-01-17 | Inverters | TESLA | 1707000-xx-y | 11500 |  | 2 |  |  | 0.97 |  | Outside
NJADRE1558893484 | Administratively Determined Incentive Program | EGG HARBOR TOWNSHIP | 8234 | 15.17 | Residential | Behind the Meter | Yes | Trinity Solar, LLC | AC Electric |  | Accepted | 2024-12-27 | 2025-01-08 | 2026-01-08 | Inverters | Tesla (PV Only) | 1538000-45-X | 7600 |  | 1 |  |  | 0.97 |  | Outside
NJADRE1558893484 | Administratively Determined Incentive Program | EGG HARBOR TOWNSHIP | 8234 | 15.17 | Residential | Behind the Meter | Yes | Trinity Solar, LLC | AC Electric |  | Accepted | 2024-12-27 | 2025-01-08 | 2026-01-08 | Solar Panels | HANWHA | Q.PEAK DUO BLK ML-G10+ 410 |  | 0.41 | 8 | 75 | 32 |  | Fixed | Roof
NJADRE1558893484 | Administratively Determined Incentive Program | EGG HARBOR TOWNSHIP | 8234 | 15.17 | Residential | Behind the Meter | Yes | Trinity Solar, LLC | AC Electric |  | Accepted | 2024-12-27 | 2025-01-08 | 2026-01-08 | Solar Panels | HANWHA | Q.PEAK DUO BLK ML-G10+ 410 |  | 0.41 | 14 | 255 | 15 |  | Fixed | Roof
NJADRE1558893484 | Administratively Determined Incentive Program | EGG HARBOR TOWNSHIP | 8234 | 15.17 | Residential | Behind the Meter | Yes | Trinity Solar, LLC | AC Electric |  | Accepted | 2024-12-27 | 2025-01-08 | 2026-01-08 | Solar Panels | HANWHA | Q.PEAK DUO BLK ML-G10+ 410 |  | 0.41 | 10 | 255 | 28 |  | Fixed | Roof
NJADRE1558893484 | Administratively Determined Incentive Program | EGG HARBOR TOWNSHIP | 8234 | 15.17 | Residential | Behind the Meter | Yes | Trinity Solar, LLC | AC Electric |  | Accepted | 2024-12-27 | 2025-01-08 | 2026-01-08 | Solar Panels | HANWHA | Q.PEAK DUO BLK ML-G10+ 410 |  | 0.41 | 3 | 75 | 13 |  | Fixed | Roof
NJADRE1558893484 | Administratively Determined Incentive Program | EGG HARBOR TOWNSHIP | 8234 | 15.17 | Residential | Behind the Meter | Yes | Trinity Solar, LLC | AC Electric |  | Accepted | 2024-12-27 | 2025-01-08 | 2026-01-08 | Inverters | Tesla (PV Only) | 1538000-45-X | 5700 |  | 1 |  |  | 0.97 |  | Outside
NJADRE1558893484 | Administratively Determined Incentive Program | EGG HARBOR TOWNSHIP | 8234 | 15.17 | Residential | Behind the Meter | Yes | Trinity Solar, LLC | AC Electric |  | Accepted | 2024-12-27 | 2025-01-08 | 2026-01-08 | Solar Panels | HANWHA | Q.PEAK DUO BLK ML-G10+ 410 |  | 0.41 | 2 | 255 | 14 |  | Fixed | Roof
NJADRE1558893495 | Administratively Determined Incentive Program | MILLVILLE | 8332 | 7.65 | Residential | Behind the Meter | Yes | Sun Up Zero Down, LLC | AC Electric |  | Accepted | 2024-12-27 | 2025-01-08 | 2026-01-08 | Inverters | Enphase | IQ8PLUS-72-2-US | 290 |  | 18 |  |  | 0.976 |  | Outdoor
NJADRE1558893495 | Administratively Determined Incentive Program | MILLVILLE | 8332 | 7.65 | Residential | Behind the Meter | Yes | Sun Up Zero Down, LLC | AC Electric |  | Accepted | 2024-12-27 | 2025-01-08 | 2026-01-08 | Meters | Enphase | TBD |  |  | 1 |  |  |  | Yes | Outdoor
NJADRE1558893495 | Administratively Determined Incentive Program | MILLVILLE | 8332 | 7.65 | Residential | Behind the Meter | Yes | Sun Up Zero Down, LLC | AC Electric |  | Accepted | 2024-12-27 | 2025-01-08 | 2026-01-08 | Solar Panels | Trina | TSM-425-NE09RC.05 |  | 0.425 | 18 | 165 | 75 |  | Fixed | Roof
NJADRE1558893539 | Administratively Determined Incentive Program | BELLEVILLE | 7109 | 5.74 | Residential | Behind the Meter | Yes | Trinity Solar, LLC | PSE&G |  | Accepted | 2024-12-27 | 2025-01-08 | 2026-01-08 | Solar Panels | Hanwha | Q.PEAK DUO BLK ML-G10+ 410 |  | 0.41 | 14 | 219 | 21 |  | Fixed | Roof
NJADRE1558893539 | Administratively Determined Incentive Program | BELLEVILLE | 7109 | 5.74 | Residential | Behind the Meter | Yes | Trinity Solar, LLC | PSE&G |  | Accepted | 2024-12-27 | 2025-01-08 | 2026-01-08 | Electric Storage Battery | Tesla | Tesla Powerwall 3 |  |  | 2 |  |  |  | Lithium Ion |  | Inside
NJADRE1558893539 | Administratively Determined Incentive Program | BELLEVILLE | 7109 | 5.74 | Residential | Behind the Meter | Yes | Trinity Solar, LLC | PSE&G |  | Accepted | 2024-12-27 | 2025-01-08 | 2026-01-08 | Inverters | Tesla | Tesla Powerwall 3 | 11500 |  | 2 |  |  | 0.97 |  | Outdoor
NJADRE1558893579 | Administratively Determined Incentive Program | ROBBINSVILLE | 8691 | 14.76 | Residential | Behind the Meter | Yes | Sunrun Installation Services, Inc. | JCP&L |  | Accepted | 2024-12-27 | 2025-01-08 | 2026-01-08 | Solar Panels | Hanwha Q-Cells | Q.PEAK DUO BLK ML-G10+ 410 |  | 0.41 | 4 | 138 | 33 |  | Fixed | Roof
NJADRE1558893579 | Administratively Determined Incentive Program | ROBBINSVILLE | 8691 | 14.76 | Residential | Behind the Meter | Yes | Sunrun Installation Services, Inc. | JCP&L |  | Accepted | 2024-12-27 | 2025-01-08 | 2026-01-08 | Inverters | SolarEdge Technologies | SE10000H-USMN | 10000 |  | 1 |  |  | 0.99 |  | Outdoor | Next to meter
NJADRE1558893579 | Administratively Determined Incentive Program | ROBBINSVILLE | 8691 | 14.76 | Residential | Behind the Meter | Yes | Sunrun Installation Services, Inc. | JCP&L |  | Accepted | 2024-12-27 | 2025-01-08 | 2026-01-08 | Solar Panels | Hanwha Q-Cells | Q.PEAK DUO BLK ML-G10+ 410 |  | 0.41 | 32 | 229 | 33 |  | Fixed | Roof
NJADRE1558893829 | Administratively Determined Incentive Program | Egg Harbor City | 8215 | 14.76 | Residential | Behind the Meter | Yes | Skyline Solar, LLC | AC Electric |  | Accepted | 2024-12-27 | 2025-01-20 | 2026-01-20 | Solar Panels | Qcells | Q.PEAK DUO BLK ML-G10+ 410 |  | 0.41 | 14 | 132 | 30 |  | Fixed | Roof
NJADRE1558893829 | Administratively Determined Incentive Program | Egg Harbor City | 8215 | 14.76 | Residential | Behind the Meter | Yes | Skyline Solar, LLC | AC Electric |  | Accepted | 2024-12-27 | 2025-01-20 | 2026-01-20 | Solar Panels | Qcells | Q.PEAK DUO BLK ML-G10+ 410 |  | 0.41 | 6 | 222 | 30 |  | Fixed | Roof
NJADRE1558893829 | Administratively Determined Incentive Program | Egg Harbor City | 8215 | 14.76 | Residential | Behind the Meter | Yes | Skyline Solar, LLC | AC Electric |  | Accepted | 2024-12-27 | 2025-01-20 | 2026-01-20 | Solar Panels | Qcells | Q.PEAK DUO BLK ML-G10+ 410 |  | 0.41 | 16 | 132 | 30 |  | Fixed | Roof
NJADRE1558893829 | Administratively Determined Incentive Program | Egg Harbor City | 8215 | 14.76 | Residential | Behind the Meter | Yes | Skyline Solar, LLC | AC Electric |  | Accepted | 2024-12-27 | 2025-01-20 | 2026-01-20 | Inverters | Enphase Energy Inc | IQ8HC-72-M-DOM-US | 290 |  | 36 |  |  | 0.99 |  | Outdoor
NJADRE1558893829 | Administratively Determined Incentive Program | Egg Harbor City | 8215 | 14.76 | Residential | Behind the Meter | Yes | Skyline Solar, LLC | AC Electric |  | Accepted | 2024-12-27 | 2025-01-20 | 2026-01-20 | Meters | Enphase Energy Inc | X-IQ-AM1-240-4 |  |  | 1 |  |  |  | Yes | Outdoor
NJADRE1558894304 | Administratively Determined Incentive Program | Newark | 7102 | 3.28 | Residential | Behind the Meter | Yes | Pro Custom Solar dba Momentum Solar | PSE&G |  | Accepted | 2024-12-27 | 2025-01-08 | 2026-01-08 | Inverters | ENPHASE | IQ8MC-72-M-US | 320 |  | 8 |  |  | 0.97 |  | Outdoor
NJADRE1558894304 | Administratively Determined Incentive Program | Newark | 7102 | 3.28 | Residential | Behind the Meter | Yes | Pro Custom Solar dba Momentum Solar | PSE&G |  | Accepted | 2024-12-27 | 2025-01-08 | 2026-01-08 | Solar Panels | Hanwha | Q.PEAK DUO BLK ML-G10+410 |  | 0.41 | 8 | 104 | 22 |  | Fixed | Roof
NJADRE1558894333 | Administratively Determined Incentive Program | FLEMINGTON | 8822 | 7.38 | Residential | Behind the Meter | Yes | Trinity Solar, LLC | JCP&L |  | Accepted | 2024-12-27 | 2025-01-08 | 2026-01-08 | Solar Panels | Hanwha | Q.PEAK DUO BLK ML-G10+ 410 |  | 0.41 | 18 | 171 | 27 |  | Fixed | Roof
NJADRE1558894333 | Administratively Determined Incentive Program | FLEMINGTON | 8822 | 7.38 | Residential | Behind the Meter | Yes | Trinity Solar, LLC | JCP&L |  | Accepted | 2024-12-27 | 2025-01-08 | 2026-01-08 | Inverters | Tesla | Tesla Powerwall 3 | 11500 |  | 2 |  |  | 0.97 |  | Outdoor
NJADRE1558894333 | Administratively Determined Incentive Program | FLEMINGTON | 8822 | 7.38 | Residential | Behind the Meter | Yes | Trinity Solar, LLC | JCP&L |  | Accepted | 2024-12-27 | 2025-01-08 | 2026-01-08 | Electric Storage Battery | Tesla | Tesla Powerwall 3 |  |  | 2 |  |  |  | Lead Acid |  | outside
NJADRE1558894341 | Administratively Determined Incentive Program | Green Brook | 8812 | 6.71 | Residential | Behind the Meter | No | Morgan & Associates Consulting, LLC | PSE&G |  | Registration On Hold-PTO Prior to Acceptance | 2024-12-27 |  |  | Inverters | Enphase | IQ8PLUS-72-2-US | 6 |  | 22 |  |  | 0.977 |  | Other | Under each solar panel
NJADRE1558894341 | Administratively Determined Incentive Program | Green Brook | 8812 | 6.71 | Residential | Behind the Meter | No | Morgan & Associates Consulting, LLC | PSE&G |  | Registration On Hold-PTO Prior to Acceptance | 2024-12-27 |  |  | Solar Panels | HANWHA | Q Cells Q.PEAK G4.1 |  | 0.305 | 22 | 2 | 30 |  | Single Axis | Roof | Roof Top
NJADRE1558894341 | Administratively Determined Incentive Program | Green Brook | 8812 | 6.71 | Residential | Behind the Meter | No | Morgan & Associates Consulting, LLC | PSE&G |  | Registration On Hold-PTO Prior to Acceptance | 2024-12-27 |  |  | Meters | Landys+GRY | FOCUS FAXRe-SD | 3 |  | 1 |  |  |  | No | Outdoor
NJADRE1558894344 | Administratively Determined Incentive Program | EGG HARBOR CITY | 8215 | 21.32 | Residential | Behind the Meter | Yes | Trinity Solar, LLC | AC Electric |  | Accepted | 2024-12-27 | 2025-01-08 | 2026-01-08 | Solar Panels | HANWHA | Q.PEAK DUO BLK ML-G10+ 410 |  | 0.41 | 26 | 212 | 25 |  | Fixed | Roof
NJADRE1558894344 | Administratively Determined Incentive Program | EGG HARBOR CITY | 8215 | 21.32 | Residential | Behind the Meter | Yes | Trinity Solar, LLC | AC Electric |  | Accepted | 2024-12-27 | 2025-01-08 | 2026-01-08 | Solar Panels | HANWHA | Q.PEAK DUO BLK ML-G10+ 410 |  | 0.41 | 13 | 302 | 23 |  | Fixed | Roof
NJADRE1558894344 | Administratively Determined Incentive Program | EGG HARBOR CITY | 8215 | 21.32 | Residential | Behind the Meter | Yes | Trinity Solar, LLC | AC Electric |  | Accepted | 2024-12-27 | 2025-01-08 | 2026-01-08 | Inverters | Solar Edge | SE11400H-US | 11400 |  | 1 |  |  | 0.97 |  | Outside
NJADRE1558894344 | Administratively Determined Incentive Program | EGG HARBOR CITY | 8215 | 21.32 | Residential | Behind the Meter | Yes | Trinity Solar, LLC | AC Electric |  | Accepted | 2024-12-27 | 2025-01-08 | 2026-01-08 | Solar Panels | HANWHA | Q.PEAK DUO BLK ML-G10+ 410 |  | 0.41 | 13 | 122 | 23 |  | Fixed | Roof
NJADRE1558894344 | Administratively Determined Incentive Program | EGG HARBOR CITY | 8215 | 21.32 | Residential | Behind the Meter | Yes | Trinity Solar, LLC | AC Electric |  | Accepted | 2024-12-27 | 2025-01-08 | 2026-01-08 | Inverters | Solar Edge | SE6000H-US | 6000 |  | 1 |  |  | 0.97 |  | Outside
NJADRE1558894362 | Administratively Determined Incentive Program | New Milford Boro | 7646 | 6.97 | Residential | Behind the Meter | Yes | Sunrun Installation Services, Inc. | PSE&G |  | Accepted | 2024-12-27 | 2025-01-08 | 2026-01-08 | Solar Panels | Hanwha Q-Cells | Q.PEAK DUO BLK ML-G10+ 410 |  | 0.41 | 4 | 339 | 17 |  | Fixed | Roof
NJADRE1558894362 | Administratively Determined Incentive Program | New Milford Boro | 7646 | 6.97 | Residential | Behind the Meter | Yes | Sunrun Installation Services, Inc. | PSE&G |  | Accepted | 2024-12-27 | 2025-01-08 | 2026-01-08 | Solar Panels | Hanwha Q-Cells | Q.PEAK DUO BLK ML-G10+ 410 |  | 0.41 | 13 | 159 | 21 |  | Fixed | Roof
NJADRE1558894362 | Administratively Determined Incentive Program | New Milford Boro | 7646 | 6.97 | Residential | Behind the Meter | Yes | Sunrun Installation Services, Inc. | PSE&G |  | Accepted | 2024-12-27 | 2025-01-08 | 2026-01-08 | Electric Storage Battery | TESLA | Powerwall 3 1707000-xx-y |  |  | 1 |  |  |  | Lithium Ion |  | Outside
NJADRE1558894362 | Administratively Determined Incentive Program | New Milford Boro | 7646 | 6.97 | Residential | Behind the Meter | Yes | Sunrun Installation Services, Inc. | PSE&G |  | Accepted | 2024-12-27 | 2025-01-08 | 2026-01-08 | Inverters | TESLA | Powerwall 3 1707000-xx-y | 1500 |  | 1 |  |  | 0.97 |  | Outdoor | Next to meter
NJADRE1558894397 | Administratively Determined Incentive Program | Somers Point | 8244 | 5.74 | Residential | Behind the Meter | Yes | Trinity Solar, LLC | AC Electric |  | Accepted | 2024-12-27 | 2025-01-08 | 2026-01-08 | Inverters | Tesla | (1538000-XX-Y) | 5000 |  | 1 |  |  | 0.97 |  | Outdoor
NJADRE1558894397 | Administratively Determined Incentive Program | Somers Point | 8244 | 5.74 | Residential | Behind the Meter | Yes | Trinity Solar, LLC | AC Electric |  | Accepted | 2024-12-27 | 2025-01-08 | 2026-01-08 | Solar Panels | Hanwha | HANWHA 410 (Q.PEAK DUO BLK ML-G10+ 410) |  | 0.41 | 14 | 214 | 19 |  | Fixed | Roof
NJADRE1558894400 | Administratively Determined Incentive Program | Roselle | 7203 | 5.33 | Residential | Behind the Meter | Yes | EMT Renewables, LLC | PSE&G |  | Accepted | 2024-12-27 | 2025-01-08 | 2026-01-08 | Solar Panels | TRINA | TSM-NE09RC.05 |  | 0.41 | 6 | 21 | 24 |  | Fixed | Roof
NJADRE1558894400 | Administratively Determined Incentive Program | Roselle | 7203 | 5.33 | Residential | Behind the Meter | Yes | EMT Renewables, LLC | PSE&G |  | Accepted | 2024-12-27 | 2025-01-08 | 2026-01-08 | Inverters | ENPHASE | IQ8+ | 290 |  | 13 |  |  | 0.98 |  | Other | UNDER EACH PANEL
NJADRE1558894400 | Administratively Determined Incentive Program | Roselle | 7203 | 5.33 | Residential | Behind the Meter | Yes | EMT Renewables, LLC | PSE&G |  | Accepted | 2024-12-27 | 2025-01-08 | 2026-01-08 | Solar Panels | TRINA | TSM-NE09RC.05 |  | 0.41 | 7 | 201 | 24 |  | Fixed | Roof
NJADRE1558894409 | Administratively Determined Incentive Program | Ewing | 8638 | 7.56 | Residential | Behind the Meter | No | Public Service Solar, LLC | PSE&G |  | Accepted | 2024-12-27 | 2025-01-08 | 2026-01-08 | Inverters | Enphase | iQ8HC-72-M-US | 380 |  | 18 |  |  | 0.96 |  | Outdoor | Under panel
NJADRE1558894409 | Administratively Determined Incentive Program | Ewing | 8638 | 7.56 | Residential | Behind the Meter | No | Public Service Solar, LLC | PSE&G |  | Accepted | 2024-12-27 | 2025-01-08 | 2026-01-08 | Solar Panels | Panasonic | EVPV420HK2 |  | 0.42 | 18 | 250 | 6 |  | Fixed | Roof
NJADRE1558894438 | Administratively Determined Incentive Program | Kendall Park | 8824 | 10.25 | Residential | Behind the Meter | Yes | Trinity Solar, LLC | PSE&G |  | Accepted | 2024-12-27 | 2025-01-08 | 2026-01-08 | Solar Panels | HANWHA | Q.PEAK DUO BLK ML-G10+ 410 |  | 0.41 | 17 | 222 | 23 |  | Fixed | Roof
NJADRE1558894438 | Administratively Determined Incentive Program | Kendall Park | 8824 | 10.25 | Residential | Behind the Meter | Yes | Trinity Solar, LLC | PSE&G |  | Accepted | 2024-12-27 | 2025-01-08 | 2026-01-08 | Inverters | Solar Edge | SE7600H-US | 7600 |  | 1 |  |  | 0.97 |  | Outside
NJADRE1558894438 | Administratively Determined Incentive Program | Kendall Park | 8824 | 10.25 | Residential | Behind the Meter | Yes | Trinity Solar, LLC | PSE&G |  | Accepted | 2024-12-27 | 2025-01-08 | 2026-01-08 | Solar Panels | HANWHA | Q.PEAK DUO BLK ML-G10+ 410 |  | 0.41 | 8 | 42 | 23 |  | Fixed | Roof
NJADRE1558894470 | Administratively Determined Incentive Program | South Plainfield | 7080 | 186.8 | Commercial | Behind the Meter | No | 1st Light Energy, Inc. | PSE&G |  | Accepted | 2024-12-27 | 2025-01-08 | 2026-01-08 | Solar Panels | V SUN | VSUN400-108BMH |  | 0.4 | 467 | 142 | 10 |  | Fixed | Roof
NJADRE1558894470 | Administratively Determined Incentive Program | South Plainfield | 7080 | 186.8 | Commercial | Behind the Meter | No | 1st Light Energy, Inc. | PSE&G |  | Accepted | 2024-12-27 | 2025-01-08 | 2026-01-08 | Inverters | CHINT | CPS SCA60KTL-DO/US-480 | 60000 |  | 3 |  |  | 0.97 |  | Outdoor
NJADRE1558894592 | Administratively Determined Incentive Program | Willingboro | 8046 | 9.6 | Residential | Behind the Meter | Yes | GenSun Roofing and Solar, LLC | PSE&G |  | Accepted | 2024-12-27 | 2025-01-10 | 2026-01-10 | Solar Panels | Longi | LR5-54HABB- 400W |  | 0.4 | 16 | 297 | 18 |  | Fixed | Roof
NJADRE1558894592 | Administratively Determined Incentive Program | Willingboro | 8046 | 9.6 | Residential | Behind the Meter | Yes | GenSun Roofing and Solar, LLC | PSE&G |  | Accepted | 2024-12-27 | 2025-01-10 | 2026-01-10 | Meters | Solar Edge | SE10000H-US |  |  | 1 |  |  |  | Yes | Outdoor
NJADRE1558894592 | Administratively Determined Incentive Program | Willingboro | 8046 | 9.6 | Residential | Behind the Meter | Yes | GenSun Roofing and Solar, LLC | PSE&G |  | Accepted | 2024-12-27 | 2025-01-10 | 2026-01-10 | Solar Panels | Longi | LR5-54HABB- 400W |  | 0.4 | 8 | 117 | 18 |  | Fixed | Roof
NJADRE1558894592 | Administratively Determined Incentive Program | Willingboro | 8046 | 9.6 | Residential | Behind the Meter | Yes | GenSun Roofing and Solar, LLC | PSE&G |  | Accepted | 2024-12-27 | 2025-01-10 | 2026-01-10 | Inverters | Solar Edge | SE10000H-US | 10000 |  | 1 |  |  | 0.9 |  | Outdoor
NJADRE1558897346 | Administratively Determined Incentive Program | WARETOWN | 8758 | 5.1 | Residential | Behind the Meter | Yes | Brilliant Installations, Inc. | JCP&L |  | Accepted | 2024-12-28 | 2025-01-09 | 2026-01-09 | Inverters | SolarEdge Technologies Inc. | USE3800H-USMNBL75 (Domestic) | 3800 |  | 1 |  |  | 0.97 |  | Outdoor
NJADRE1558897346 | Administratively Determined Incentive Program | WARETOWN | 8758 | 5.1 | Residential | Behind the Meter | Yes | Brilliant Installations, Inc. | JCP&L |  | Accepted | 2024-12-28 | 2025-01-09 | 2026-01-09 | Solar Panels | JINKO SOLAR | JKM425N-54HL-4-B |  | 0.425 | 6 | 85 | 35 |  | Fixed | Roof
NJADRE1558897346 | Administratively Determined Incentive Program | WARETOWN | 8758 | 5.1 | Residential | Behind the Meter | Yes | Brilliant Installations, Inc. | JCP&L |  | Accepted | 2024-12-28 | 2025-01-09 | 2026-01-09 | Solar Panels | JINKO SOLAR | JKM425N-54HL-4-B |  | 0.425 | 6 | 265 | 35 |  | Fixed | Roof
NJADRE1558899693 | Administratively Determined Incentive Program | HIGHLAND PARK | 8904 | 5.33 | Residential | Behind the Meter | Yes | Sunrun Installation Services, Inc. | PSE&G |  | Accepted | 2024-12-30 | 2025-01-08 | 2026-01-08 | Inverters | SolarEdge Technologies | SE3800H-USMN | 3800 |  | 1 |  |  | 0.99 |  | Outdoor | Next to meter
NJADRE1558899693 | Administratively Determined Incentive Program | HIGHLAND PARK | 8904 | 5.33 | Residential | Behind the Meter | Yes | Sunrun Installation Services, Inc. | PSE&G |  | Accepted | 2024-12-30 | 2025-01-08 | 2026-01-08 | Solar Panels | Hanwha Q-Cells | Q.PEAK DUO BLK ML-G10+ 410 |  | 0.41 | 9 | 226 | 45 |  | Fixed | Roof
NJADRE1558899693 | Administratively Determined Incentive Program | HIGHLAND PARK | 8904 | 5.33 | Residential | Behind the Meter | Yes | Sunrun Installation Services, Inc. | PSE&G |  | Accepted | 2024-12-30 | 2025-01-08 | 2026-01-08 | Solar Panels | Hanwha Q-Cells | Q.PEAK DUO BLK ML-G10+ 410 |  | 0.41 | 4 | 46 | 44 |  | Fixed | Roof
NJADRE1558899702 | Administratively Determined Incentive Program | IRVINGTON | 7111 | 6.8 | Residential | Behind the Meter | Yes | Power Energy Solutions, LLC | PSE&G |  | Accepted | 2024-12-30 | 2025-01-09 | 2026-01-09 | Solar Panels | Trina Solar | TSM-425NE09RC.05 |  | 0.425 | 16 | 301 | 3 |  | Fixed | Roof
NJADRE1558899702 | Administratively Determined Incentive Program | IRVINGTON | 7111 | 6.8 | Residential | Behind the Meter | Yes | Power Energy Solutions, LLC | PSE&G |  | Accepted | 2024-12-30 | 2025-01-09 | 2026-01-09 | Inverters | SolarEdge | SE6000H-US | 6 |  | 1 |  |  | 0.97 |  | Outdoor
NJADRE1558899754 | Administratively Determined Incentive Program | ELIZABETH | 7202 | 6.88 | Residential | Behind the Meter | Yes | PosiGen Developer, LLC | PSE&G |  | Accepted | 2024-12-30 | 2025-01-09 | 2026-01-09 | Inverters | SolarEdge | SE5700H-US | 5700 |  | 1 |  |  | 0.99 |  | Outside | within ten feet of meter
NJADRE1558899754 | Administratively Determined Incentive Program | ELIZABETH | 7202 | 6.88 | Residential | Behind the Meter | Yes | PosiGen Developer, LLC | PSE&G |  | Accepted | 2024-12-30 | 2025-01-09 | 2026-01-09 | Solar Panels | SilFab Solar | SIL-430 QD |  | 0.43 | 4 | 274 | 30 |  | Fixed | Roof
NJADRE1558899754 | Administratively Determined Incentive Program | ELIZABETH | 7202 | 6.88 | Residential | Behind the Meter | Yes | PosiGen Developer, LLC | PSE&G |  | Accepted | 2024-12-30 | 2025-01-09 | 2026-01-09 | Solar Panels | SilFab Solar | SIL-430 QD |  | 0.43 | 12 | 94 | 30 |  | Fixed | Roof
NJADRE1558899761 | Administratively Determined Incentive Program | Ridgefield Park | 7660 | 4.1 | Residential | Behind the Meter | Yes | Trinity Solar, LLC | PSE&G |  | Accepted | 2024-12-30 | 2025-01-08 | 2026-01-08 | Inverters | Tesla | Tesla Powerwall 3 | 11500 |  | 1 |  |  | 0.97 |  | Outdoor
NJADRE1558899761 | Administratively Determined Incentive Program | Ridgefield Park | 7660 | 4.1 | Residential | Behind the Meter | Yes | Trinity Solar, LLC | PSE&G |  | Accepted | 2024-12-30 | 2025-01-08 | 2026-01-08 | Solar Panels | Hanwha | HANWHA 410 (Q.PEAK DUO BLK ML-G10+ 410) |  | 0.41 | 4 | 198 | 40 |  | Fixed | Roof
NJADRE1558899761 | Administratively Determined Incentive Program | Ridgefield Park | 7660 | 4.1 | Residential | Behind the Meter | Yes | Trinity Solar, LLC | PSE&G |  | Accepted | 2024-12-30 | 2025-01-08 | 2026-01-08 | Solar Panels | Hanwha | HANWHA 410 (Q.PEAK DUO BLK ML-G10+ 410) |  | 0.41 | 2 | 18 | 28 |  | Fixed | Roof
NJADRE1558899761 | Administratively Determined Incentive Program | Ridgefield Park | 7660 | 4.1 | Residential | Behind the Meter | Yes | Trinity Solar, LLC | PSE&G |  | Accepted | 2024-12-30 | 2025-01-08 | 2026-01-08 | Solar Panels | Hanwha | HANWHA 410 (Q.PEAK DUO BLK ML-G10+ 410) |  | 0.41 | 2 | 198 | 28 |  | Fixed | Roof
NJADRE1558899761 | Administratively Determined Incentive Program | Ridgefield Park | 7660 | 4.1 | Residential | Behind the Meter | Yes | Trinity Solar, LLC | PSE&G |  | Accepted | 2024-12-30 | 2025-01-08 | 2026-01-08 | Solar Panels | Hanwha | HANWHA 410 (Q.PEAK DUO BLK ML-G10+ 410) |  | 0.41 | 2 | 18 | 40 |  | Fixed | Roof
NJADRE1558899761 | Administratively Determined Incentive Program | Ridgefield Park | 7660 | 4.1 | Residential | Behind the Meter | Yes | Trinity Solar, LLC | PSE&G |  | Accepted | 2024-12-30 | 2025-01-08 | 2026-01-08 | Electric Storage Battery | Tesla | Tesla Powerwall 3 |  |  | 1 |  |  |  | Lithium Ion |  | outside
NJADRE1558899781 | Administratively Determined Incentive Program | Hamilton Township | 8619 | 5.33 | Residential | Behind the Meter | Yes | Sunrun Installation Services, Inc. | PSE&G |  | Accepted | 2024-12-30 | 2025-01-08 | 2026-01-08 | Inverters | SolarEdge Technologies | SE3800H-USMN | 3800 |  | 1 |  |  | 0.99 |  | Outdoor | Next to meter
NJADRE1558899781 | Administratively Determined Incentive Program | Hamilton Township | 8619 | 5.33 | Residential | Behind the Meter | Yes | Sunrun Installation Services, Inc. | PSE&G |  | Accepted | 2024-12-30 | 2025-01-08 | 2026-01-08 | Solar Panels | Hanwha Q-Cells | Q.PEAK DUO BLK ML-G10+ 410 |  | 0.41 | 4 | 175 | 40 |  | Fixed | Roof
NJADRE1558899781 | Administratively Determined Incentive Program | Hamilton Township | 8619 | 5.33 | Residential | Behind the Meter | Yes | Sunrun Installation Services, Inc. | PSE&G |  | Accepted | 2024-12-30 | 2025-01-08 | 2026-01-08 | Solar Panels | Hanwha Q-Cells | Q.PEAK DUO BLK ML-G10+ 410 |  | 0.41 | 9 | 355 | 40 |  | Fixed | Roof
NJADRE1558899830 | Administratively Determined Incentive Program | Green brook Twp | 8812 | 12.71 | Residential | Behind the Meter | Yes | Trinity Solar, LLC | PSE&G |  | Accepted | 2024-12-30 | 2025-01-13 | 2026-01-13 | Solar Panels | Hanwha | HANWHA 410 (Q.PEAK DUO BLK ML-G10+ 410) |  | 0.41 | 7 | 328 | 23 |  | Fixed | Roof
NJADRE1558899830 | Administratively Determined Incentive Program | Green brook Twp | 8812 | 12.71 | Residential | Behind the Meter | Yes | Trinity Solar, LLC | PSE&G |  | Accepted | 2024-12-30 | 2025-01-13 | 2026-01-13 | Inverters | Solar Edge | USE10000H-USMNBL75 | 10000 |  | 1 |  |  | 0.97 |  | Outdoor
NJADRE1558899830 | Administratively Determined Incentive Program | Green brook Twp | 8812 | 12.71 | Residential | Behind the Meter | Yes | Trinity Solar, LLC | PSE&G |  | Accepted | 2024-12-30 | 2025-01-13 | 2026-01-13 | Solar Panels | Hanwha | HANWHA 410 (Q.PEAK DUO BLK ML-G10+ 410) |  | 0.41 | 24 | 148 | 23 |  | Fixed | Roof
NJADRE1558899871 | Administratively Determined Incentive Program | Greenwich | 8323 | 8.6 | Residential | Behind the Meter | Yes | PosiGen Developer, LLC | AC Electric |  | Accepted | 2024-12-30 | 2025-01-09 | 2026-01-09 | Solar Panels | SILFAB | SIL-430 QD |  | 0.43 | 10 | 241 | 35 |  | Fixed | Roof
NJADRE1558899871 | Administratively Determined Incentive Program | Greenwich | 8323 | 8.6 | Residential | Behind the Meter | Yes | PosiGen Developer, LLC | AC Electric |  | Accepted | 2024-12-30 | 2025-01-09 | 2026-01-09 | Solar Panels | SILFAB | SIL-430 QD |  | 0.43 | 3 | 151 | 5 |  | Fixed | Roof
NJADRE1558899871 | Administratively Determined Incentive Program | Greenwich | 8323 | 8.6 | Residential | Behind the Meter | Yes | PosiGen Developer, LLC | AC Electric |  | Accepted | 2024-12-30 | 2025-01-09 | 2026-01-09 | Solar Panels | SILFAB | SIL-430 QD |  | 0.43 | 3 | 331 | 5 |  | Fixed | Roof
NJADRE1558899871 | Administratively Determined Incentive Program | Greenwich | 8323 | 8.6 | Residential | Behind the Meter | Yes | PosiGen Developer, LLC | AC Electric |  | Accepted | 2024-12-30 | 2025-01-09 | 2026-01-09 | Inverters | SOLAREDGE | SE7600H-US | 7600 |  | 1 |  |  | 0.99 |  | Outdoor | Within ten feet of meter
NJADRE1558899871 | Administratively Determined Incentive Program | Greenwich | 8323 | 8.6 | Residential | Behind the Meter | Yes | PosiGen Developer, LLC | AC Electric |  | Accepted | 2024-12-30 | 2025-01-09 | 2026-01-09 | Solar Panels | SILFAB | SIL-430 QD |  | 0.43 | 4 | 61 | 35 |  | Fixed | Roof
NJADRE1558899911 | Administratively Determined Incentive Program | BRIDGETON | 8302 | 10.66 | Residential | Behind the Meter | Yes | EMT Renewables, LLC | AC Electric |  | Accepted | 2024-12-30 | 2025-01-10 | 2026-01-10 | Inverters | ENPHASE | IQ8+ | 290 |  | 26 |  |  | 0.98 |  | Other | UNDER EACH PANEL
NJADRE1558899911 | Administratively Determined Incentive Program | BRIDGETON | 8302 | 10.66 | Residential | Behind the Meter | Yes | EMT Renewables, LLC | AC Electric |  | Accepted | 2024-12-30 | 2025-01-10 | 2026-01-10 | Solar Panels | TRINA | TSM-NE09RC.05 |  | 0.41 | 8 | 12 | 18 |  | Fixed | Roof
NJADRE1558899911 | Administratively Determined Incentive Program | BRIDGETON | 8302 | 10.66 | Residential | Behind the Meter | Yes | EMT Renewables, LLC | AC Electric |  | Accepted | 2024-12-30 | 2025-01-10 | 2026-01-10 | Solar Panels | TRINA | TSM-NE09RC.05 |  | 0.41 | 6 | 11 | 23 |  | Fixed | Roof
NJADRE1558899911 | Administratively Determined Incentive Program | BRIDGETON | 8302 | 10.66 | Residential | Behind the Meter | Yes | EMT Renewables, LLC | AC Electric |  | Accepted | 2024-12-30 | 2025-01-10 | 2026-01-10 | Solar Panels | TRINA | TSM-NE09RC.05 |  | 0.41 | 12 | 11 | 21 |  | Fixed | Roof
NJADRE1558899957 | Administratively Determined Incentive Program | Mantua | 8051 | 13.53 | Residential | Behind the Meter | Yes | Trinity Solar, LLC | AC Electric |  | Accepted | 2024-12-30 | 2025-01-09 | 2026-01-09 | Inverters | Solar Edge | USE11400H-USMNBL75 | 11400 |  | 1 |  |  | 0.97 |  | Outdoor
NJADRE1558899957 | Administratively Determined Incentive Program | Mantua | 8051 | 13.53 | Residential | Behind the Meter | Yes | Trinity Solar, LLC | AC Electric |  | Accepted | 2024-12-30 | 2025-01-09 | 2026-01-09 | Solar Panels | HANWHA | (Q.PEAK DUO BLK ML-G10+ 410) |  | 0.41 | 16 | 281 | 30 |  | Fixed | Roof
NJADRE1558899957 | Administratively Determined Incentive Program | Mantua | 8051 | 13.53 | Residential | Behind the Meter | Yes | Trinity Solar, LLC | AC Electric |  | Accepted | 2024-12-30 | 2025-01-09 | 2026-01-09 | Solar Panels | HANWHA | (Q.PEAK DUO BLK ML-G10+ 410) |  | 0.41 | 15 | 101 | 30 |  | Fixed | Roof
NJADRE1558899957 | Administratively Determined Incentive Program | Mantua | 8051 | 13.53 | Residential | Behind the Meter | Yes | Trinity Solar, LLC | AC Electric |  | Accepted | 2024-12-30 | 2025-01-09 | 2026-01-09 | Solar Panels | HANWHA | (Q.PEAK DUO BLK ML-G10+ 410) |  | 0.41 | 2 | 200 | 37 |  | Fixed | Roof
NJADRE1558900027 | Administratively Determined Incentive Program | Glassboro | 8028 | 9.78 | Residential | Behind the Meter | Yes | Power Energy Solutions, LLC | AC Electric |  | Accepted | 2024-12-30 | 2025-01-09 | 2026-01-09 | Inverters | SolarEdge | SE7600H-US | 8 |  | 1 |  |  | 0.97 |  | Outdoor
NJADRE1558900027 | Administratively Determined Incentive Program | Glassboro | 8028 | 9.78 | Residential | Behind the Meter | Yes | Power Energy Solutions, LLC | AC Electric |  | Accepted | 2024-12-30 | 2025-01-09 | 2026-01-09 | Solar Panels | Trina Solar | TSM-425NE09RC.05 |  | 0.425 | 4 | 339 | 30 |  | Fixed | Roof
NJADRE1558900027 | Administratively Determined Incentive Program | Glassboro | 8028 | 9.78 | Residential | Behind the Meter | Yes | Power Energy Solutions, LLC | AC Electric |  | Accepted | 2024-12-30 | 2025-01-09 | 2026-01-09 | Solar Panels | Trina Solar | TSM-425NE09RC.05 |  | 0.425 | 19 | 159 | 30 |  | Fixed | Roof
NJADRE1558900196 | Administratively Determined Incentive Program | SWEDESBORO | 8085 | 8.61 | Residential | Behind the Meter | No | Tesla Energy Operations, Inc. | AC Electric |  | Accepted | 2024-12-30 | 2025-01-09 | 2026-01-09 | Inverters | Tesla | 1707000-XX-Y | 10000 |  | 1 |  |  | 0.98 |  | Outdoor
NJADRE1558900196 | Administratively Determined Incentive Program | SWEDESBORO | 8085 | 8.61 | Residential | Behind the Meter | No | Tesla Energy Operations, Inc. | AC Electric |  | Accepted | 2024-12-30 | 2025-01-09 | 2026-01-09 | Electric Storage Battery | Tesla | Powerwall 3 |  |  | 2 |  |  |  | Lithium Ion |  | Outside
NJADRE1558900196 | Administratively Determined Incentive Program | SWEDESBORO | 8085 | 8.61 | Residential | Behind the Meter | No | Tesla Energy Operations, Inc. | AC Electric |  | Accepted | 2024-12-30 | 2025-01-09 | 2026-01-09 | Solar Panels | Hanwha | Q.PEAK DUO BLK ML-G10.a+/TS 410 |  | 0.41 | 21 | 174 | 27 |  | Fixed | Roof
NJADRE1558900213 | Administratively Determined Incentive Program | Mays Landing | 8330 | 25.42 | Residential | Behind the Meter | Yes | Trinity Solar, LLC | AC Electric |  | Accepted | 2024-12-30 | 2025-01-10 | 2026-01-10 | Inverters | Solar Edge | SE7600H-US | 7600 |  | 1 |  |  | 0.97 |  | Outdoor
NJADRE1558900213 | Administratively Determined Incentive Program | Mays Landing | 8330 | 25.42 | Residential | Behind the Meter | Yes | Trinity Solar, LLC | AC Electric |  | Accepted | 2024-12-30 | 2025-01-10 | 2026-01-10 | Inverters | Solar Edge | SE11400H-US | 11400 |  | 1 |  |  | 0.97 |  | Outdoor
NJADRE1558900213 | Administratively Determined Incentive Program | Mays Landing | 8330 | 25.42 | Residential | Behind the Meter | Yes | Trinity Solar, LLC | AC Electric |  | Accepted | 2024-12-30 | 2025-01-10 | 2026-01-10 | Solar Panels | HANWHA | (Q.PEAK DUO BLK ML-G10+ 410) |  | 0.41 | 2 | 207 | 15 |  | Fixed | Roof
NJADRE1558900213 | Administratively Determined Incentive Program | Mays Landing | 8330 | 25.42 | Residential | Behind the Meter | Yes | Trinity Solar, LLC | AC Electric |  | Accepted | 2024-12-30 | 2025-01-10 | 2026-01-10 | Solar Panels | HANWHA | (Q.PEAK DUO BLK ML-G10+ 410) |  | 0.41 | 2 | 27 | 15 |  | Fixed | Roof
NJADRE1558900213 | Administratively Determined Incentive Program | Mays Landing | 8330 | 25.42 | Residential | Behind the Meter | Yes | Trinity Solar, LLC | AC Electric |  | Accepted | 2024-12-30 | 2025-01-10 | 2026-01-10 | Solar Panels | HANWHA | (Q.PEAK DUO BLK ML-G10+ 410) |  | 0.41 | 26 | 297 | 23 |  | Fixed | Roof
NJADRE1558900213 | Administratively Determined Incentive Program | Mays Landing | 8330 | 25.42 | Residential | Behind the Meter | Yes | Trinity Solar, LLC | AC Electric |  | Accepted | 2024-12-30 | 2025-01-10 | 2026-01-10 | Solar Panels | HANWHA | (Q.PEAK DUO BLK ML-G10+ 410) |  | 0.41 | 32 | 117 | 23 |  | Fixed | Roof
NJADRE1558900216 | Administratively Determined Incentive Program | Waldwick | 7463 | 4.92 | Residential | Behind the Meter | Yes | Sunrun Installation Services, Inc. | PSE&G |  | Accepted | 2024-12-30 | 2025-01-09 | 2026-01-09 | Solar Panels | HANWHA Q-CELLS | Q.PEAK DUO BLK ML-G10+ 410 |  | 0.41 | 6 | 100 | 33 |  | Fixed | Roof
NJADRE1558900216 | Administratively Determined Incentive Program | Waldwick | 7463 | 4.92 | Residential | Behind the Meter | Yes | Sunrun Installation Services, Inc. | PSE&G |  | Accepted | 2024-12-30 | 2025-01-09 | 2026-01-09 | Solar Panels | HANWHA Q-CELLS | Q.PEAK DUO BLK ML-G10+ 410 |  | 0.41 | 6 | 280 | 37 |  | Fixed | Roof
NJADRE1558900216 | Administratively Determined Incentive Program | Waldwick | 7463 | 4.92 | Residential | Behind the Meter | Yes | Sunrun Installation Services, Inc. | PSE&G |  | Accepted | 2024-12-30 | 2025-01-09 | 2026-01-09 | Inverters | SOLAREDGE TECHNOLOGIES | SE3800H-USMN | 3800 |  | 1 |  |  | 0.99 |  | Outdoor
NJADRE1558900241 | Administratively Determined Incentive Program | Lindenwold | 8021 | 4.92 | Residential | Behind the Meter | Yes | Trinity Solar, LLC | AC Electric |  | Accepted | 2024-12-30 | 2025-01-10 | 2026-01-10 | Solar Panels | Hanwha | HANWHA 410 (Q.PEAK DUO BLK ML-G10+ 410) |  | 0.41 | 12 | 127 | 26 |  | Fixed | Roof
NJADRE1558900241 | Administratively Determined Incentive Program | Lindenwold | 8021 | 4.92 | Residential | Behind the Meter | Yes | Trinity Solar, LLC | AC Electric |  | Accepted | 2024-12-30 | 2025-01-10 | 2026-01-10 | Inverters | Tesla | TESLA 3.8kW (PV ONLY) | 3800 |  | 1 |  |  | 0.97 |  | Outdoor
NJADRE1558900340 | Administratively Determined Incentive Program | Mays Landing | 8330 | 13.53 | Residential | Behind the Meter | Yes | Pro Custom Solar dba Momentum Solar | AC Electric |  | Accepted | 2024-12-30 | 2025-01-13 | 2026-01-13 | Inverters | Enphase | IQ8HC-72-M-DOM-US | 380 |  | 33 |  |  | 0.97 |  | Outdoor
NJADRE1558900340 | Administratively Determined Incentive Program | Mays Landing | 8330 | 13.53 | Residential | Behind the Meter | Yes | Pro Custom Solar dba Momentum Solar | AC Electric |  | Accepted | 2024-12-30 | 2025-01-13 | 2026-01-13 | Solar Panels | HANWHA | Q.PEAK DUO BLK ML-G10+ 410 |  | 0.41 | 30 | 166 | 23 |  | Fixed | Roof
NJADRE1558900340 | Administratively Determined Incentive Program | Mays Landing | 8330 | 13.53 | Residential | Behind the Meter | Yes | Pro Custom Solar dba Momentum Solar | AC Electric |  | Accepted | 2024-12-30 | 2025-01-13 | 2026-01-13 | Solar Panels | HANWHA | Q.PEAK DUO BLK ML-G10+ 410 |  | 0.41 | 3 | 166 | 23 |  | Fixed | Roof
NJADRE1558900342 | Administratively Determined Incentive Program | Trenton | 8610 | 5.95 | Residential | Behind the Meter | Yes | Whitman Construction, LLC | PSE&G |  | Accepted | 2025-01-03 | 2025-01-13 | 2026-01-13 | Inverters | ENPHASE | IQ8PLUS-72-2-US | 290 |  | 14 |  |  | 0.975 |  | Outdoor
NJADRE1558900342 | Administratively Determined Incentive Program | Trenton | 8610 | 5.95 | Residential | Behind the Meter | Yes | Whitman Construction, LLC | PSE&G |  | Accepted | 2025-01-03 | 2025-01-13 | 2026-01-13 | Solar Panels | Trina Solar | TSM-425NE09RC.05 |  | 0.425 | 14 | 119 | 45 |  | Fixed | Roof
NJADRE1558900342 | Administratively Determined Incentive Program | Trenton | 8610 | 5.95 | Residential | Behind the Meter | Yes | Whitman Construction, LLC | PSE&G |  | Accepted | 2025-01-03 | 2025-01-13 | 2026-01-13 | Meters | ENPHASE | X-IQ-AM1-240-5-HDK |  |  | 1 |  |  |  | Yes | Outdoor
NJADRE1558901050 | Administratively Determined Incentive Program | Hillsborough | 8844 | 2.05 | Residential | Behind the Meter | Yes | Trinity Solar, LLC | PSE&G |  | Accepted | 2024-12-30 | 2025-01-13 | 2026-01-13 | Electric Storage Battery | Tesla | Tesla Powerwall 3 |  |  | 2 |  |  |  | Lithium Ion |  | outside
NJADRE1558901050 | Administratively Determined Incentive Program | Hillsborough | 8844 | 2.05 | Residential | Behind the Meter | Yes | Trinity Solar, LLC | PSE&G |  | Accepted | 2024-12-30 | 2025-01-13 | 2026-01-13 | Inverters | Tesla | Tesla Powerwall 3 | 11500 |  | 2 |  |  | 0.97 |  | Outdoor
NJADRE1558901050 | Administratively Determined Incentive Program | Hillsborough | 8844 | 2.05 | Residential | Behind the Meter | Yes | Trinity Solar, LLC | PSE&G |  | Accepted | 2024-12-30 | 2025-01-13 | 2026-01-13 | Solar Panels | Hanwha | Q.PEAK DUO BLK ML-G10+ 410 |  | 0.41 | 5 | 201 | 23 |  | Fixed | Roof
NJADRE1558901057 | Administratively Determined Incentive Program | FRANKLIN TWP SOM | 8873 | 3.69 | Residential | Behind the Meter | Yes | Sunrun Installation Services, Inc. | PSE&G |  | Accepted | 2024-12-30 | 2025-01-09 | 2026-01-09 | Solar Panels | Hanwha Q-Cells | Q.PEAK DUO BLK ML-G10+ 410 |  | 0.41 | 9 | 231 | 21 |  | Fixed | Roof
NJADRE1558901057 | Administratively Determined Incentive Program | FRANKLIN TWP SOM | 8873 | 3.69 | Residential | Behind the Meter | Yes | Sunrun Installation Services, Inc. | PSE&G |  | Accepted | 2024-12-30 | 2025-01-09 | 2026-01-09 | Electric Storage Battery | TESLA | POWERWALL 3 1707000-XX-Y |  |  | 1 |  |  |  | Lithium Ion |  | Outside
NJADRE1558901057 | Administratively Determined Incentive Program | FRANKLIN TWP SOM | 8873 | 3.69 | Residential | Behind the Meter | Yes | Sunrun Installation Services, Inc. | PSE&G |  | Accepted | 2024-12-30 | 2025-01-09 | 2026-01-09 | Inverters | TESLA | POWERWALL 3 1707000-XX-Y | 11500 |  | 1 |  |  | 0.97 |  | Outside
NJADRE1558901081 | Administratively Determined Incentive Program | BELLMAWR | 8031 | 7.79 | Residential | Behind the Meter | Yes | Pro Custom Solar dba Momentum Solar | PSE&G |  | Accepted | 2024-12-30 | 2025-01-09 | 2026-01-09 | Inverters | ENPHASE | IQ8MC-72-M-US | 320 |  | 19 |  |  | 0.97 |  | Outdoor
NJADRE1558901081 | Administratively Determined Incentive Program | BELLMAWR | 8031 | 7.79 | Residential | Behind the Meter | Yes | Pro Custom Solar dba Momentum Solar | PSE&G |  | Accepted | 2024-12-30 | 2025-01-09 | 2026-01-09 | Solar Panels | Hanwha | Q.PEAK DUO BLK ML-G10+410 |  | 0.41 | 7 | 200 | 34 |  | Fixed | Roof
NJADRE1558901081 | Administratively Determined Incentive Program | BELLMAWR | 8031 | 7.79 | Residential | Behind the Meter | Yes | Pro Custom Solar dba Momentum Solar | PSE&G |  | Accepted | 2024-12-30 | 2025-01-09 | 2026-01-09 | Solar Panels | Hanwha | Q.PEAK DUO BLK ML-G10+410 |  | 0.41 | 4 | 201 | 3 |  | Fixed | Roof
NJADRE1558901081 | Administratively Determined Incentive Program | BELLMAWR | 8031 | 7.79 | Residential | Behind the Meter | Yes | Pro Custom Solar dba Momentum Solar | PSE&G |  | Accepted | 2024-12-30 | 2025-01-09 | 2026-01-09 | Solar Panels | Hanwha | Q.PEAK DUO BLK ML-G10+410 |  | 0.41 | 3 | 200 | 34 |  | Fixed | Roof
NJADRE1558901081 | Administratively Determined Incentive Program | BELLMAWR | 8031 | 7.79 | Residential | Behind the Meter | Yes | Pro Custom Solar dba Momentum Solar | PSE&G |  | Accepted | 2024-12-30 | 2025-01-09 | 2026-01-09 | Solar Panels | Hanwha | Q.PEAK DUO BLK ML-G10+410 |  | 0.41 | 5 | 20 | 34 |  | Fixed | Roof
NJADRE1558901147 | Administratively Determined Incentive Program | Phillipsburg | 8865 | 999.6 | Commercial | Behind the Meter | No | Pfister Energy, Inc. | JCP&L |  | Accepted | 2025-01-08 | 2025-01-21 | 2026-01-21 | Inverters | Solis | S5-GC100K-US | 100000 |  | 6 |  |  | 0.988 |  | Outdoor | Roof
NJADRE1558901147 | Administratively Determined Incentive Program | Phillipsburg | 8865 | 999.6 | Commercial | Behind the Meter | No | Pfister Energy, Inc. | JCP&L |  | Accepted | 2025-01-08 | 2025-01-21 | 2026-01-21 | Solar Panels | HANWHA Q CELLS | Q.PEAK DUO XL-G11S/BFG 595 |  | 0.595 | 1680 | 143 | 10 |  | Fixed | Roof
NJADRE1558901147 | Administratively Determined Incentive Program | Phillipsburg | 8865 | 999.6 | Commercial | Behind the Meter | No | Pfister Energy, Inc. | JCP&L |  | Accepted | 2025-01-08 | 2025-01-21 | 2026-01-21 | Inverters | Solis | S5-GC75K-US | 75000 |  | 2 |  |  | 0.987 |  | Outdoor | Roof
NJADRE1558904021 | Administratively Determined Incentive Program | Plainfield | 7060 | 5.74 | Residential | Behind the Meter | Yes | Pro Custom Solar dba Momentum Solar | PSE&G |  | Accepted | 2024-12-31 | 2025-01-09 | 2026-01-09 | Solar Panels | Hanwha | Q.PEAK DUO BLK ML-G10+410 |  | 0.41 | 14 | 130 | 23 |  | Fixed | Roof
NJADRE1558904021 | Administratively Determined Incentive Program | Plainfield | 7060 | 5.74 | Residential | Behind the Meter | Yes | Pro Custom Solar dba Momentum Solar | PSE&G |  | Accepted | 2024-12-31 | 2025-01-09 | 2026-01-09 | Inverters | ENPHASE | IQ8HC-72-M-DOM-US | 380 |  | 14 |  |  | 0.97 |  | Outdoor
NJADRE1558904133 | Administratively Determined Incentive Program | Bayville | 8721 | 4.3 | Residential | Behind the Meter | Yes | PosiGen Developer, LLC | JCP&L |  | Accepted | 2024-12-31 | 2025-01-09 | 2026-01-09 | Inverters | SolarEdge | SE3800H-US | 3800 |  | 1 |  |  | 0.99 |  | Outdoor | within ten feet of meter
NJADRE1558904133 | Administratively Determined Incentive Program | Bayville | 8721 | 4.3 | Residential | Behind the Meter | Yes | PosiGen Developer, LLC | JCP&L |  | Accepted | 2024-12-31 | 2025-01-09 | 2026-01-09 | Solar Panels | Silfab | SIL-430 QD |  | 0.43 | 10 | 173 | 10 |  | Fixed | Roof
NJADRE1558904729 | Administratively Determined Incentive Program | MARLBORO | 7746 | 19.27 | Residential | Behind the Meter | Yes | Pro Custom Solar dba Momentum Solar | JCP&L |  | Accepted | 2024-12-31 | 2025-01-09 | 2026-01-09 | Solar Panels | Hanwha | Q.PEAK DUO BLK ML-G10+410 |  | 0.41 | 2 | 235 | 23 |  | Fixed | Roof
NJADRE1558904729 | Administratively Determined Incentive Program | MARLBORO | 7746 | 19.27 | Residential | Behind the Meter | Yes | Pro Custom Solar dba Momentum Solar | JCP&L |  | Accepted | 2024-12-31 | 2025-01-09 | 2026-01-09 | Solar Panels | Hanwha | Q.PEAK DUO BLK ML-G10+410 |  | 0.41 | 10 | 325 | 23 |  | Fixed | Roof
NJADRE1558904729 | Administratively Determined Incentive Program | MARLBORO | 7746 | 19.27 | Residential | Behind the Meter | Yes | Pro Custom Solar dba Momentum Solar | JCP&L |  | Accepted | 2024-12-31 | 2025-01-09 | 2026-01-09 | Inverters | ENPHASE | IQ8HC-72-M-DOM-US | 380 |  | 47 |  |  | 0.97 |  | Outdoor
NJADRE1558904729 | Administratively Determined Incentive Program | MARLBORO | 7746 | 19.27 | Residential | Behind the Meter | Yes | Pro Custom Solar dba Momentum Solar | JCP&L |  | Accepted | 2024-12-31 | 2025-01-09 | 2026-01-09 | Solar Panels | Hanwha | Q.PEAK DUO BLK ML-G10+410 |  | 0.41 | 6 | 55 | 23 |  | Fixed | Roof
NJADRE1558904729 | Administratively Determined Incentive Program | MARLBORO | 7746 | 19.27 | Residential | Behind the Meter | Yes | Pro Custom Solar dba Momentum Solar | JCP&L |  | Accepted | 2024-12-31 | 2025-01-09 | 2026-01-09 | Solar Panels | Hanwha | Q.PEAK DUO BLK ML-G10+410 |  | 0.41 | 6 | 55 | 23 |  | Fixed | Roof
NJADRE1558904729 | Administratively Determined Incentive Program | MARLBORO | 7746 | 19.27 | Residential | Behind the Meter | Yes | Pro Custom Solar dba Momentum Solar | JCP&L |  | Accepted | 2024-12-31 | 2025-01-09 | 2026-01-09 | Solar Panels | Hanwha | Q.PEAK DUO BLK ML-G10+410 |  | 0.41 | 4 | 145 | 23 |  | Fixed | Roof
NJADRE1558904729 | Administratively Determined Incentive Program | MARLBORO | 7746 | 19.27 | Residential | Behind the Meter | Yes | Pro Custom Solar dba Momentum Solar | JCP&L |  | Accepted | 2024-12-31 | 2025-01-09 | 2026-01-09 | Solar Panels | Hanwha | Q.PEAK DUO BLK ML-G10+410 |  | 0.41 | 2 | 325 | 23 |  | Fixed | Roof
NJADRE1558904729 | Administratively Determined Incentive Program | MARLBORO | 7746 | 19.27 | Residential | Behind the Meter | Yes | Pro Custom Solar dba Momentum Solar | JCP&L |  | Accepted | 2024-12-31 | 2025-01-09 | 2026-01-09 | Solar Panels | Hanwha | Q.PEAK DUO BLK ML-G10+410 |  | 0.41 | 17 | 145 | 23 |  | Fixed | Roof
NJADRE1558904761 | Administratively Determined Incentive Program | Hamilton | 8619 | 10.2 | Residential | Behind the Meter | Yes | Whitman Construction, LLC | PSE&G |  | Accepted | 2024-12-31 | 2025-01-09 | 2026-01-09 | Inverters | ENPHASE | IQ8PLUS-72-2-US | 290 |  | 24 |  |  | 0.975 |  | Outdoor
NJADRE1558904761 | Administratively Determined Incentive Program | Hamilton | 8619 | 10.2 | Residential | Behind the Meter | Yes | Whitman Construction, LLC | PSE&G |  | Accepted | 2024-12-31 | 2025-01-09 | 2026-01-09 | Solar Panels | Trina Solar | TSM-425NE09RC.05 |  | 0.425 | 24 | 147 | 20 |  | Fixed | Roof
NJADRE1558904794 | Administratively Determined Incentive Program | Manalapan | 7726 | 20.34 | Residential | Behind the Meter | Yes | SunnyMac, LLC | JCP&L |  | Accepted | 2024-12-31 | 2025-01-09 | 2026-01-09 | Solar Panels | HANWHA | Q.PEAK DUO BLK ML-G10+ 415W |  | 0.415 | 8 | 269 | 16 |  | Fixed | Roof
NJADRE1558904794 | Administratively Determined Incentive Program | Manalapan | 7726 | 20.34 | Residential | Behind the Meter | Yes | SunnyMac, LLC | JCP&L |  | Accepted | 2024-12-31 | 2025-01-09 | 2026-01-09 | Solar Panels | HANWHA | Q.PEAK DUO BLK ML-G10+ 415W |  | 0.415 | 6 | 89 | 23 |  | Fixed | Roof
NJADRE1558904794 | Administratively Determined Incentive Program | Manalapan | 7726 | 20.34 | Residential | Behind the Meter | Yes | SunnyMac, LLC | JCP&L |  | Accepted | 2024-12-31 | 2025-01-09 | 2026-01-09 | Solar Panels | HANWHA | Q.PEAK DUO BLK ML-G10+ 415W |  | 0.415 | 6 | 89 | 22 |  | Fixed | Roof
NJADRE1558904794 | Administratively Determined Incentive Program | Manalapan | 7726 | 20.34 | Residential | Behind the Meter | Yes | SunnyMac, LLC | JCP&L |  | Accepted | 2024-12-31 | 2025-01-09 | 2026-01-09 | Solar Panels | HANWHA | Q.PEAK DUO BLK ML-G10+ 415W |  | 0.415 | 6 | 269 | 13 |  | Fixed | Roof
NJADRE1558904794 | Administratively Determined Incentive Program | Manalapan | 7726 | 20.34 | Residential | Behind the Meter | Yes | SunnyMac, LLC | JCP&L |  | Accepted | 2024-12-31 | 2025-01-09 | 2026-01-09 | Inverters | SOLAREDGE HOME HUB | SE7600H-US | 7600 |  | 2 |  |  | 0.99 |  | Outdoor | next to meter
NJADRE1558904794 | Administratively Determined Incentive Program | Manalapan | 7726 | 20.34 | Residential | Behind the Meter | Yes | SunnyMac, LLC | JCP&L |  | Accepted | 2024-12-31 | 2025-01-09 | 2026-01-09 | Solar Panels | HANWHA | Q.PEAK DUO BLK ML-G10+ 415W |  | 0.415 | 9 | 269 | 24 |  | Fixed | Roof
NJADRE1558904794 | Administratively Determined Incentive Program | Manalapan | 7726 | 20.34 | Residential | Behind the Meter | Yes | SunnyMac, LLC | JCP&L |  | Accepted | 2024-12-31 | 2025-01-09 | 2026-01-09 | Solar Panels | HANWHA | Q.PEAK DUO BLK ML-G10+ 415W |  | 0.415 | 9 | 89 | 24 |  | Fixed | Roof
NJADRE1558904794 | Administratively Determined Incentive Program | Manalapan | 7726 | 20.34 | Residential | Behind the Meter | Yes | SunnyMac, LLC | JCP&L |  | Accepted | 2024-12-31 | 2025-01-09 | 2026-01-09 | Solar Panels | HANWHA | Q.PEAK DUO BLK ML-G10+ 415W |  | 0.415 | 5 | 269 | 8 |  | Fixed | Roof
NJADRE1558904795 | Administratively Determined Incentive Program | Willingboro | 8046 | 8.2 | Residential | Behind the Meter | Yes | Pro Custom Solar dba Momentum Solar | PSE&G |  | Accepted | 2024-12-31 | 2025-01-09 | 2026-01-09 | Solar Panels | HANWHA | Q.PEAK DUO BLK ML-G10+ 410 |  | 0.41 | 20 | 208 | 14 |  | Fixed | Roof
NJADRE1558904795 | Administratively Determined Incentive Program | Willingboro | 8046 | 8.2 | Residential | Behind the Meter | Yes | Pro Custom Solar dba Momentum Solar | PSE&G |  | Accepted | 2024-12-31 | 2025-01-09 | 2026-01-09 | Inverters | Enphase | IQ8HC-72-M-DOM-US | 380 |  | 20 |  |  | 0.97 |  | Outdoor
NJADRE1558904798 | Administratively Determined Incentive Program | Bridgeton | 8302 | 11.07 | Residential | Behind the Meter | Yes | Sunrun Installation Services, Inc. | AC Electric |  | Accepted | 2024-12-31 | 2025-01-09 | 2026-01-09 | Solar Panels | Hanwha Q-Cells | Q.PEAK DUO BLK ML-G10+ 410 |  | 0.41 | 11 | 259 | 21 |  | Fixed | Roof
NJADRE1558904798 | Administratively Determined Incentive Program | Bridgeton | 8302 | 11.07 | Residential | Behind the Meter | Yes | Sunrun Installation Services, Inc. | AC Electric |  | Accepted | 2024-12-31 | 2025-01-09 | 2026-01-09 | Inverters | SolarEdge Technologies | SE7600H-USMN | 7600 |  | 1 |  |  | 0.99 |  | Outdoor | Next to meter
NJADRE1558904798 | Administratively Determined Incentive Program | Bridgeton | 8302 | 11.07 | Residential | Behind the Meter | Yes | Sunrun Installation Services, Inc. | AC Electric |  | Accepted | 2024-12-31 | 2025-01-09 | 2026-01-09 | Solar Panels | Hanwha Q-Cells | Q.PEAK DUO BLK ML-G10+ 410 |  | 0.41 | 16 | 79 | 21 |  | Fixed | Roof
NJADRE1558905059 | Administratively Determined Incentive Program | Hewitt | 7421 | 6.15 | Residential | Behind the Meter | Yes | Sunrun Installation Services, Inc. | Orange Rockland Electric |  | Accepted | 2024-12-31 | 2025-01-09 | 2026-01-09 | Electric Storage Battery | TESLA | POWERWALL 3 1707000-XX-Y |  |  | 1 |  |  |  | Lithium Ion |  | Outside
NJADRE1558905059 | Administratively Determined Incentive Program | Hewitt | 7421 | 6.15 | Residential | Behind the Meter | Yes | Sunrun Installation Services, Inc. | Orange Rockland Electric |  | Accepted | 2024-12-31 | 2025-01-09 | 2026-01-09 | Solar Panels | Hanwha Q-Cells | Q.PEAK DUO BLK ML-G10+ 410 |  | 0.41 | 12 | 136 | 36 |  | Fixed | Roof
NJADRE1558905059 | Administratively Determined Incentive Program | Hewitt | 7421 | 6.15 | Residential | Behind the Meter | Yes | Sunrun Installation Services, Inc. | Orange Rockland Electric |  | Accepted | 2024-12-31 | 2025-01-09 | 2026-01-09 | Solar Panels | Hanwha Q-Cells | Q.PEAK DUO BLK ML-G10+ 410 |  | 0.41 | 3 | 316 | 27 |  | Fixed | Roof
NJADRE1558905059 | Administratively Determined Incentive Program | Hewitt | 7421 | 6.15 | Residential | Behind the Meter | Yes | Sunrun Installation Services, Inc. | Orange Rockland Electric |  | Accepted | 2024-12-31 | 2025-01-09 | 2026-01-09 | Inverters | TESLA | POWERWALL 3 1707000-XX-Y | 11500 |  | 1 |  |  | 0.97 |  | Outside
NJADRE1558910349 | Administratively Determined Incentive Program | PATERSON | 7513 | 9.48 | Residential | Behind the Meter | Yes | Bright Ops, Inc. | PSE&G |  | Accepted | 2025-01-01 | 2025-01-13 | 2026-01-13 | Inverters | SolarEdge Technologies | SE7600H - USRGM | 7600 |  | 1 |  |  | 0.992 |  | Outdoor | Outside
NJADRE1558910349 | Administratively Determined Incentive Program | PATERSON | 7513 | 9.48 | Residential | Behind the Meter | Yes | Bright Ops, Inc. | PSE&G |  | Accepted | 2025-01-01 | 2025-01-13 | 2026-01-13 | Solar Panels | Canadian Solar | CS3N-395MS |  | 0.395 | 4 | 99 | 39 |  | Fixed | Roof
NJADRE1558910349 | Administratively Determined Incentive Program | PATERSON | 7513 | 9.48 | Residential | Behind the Meter | Yes | Bright Ops, Inc. | PSE&G |  | Accepted | 2025-01-01 | 2025-01-13 | 2026-01-13 | Solar Panels | Canadian Solar | CS3N-395MS |  | 0.395 | 20 | 279 | 40 |  | Fixed | Roof
NJADRE1558910434 | Administratively Determined Incentive Program | MILLVILLE | 8332 | 4.1 | Residential | Behind the Meter | Yes | Bright Ops, Inc. | AC Electric |  | Accepted | 2025-01-01 | 2025-01-10 | 2026-01-10 | Inverters | SolarEdge Technologies | SE3800H - USMN | 3800 |  | 1 |  |  | 0.98 |  | Outdoor | Outside
NJADRE1558910434 | Administratively Determined Incentive Program | MILLVILLE | 8332 | 4.1 | Residential | Behind the Meter | Yes | Bright Ops, Inc. | AC Electric |  | Accepted | 2025-01-01 | 2025-01-10 | 2026-01-10 | Solar Panels | Hanwha Q-Cells | Q.PEAK DUO BLK ML-G10+ 410 |  | 0.41 | 10 | 223 | 40 |  | Fixed | Roof
NJADRE1558911052 | Administratively Determined Incentive Program | WEST WINDSOR TWP | 8550 | 20.5 | Residential | Behind the Meter | Yes | Sunrun Installation Services, Inc. | PSE&G |  | Accepted | 2025-01-02 | 2025-01-09 | 2026-01-09 | Solar Panels | HANWHA Q-CELLS | Q.PEAK DUO BLK ML-G10+ 410 |  | 0.41 | 21 | 284 | 27 |  | Fixed | Roof
NJADRE1558911052 | Administratively Determined Incentive Program | WEST WINDSOR TWP | 8550 | 20.5 | Residential | Behind the Meter | Yes | Sunrun Installation Services, Inc. | PSE&G |  | Accepted | 2025-01-02 | 2025-01-09 | 2026-01-09 | Solar Panels | HANWHA Q-CELLS | Q.PEAK DUO BLK ML-G10+ 410 |  | 0.41 | 3 | 104 | 45 |  | Fixed | Roof
NJADRE1558911052 | Administratively Determined Incentive Program | WEST WINDSOR TWP | 8550 | 20.5 | Residential | Behind the Meter | Yes | Sunrun Installation Services, Inc. | PSE&G |  | Accepted | 2025-01-02 | 2025-01-09 | 2026-01-09 | Solar Panels | HANWHA Q-CELLS | Q.PEAK DUO BLK ML-G10+ 410 |  | 0.41 | 6 | 194 | 43 |  | Fixed | Roof
NJADRE1558911052 | Administratively Determined Incentive Program | WEST WINDSOR TWP | 8550 | 20.5 | Residential | Behind the Meter | Yes | Sunrun Installation Services, Inc. | PSE&G |  | Accepted | 2025-01-02 | 2025-01-09 | 2026-01-09 | Inverters | SOLAREDGE TECHNOLOGIES | SE7600H-USMN | 7600 |  | 2 |  |  | 0.99 |  | Outdoor
NJADRE1558911052 | Administratively Determined Incentive Program | WEST WINDSOR TWP | 8550 | 20.5 | Residential | Behind the Meter | Yes | Sunrun Installation Services, Inc. | PSE&G |  | Accepted | 2025-01-02 | 2025-01-09 | 2026-01-09 | Solar Panels | HANWHA Q-CELLS | Q.PEAK DUO BLK ML-G10+ 410 |  | 0.41 | 20 | 104 | 27 |  | Fixed | Roof
NJADRE1558911061 | Administratively Determined Incentive Program | WILLINGBORO | 8046 | 10.63 | Residential | Behind the Meter | Yes | Solar Mite Solutions, LLC | PSE&G |  | Accepted | 2025-01-02 | 2025-01-10 | 2026-01-10 | Solar Panels | Jinko | JKM425N |  | 0.425 | 4 | 193 | 18 |  | Fixed | Roof
NJADRE1558911061 | Administratively Determined Incentive Program | WILLINGBORO | 8046 | 10.63 | Residential | Behind the Meter | Yes | Solar Mite Solutions, LLC | PSE&G |  | Accepted | 2025-01-02 | 2025-01-10 | 2026-01-10 | Inverters | Enphase | IQ8PLUS-72-2 | 290 |  | 25 |  |  | 0.98 |  | Outside
NJADRE1558911061 | Administratively Determined Incentive Program | WILLINGBORO | 8046 | 10.63 | Residential | Behind the Meter | Yes | Solar Mite Solutions, LLC | PSE&G |  | Accepted | 2025-01-02 | 2025-01-10 | 2026-01-10 | Solar Panels | Jinko | JKM425N |  | 0.425 | 21 | 193 | 43 |  | Fixed | Roof
NJADRE1558911072 | Administratively Determined Incentive Program | Woodbridge | 7095 | 9.02 | Residential | Behind the Meter | Yes | Trinity Solar, LLC | PSE&G |  | Accepted | 2025-01-02 | 2025-01-10 | 2026-01-10 | Solar Panels | HANWHA | Q.PEAK DUO BLK ML-G10+ 410 |  | 0.41 | 13 | 94 | 40 |  | Fixed | Roof
NJADRE1558911072 | Administratively Determined Incentive Program | Woodbridge | 7095 | 9.02 | Residential | Behind the Meter | Yes | Trinity Solar, LLC | PSE&G |  | Accepted | 2025-01-02 | 2025-01-10 | 2026-01-10 | Solar Panels | HANWHA | Q.PEAK DUO BLK ML-G10+ 410 |  | 0.41 | 9 | 183 | 27 |  | Fixed | Roof
NJADRE1558911072 | Administratively Determined Incentive Program | Woodbridge | 7095 | 9.02 | Residential | Behind the Meter | Yes | Trinity Solar, LLC | PSE&G |  | Accepted | 2025-01-02 | 2025-01-10 | 2026-01-10 | Inverters | Tesla | Tesla 7.6KW 1538000-XX-Y | 7600 |  | 1 |  |  | 0.986 |  | Outside
NJADRE1558911093 | Administratively Determined Incentive Program | Newark | 7106 | 8.08 | Residential | Behind the Meter | Yes | Whitman Construction, LLC | PSE&G |  | Accepted | 2025-01-02 | 2025-01-10 | 2026-01-10 | Solar Panels | TRINA SOLAR | TSM-425NE09R.05 |  | 0.425 | 19 | 11 | 1 |  | Fixed | Roof
NJADRE1558911093 | Administratively Determined Incentive Program | Newark | 7106 | 8.08 | Residential | Behind the Meter | Yes | Whitman Construction, LLC | PSE&G |  | Accepted | 2025-01-02 | 2025-01-10 | 2026-01-10 | Inverters | Enphase | IQ8PLUS-72-2-US | 290 |  | 19 |  |  | 0.975 |  | Outdoor
NJADRE1558911098 | Administratively Determined Incentive Program | Fieldsboro | 8505 | 12 | Residential | Behind the Meter | No | Tesla Energy Operations, Inc. | PSE&G |  | Accepted | 2025-01-02 | 2025-01-10 | 2026-01-10 | Solar Panels | HANWHA | Q.PEAK DUO BLK ML-G10+/TS 400 |  | 0.4 | 5 | 351 | 18 |  | Fixed | Roof
NJADRE1558911098 | Administratively Determined Incentive Program | Fieldsboro | 8505 | 12 | Residential | Behind the Meter | No | Tesla Energy Operations, Inc. | PSE&G |  | Accepted | 2025-01-02 | 2025-01-10 | 2026-01-10 | Solar Panels | HANWHA | Q.PEAK DUO BLK ML-G10+/TS 400 |  | 0.4 | 6 | 261 | 18 |  | Fixed | Roof
NJADRE1558911098 | Administratively Determined Incentive Program | Fieldsboro | 8505 | 12 | Residential | Behind the Meter | No | Tesla Energy Operations, Inc. | PSE&G |  | Accepted | 2025-01-02 | 2025-01-10 | 2026-01-10 | Inverters | Tesla | 1538000-XX-Y | 11500 |  | 2 |  |  | 0.98 |  | Outdoor
NJADRE1558911098 | Administratively Determined Incentive Program | Fieldsboro | 8505 | 12 | Residential | Behind the Meter | No | Tesla Energy Operations, Inc. | PSE&G |  | Accepted | 2025-01-02 | 2025-01-10 | 2026-01-10 | Solar Panels | HANWHA | Q.PEAK DUO BLK ML-G10+/TS 400 |  | 0.4 | 6 | 171 | 18 |  | Fixed | Roof
NJADRE1558911098 | Administratively Determined Incentive Program | Fieldsboro | 8505 | 12 | Residential | Behind the Meter | No | Tesla Energy Operations, Inc. | PSE&G |  | Accepted | 2025-01-02 | 2025-01-10 | 2026-01-10 | Solar Panels | HANWHA | Q.PEAK DUO BLK ML-G10+/TS 400 |  | 0.4 | 5 | 81 | 18 |  | Fixed | Roof
NJADRE1558911098 | Administratively Determined Incentive Program | Fieldsboro | 8505 | 12 | Residential | Behind the Meter | No | Tesla Energy Operations, Inc. | PSE&G |  | Accepted | 2025-01-02 | 2025-01-10 | 2026-01-10 | Electric Storage Battery | Tesla | Powerwall 3 |  |  | 2 |  |  |  | Lithium Ion |  | OUTSIDE?
NJADRE1558911098 | Administratively Determined Incentive Program | Fieldsboro | 8505 | 12 | Residential | Behind the Meter | No | Tesla Energy Operations, Inc. | PSE&G |  | Accepted | 2025-01-02 | 2025-01-10 | 2026-01-10 | Solar Panels | HANWHA | Q.PEAK DUO BLK ML-G10+/TS 400 |  | 0.4 | 3 | 261 | 37 |  | Fixed | Roof
NJADRE1558911098 | Administratively Determined Incentive Program | Fieldsboro | 8505 | 12 | Residential | Behind the Meter | No | Tesla Energy Operations, Inc. | PSE&G |  | Accepted | 2025-01-02 | 2025-01-10 | 2026-01-10 | Solar Panels | HANWHA | Q.PEAK DUO BLK ML-G10+/TS 400 |  | 0.4 | 3 | 81 | 37 |  | Fixed | Roof
NJADRE1558911098 | Administratively Determined Incentive Program | Fieldsboro | 8505 | 12 | Residential | Behind the Meter | No | Tesla Energy Operations, Inc. | PSE&G |  | Accepted | 2025-01-02 | 2025-01-10 | 2026-01-10 | Solar Panels | HANWHA | Q.PEAK DUO BLK ML-G10+/TS 400 |  | 0.4 | 2 | 351 | 40 |  | Fixed | Roof
NJADRE1558911099 | Administratively Determined Incentive Program | Union | 7083 | 4.51 | Residential | Behind the Meter | Yes | Trinity Solar, LLC | PSE&G |  | Accepted | 2025-01-02 | 2025-01-10 | 2026-01-10 | Inverters | Solar Edge | USE3800H-USMNBL75 | 3800 |  | 1 |  |  | 0.97 |  | Outdoor
NJADRE1558911099 | Administratively Determined Incentive Program | Union | 7083 | 4.51 | Residential | Behind the Meter | Yes | Trinity Solar, LLC | PSE&G |  | Accepted | 2025-01-02 | 2025-01-10 | 2026-01-10 | Solar Panels | HANWHA | (Q.PEAK DUO BLK ML-G10+ 410) |  | 0.41 | 7 | 174 | 19 |  | Fixed | Roof
NJADRE1558911099 | Administratively Determined Incentive Program | Union | 7083 | 4.51 | Residential | Behind the Meter | Yes | Trinity Solar, LLC | PSE&G |  | Accepted | 2025-01-02 | 2025-01-10 | 2026-01-10 | Solar Panels | HANWHA | (Q.PEAK DUO BLK ML-G10+ 410) |  | 0.41 | 4 | 354 | 19 |  | Fixed | Roof
NJADRE1558911109 | Administratively Determined Incentive Program | Jersey City | 7305 | 8.93 | Residential | Behind the Meter | Yes | Whitman Construction, LLC | PSE&G |  | Accepted | 2025-01-02 | 2025-01-13 | 2026-01-13 | Inverters | ENPHASE | IQ8PLUS-72-2-US | 290 |  | 21 |  |  | 0.975 |  | Outdoor
NJADRE1558911109 | Administratively Determined Incentive Program | Jersey City | 7305 | 8.93 | Residential | Behind the Meter | Yes | Whitman Construction, LLC | PSE&G |  | Accepted | 2025-01-02 | 2025-01-13 | 2026-01-13 | Solar Panels | Trina Solar | TSM-425NE09RC.05 |  | 0.425 | 17 | 131 | 31 |  | Fixed | Roof
NJADRE1558911109 | Administratively Determined Incentive Program | Jersey City | 7305 | 8.93 | Residential | Behind the Meter | Yes | Whitman Construction, LLC | PSE&G |  | Accepted | 2025-01-02 | 2025-01-13 | 2026-01-13 | Solar Panels | Trina Solar | TSM-425NE09RC.05 |  | 0.425 | 4 | 311 | 31 |  | Fixed | Roof
NJADRE1558911175 | Administratively Determined Incentive Program | Holmdel | 7733 | 7.06 | Non Profit | Behind the Meter | Yes | Ecological Systems, LLC | JCP&L |  | Accepted | 2025-01-02 | 2025-01-14 | 2026-01-14 | Meters | Enphase | Envoy | 0 |  | 1 |  |  |  | Yes | Outdoor
NJADRE1558911175 | Administratively Determined Incentive Program | Holmdel | 7733 | 7.06 | Non Profit | Behind the Meter | Yes | Ecological Systems, LLC | JCP&L |  | Accepted | 2025-01-02 | 2025-01-14 | 2026-01-14 | Inverters | Enphase | IQ8HC | 380 |  | 17 |  |  | 0.972 |  | Outside | Roof Top
NJADRE1558911175 | Administratively Determined Incentive Program | Holmdel | 7733 | 7.06 | Non Profit | Behind the Meter | Yes | Ecological Systems, LLC | JCP&L |  | Accepted | 2025-01-02 | 2025-01-14 | 2026-01-14 | Solar Panels | Bluesun | BSM415 |  | 0.415 | 17 | 180 | 25 |  | Fixed | Roof | Roof Top
NJADRE1558911192 | Administratively Determined Incentive Program | Newark | 7106 | 5.53 | Residential | Behind the Meter | Yes | Whitman Construction, LLC | PSE&G |  | Accepted | 2025-01-02 | 2025-01-10 | 2026-01-10 | Inverters | Enphase | IQ8PLUS-72-2-US | 290 |  | 13 |  |  | 0.975 |  | Outdoor
NJADRE1558911192 | Administratively Determined Incentive Program | Newark | 7106 | 5.53 | Residential | Behind the Meter | Yes | Whitman Construction, LLC | PSE&G |  | Accepted | 2025-01-02 | 2025-01-10 | 2026-01-10 | Solar Panels | TRINA SOLAR | TSM-425NE09R.05 |  | 0.425 | 13 | 11 | 1 |  | Fixed | Roof
NJADRE1558911213 | Administratively Determined Incentive Program | Clifton | 7013 | 2.87 | Residential | Behind the Meter | Yes | Sunrun Installation Services, Inc. | PSE&G |  | Accepted | 2025-01-02 | 2025-01-10 | 2026-01-10 | Inverters | Growatt New Energy Technology Co Ltd | MIN 3800TL-XH-US | 3800 |  | 1 |  |  | 0.98 |  | Outdoor | Next to meter
NJADRE1558911213 | Administratively Determined Incentive Program | Clifton | 7013 | 2.87 | Residential | Behind the Meter | Yes | Sunrun Installation Services, Inc. | PSE&G |  | Accepted | 2025-01-02 | 2025-01-10 | 2026-01-10 | Solar Panels | Hanwha Q-Cells | Q.PEAK DUO BLK ML-G10+ 410 |  | 0.41 | 7 | 200 | 8 |  | Fixed | Roof
NJADRE1558911225 | Administratively Determined Incentive Program | VENTNOR CITY | 8406 | 11.48 | Residential | Behind the Meter | Yes | Solar Mite Solutions, LLC | AC Electric |  | Accepted | 2025-01-02 | 2025-01-10 | 2026-01-10 | Solar Panels | Jinko | JKM425N |  | 0.425 | 12 | 58 | 23 |  | Fixed | Roof
NJADRE1558911225 | Administratively Determined Incentive Program | VENTNOR CITY | 8406 | 11.48 | Residential | Behind the Meter | Yes | Solar Mite Solutions, LLC | AC Electric |  | Accepted | 2025-01-02 | 2025-01-10 | 2026-01-10 | Inverters | Enphase | IQ8PLUS-72-2 | 290 |  | 27 |  |  | 0.98 |  | Outside
NJADRE1558911225 | Administratively Determined Incentive Program | VENTNOR CITY | 8406 | 11.48 | Residential | Behind the Meter | Yes | Solar Mite Solutions, LLC | AC Electric |  | Accepted | 2025-01-02 | 2025-01-10 | 2026-01-10 | Solar Panels | Jinko | JKM425N |  | 0.425 | 15 | 238 | 23 |  | Fixed | Roof
NJADRE1558911226 | Administratively Determined Incentive Program | TOMS RIVER | 8757 | 5.1 | Residential | Behind the Meter | Yes | Sun Up Zero Down, LLC | JCP&L |  | Accepted | 2025-01-02 | 2025-01-10 | 2026-01-10 | Inverters | Enphase | IQ8PLUS-72-2-US | 290 |  | 12 |  |  | 0.976 |  | Outdoor
NJADRE1558911226 | Administratively Determined Incentive Program | TOMS RIVER | 8757 | 5.1 | Residential | Behind the Meter | Yes | Sun Up Zero Down, LLC | JCP&L |  | Accepted | 2025-01-02 | 2025-01-10 | 2026-01-10 | Solar Panels | Trina | TSM-425-NE09RC.05 Vertex S+ |  | 0.425 | 12 | 166 | 18 |  | Fixed | Roof
NJADRE1558911226 | Administratively Determined Incentive Program | TOMS RIVER | 8757 | 5.1 | Residential | Behind the Meter | Yes | Sun Up Zero Down, LLC | JCP&L |  | Accepted | 2025-01-02 | 2025-01-10 | 2026-01-10 | Meters | Enphase | TBD |  |  | 1 |  |  |  | Yes | Outdoor
NJADRE1558911269 | Administratively Determined Incentive Program | Willingboro | 8046 | 12.33 | Residential | Behind the Meter | Yes | Solar Mite Solutions, LLC | PSE&G |  | Accepted | 2025-01-02 | 2025-01-13 | 2026-01-13 | Inverters | Enphase | IQ8PLUS-72-2 | 290 |  | 29 |  |  | 0.98 |  | Outside
NJADRE1558911269 | Administratively Determined Incentive Program | Willingboro | 8046 | 12.33 | Residential | Behind the Meter | Yes | Solar Mite Solutions, LLC | PSE&G |  | Accepted | 2025-01-02 | 2025-01-13 | 2026-01-13 | Solar Panels | Jinko | JKM425N |  | 0.425 | 29 | 198 | 25 |  | Fixed | Roof
NJADRE1558911297 | Administratively Determined Incentive Program | Camden | 8103 | 4.68 | Residential | Behind the Meter | No | Velocity Energy & Home Solutions, Inc. | PSE&G |  | Accepted | 2025-01-02 | 2025-01-10 | 2026-01-10 | Inverters | enphase | iq8plus | 290 |  | 11 |  |  | 0.99 |  | Outside | behind panels
NJADRE1558911297 | Administratively Determined Incentive Program | Camden | 8103 | 4.68 | Residential | Behind the Meter | No | Velocity Energy & Home Solutions, Inc. | PSE&G |  | Accepted | 2025-01-02 | 2025-01-10 | 2026-01-10 | Solar Panels | trina | 425w |  | 0.425 | 11 | 53 | 2 |  | Fixed | Roof
NJADRE1558911695 | Administratively Determined Incentive Program | ATLANTIC CITY | 8401 | 4 | Residential | Behind the Meter | No | Solar Energy World | AC Electric |  | Accepted | 2025-01-02 | 2025-01-13 | 2026-01-13 | Solar Panels | LONGi | LR5-54HABB-400M |  | 0.4 | 10 | 238 | 31 |  | Fixed | Roof
NJADRE1558911695 | Administratively Determined Incentive Program | ATLANTIC CITY | 8401 | 4 | Residential | Behind the Meter | No | Solar Energy World | AC Electric |  | Accepted | 2025-01-02 | 2025-01-13 | 2026-01-13 | Inverters | Enphase | IQ8+-72-M-US | 290 |  | 10 |  |  | 0.97 |  | Outside
NJADRE1558911925 | Administratively Determined Incentive Program | BLAIRSTOWN | 7825 | 10.25 | Residential | Behind the Meter | Yes | Trinity Solar, LLC | JCP&L |  | Accepted | 2025-01-02 | 2025-01-13 | 2026-01-13 | Solar Panels | HANWHA | Q.PEAK DUO BLK ML-G10+ 410 |  | 0.41 | 2 | 179 | 30 |  | Fixed | Roof
NJADRE1558911925 | Administratively Determined Incentive Program | BLAIRSTOWN | 7825 | 10.25 | Residential | Behind the Meter | Yes | Trinity Solar, LLC | JCP&L |  | Accepted | 2025-01-02 | 2025-01-13 | 2026-01-13 | Solar Panels | HANWHA | Q.PEAK DUO BLK ML-G10+ 410 |  | 0.41 | 11 | 178 | 31 |  | Fixed | Roof
NJADRE1558911925 | Administratively Determined Incentive Program | BLAIRSTOWN | 7825 | 10.25 | Residential | Behind the Meter | Yes | Trinity Solar, LLC | JCP&L |  | Accepted | 2025-01-02 | 2025-01-13 | 2026-01-13 | Solar Panels | HANWHA | Q.PEAK DUO BLK ML-G10+ 410 |  | 0.41 | 3 | 178 | 30 |  | Fixed | Roof
NJADRE1558911925 | Administratively Determined Incentive Program | BLAIRSTOWN | 7825 | 10.25 | Residential | Behind the Meter | Yes | Trinity Solar, LLC | JCP&L |  | Accepted | 2025-01-02 | 2025-01-13 | 2026-01-13 | Inverters | TESLA | 1538000-XX-Y | 5700 |  | 1 |  |  | 0.97 |  | Outside
NJADRE1558911925 | Administratively Determined Incentive Program | BLAIRSTOWN | 7825 | 10.25 | Residential | Behind the Meter | Yes | Trinity Solar, LLC | JCP&L |  | Accepted | 2025-01-02 | 2025-01-13 | 2026-01-13 | Inverters | TESLA | 1538000-XX-Y | 3800 |  | 1 |  |  | 0.97 |  | Outside
NJADRE1558911925 | Administratively Determined Incentive Program | BLAIRSTOWN | 7825 | 10.25 | Residential | Behind the Meter | Yes | Trinity Solar, LLC | JCP&L |  | Accepted | 2025-01-02 | 2025-01-13 | 2026-01-13 | Solar Panels | HANWHA | Q.PEAK DUO BLK ML-G10+ 410 |  | 0.41 | 5 | 268 | 40 |  | Fixed | Roof
NJADRE1558911925 | Administratively Determined Incentive Program | BLAIRSTOWN | 7825 | 10.25 | Residential | Behind the Meter | Yes | Trinity Solar, LLC | JCP&L |  | Accepted | 2025-01-02 | 2025-01-13 | 2026-01-13 | Solar Panels | HANWHA | Q.PEAK DUO BLK ML-G10+ 410 |  | 0.41 | 4 | 88 | 40 |  | Fixed | Roof
NJADRE1558911974 | Administratively Determined Incentive Program | Califon | 7830 | 22.68 | Residential | Behind the Meter | No | Advanced Solar & Energy Solutions, LLC | JCP&L |  | Accepted | 2025-01-10 | 2025-01-20 | 2026-01-20 | Solar Panels | REC | Rec Alpha Pure 2 Series |  | 0.42 | 54 | 180 | 25 |  | Fixed | Ground
NJADRE1558911974 | Administratively Determined Incentive Program | Califon | 7830 | 22.68 | Residential | Behind the Meter | No | Advanced Solar & Energy Solutions, LLC | JCP&L |  | Accepted | 2025-01-10 | 2025-01-20 | 2026-01-20 | Inverters | Enphase | IQ8PLUS-72-2-US | 1 |  | 54 |  |  | 0.97 |  | Outside
NJADRE1558912003 | Administratively Determined Incentive Program | Teaneck | 7666 | 4.92 | Residential | Behind the Meter | Yes | Freedom Forever New Jersey, LLC | PSE&G |  | Accepted | 2025-01-02 | 2025-01-13 | 2026-01-13 | Solar Panels | Hanwha | Q.PEAK DUO BLK ML-G10+ 410 |  | 0.41 | 8 | 172 | 17 |  | Fixed | Roof
NJADRE1558912003 | Administratively Determined Incentive Program | Teaneck | 7666 | 4.92 | Residential | Behind the Meter | Yes | Freedom Forever New Jersey, LLC | PSE&G |  | Accepted | 2025-01-02 | 2025-01-13 | 2026-01-13 | Solar Panels | Hanwha | Q.PEAK DUO BLK ML-G10+ 410 |  | 0.41 | 4 | 352 | 17 |  | Fixed | Roof
NJADRE1558912003 | Administratively Determined Incentive Program | Teaneck | 7666 | 4.92 | Residential | Behind the Meter | Yes | Freedom Forever New Jersey, LLC | PSE&G |  | Accepted | 2025-01-02 | 2025-01-13 | 2026-01-13 | Inverters | Solar Edge | USE3800H-USMNBL75 | 3800 |  | 1 |  |  | 0.99 |  | Outside
NJADRE1558912013 | Administratively Determined Incentive Program | Salem | 8079 | 11.9 | Residential | Behind the Meter | Yes | Whitman Construction LLC | AC Electric |  | Accepted | 2025-01-02 | 2025-01-13 | 2026-01-13 | Solar Panels | TRINA SOLAR | TSM-425NE09R.05 |  | 0.425 | 16 | 141 | 25 |  | Fixed | Roof
NJADRE1558912013 | Administratively Determined Incentive Program | Salem | 8079 | 11.9 | Residential | Behind the Meter | Yes | Whitman Construction LLC | AC Electric |  | Accepted | 2025-01-02 | 2025-01-13 | 2026-01-13 | Inverters | Enphase | IQ8PLUS-72-2-US | 290 |  | 28 |  |  | 0.975 |  | Outdoor
NJADRE1558912013 | Administratively Determined Incentive Program | Salem | 8079 | 11.9 | Residential | Behind the Meter | Yes | Whitman Construction LLC | AC Electric |  | Accepted | 2025-01-02 | 2025-01-13 | 2026-01-13 | Solar Panels | TRINA SOLAR | TSM-425NE09R.05 |  | 0.425 | 12 | 321 | 25 |  | Fixed | Roof
NJADRE1558912015 | Administratively Determined Incentive Program | Jersey City | 7305 | 4.3 | Residential | Behind the Meter | Yes | PosiGen Developer, LLC | PSE&G |  | Accepted | 2025-01-02 | 2025-01-13 | 2026-01-13 | Solar Panels | SilFab Solar | SIL-430 QD |  | 0.43 | 10 | 237 | 18 |  | Fixed | Roof
NJADRE1558912015 | Administratively Determined Incentive Program | Jersey City | 7305 | 4.3 | Residential | Behind the Meter | Yes | PosiGen Developer, LLC | PSE&G |  | Accepted | 2025-01-02 | 2025-01-13 | 2026-01-13 | Inverters | SolarEdge | SE3800H-US | 3800 |  | 1 |  |  | 0.99 |  | Outside | within ten feet of meter
NJADRE1558912049 | Administratively Determined Incentive Program | BRIDGEWATER | 8807 | 8.64 | Residential | Behind the Meter | No | Kamtech Solar Solutions | PSE&G |  | Accepted | 2025-01-02 | 2025-01-13 | 2026-01-13 | Inverters | ENPHASE | IQ8X | 360 |  | 24 |  |  | 0.97 |  | Outdoor | ROOFTOP
NJADRE1558912049 | Administratively Determined Incentive Program | BRIDGEWATER | 8807 | 8.64 | Residential | Behind the Meter | No | Kamtech Solar Solutions | PSE&G |  | Accepted | 2025-01-02 | 2025-01-13 | 2026-01-13 | Solar Panels | SUNPOWER | SPR-X22-360-E-AC |  | 0.36 | 19 | 162 | 25 |  | Fixed | Roof
NJADRE1558912049 | Administratively Determined Incentive Program | BRIDGEWATER | 8807 | 8.64 | Residential | Behind the Meter | No | Kamtech Solar Solutions | PSE&G |  | Accepted | 2025-01-02 | 2025-01-13 | 2026-01-13 | Solar Panels | SUNPOWER | SPR-X22-360-E-AC |  | 0.36 | 5 | 72 | 25 |  | Fixed | Roof
NJADRE1558912487 | Administratively Determined Incentive Program | Mays Landing | 8330 | 6.02 | Residential | Behind the Meter | Yes | PosiGen Developer, LLC | AC Electric |  | Accepted | 2025-01-02 | 2025-01-13 | 2026-01-13 | Solar Panels | SilFab Solar | SIL-430 QD |  | 0.43 | 11 | 198 | 18 |  | Fixed | Roof
NJADRE1558912487 | Administratively Determined Incentive Program | Mays Landing | 8330 | 6.02 | Residential | Behind the Meter | Yes | PosiGen Developer, LLC | AC Electric |  | Accepted | 2025-01-02 | 2025-01-13 | 2026-01-13 | Solar Panels | SilFab Solar | SIL-430 QD |  | 0.43 | 3 | 288 | 18 |  | Fixed | Roof
NJADRE1558912487 | Administratively Determined Incentive Program | Mays Landing | 8330 | 6.02 | Residential | Behind the Meter | Yes | PosiGen Developer, LLC | AC Electric |  | Accepted | 2025-01-02 | 2025-01-13 | 2026-01-13 | Inverters | SolarEdge | SE5700H-US | 5700 |  | 1 |  |  | 0.99 |  | Outside | within ten feet of meter
NJADRE1558912498 | Administratively Determined Incentive Program | Paterson | 7514 | 9.43 | Residential | Behind the Meter | Yes | Sunrun Installation Services, Inc. | PSE&G |  | Accepted | 2025-01-02 | 2025-01-13 | 2026-01-13 | Solar Panels | Hanwha Q-Cells | Q.PEAK DUO BLK ML-G10+ 410 |  | 0.41 | 10 | 188 | 19 |  | Fixed | Roof
NJADRE1558912498 | Administratively Determined Incentive Program | Paterson | 7514 | 9.43 | Residential | Behind the Meter | Yes | Sunrun Installation Services, Inc. | PSE&G |  | Accepted | 2025-01-02 | 2025-01-13 | 2026-01-13 | Inverters | TESLA | POWERWALL 3 1707000-XX-Y | 11500 |  | 2 |  |  | 0.97 |  | Outside
NJADRE1558912498 | Administratively Determined Incentive Program | Paterson | 7514 | 9.43 | Residential | Behind the Meter | Yes | Sunrun Installation Services, Inc. | PSE&G |  | Accepted | 2025-01-02 | 2025-01-13 | 2026-01-13 | Solar Panels | Hanwha Q-Cells | Q.PEAK DUO BLK ML-G10+ 410 |  | 0.41 | 9 | 188 | 45 |  | Fixed | Roof
NJADRE1558912498 | Administratively Determined Incentive Program | Paterson | 7514 | 9.43 | Residential | Behind the Meter | Yes | Sunrun Installation Services, Inc. | PSE&G |  | Accepted | 2025-01-02 | 2025-01-13 | 2026-01-13 | Electric Storage Battery | TESLA | POWERWALL 3 1707000-XX-Y |  |  | 2 |  |  |  | Lithium Ion |  | Outside
NJADRE1558912498 | Administratively Determined Incentive Program | Paterson | 7514 | 9.43 | Residential | Behind the Meter | Yes | Sunrun Installation Services, Inc. | PSE&G |  | Accepted | 2025-01-02 | 2025-01-13 | 2026-01-13 | Solar Panels | Hanwha Q-Cells | Q.PEAK DUO BLK ML-G10+ 410 |  | 0.41 | 4 | 188 | 45 |  | Fixed | Roof
NJADRE1558912519 | Administratively Determined Incentive Program | LAKEWOOD | 8701 | 13.6 | Residential | Behind the Meter | Yes | Powur, PBC | JCP&L |  | Accepted | 2025-01-02 | 2025-01-13 | 2026-01-13 | Solar Panels | Jinko Solar | JKM425N-54HL-4-B |  | 0.425 | 18 | 277 | 23 |  | Fixed | Roof
NJADRE1558912519 | Administratively Determined Incentive Program | LAKEWOOD | 8701 | 13.6 | Residential | Behind the Meter | Yes | Powur, PBC | JCP&L |  | Accepted | 2025-01-02 | 2025-01-13 | 2026-01-13 | Solar Panels | Jinko Solar | JKM425N-54HL-4-B |  | 0.425 | 14 | 97 | 23 |  | Fixed | Roof
NJADRE1558912519 | Administratively Determined Incentive Program | LAKEWOOD | 8701 | 13.6 | Residential | Behind the Meter | Yes | Powur, PBC | JCP&L |  | Accepted | 2025-01-02 | 2025-01-13 | 2026-01-13 | Inverters | Enphase Energy Inc | IQ8HC-72-M-DOM-US (Domestic) | 290 |  | 32 |  |  | 0.99 |  | Outdoor
NJADRE1558912519 | Administratively Determined Incentive Program | LAKEWOOD | 8701 | 13.6 | Residential | Behind the Meter | Yes | Powur, PBC | JCP&L |  | Accepted | 2025-01-02 | 2025-01-13 | 2026-01-13 | Meters | Enphase Energy Inc | X-IQ-AM1-240-5 |  |  | 1 |  |  |  | Yes | Outdoor
NJADRE1558912567 | Administratively Determined Incentive Program | Teaneck | 7666 | 9.78 | Residential | Behind the Meter | Yes | Brilliant Installations, Inc. | PSE&G |  | Accepted | 2025-01-21 | 2025-02-11 | 2026-02-11 | Meters | SolarEdge | SolarEdge Built-in Consumption Monitor |  |  | 1 |  |  |  | Yes | Outdoor
NJADRE1558912567 | Administratively Determined Incentive Program | Teaneck | 7666 | 9.78 | Residential | Behind the Meter | Yes | Brilliant Installations, Inc. | PSE&G |  | Accepted | 2025-01-21 | 2025-02-11 | 2026-02-11 | Inverters | SolarEdge | USE5700H-USMNBL75 | 5700 |  | 1 |  |  | 0.99 |  | Outdoor
NJADRE1558912567 | Administratively Determined Incentive Program | Teaneck | 7666 | 9.78 | Residential | Behind the Meter | Yes | Brilliant Installations, Inc. | PSE&G |  | Accepted | 2025-01-21 | 2025-02-11 | 2026-02-11 | Solar Panels | Jinko | JKM425N-54HL-4-B |  | 0.425 | 8 | 296 | 42 |  | Fixed | Roof
NJADRE1558912567 | Administratively Determined Incentive Program | Teaneck | 7666 | 9.78 | Residential | Behind the Meter | Yes | Brilliant Installations, Inc. | PSE&G |  | Accepted | 2025-01-21 | 2025-02-11 | 2026-02-11 | Solar Panels | Jinko | JKM425N-54HL-4-B |  | 0.425 | 15 | 116 | 42 |  | Fixed | Roof
NJADRE1558912568 | Administratively Determined Incentive Program | Union | 7083 | 7.79 | Residential | Behind the Meter | Yes | Sunrun Installation Services, Inc. | PSE&G |  | Accepted | 2025-01-02 | 2025-01-13 | 2026-01-13 | Solar Panels | Hanwha Q Cells | Q.PEAK DUO BLK ML-G10+ 410 |  | 0.41 | 7 | 308 | 35 |  | Fixed | Roof
NJADRE1558912568 | Administratively Determined Incentive Program | Union | 7083 | 7.79 | Residential | Behind the Meter | Yes | Sunrun Installation Services, Inc. | PSE&G |  | Accepted | 2025-01-02 | 2025-01-13 | 2026-01-13 | Inverters | SolarEdge Technologies | SE5700H-USMN | 5760 |  | 1 |  |  | 0.99 |  | Outdoor
NJADRE1558912568 | Administratively Determined Incentive Program | Union | 7083 | 7.79 | Residential | Behind the Meter | Yes | Sunrun Installation Services, Inc. | PSE&G |  | Accepted | 2025-01-02 | 2025-01-13 | 2026-01-13 | Solar Panels | Hanwha Q Cells | Q.PEAK DUO BLK ML-G10+ 410 |  | 0.41 | 12 | 128 | 34 |  | Fixed | Roof
NJADRE1558912578 | Administratively Determined Incentive Program | Hillsborough | 8844 | 11.07 | Residential | Behind the Meter | Yes | Pro Custom Solar dba Momentum Solar | PSE&G |  | Accepted | 2025-01-02 | 2025-01-13 | 2026-01-13 | Inverters | ENPHASE | IQ8HC-72-M-DOM-US | 380 |  | 27 |  |  | 0.97 |  | Outdoor
NJADRE1558912578 | Administratively Determined Incentive Program | Hillsborough | 8844 | 11.07 | Residential | Behind the Meter | Yes | Pro Custom Solar dba Momentum Solar | PSE&G |  | Accepted | 2025-01-02 | 2025-01-13 | 2026-01-13 | Solar Panels | Hanwha | Q.PEAK DUO BLK ML-G10+410 |  | 0.41 | 4 | 235 | 20 |  | Fixed | Roof
NJADRE1558912578 | Administratively Determined Incentive Program | Hillsborough | 8844 | 11.07 | Residential | Behind the Meter | Yes | Pro Custom Solar dba Momentum Solar | PSE&G |  | Accepted | 2025-01-02 | 2025-01-13 | 2026-01-13 | Solar Panels | Hanwha | Q.PEAK DUO BLK ML-G10+410 |  | 0.41 | 15 | 144 | 31 |  | Fixed | Roof
NJADRE1558912578 | Administratively Determined Incentive Program | Hillsborough | 8844 | 11.07 | Residential | Behind the Meter | Yes | Pro Custom Solar dba Momentum Solar | PSE&G |  | Accepted | 2025-01-02 | 2025-01-13 | 2026-01-13 | Solar Panels | Hanwha | Q.PEAK DUO BLK ML-G10+410 |  | 0.41 | 4 | 324 | 34 |  | Fixed | Roof
NJADRE1558912578 | Administratively Determined Incentive Program | Hillsborough | 8844 | 11.07 | Residential | Behind the Meter | Yes | Pro Custom Solar dba Momentum Solar | PSE&G |  | Accepted | 2025-01-02 | 2025-01-13 | 2026-01-13 | Solar Panels | Hanwha | Q.PEAK DUO BLK ML-G10+410 |  | 0.41 | 4 | 54 | 27 |  | Fixed | Roof
NJADRE1558912768 | Administratively Determined Incentive Program | Perth Amboy | 8861 | 7.79 | Residential | Behind the Meter | Yes | Sunrun Installation Services, Inc. | PSE&G |  | Accepted | 2025-01-02 | 2025-01-13 | 2026-01-13 | Solar Panels | Hanwha Q-Cells | Q.PEAK DUO BLK ML-G10+ 410 |  | 0.41 | 12 | 197 | 45 |  | Fixed | Roof
NJADRE1558912768 | Administratively Determined Incentive Program | Perth Amboy | 8861 | 7.79 | Residential | Behind the Meter | Yes | Sunrun Installation Services, Inc. | PSE&G |  | Accepted | 2025-01-02 | 2025-01-13 | 2026-01-13 | Inverters | SolarEdge Technologies | SE7600H-USMN | 7600 |  | 1 |  |  | 0.99 |  | Outdoor | Next to meter
NJADRE1558912768 | Administratively Determined Incentive Program | Perth Amboy | 8861 | 7.79 | Residential | Behind the Meter | Yes | Sunrun Installation Services, Inc. | PSE&G |  | Accepted | 2025-01-02 | 2025-01-13 | 2026-01-13 | Solar Panels | Hanwha Q-Cells | Q.PEAK DUO BLK ML-G10+ 410 |  | 0.41 | 7 | 17 | 40 |  | Fixed | Roof
NJADRE1558912771 | Administratively Determined Incentive Program | Wenonah | 8090 | 5.53 | Residential | Behind the Meter | Yes | Velocity Energy & Home Solutions Inc | AC Electric |  | Accepted | 2025-01-02 | 2025-01-17 | 2026-01-17 | Solar Panels | Trina Solar, Inc. | TSM-425NE09RC.05 |  | 0.425 | 1 | 177.56 | 16 |  | Fixed | Roof
NJADRE1558912771 | Administratively Determined Incentive Program | Wenonah | 8090 | 5.53 | Residential | Behind the Meter | Yes | Velocity Energy & Home Solutions Inc | AC Electric |  | Accepted | 2025-01-02 | 2025-01-17 | 2026-01-17 | Inverters | Enphase Energy Inc | IQ8HC-72-M-DOM-US (Domestic) | 290 |  | 13 |  |  | 0.99 |  | Outdoor
NJADRE1558912771 | Administratively Determined Incentive Program | Wenonah | 8090 | 5.53 | Residential | Behind the Meter | Yes | Velocity Energy & Home Solutions Inc | AC Electric |  | Accepted | 2025-01-02 | 2025-01-17 | 2026-01-17 | Solar Panels | Trina Solar, Inc. | TSM-425NE09RC.05 |  | 0.425 | 6 | 87.64 | 19 |  | Fixed | Roof
NJADRE1558912771 | Administratively Determined Incentive Program | Wenonah | 8090 | 5.53 | Residential | Behind the Meter | Yes | Velocity Energy & Home Solutions Inc | AC Electric |  | Accepted | 2025-01-02 | 2025-01-17 | 2026-01-17 | Meters | Enphase Energy Inc | X-IQ-AM1-240-5 |  |  | 1 |  |  |  | Yes | Outdoor
NJADRE1558912771 | Administratively Determined Incentive Program | Wenonah | 8090 | 5.53 | Residential | Behind the Meter | Yes | Velocity Energy & Home Solutions Inc | AC Electric |  | Accepted | 2025-01-02 | 2025-01-17 | 2026-01-17 | Solar Panels | Trina Solar, Inc. | TSM-425NE09RC.05 |  | 0.425 | 2 | 266.14 | 23 |  | Fixed | Roof
NJADRE1558912771 | Administratively Determined Incentive Program | Wenonah | 8090 | 5.53 | Residential | Behind the Meter | Yes | Velocity Energy & Home Solutions Inc | AC Electric |  | Accepted | 2025-01-02 | 2025-01-17 | 2026-01-17 | Solar Panels | Trina Solar, Inc. | TSM-425NE09RC.05 |  | 0.425 | 2 | 177.78 | 22 |  | Fixed | Roof
NJADRE1558912771 | Administratively Determined Incentive Program | Wenonah | 8090 | 5.53 | Residential | Behind the Meter | Yes | Velocity Energy & Home Solutions Inc | AC Electric |  | Accepted | 2025-01-02 | 2025-01-17 | 2026-01-17 | Solar Panels | Trina Solar, Inc. | TSM-425NE09RC.05 |  | 0.425 | 2 | 177.78 | 22 |  | Fixed | Roof
NJADRE1558920767 | Administratively Determined Incentive Program | Willingboro Twp | 8046 | 3.28 | Residential | Behind the Meter | No | Sunrun Installation Services, Inc. | PSE&G |  | Accepted | 2025-01-03 | 2025-01-13 | 2026-01-13 | Inverters | SolarEdge Technologies | SE3800H-USMN | 3800 |  | 1 |  |  | 0.99 |  | Outdoor
NJADRE1558920767 | Administratively Determined Incentive Program | Willingboro Twp | 8046 | 3.28 | Residential | Behind the Meter | No | Sunrun Installation Services, Inc. | PSE&G |  | Accepted | 2025-01-03 | 2025-01-13 | 2026-01-13 | Solar Panels | Hanwha Q Cells | Q.PEAK DUO BLK ML-G10+ 410 |  | 0.41 | 8 | 301 | 25 |  | Fixed | Roof
NJADRE1558920791 | Administratively Determined Incentive Program | PISCATAWAY TWP | 8854 | 6.56 | Residential | Behind the Meter | Yes | Sunrun Installation Services, Inc. | PSE&G |  | Accepted | 2025-01-03 | 2025-01-13 | 2026-01-13 | Solar Panels | Hanwha Q-Cells | Q.PEAK DUO BLK ML-G10+ 410 |  | 0.41 | 16 | 245 | 29 |  | Fixed | Roof
NJADRE1558920791 | Administratively Determined Incentive Program | PISCATAWAY TWP | 8854 | 6.56 | Residential | Behind the Meter | Yes | Sunrun Installation Services, Inc. | PSE&G |  | Accepted | 2025-01-03 | 2025-01-13 | 2026-01-13 | Inverters | SolarEdge Technologies | SE5700H-USMN | 5760 |  | 1 |  |  | 0.99 |  | Outdoor | Next to meter
NJADRE1558920813 | Administratively Determined Incentive Program | ATLANTIC HIGHLANDS | 7716 | 5.52 | Residential | Behind the Meter | No | Infinity Solar Systems, LLC | JCP&L |  | Accepted | 2025-01-03 | 2025-01-13 | 2026-01-13 | Inverters | Tesla | 1707000-xx-y | 12 |  | 1 |  |  | 0.97 |  | Outdoor
NJADRE1558920813 | Administratively Determined Incentive Program | ATLANTIC HIGHLANDS | 7716 | 5.52 | Residential | Behind the Meter | No | Infinity Solar Systems, LLC | JCP&L |  | Accepted | 2025-01-03 | 2025-01-13 | 2026-01-13 | Solar Panels | REC Solar | REC 460AA PURE-RX |  | 0.46 | 12 | 167 | 45 |  | Fixed | Roof
NJADRE1558920828 | Administratively Determined Incentive Program | Ventnor | 8406 | 8.08 | Residential | Behind the Meter | No | Supreme Solar Services, LLC | AC Electric |  | Accepted | 2025-01-03 | 2025-01-13 | 2026-01-13 | Inverters | Enphase | IQ8A | 349 |  | 19 |  |  | 0.98 |  | Outdoor
NJADRE1558920828 | Administratively Determined Incentive Program | Ventnor | 8406 | 8.08 | Residential | Behind the Meter | No | Supreme Solar Services, LLC | AC Electric |  | Accepted | 2025-01-03 | 2025-01-13 | 2026-01-13 | Solar Panels | Trina | TSM 425NEO9RC.05 |  | 0.425 | 6 | 147 | 45 |  | Fixed | Roof
NJADRE1558920828 | Administratively Determined Incentive Program | Ventnor | 8406 | 8.08 | Residential | Behind the Meter | No | Supreme Solar Services, LLC | AC Electric |  | Accepted | 2025-01-03 | 2025-01-13 | 2026-01-13 | Solar Panels | Trina | TSM 425NEO9RC.05 |  | 0.425 | 13 | 147 | 5 |  | Fixed | Roof
NJADRE1558920840 | Administratively Determined Incentive Program | Pleasantville | 8232 | 9.02 | Residential | Behind the Meter | Yes | EMT Renewables, LLC | AC Electric |  | Accepted | 2025-01-03 | 2025-01-13 | 2026-01-13 | Solar Panels | TRINA | TSM-NE09RC.05 |  | 0.41 | 22 | 223 | 14 |  | Fixed | Roof
NJADRE1558920840 | Administratively Determined Incentive Program | Pleasantville | 8232 | 9.02 | Residential | Behind the Meter | Yes | EMT Renewables, LLC | AC Electric |  | Accepted | 2025-01-03 | 2025-01-13 | 2026-01-13 | Inverters | ENPHASE | IQ8+ | 290 |  | 22 |  |  | 0.98 |  | Other | UNDER EACH PANEL
NJADRE1558920880 | Administratively Determined Incentive Program | BRANCHBURG | 8853 | 13.28 | Residential | Behind the Meter | Yes | SunnyMac, LLC | JCP&L |  | Accepted | 2025-01-03 | 2025-01-13 | 2026-01-13 | Solar Panels | HANWHA | Q.PEAK DUO BLK ML-G10+ 415W |  | 0.415 | 4 | 143 | 40 |  | Fixed | Roof
NJADRE1558920880 | Administratively Determined Incentive Program | BRANCHBURG | 8853 | 13.28 | Residential | Behind the Meter | Yes | SunnyMac, LLC | JCP&L |  | Accepted | 2025-01-03 | 2025-01-13 | 2026-01-13 | Inverters | SOLAREDGE HOME HUB | SE11400H-US | 11400 |  | 1 |  |  | 0.99 |  | Outdoor | next to meter
NJADRE1558920880 | Administratively Determined Incentive Program | BRANCHBURG | 8853 | 13.28 | Residential | Behind the Meter | Yes | SunnyMac, LLC | JCP&L |  | Accepted | 2025-01-03 | 2025-01-13 | 2026-01-13 | Solar Panels | HANWHA | Q.PEAK DUO BLK ML-G10+ 415W |  | 0.415 | 28 | 143 | 40 |  | Fixed | Roof
NJADRE1558920943 | Administratively Determined Incentive Program | Egg Harbor Township | 8234 | 9.02 | Residential | Behind the Meter | Yes | Define Solar, LLC | AC Electric |  | Accepted | 2025-02-21 | 2025-03-12 | 2026-03-12 | Inverters | Enphase | IQ8PLUS-72-2-US | 290 |  | 9 |  |  | 0.976 |  | Outside | Under each pv panel
NJADRE1558920943 | Administratively Determined Incentive Program | Egg Harbor Township | 8234 | 9.02 | Residential | Behind the Meter | Yes | Define Solar, LLC | AC Electric |  | Accepted | 2025-02-21 | 2025-03-12 | 2026-03-12 | Inverters | Enphase | IQ8PLUS-72-2-US | 290 |  | 13 |  |  | 0.976 |  | Outside | Under each pv panel
NJADRE1558920943 | Administratively Determined Incentive Program | Egg Harbor Township | 8234 | 9.02 | Residential | Behind the Meter | Yes | Define Solar, LLC | AC Electric |  | Accepted | 2025-02-21 | 2025-03-12 | 2026-03-12 | Solar Panels | Znshine | ZXM7-SH108 410W |  | 0.41 | 13 | 331 | 13 |  | Fixed | Roof
NJADRE1558920943 | Administratively Determined Incentive Program | Egg Harbor Township | 8234 | 9.02 | Residential | Behind the Meter | Yes | Define Solar, LLC | AC Electric |  | Accepted | 2025-02-21 | 2025-03-12 | 2026-03-12 | Solar Panels | Znshine | ZXM7-SH108 410W |  | 0.41 | 9 | 151 | 27 |  | Fixed | Roof
NJADRE1558920957 | Administratively Determined Incentive Program | Pennsville | 8070 | 9.84 | Residential | Behind the Meter | Yes | Define Solar, LLC | AC Electric |  | Accepted | 2025-02-21 | 2025-03-11 | 2026-03-11 | Inverters | Enphase | IQ8PLUS-72-2-US | 290 |  | 14 |  |  | 0.976 |  | Outside | Under each pv panel
NJADRE1558920957 | Administratively Determined Incentive Program | Pennsville | 8070 | 9.84 | Residential | Behind the Meter | Yes | Define Solar, LLC | AC Electric |  | Accepted | 2025-02-21 | 2025-03-11 | 2026-03-11 | Inverters | Enphase | IQ8PLUS-72-2-US | 290 |  | 10 |  |  | 0.976 |  | Outside | Under each pv panel
NJADRE1558920957 | Administratively Determined Incentive Program | Pennsville | 8070 | 9.84 | Residential | Behind the Meter | Yes | Define Solar, LLC | AC Electric |  | Accepted | 2025-02-21 | 2025-03-11 | 2026-03-11 | Solar Panels | Znshine | ZXM7-SH108 410W |  | 0.41 | 10 | 38 | 6 |  | Fixed | Roof
NJADRE1558920957 | Administratively Determined Incentive Program | Pennsville | 8070 | 9.84 | Residential | Behind the Meter | Yes | Define Solar, LLC | AC Electric |  | Accepted | 2025-02-21 | 2025-03-11 | 2026-03-11 | Solar Panels | Znshine | ZXM7-SH108 410W |  | 0.41 | 14 | 218 | 23 |  | Fixed | Roof
NJADRE1558920963 | Administratively Determined Incentive Program | KEARNY | 7032 | 9.43 | Residential | Behind the Meter | Yes | Trinity Solar, LLC | PSE&G |  | Accepted | 2025-01-03 | 2025-01-13 | 2026-01-13 | Inverters | Solar Edge | SE7600H-USMNUBL15 | 7600 |  | 1 |  |  | 0.986 |  | Outdoor
NJADRE1558920963 | Administratively Determined Incentive Program | KEARNY | 7032 | 9.43 | Residential | Behind the Meter | Yes | Trinity Solar, LLC | PSE&G |  | Accepted | 2025-01-03 | 2025-01-13 | 2026-01-13 | Solar Panels | Hanwha | Q.PEAK DUO BLK ML-G10+ 410 |  | 0.41 | 4 | 207 | 9 |  | Fixed | Roof
NJADRE1558920963 | Administratively Determined Incentive Program | KEARNY | 7032 | 9.43 | Residential | Behind the Meter | Yes | Trinity Solar, LLC | PSE&G |  | Accepted | 2025-01-03 | 2025-01-13 | 2026-01-13 | Solar Panels | Hanwha | Q.PEAK DUO BLK ML-G10+ 410 |  | 0.41 | 5 | 297 | 21 |  | Fixed | Roof
NJADRE1558920963 | Administratively Determined Incentive Program | KEARNY | 7032 | 9.43 | Residential | Behind the Meter | Yes | Trinity Solar, LLC | PSE&G |  | Accepted | 2025-01-03 | 2025-01-13 | 2026-01-13 | Solar Panels | Hanwha | Q.PEAK DUO BLK ML-G10+ 410 |  | 0.41 | 3 | 27 | 9 |  | Fixed | Roof
NJADRE1558920963 | Administratively Determined Incentive Program | KEARNY | 7032 | 9.43 | Residential | Behind the Meter | Yes | Trinity Solar, LLC | PSE&G |  | Accepted | 2025-01-03 | 2025-01-13 | 2026-01-13 | Solar Panels | HANWHA | Q.PEAK DUO BLK ML-G10+ 410 |  | 0.41 | 3 | 297 | 9 |  | Fixed | Roof
NJADRE1558920963 | Administratively Determined Incentive Program | KEARNY | 7032 | 9.43 | Residential | Behind the Meter | Yes | Trinity Solar, LLC | PSE&G |  | Accepted | 2025-01-03 | 2025-01-13 | 2026-01-13 | Solar Panels | Hanwha | Q.PEAK DUO BLK ML-G10+ 410 |  | 0.41 | 8 | 117 | 21 |  | Fixed | Roof
NJADRE1558921057 | Administratively Determined Incentive Program | Hammonton | 8037 | 10.25 | Residential | Behind the Meter | Yes | Define Solar, LLC | AC Electric |  | Accepted | 2025-05-01 | 2025-05-29 | 2026-05-29 | Inverters | Enphase | IQ8PLUS-72-2-US | 290 |  | 12 |  |  | 0.976 |  | Outside | Under each pv panel
NJADRE1558921057 | Administratively Determined Incentive Program | Hammonton | 8037 | 10.25 | Residential | Behind the Meter | Yes | Define Solar, LLC | AC Electric |  | Accepted | 2025-05-01 | 2025-05-29 | 2026-05-29 | Inverters | Enphase | IQ8PLUS-72-2-US | 290 |  | 11 |  |  | 0.976 |  | Outside | Under each pv panel
NJADRE1558921057 | Administratively Determined Incentive Program | Hammonton | 8037 | 10.25 | Residential | Behind the Meter | Yes | Define Solar, LLC | AC Electric |  | Accepted | 2025-05-01 | 2025-05-29 | 2026-05-29 | Solar Panels | Znshine | ZXM7-SH108 410W |  | 0.41 | 2 | 228 | 30 |  | Fixed | Roof
NJADRE1558921057 | Administratively Determined Incentive Program | Hammonton | 8037 | 10.25 | Residential | Behind the Meter | Yes | Define Solar, LLC | AC Electric |  | Accepted | 2025-05-01 | 2025-05-29 | 2026-05-29 | Solar Panels | Znshine | ZXM7-SH108 410W |  | 0.41 | 11 | 318 | 27 |  | Fixed | Roof
NJADRE1558921057 | Administratively Determined Incentive Program | Hammonton | 8037 | 10.25 | Residential | Behind the Meter | Yes | Define Solar, LLC | AC Electric |  | Accepted | 2025-05-01 | 2025-05-29 | 2026-05-29 | Inverters | Enphase | IQ8PLUS-72-2-US | 290 |  | 2 |  |  | 0.976 |  | Outside | Under each pv panel
NJADRE1558921057 | Administratively Determined Incentive Program | Hammonton | 8037 | 10.25 | Residential | Behind the Meter | Yes | Define Solar, LLC | AC Electric |  | Accepted | 2025-05-01 | 2025-05-29 | 2026-05-29 | Solar Panels | Znshine | ZXM7-SH108 410W |  | 0.41 | 12 | 138 | 27 |  | Fixed | Roof
NJADRE1558921058 | Administratively Determined Incentive Program | Absecon | 8201 | 7.89 | Residential | Behind the Meter | Yes | SunnyMac, LLC | AC Electric |  | Accepted | 2025-01-03 | 2025-01-14 | 2026-01-14 | Inverters | SOLAREDGE HOME HUB | SE5700H-US | 5760 |  | 1 |  |  | 0.99 |  | Outdoor | next to meter
NJADRE1558921058 | Administratively Determined Incentive Program | Absecon | 8201 | 7.89 | Residential | Behind the Meter | Yes | SunnyMac, LLC | AC Electric |  | Accepted | 2025-01-03 | 2025-01-14 | 2026-01-14 | Solar Panels | HANWHA | Q.PEAK DUO BLK ML-G10+ 415W |  | 0.415 | 9 | 24 | 24 |  | Fixed | Roof
NJADRE1558921058 | Administratively Determined Incentive Program | Absecon | 8201 | 7.89 | Residential | Behind the Meter | Yes | SunnyMac, LLC | AC Electric |  | Accepted | 2025-01-03 | 2025-01-14 | 2026-01-14 | Solar Panels | HANWHA | Q.PEAK DUO BLK ML-G10+ 415W |  | 0.415 | 10 | 204 | 24 |  | Fixed | Roof
NJADRE1558922324 | Administratively Determined Incentive Program | Newark | 7108 | 9.84 | Residential | Behind the Meter | Yes | Pro Custom Solar dba Momentum Solar | PSE&G |  | Accepted | 2025-01-03 | 2025-01-13 | 2026-01-13 | Solar Panels | Hanwha | Q.PEAK DUO BLK ML-G10+410 |  | 0.41 | 12 | 118 | 44 |  | Fixed | Roof
NJADRE1558922324 | Administratively Determined Incentive Program | Newark | 7108 | 9.84 | Residential | Behind the Meter | Yes | Pro Custom Solar dba Momentum Solar | PSE&G |  | Accepted | 2025-01-03 | 2025-01-13 | 2026-01-13 | Solar Panels | Hanwha | Q.PEAK DUO BLK ML-G10+410 |  | 0.41 | 12 | 298 | 44 |  | Fixed | Roof
NJADRE1558922324 | Administratively Determined Incentive Program | Newark | 7108 | 9.84 | Residential | Behind the Meter | Yes | Pro Custom Solar dba Momentum Solar | PSE&G |  | Accepted | 2025-01-03 | 2025-01-13 | 2026-01-13 | Inverters | ENPHASE | IQ8MC-72-M-US | 320 |  | 24 |  |  | 0.97 |  | Outdoor
NJADRE1558922380 | Administratively Determined Incentive Program | New Brunswick | 8901 | 4.25 | Residential | Behind the Meter | Yes | Whitman Construction LLC | PSE&G |  | Accepted | 2025-01-03 | 2025-01-14 | 2026-01-14 | Solar Panels | Trina Solar | TSM-425NE09RC.05 |  | 0.425 | 10 | 218 | 34 |  | Fixed | Roof
NJADRE1558922380 | Administratively Determined Incentive Program | New Brunswick | 8901 | 4.25 | Residential | Behind the Meter | Yes | Whitman Construction LLC | PSE&G |  | Accepted | 2025-01-03 | 2025-01-14 | 2026-01-14 | Inverters | ENPHASE | IQ8PLUS-72-2-US | 290 |  | 10 |  |  | 0.975 |  | Outdoor
NJADRE1558922428 | Administratively Determined Incentive Program | Cherry Hill | 8034 | 13.94 | Residential | Behind the Meter | Yes | Trinity Solar, LLC | PSE&G |  | Accepted | 2025-01-03 | 2025-01-13 | 2026-01-13 | Inverters | Tesla | 1538000-XX-Y | 3800 |  | 1 |  |  | 0.986 |  | Outdoor
NJADRE1558922428 | Administratively Determined Incentive Program | Cherry Hill | 8034 | 13.94 | Residential | Behind the Meter | Yes | Trinity Solar, LLC | PSE&G |  | Accepted | 2025-01-03 | 2025-01-13 | 2026-01-13 | Solar Panels | Hanwha | Q.PEAK DUO BLK ML-G10+ 410 |  | 0.41 | 28 | 129 | 24 |  | Fixed | Roof
NJADRE1558922428 | Administratively Determined Incentive Program | Cherry Hill | 8034 | 13.94 | Residential | Behind the Meter | Yes | Trinity Solar, LLC | PSE&G |  | Accepted | 2025-01-03 | 2025-01-13 | 2026-01-13 | Inverters | Tesla | 1538000-XX-Y | 7600 |  | 1 |  |  | 0.986 |  | Outdoor
NJADRE1558922428 | Administratively Determined Incentive Program | Cherry Hill | 8034 | 13.94 | Residential | Behind the Meter | Yes | Trinity Solar, LLC | PSE&G |  | Accepted | 2025-01-03 | 2025-01-13 | 2026-01-13 | Solar Panels | Hanwha | Q.PEAK DUO BLK ML-G10+ 410 |  | 0.41 | 6 | 129 | 16 |  | Fixed | Roof
NJADRE1558922501 | Administratively Determined Incentive Program | Nutley | 7110 | 9.55 | Residential | Behind the Meter | Yes | SunnyMac, LLC | PSE&G |  | Accepted | 2025-01-03 | 2025-01-14 | 2026-01-14 | Solar Panels | HANWHA | Q.PEAK DUO BLK ML-G10+ 415W |  | 0.415 | 3 | 203 | 34 |  | Fixed | Roof
NJADRE1558922501 | Administratively Determined Incentive Program | Nutley | 7110 | 9.55 | Residential | Behind the Meter | Yes | SunnyMac, LLC | PSE&G |  | Accepted | 2025-01-03 | 2025-01-14 | 2026-01-14 | Solar Panels | HANWHA | Q.PEAK DUO BLK ML-G10+ 415W |  | 0.415 | 2 | 293 | 34 |  | Fixed | Roof
NJADRE1558922501 | Administratively Determined Incentive Program | Nutley | 7110 | 9.55 | Residential | Behind the Meter | Yes | SunnyMac, LLC | PSE&G |  | Accepted | 2025-01-03 | 2025-01-14 | 2026-01-14 | Solar Panels | HANWHA | Q.PEAK DUO BLK ML-G10+ 415W |  | 0.415 | 6 | 113 | 34 |  | Fixed | Roof
NJADRE1558922501 | Administratively Determined Incentive Program | Nutley | 7110 | 9.55 | Residential | Behind the Meter | Yes | SunnyMac, LLC | PSE&G |  | Accepted | 2025-01-03 | 2025-01-14 | 2026-01-14 | Solar Panels | HANWHA | Q.PEAK DUO BLK ML-G10+ 415W |  | 0.415 | 9 | 293 | 11 |  | Fixed | Roof
NJADRE1558922501 | Administratively Determined Incentive Program | Nutley | 7110 | 9.55 | Residential | Behind the Meter | Yes | SunnyMac, LLC | PSE&G |  | Accepted | 2025-01-03 | 2025-01-14 | 2026-01-14 | Inverters | SOLAREDGE HOME HUB | SE7600H-US | 7600 |  | 1 |  |  | 0.99 |  | Outdoor | next to meter
NJADRE1558922501 | Administratively Determined Incentive Program | Nutley | 7110 | 9.55 | Residential | Behind the Meter | Yes | SunnyMac, LLC | PSE&G |  | Accepted | 2025-01-03 | 2025-01-14 | 2026-01-14 | Solar Panels | HANWHA | Q.PEAK DUO BLK ML-G10+ 415W |  | 0.415 | 3 | 23 | 34 |  | Fixed | Roof
NJADRE1558922592 | Administratively Determined Incentive Program | HASBROUCK HEIGHTS | 7604 | 9.24 | Residential | Behind the Meter | Yes | Brilliant Installations, Inc. | PSE&G |  | Accepted | 2025-01-03 | 2025-01-14 | 2026-01-14 | Inverters | Enphase | IQ8PLUS-72-2-US | 290 |  | 24 |  |  | 0.97 |  | Outdoor
NJADRE1558922592 | Administratively Determined Incentive Program | HASBROUCK HEIGHTS | 7604 | 9.24 | Residential | Behind the Meter | Yes | Brilliant Installations, Inc. | PSE&G |  | Accepted | 2025-01-03 | 2025-01-14 | 2026-01-14 | Solar Panels | JINKO SOLAR | JKM385M-6RL3-B |  | 0.385 | 24 | 307 | 22 |  | Fixed | Roof
NJADRE1558923531 | Administratively Determined Incentive Program | Closter | 7624 | 14.35 | Residential | Behind the Meter | Yes | Trinity Solar, LLC | Orange Rockland Electric |  | Accepted | 2025-01-03 | 2025-01-14 | 2026-01-14 | Solar Panels | HANWHA | Q.PEAK DUO BLK ML-G10+ 410 |  | 0.41 | 6 | 225 | 30 |  | Fixed | Roof
NJADRE1558923531 | Administratively Determined Incentive Program | Closter | 7624 | 14.35 | Residential | Behind the Meter | Yes | Trinity Solar, LLC | Orange Rockland Electric |  | Accepted | 2025-01-03 | 2025-01-14 | 2026-01-14 | Solar Panels | HANWHA | Q.PEAK DUO BLK ML-G10+ 410 |  | 0.41 | 5 | 135 | 23 |  | Fixed | Roof
NJADRE1558923531 | Administratively Determined Incentive Program | Closter | 7624 | 14.35 | Residential | Behind the Meter | Yes | Trinity Solar, LLC | Orange Rockland Electric |  | Accepted | 2025-01-03 | 2025-01-14 | 2026-01-14 | Solar Panels | HANWHA | Q.PEAK DUO BLK ML-G10+ 410 |  | 0.41 | 2 | 315 | 23 |  | Fixed | Roof
NJADRE1558923531 | Administratively Determined Incentive Program | Closter | 7624 | 14.35 | Residential | Behind the Meter | Yes | Trinity Solar, LLC | Orange Rockland Electric |  | Accepted | 2025-01-03 | 2025-01-14 | 2026-01-14 | Solar Panels | HANWHA | Q.PEAK DUO BLK ML-G10+ 410 |  | 0.41 | 11 | 225 | 23 |  | Fixed | Roof
NJADRE1558923531 | Administratively Determined Incentive Program | Closter | 7624 | 14.35 | Residential | Behind the Meter | Yes | Trinity Solar, LLC | Orange Rockland Electric |  | Accepted | 2025-01-03 | 2025-01-14 | 2026-01-14 | Solar Panels | HANWHA | Q.PEAK DUO BLK ML-G10+ 410 |  | 0.41 | 5 | 135 | 30 |  | Fixed | Roof
NJADRE1558923531 | Administratively Determined Incentive Program | Closter | 7624 | 14.35 | Residential | Behind the Meter | Yes | Trinity Solar, LLC | Orange Rockland Electric |  | Accepted | 2025-01-03 | 2025-01-14 | 2026-01-14 | Electric Storage Battery | TESLA | 1707000-xx-y |  |  | 2 |  |  |  | Lithium Ion |  | Outdoors
NJADRE1558923531 | Administratively Determined Incentive Program | Closter | 7624 | 14.35 | Residential | Behind the Meter | Yes | Trinity Solar, LLC | Orange Rockland Electric |  | Accepted | 2025-01-03 | 2025-01-14 | 2026-01-14 | Solar Panels | HANWHA | Q.PEAK DUO BLK ML-G10+ 410 |  | 0.41 | 6 | 315 | 30 |  | Fixed | Roof
NJADRE1558923531 | Administratively Determined Incentive Program | Closter | 7624 | 14.35 | Residential | Behind the Meter | Yes | Trinity Solar, LLC | Orange Rockland Electric |  | Accepted | 2025-01-03 | 2025-01-14 | 2026-01-14 | Inverters | TESLA | 1707000-xx-y | 11500 |  | 3 |  |  | 0.97 |  | Outside
NJADRE1558923979 | Administratively Determined Incentive Program | Sewell | 8080 | 9.13 | Residential | Behind the Meter | Yes | Venture Home Solar, LLC | AC Electric |  | Accepted | 2025-01-03 | 2025-01-21 | 2026-01-21 | Solar Panels | Hanwha | Q.PEAK DUO BLK ML-G10+ 415W |  | 0.415 | 22 | 237 | 20 |  | Fixed | Roof
NJADRE1558923979 | Administratively Determined Incentive Program | Sewell | 8080 | 9.13 | Residential | Behind the Meter | Yes | Venture Home Solar, LLC | AC Electric |  | Accepted | 2025-01-03 | 2025-01-21 | 2026-01-21 | Inverters | Tesla Solar | 1538000-xx-y | 330 |  | 1 |  |  | 0.9697 |  | Outside
NJADRE1558924071 | Administratively Determined Incentive Program | Morris Plains | 7950 | 15.96 | Residential | Behind the Meter | No | Public Service Solar, LLC | JCP&L |  | Accepted | 2025-01-03 | 2025-01-14 | 2026-01-14 | Solar Panels | Panasonic | EVPV420HK2 |  | 0.42 | 4 | 17 | 20 |  | Fixed | Roof
NJADRE1558924071 | Administratively Determined Incentive Program | Morris Plains | 7950 | 15.96 | Residential | Behind the Meter | No | Public Service Solar, LLC | JCP&L |  | Accepted | 2025-01-03 | 2025-01-14 | 2026-01-14 | Solar Panels | Panasonic | EVPV420HK2 |  | 0.42 | 8 | 197 | 20 |  | Fixed | Roof
NJADRE1558924071 | Administratively Determined Incentive Program | Morris Plains | 7950 | 15.96 | Residential | Behind the Meter | No | Public Service Solar, LLC | JCP&L |  | Accepted | 2025-01-03 | 2025-01-14 | 2026-01-14 | Solar Panels | Panasonic | EVPV420HK2 |  | 0.42 | 16 | 107 | 20 |  | Fixed | Roof
NJADRE1558924071 | Administratively Determined Incentive Program | Morris Plains | 7950 | 15.96 | Residential | Behind the Meter | No | Public Service Solar, LLC | JCP&L |  | Accepted | 2025-01-03 | 2025-01-14 | 2026-01-14 | Inverters | Enphase | iQ8HC-72-M-US | 380 |  | 38 |  |  | 0.96 |  | Outdoor | Under module
NJADRE1558924071 | Administratively Determined Incentive Program | Morris Plains | 7950 | 15.96 | Residential | Behind the Meter | No | Public Service Solar, LLC | JCP&L |  | Accepted | 2025-01-03 | 2025-01-14 | 2026-01-14 | Solar Panels | Panasonic | EVPV420HK2 |  | 0.42 | 10 | 287 | 20 |  | Fixed | Roof
NJADRE1558930545 | Administratively Determined Incentive Program | Bridgeton | 8302 | 29.52 | Residential | Behind the Meter | Yes | SunPurity LLC | AC Electric |  | Accepted | 2025-01-05 | 2025-01-14 | 2026-01-14 | Inverters | Solaredge | SE11400H-US | 11400 |  | 2 |  |  | 0.99 |  | Outdoor
NJADRE1558930545 | Administratively Determined Incentive Program | Bridgeton | 8302 | 29.52 | Residential | Behind the Meter | Yes | SunPurity LLC | AC Electric |  | Accepted | 2025-01-05 | 2025-01-14 | 2026-01-14 | Solar Panels | Hanwha Q.Cells | Q.PEAK DUO BLK-ML-G10+ 410W |  | 0.41 | 26 | 175 | 27 |  | Fixed | Roof
NJADRE1558930545 | Administratively Determined Incentive Program | Bridgeton | 8302 | 29.52 | Residential | Behind the Meter | Yes | SunPurity LLC | AC Electric |  | Accepted | 2025-01-05 | 2025-01-14 | 2026-01-14 | Solar Panels | Hanwha Q.Cells | Q.PEAK DUO BLK-ML-G10+ 410W |  | 0.41 | 28 | 355 | 27 |  | Fixed | Roof
NJADRE1558930545 | Administratively Determined Incentive Program | Bridgeton | 8302 | 29.52 | Residential | Behind the Meter | Yes | SunPurity LLC | AC Electric |  | Accepted | 2025-01-05 | 2025-01-14 | 2026-01-14 | Solar Panels | Hanwha Q.Cells | Q.PEAK DUO BLK-ML-G10+ 410W |  | 0.41 | 10 | 265 | 27 |  | Fixed | Roof
NJADRE1558930545 | Administratively Determined Incentive Program | Bridgeton | 8302 | 29.52 | Residential | Behind the Meter | Yes | SunPurity LLC | AC Electric |  | Accepted | 2025-01-05 | 2025-01-14 | 2026-01-14 | Solar Panels | Hanwha Q.Cells | Q.PEAK DUO BLK-ML-G10+ 410W |  | 0.41 | 8 | 85 | 27 |  | Fixed | Roof
NJADRE1558942096 | Administratively Determined Incentive Program | Toms River | 8753 | 6.97 | Residential | Behind the Meter | Yes | Whitman Construction, LLC | JCP&L |  | Accepted | 2025-01-06 | 2025-01-14 | 2026-01-14 | Inverters | ENPHASE | IQ8PLUS-72-2-US | 290 |  | 17 |  |  | 0.975 |  | Other
NJADRE1558942096 | Administratively Determined Incentive Program | Toms River | 8753 | 6.97 | Residential | Behind the Meter | Yes | Whitman Construction, LLC | JCP&L |  | Accepted | 2025-01-06 | 2025-01-14 | 2026-01-14 | Solar Panels | Trina Solar | TSM-410NE09RC.05 |  | 0.41 | 17 | 184 | 11 |  | Fixed | Roof
NJADRE1558942166 | Administratively Determined Incentive Program | Newark | 7104 | 2.46 | Residential | Behind the Meter | Yes | Trinity Solar, LLC | PSE&G |  | Accepted | 2025-01-06 | 2025-01-15 | 2026-01-15 | Inverters | Solar Edge | SE3800H-US | 3800 |  | 1 |  |  | 0.97 |  | Outside
NJADRE1558942166 | Administratively Determined Incentive Program | Newark | 7104 | 2.46 | Residential | Behind the Meter | Yes | Trinity Solar, LLC | PSE&G |  | Accepted | 2025-01-06 | 2025-01-15 | 2026-01-15 | Solar Panels | HANWHA | Q.PEAK DUO BLK ML-G10+ 410 |  | 0.41 | 6 | 195 | 18 |  | Fixed | Roof
NJADRE1558942263 | Administratively Determined Incentive Program | Woodland Park | 7424 | 7.47 | Residential | Behind the Meter | Yes | Venture Home Solar, LLC | PSE&G |  | Accepted | 2025-01-06 | 2025-01-17 | 2026-01-17 | Solar Panels | Hanwha | Q.PEAK DUO BLK ML-G10+ 415W |  | 0.415 | 18 | 292 | 33 |  | Fixed | Roof
NJADRE1558942263 | Administratively Determined Incentive Program | Woodland Park | 7424 | 7.47 | Residential | Behind the Meter | Yes | Venture Home Solar, LLC | PSE&G |  | Accepted | 2025-01-06 | 2025-01-17 | 2026-01-17 | Inverters | EnPhase | IQ8PLUS-72-M-US | 330 |  | 18 |  |  | 0.9697 |  | Outside
NJADRE1558942278 | Administratively Determined Incentive Program | Parsippany | 7054 | 9.02 | Residential | Behind the Meter | Yes | Trinity Solar, LLC | JCP&L |  | Accepted | 2025-01-06 | 2025-01-15 | 2026-01-15 | Inverters | Solar Edge | SE7600H-US | 7600 |  | 1 |  |  | 0.97 |  | Outside
NJADRE1558942278 | Administratively Determined Incentive Program | Parsippany | 7054 | 9.02 | Residential | Behind the Meter | Yes | Trinity Solar, LLC | JCP&L |  | Accepted | 2025-01-06 | 2025-01-15 | 2026-01-15 | Solar Panels | HANWHA | Q.PEAK DUO BLK ML-G10+ 410 |  | 0.41 | 8 | 73 | 18 |  | Fixed | Roof
NJADRE1558942278 | Administratively Determined Incentive Program | Parsippany | 7054 | 9.02 | Residential | Behind the Meter | Yes | Trinity Solar, LLC | JCP&L |  | Accepted | 2025-01-06 | 2025-01-15 | 2026-01-15 | Solar Panels | HANWHA | Q.PEAK DUO BLK ML-G10+ 410 |  | 0.41 | 14 | 253 | 45 |  | Fixed | Roof
NJADRE1558942312 | Administratively Determined Incentive Program | South Amboy | 8879 | 11.48 | Residential | Behind the Meter | Yes | Sunrun Installation Services, Inc. | JCP&L |  | Accepted | 2025-01-06 | 2025-01-14 | 2026-01-14 | Inverters | SOLAREDGE TECHNOLOGIES | SE10000H-USMN | 10000 |  | 1 |  |  | 0.99 |  | Outside
NJADRE1558942312 | Administratively Determined Incentive Program | South Amboy | 8879 | 11.48 | Residential | Behind the Meter | Yes | Sunrun Installation Services, Inc. | JCP&L |  | Accepted | 2025-01-06 | 2025-01-14 | 2026-01-14 | Solar Panels | Hanwha Q-Cells | Q.PEAK DUO BLK ML-G10+ 410 |  | 0.41 | 10 | 107 | 38 |  | Fixed | Roof
NJADRE1558942312 | Administratively Determined Incentive Program | South Amboy | 8879 | 11.48 | Residential | Behind the Meter | Yes | Sunrun Installation Services, Inc. | JCP&L |  | Accepted | 2025-01-06 | 2025-01-14 | 2026-01-14 | Solar Panels | Hanwha Q-Cells | Q.PEAK DUO BLK ML-G10+ 410 |  | 0.41 | 4 | 18 | 27 |  | Fixed | Roof
NJADRE1558942312 | Administratively Determined Incentive Program | South Amboy | 8879 | 11.48 | Residential | Behind the Meter | Yes | Sunrun Installation Services, Inc. | JCP&L |  | Accepted | 2025-01-06 | 2025-01-14 | 2026-01-14 | Solar Panels | Hanwha Q-Cells | Q.PEAK DUO BLK ML-G10+ 410 |  | 0.41 | 10 | 287 | 37 |  | Fixed | Roof
NJADRE1558942312 | Administratively Determined Incentive Program | South Amboy | 8879 | 11.48 | Residential | Behind the Meter | Yes | Sunrun Installation Services, Inc. | JCP&L |  | Accepted | 2025-01-06 | 2025-01-14 | 2026-01-14 | Solar Panels | Hanwha Q-Cells | Q.PEAK DUO BLK ML-G10+ 410 |  | 0.41 | 4 | 198 | 28 |  | Fixed | Roof
NJADRE1558942328 | Administratively Determined Incentive Program | Newton | 7860 | 10.66 | Residential | Behind the Meter | Yes | Trinity Solar, LLC | JCP&L |  | Accepted | 2025-01-07 | 2025-01-15 | 2026-01-15 | Inverters | Solar Edge | USE10000H-USMNBL75 | 10000 |  | 1 |  |  | 0.97 |  | Outdoor
NJADRE1558942328 | Administratively Determined Incentive Program | Newton | 7860 | 10.66 | Residential | Behind the Meter | Yes | Trinity Solar, LLC | JCP&L |  | Accepted | 2025-01-07 | 2025-01-15 | 2026-01-15 | Solar Panels | HANWHA | (Q.PEAK DUO BLK ML-G10+ 410) |  | 0.41 | 10 | 128 | 43 |  | Fixed | Roof
NJADRE1558942328 | Administratively Determined Incentive Program | Newton | 7860 | 10.66 | Residential | Behind the Meter | Yes | Trinity Solar, LLC | JCP&L |  | Accepted | 2025-01-07 | 2025-01-15 | 2026-01-15 | Solar Panels | HANWHA | (Q.PEAK DUO BLK ML-G10+ 410) |  | 0.41 | 6 | 38 | 32 |  | Fixed | Roof
NJADRE1558942328 | Administratively Determined Incentive Program | Newton | 7860 | 10.66 | Residential | Behind the Meter | Yes | Trinity Solar, LLC | JCP&L |  | Accepted | 2025-01-07 | 2025-01-15 | 2026-01-15 | Solar Panels | HANWHA | (Q.PEAK DUO BLK ML-G10+ 410) |  | 0.41 | 10 | 218 | 32 |  | Fixed | Roof
NJADRE1558962822 | Administratively Determined Incentive Program | Lakewood | 8755 | 20.4 | Residential | Behind the Meter | Yes | Powur, PBC | JCP&L |  | Accepted | 2025-01-06 | 2025-01-17 | 2026-01-17 | Solar Panels | Jinko Solar | JKM425N-54HL-4-B |  | 0.425 | 9 | 207 | 34 |  | Fixed | Roof
NJADRE1558962822 | Administratively Determined Incentive Program | Lakewood | 8755 | 20.4 | Residential | Behind the Meter | Yes | Powur, PBC | JCP&L |  | Accepted | 2025-01-06 | 2025-01-17 | 2026-01-17 | Meters | Enphase Energy Inc | X-IQ-AM1-240-5 |  |  | 1 |  |  |  | Yes | Outdoor
NJADRE1558962822 | Administratively Determined Incentive Program | Lakewood | 8755 | 20.4 | Residential | Behind the Meter | Yes | Powur, PBC | JCP&L |  | Accepted | 2025-01-06 | 2025-01-17 | 2026-01-17 | Solar Panels | Jinko Solar | JKM425N-54HL-4-B |  | 0.425 | 25 | 27 | 34 |  | Fixed | Roof
NJADRE1558962822 | Administratively Determined Incentive Program | Lakewood | 8755 | 20.4 | Residential | Behind the Meter | Yes | Powur, PBC | JCP&L |  | Accepted | 2025-01-06 | 2025-01-17 | 2026-01-17 | Solar Panels | Jinko Solar | JKM425N-54HL-4-B |  | 0.425 | 14 | 207 | 34 |  | Fixed | Roof
NJADRE1558962822 | Administratively Determined Incentive Program | Lakewood | 8755 | 20.4 | Residential | Behind the Meter | Yes | Powur, PBC | JCP&L |  | Accepted | 2025-01-06 | 2025-01-17 | 2026-01-17 | Inverters | Enphase Energy Inc | IQ8HC-72-M-DOM-US (Domestic) | 290 |  | 48 |  |  | 0.99 |  | Outdoor
NJADRE1558962833 | Administratively Determined Incentive Program | Teaneck | 7666 | 18.45 | Residential | Behind the Meter | Yes | Pro Custom Solar dba Momentum Solar | PSE&G |  | Accepted | 2025-01-06 | 2025-01-14 | 2026-01-14 | Solar Panels | HANWHA | Q.PEAK DUO BLK ML-G10+ 410 |  | 0.41 | 6 | 25 | 32 |  | Fixed | Roof
NJADRE1558962833 | Administratively Determined Incentive Program | Teaneck | 7666 | 18.45 | Residential | Behind the Meter | Yes | Pro Custom Solar dba Momentum Solar | PSE&G |  | Accepted | 2025-01-06 | 2025-01-14 | 2026-01-14 | Solar Panels | HANWHA | Q.PEAK DUO BLK ML-G10+ 410 |  | 0.41 | 16 | 295 | 42 |  | Fixed | Roof
NJADRE1558962833 | Administratively Determined Incentive Program | Teaneck | 7666 | 18.45 | Residential | Behind the Meter | Yes | Pro Custom Solar dba Momentum Solar | PSE&G |  | Accepted | 2025-01-06 | 2025-01-14 | 2026-01-14 | Solar Panels | HANWHA | Q.PEAK DUO BLK ML-G10+ 410 |  | 0.41 | 8 | 115 | 28 |  | Fixed | Roof
NJADRE1558962833 | Administratively Determined Incentive Program | Teaneck | 7666 | 18.45 | Residential | Behind the Meter | Yes | Pro Custom Solar dba Momentum Solar | PSE&G |  | Accepted | 2025-01-06 | 2025-01-14 | 2026-01-14 | Inverters | Enphase | IQ8HC-72-M-DOM-US | 380 |  | 45 |  |  | 0.97 |  | Outdoor
NJADRE1558962833 | Administratively Determined Incentive Program | Teaneck | 7666 | 18.45 | Residential | Behind the Meter | Yes | Pro Custom Solar dba Momentum Solar | PSE&G |  | Accepted | 2025-01-06 | 2025-01-14 | 2026-01-14 | Solar Panels | HANWHA | Q.PEAK DUO BLK ML-G10+ 410 |  | 0.41 | 6 | 205 | 32 |  | Fixed | Roof
NJADRE1558962833 | Administratively Determined Incentive Program | Teaneck | 7666 | 18.45 | Residential | Behind the Meter | Yes | Pro Custom Solar dba Momentum Solar | PSE&G |  | Accepted | 2025-01-06 | 2025-01-14 | 2026-01-14 | Solar Panels | HANWHA | Q.PEAK DUO BLK ML-G10+ 410 |  | 0.41 | 9 | 115 | 20 |  | Fixed | Roof
NJADRE1558963228 | Administratively Determined Incentive Program | Plainsboro | 8536 | 9.02 | Residential | Behind the Meter | Yes | Pro Custom Solar dba Momentum Solar | PSE&G |  | Accepted | 2025-01-06 | 2025-01-16 | 2026-01-16 | Inverters | ENPHASE | IQ8HC-72-M-DOM-US | 380 |  | 22 |  |  | 0.97 |  | Outside
NJADRE1558963228 | Administratively Determined Incentive Program | Plainsboro | 8536 | 9.02 | Residential | Behind the Meter | Yes | Pro Custom Solar dba Momentum Solar | PSE&G |  | Accepted | 2025-01-06 | 2025-01-16 | 2026-01-16 | Solar Panels | Hanwha | q.peak duo blk ml-g10+410 |  | 0.41 | 6 | 53 | 19 |  | Fixed | Roof
NJADRE1558963228 | Administratively Determined Incentive Program | Plainsboro | 8536 | 9.02 | Residential | Behind the Meter | Yes | Pro Custom Solar dba Momentum Solar | PSE&G |  | Accepted | 2025-01-06 | 2025-01-16 | 2026-01-16 | Solar Panels | Hanwha | q.peak duo blk ml-g10+410 |  | 0.41 | 10 | 212 | 19 |  | Fixed | Roof
NJADRE1558963228 | Administratively Determined Incentive Program | Plainsboro | 8536 | 9.02 | Residential | Behind the Meter | Yes | Pro Custom Solar dba Momentum Solar | PSE&G |  | Accepted | 2025-01-06 | 2025-01-16 | 2026-01-16 | Solar Panels | Hanwha | q.peak duo blk ml-g10+410 |  | 0.41 | 6 | 143 | 21 |  | Fixed | Roof
NJADRE1558963544 | Administratively Determined Incentive Program | HIGHLAND PARK | 8904 | 12.3 | Residential | Behind the Meter | Yes | Pro Custom Solar dba Momentum Solar | PSE&G |  | Accepted | 2025-01-06 | 2025-01-15 | 2026-01-15 | Inverters | Enphase | IQ8HC-72-M-DOM-US | 380 |  | 30 |  |  | 0.97 |  | Outdoor
NJADRE1558963544 | Administratively Determined Incentive Program | HIGHLAND PARK | 8904 | 12.3 | Residential | Behind the Meter | Yes | Pro Custom Solar dba Momentum Solar | PSE&G |  | Accepted | 2025-01-06 | 2025-01-15 | 2026-01-15 | Solar Panels | HANWHA | Q.PEAK DUO BLK ML-G10+ 410 |  | 0.41 | 14 | 343 | 37 |  | Fixed | Roof
NJADRE1558963544 | Administratively Determined Incentive Program | HIGHLAND PARK | 8904 | 12.3 | Residential | Behind the Meter | Yes | Pro Custom Solar dba Momentum Solar | PSE&G |  | Accepted | 2025-01-06 | 2025-01-15 | 2026-01-15 | Solar Panels | HANWHA | Q.PEAK DUO BLK ML-G10+ 410 |  | 0.41 | 16 | 163 | 37 |  | Fixed | Roof
NJADRE1558981001 | Administratively Determined Incentive Program | Stockton | 8559 | 6.97 | Residential | Behind the Meter | Yes | Pro Custom Solar dba Momentum Solar | JCP&L |  | Accepted | 2025-01-06 | 2025-01-15 | 2026-01-15 | Solar Panels | Hanwha | Q.PEAK DUO BLK ML-G10+410 |  | 0.41 | 5 | 210 | 13 |  | Fixed | Roof
NJADRE1558981001 | Administratively Determined Incentive Program | Stockton | 8559 | 6.97 | Residential | Behind the Meter | Yes | Pro Custom Solar dba Momentum Solar | JCP&L |  | Accepted | 2025-01-06 | 2025-01-15 | 2026-01-15 | Solar Panels | Hanwha | Q.PEAK DUO BLK ML-G10+410 |  | 0.41 | 2 | 210 | 34 |  | Fixed | Roof
NJADRE1558981001 | Administratively Determined Incentive Program | Stockton | 8559 | 6.97 | Residential | Behind the Meter | Yes | Pro Custom Solar dba Momentum Solar | JCP&L |  | Accepted | 2025-01-06 | 2025-01-15 | 2026-01-15 | Solar Panels | Hanwha | Q.PEAK DUO BLK ML-G10+410 |  | 0.41 | 10 | 210 | 11 |  | Fixed | Roof
NJADRE1558981001 | Administratively Determined Incentive Program | Stockton | 8559 | 6.97 | Residential | Behind the Meter | Yes | Pro Custom Solar dba Momentum Solar | JCP&L |  | Accepted | 2025-01-06 | 2025-01-15 | 2026-01-15 | Inverters | ENPHASE | IQ8MC-72-M-US | 320 |  | 17 |  |  | 0.97 |  | Outdoor
NJADRE1558981020 | Administratively Determined Incentive Program | Salem | 8079 | 11.07 | Residential | Behind the Meter | Yes | EMT Renewables, LLC | AC Electric |  | Accepted | 2025-01-06 | 2025-01-15 | 2026-01-15 | Inverters | ENPHASE | IQ8+ | 290 |  | 27 |  |  | 0.98 |  | Other | Under each panel
NJADRE1558981020 | Administratively Determined Incentive Program | Salem | 8079 | 11.07 | Residential | Behind the Meter | Yes | EMT Renewables, LLC | AC Electric |  | Accepted | 2025-01-06 | 2025-01-15 | 2026-01-15 | Solar Panels | trina | TSM-NE09RC.05 |  | 0.41 | 5 | 302 | 26 |  | Fixed | Roof
NJADRE1558981020 | Administratively Determined Incentive Program | Salem | 8079 | 11.07 | Residential | Behind the Meter | Yes | EMT Renewables, LLC | AC Electric |  | Accepted | 2025-01-06 | 2025-01-15 | 2026-01-15 | Solar Panels | TRINA | TSM-NE09RC.05 |  | 0.41 | 2 | 210 | 30 |  | Fixed | Roof
NJADRE1558981020 | Administratively Determined Incentive Program | Salem | 8079 | 11.07 | Residential | Behind the Meter | Yes | EMT Renewables, LLC | AC Electric |  | Accepted | 2025-01-06 | 2025-01-15 | 2026-01-15 | Solar Panels | TRINA | TSM-NE09RC.05 |  | 0.41 | 10 | 120 | 30 |  | Fixed | Roof
NJADRE1558981020 | Administratively Determined Incentive Program | Salem | 8079 | 11.07 | Residential | Behind the Meter | Yes | EMT Renewables, LLC | AC Electric |  | Accepted | 2025-01-06 | 2025-01-15 | 2026-01-15 | Solar Panels | TRINA | TSM-NE09RC.05 |  | 0.41 | 10 | 122 | 26 |  | Fixed | Roof
NJADRE1558981052 | Administratively Determined Incentive Program | Vineland | 8361 | 6.97 | Residential | Behind the Meter | Yes | Sunrun Installation Services, Inc. | Vineland Muni Electric |  | Accepted | 2025-01-06 | 2025-01-15 | 2026-01-15 | Solar Panels | Hanwha Q Cells | Q.PEAK DUO BLK ML-G10+ 410 |  | 0.41 | 3 | 185 | 30 |  | Fixed | Roof
NJADRE1558981052 | Administratively Determined Incentive Program | Vineland | 8361 | 6.97 | Residential | Behind the Meter | Yes | Sunrun Installation Services, Inc. | Vineland Muni Electric |  | Accepted | 2025-01-06 | 2025-01-15 | 2026-01-15 | Inverters | SolarEdge Technologies | SE5700H-USMN | 5760 |  | 1 |  |  | 0.99 |  | Outdoor
NJADRE1558981052 | Administratively Determined Incentive Program | Vineland | 8361 | 6.97 | Residential | Behind the Meter | Yes | Sunrun Installation Services, Inc. | Vineland Muni Electric |  | Accepted | 2025-01-06 | 2025-01-15 | 2026-01-15 | Solar Panels | Hanwha Q Cells | Q.PEAK DUO BLK ML-G10+ 410 |  | 0.41 | 14 | 184 | 30 |  | Fixed | Roof
NJADRE1558981149 | Administratively Determined Incentive Program | Atco | 8004 | 3.28 | Residential | Behind the Meter | Yes | Sunrun Installation Services, Inc. | AC Electric |  | Accepted | 2025-01-06 | 2025-01-15 | 2026-01-15 | Inverters | SolarEdge Technologies | SE3800H-USMN | 3800 |  | 1 |  |  | 0.99 |  | Outdoor
NJADRE1558981149 | Administratively Determined Incentive Program | Atco | 8004 | 3.28 | Residential | Behind the Meter | Yes | Sunrun Installation Services, Inc. | AC Electric |  | Accepted | 2025-01-06 | 2025-01-15 | 2026-01-15 | Solar Panels | Hanwha Q Cells | Q.PEAK DUO BLK ML-G10+ 410 |  | 0.41 | 8 | 343 | 27 |  | Fixed | Roof
NJADRE1558984249 | Administratively Determined Incentive Program | North Brunswick | 8902 | 739.2 | Commercial | Behind the Meter | No | Amergy Solar, Inc. | PSE&G |  | Accepted | 2025-01-07 | 2025-01-27 | 2026-01-27 | Inverters | SMA | SMA Sunny Tripower CORE1 62-US | 62500 |  | 8 |  |  | 0.99 |  | Outdoor
NJADRE1558984249 | Administratively Determined Incentive Program | North Brunswick | 8902 | 739.2 | Commercial | Behind the Meter | No | Amergy Solar, Inc. | PSE&G |  | Accepted | 2025-01-07 | 2025-01-27 | 2026-01-27 | Solar Panels | Phono Solar | PS550M8H-24/TH |  | 0.55 | 1344 | 218 | 8 |  | Fixed | Roof
NJADRE1558984424 | Administratively Determined Incentive Program | Livingston | 7039 | 12.33 | Residential | Behind the Meter | No | Panatec Corporation | PSE&G |  | Accepted | 2025-01-07 | 2025-01-15 | 2026-01-15 | Inverters | Enphase | IQ8H | 380 |  | 29 |  |  | 0.975 |  | Outdoor
NJADRE1558984424 | Administratively Determined Incentive Program | Livingston | 7039 | 12.33 | Residential | Behind the Meter | No | Panatec Corporation | PSE&G |  | Accepted | 2025-01-07 | 2025-01-15 | 2026-01-15 | Meters | Enphase | X2-IQ-AM1-240-4 |  |  | 1 |  |  |  | Yes | Outdoor
NJADRE1558984424 | Administratively Determined Incentive Program | Livingston | 7039 | 12.33 | Residential | Behind the Meter | No | Panatec Corporation | PSE&G |  | Accepted | 2025-01-07 | 2025-01-15 | 2026-01-15 | Solar Panels | Canadian Solar | CS3W-425MB |  | 0.425 | 29 | 125 | 25 |  | Fixed | Roof
NJADRE1558984449 | Administratively Determined Incentive Program | Egg Harbor Township | 8234 | 6.56 | Residential | Behind the Meter | Yes | Trinity Solar, LLC | AC Electric |  | Accepted | 2025-01-07 | 2025-01-15 | 2026-01-15 | Solar Panels | HANWHA | Q.PEAK DUO BLK ML-G10+ 410 |  | 0.41 | 13 | 252 | 24 |  | Fixed | Roof
NJADRE1558984449 | Administratively Determined Incentive Program | Egg Harbor Township | 8234 | 6.56 | Residential | Behind the Meter | Yes | Trinity Solar, LLC | AC Electric |  | Accepted | 2025-01-07 | 2025-01-15 | 2026-01-15 | Solar Panels | HANWHA | Q.PEAK DUO BLK ML-G10+ 410 |  | 0.41 | 3 | 72 | 24 |  | Fixed | Roof
NJADRE1558984449 | Administratively Determined Incentive Program | Egg Harbor Township | 8234 | 6.56 | Residential | Behind the Meter | Yes | Trinity Solar, LLC | AC Electric |  | Accepted | 2025-01-07 | 2025-01-15 | 2026-01-15 | Inverters | Tesla (PV Only) | 1538000-45-X | 5000 |  | 1 |  |  | 0.97 |  | Outside
NJADRE1558984450 | Administratively Determined Incentive Program | North Brunswick | 8902 | 6.56 | Residential | Behind the Meter | Yes | Sunrun Installation Services, Inc. | PSE&G |  | Accepted | 2025-01-07 | 2025-01-15 | 2026-01-15 | Inverters | TESLA | POWERWALL 3 1707000-XX-Y | 11500 |  | 1 |  |  | 0.97 |  | Outside
NJADRE1558984450 | Administratively Determined Incentive Program | North Brunswick | 8902 | 6.56 | Residential | Behind the Meter | Yes | Sunrun Installation Services, Inc. | PSE&G |  | Accepted | 2025-01-07 | 2025-01-15 | 2026-01-15 | Electric Storage Battery | TESLA | POWERWALL 3 1707000-XX-Y |  |  | 1 |  |  |  | Lithium Ion |  | Outside
NJADRE1558984450 | Administratively Determined Incentive Program | North Brunswick | 8902 | 6.56 | Residential | Behind the Meter | Yes | Sunrun Installation Services, Inc. | PSE&G |  | Accepted | 2025-01-07 | 2025-01-15 | 2026-01-15 | Solar Panels | Hanwha Q-Cells | Q.PEAK DUO BLK ML-G10+ 410 |  | 0.41 | 6 | 129 | 18 |  | Fixed | Roof
NJADRE1558984450 | Administratively Determined Incentive Program | North Brunswick | 8902 | 6.56 | Residential | Behind the Meter | Yes | Sunrun Installation Services, Inc. | PSE&G |  | Accepted | 2025-01-07 | 2025-01-15 | 2026-01-15 | Solar Panels | Hanwha Q-Cells | Q.PEAK DUO BLK ML-G10+ 410 |  | 0.41 | 10 | 129 | 18 |  | Fixed | Roof
NJADRE1558984508 | Administratively Determined Incentive Program | Sicklerville | 8081 | 9.96 | Residential | Behind the Meter | Yes | SunnyMac, LLC | AC Electric |  | Accepted | 2025-01-07 | 2025-01-20 | 2026-01-20 | Solar Panels | HANWHA | Q.PEAK DUO BLK ML-G10+ 415W |  | 0.415 | 5 | 344 | 32 |  | Fixed | Roof
NJADRE1558984508 | Administratively Determined Incentive Program | Sicklerville | 8081 | 9.96 | Residential | Behind the Meter | Yes | SunnyMac, LLC | AC Electric |  | Accepted | 2025-01-07 | 2025-01-20 | 2026-01-20 | Solar Panels | HANWHA | Q.PEAK DUO BLK ML-G10+ 415W |  | 0.415 | 19 | 164 | 32 |  | Fixed | Roof
NJADRE1558984508 | Administratively Determined Incentive Program | Sicklerville | 8081 | 9.96 | Residential | Behind the Meter | Yes | SunnyMac, LLC | AC Electric |  | Accepted | 2025-01-07 | 2025-01-20 | 2026-01-20 | Inverters | SOLAREDGE | SE7600H-US | 7600 |  | 1 |  |  | 0.99 |  | Outdoor | next to meter
NJADRE1558984513 | Administratively Determined Incentive Program | Somerset | 8873 | 8.08 | Residential | Behind the Meter | No | Panatec Corporation | PSE&G |  | Accepted | 2025-01-07 | 2025-01-15 | 2026-01-15 | Inverters | Enphase | IQ8H | 380 |  | 19 |  |  | 0.975 |  | Outdoor
NJADRE1558984513 | Administratively Determined Incentive Program | Somerset | 8873 | 8.08 | Residential | Behind the Meter | No | Panatec Corporation | PSE&G |  | Accepted | 2025-01-07 | 2025-01-15 | 2026-01-15 | Solar Panels | Canadian Solar | CS3W-425MB |  | 0.425 | 19 | 35 | 25 |  | Fixed | Ground
NJADRE1558984513 | Administratively Determined Incentive Program | Somerset | 8873 | 8.08 | Residential | Behind the Meter | No | Panatec Corporation | PSE&G |  | Accepted | 2025-01-07 | 2025-01-15 | 2026-01-15 | Meters | Enphase | X2-IQ-AM1-240-4 |  |  | 1 |  |  |  | Yes | Outdoor
NJADRE1558984550 | Administratively Determined Incentive Program | Swedesboro | 8085 | 12.71 | Residential | Behind the Meter | Yes | Trinity Solar, LLC | AC Electric |  | Accepted | 2025-01-07 | 2025-01-15 | 2026-01-15 | Solar Panels | HANWHA | Q.PEAK DUO BLK ML-G10+ 410 |  | 0.41 | 19 | 134 | 27 |  | Fixed | Roof
NJADRE1558984550 | Administratively Determined Incentive Program | Swedesboro | 8085 | 12.71 | Residential | Behind the Meter | Yes | Trinity Solar, LLC | AC Electric |  | Accepted | 2025-01-07 | 2025-01-15 | 2026-01-15 | Inverters | Tesla (PV Only) | 1538000-45-X | 7600 |  | 1 |  |  | 0.97 |  | Outside
NJADRE1558984550 | Administratively Determined Incentive Program | Swedesboro | 8085 | 12.71 | Residential | Behind the Meter | Yes | Trinity Solar, LLC | AC Electric |  | Accepted | 2025-01-07 | 2025-01-15 | 2026-01-15 | Inverters | Tesla (PV Only) | 1538000-45-X | 3800 |  | 1 |  |  | 0.97 |  | Outside
NJADRE1558984550 | Administratively Determined Incentive Program | Swedesboro | 8085 | 12.71 | Residential | Behind the Meter | Yes | Trinity Solar, LLC | AC Electric |  | Accepted | 2025-01-07 | 2025-01-15 | 2026-01-15 | Solar Panels | HANWHA | 1538000-45-X |  | 0.41 | 12 | 314 | 27 |  | Fixed | Roof
NJADRE1558984601 | Administratively Determined Incentive Program | Camden | 8104 | 4.8 | Residential | Behind the Meter | Yes | PosiGen Developer, LLC | PSE&G |  | Accepted | 2025-01-07 | 2025-01-15 | 2026-01-15 | Inverters | SOLAREDGE | SE5700H-US | 5700 |  | 1 |  |  | 0.99 |  | Outside | WITHIN TEN FEET OF METER
NJADRE1558984601 | Administratively Determined Incentive Program | Camden | 8104 | 4.8 | Residential | Behind the Meter | Yes | PosiGen Developer, LLC | PSE&G |  | Accepted | 2025-01-07 | 2025-01-15 | 2026-01-15 | Solar Panels | SILFAB | SIL400HC+ |  | 0.4 | 12 | 85 | 1 |  | Fixed | Roof
NJADRE1558984626 | Administratively Determined Incentive Program | North Arlington | 7031 | 3.69 | Residential | Behind the Meter | Yes | Trinity Solar, LLC | PSE&G |  | Accepted | 2025-01-07 | 2025-01-15 | 2026-01-15 | Solar Panels | HANWHA | Q.PEAK DUO BLK ML-G10+ 410 |  | 0.41 | 9 | 214 | 21 |  | Fixed | Roof
NJADRE1558984626 | Administratively Determined Incentive Program | North Arlington | 7031 | 3.69 | Residential | Behind the Meter | Yes | Trinity Solar, LLC | PSE&G |  | Accepted | 2025-01-07 | 2025-01-15 | 2026-01-15 | Inverters | Solar Edge | SE3000H-US | 3000 |  | 1 |  |  | 0.97 |  | Outside
NJADRE1558984654 | Administratively Determined Incentive Program | BEACH HAVEN WEST | 8050 | 5.33 | Residential | Behind the Meter | Yes | Sunrun Installation Services, Inc. | AC Electric |  | Accepted | 2025-01-07 | 2025-01-17 | 2026-01-17 | Inverters | SOLAREDGE TECHNOLOGIES | SE3800H-USMN | 3800 |  | 1 |  |  | 0.99 |  | Outside
NJADRE1558984654 | Administratively Determined Incentive Program | BEACH HAVEN WEST | 8050 | 5.33 | Residential | Behind the Meter | Yes | Sunrun Installation Services, Inc. | AC Electric |  | Accepted | 2025-01-07 | 2025-01-17 | 2026-01-17 | Solar Panels | Hanwha Q-Cells | Q.PEAK DUO BLK ML-G10+ 410 |  | 0.41 | 13 | 30 | 23 |  | Fixed | Roof
NJADRE1558984662 | Administratively Determined Incentive Program | Ringwood | 7456 | 21.07 | Residential | Behind the Meter | No | Sunwise Energy, LLC | Orange Rockland Electric |  | Accepted | 2025-01-07 | 2025-01-16 | 2026-01-16 | Inverters | ENPHASE ENERGY | IQ8HC-72-M-DOM-US (240V) | 380 |  | 48 |  |  | 0.976 |  | Outdoor
NJADRE1558984662 | Administratively Determined Incentive Program | Ringwood | 7456 | 21.07 | Residential | Behind the Meter | No | Sunwise Energy, LLC | Orange Rockland Electric |  | Accepted | 2025-01-07 | 2025-01-16 | 2026-01-16 | Solar Panels | HANWHA Q CELLS | 430 Q.TRON BLK M-G2+ SERIES |  | 0.43 | 25 | 180 | 25 |  | Fixed | Ground | Outside
NJADRE1558984662 | Administratively Determined Incentive Program | Ringwood | 7456 | 21.07 | Residential | Behind the Meter | No | Sunwise Energy, LLC | Orange Rockland Electric |  | Accepted | 2025-01-07 | 2025-01-16 | 2026-01-16 | Solar Panels | HANWHA Q CELLS | 430 Q.TRON BLK M-G2+ SERIES |  | 0.43 | 24 | 180 | 25 |  | Fixed | Ground | Outside
NJADRE1558984666 | Administratively Determined Incentive Program | Elizabeth | 7206 | 4.3 | Residential | Behind the Meter | Yes | PosiGen Developer, LLC | PSE&G |  | Accepted | 2025-01-07 | 2025-01-22 | 2026-01-22 | Inverters | SOLAREDGE | SE3800H-US | 3800 |  | 1 |  |  | 0.99 |  | Outside | Within ten feet of meter
NJADRE1558984666 | Administratively Determined Incentive Program | Elizabeth | 7206 | 4.3 | Residential | Behind the Meter | Yes | PosiGen Developer, LLC | PSE&G |  | Accepted | 2025-01-07 | 2025-01-22 | 2026-01-22 | Solar Panels | SILFAB | SIL-430 QD |  | 0.43 | 10 | 54 | 14 |  | Fixed | Roof
NJADRE1558984681 | Administratively Determined Incentive Program | Montvale | 7645 | 2.87 | Residential | Behind the Meter | Yes | Trinity Solar, LLC | Orange Rockland Electric |  | Accepted | 2025-01-07 | 2025-01-15 | 2026-01-15 | Solar Panels | HANWHA | (Q.PEAK DUO BLK ML-G10+ 410) |  | 0.41 | 7 | 289 | 28 |  | Fixed | Roof
NJADRE1558984681 | Administratively Determined Incentive Program | Montvale | 7645 | 2.87 | Residential | Behind the Meter | Yes | Trinity Solar, LLC | Orange Rockland Electric |  | Accepted | 2025-01-07 | 2025-01-15 | 2026-01-15 | Inverters | Tesla | TESLA 3.8kW (PV ONLY) | 3800 |  | 1 |  |  | 0.97 |  | Outdoor
NJADRE1558984694 | Administratively Determined Incentive Program | WASHINGTON | 7882 | 9.43 | Residential | Behind the Meter | Yes | Sunrun Installation Services, Inc. | JCP&L |  | Accepted | 2025-01-07 | 2025-01-15 | 2026-01-15 | Solar Panels | Hanwha Q-Cells | Q.PEAK DUO BLK ML-G10+ 410 |  | 0.41 | 7 | 238 | 43 |  | Fixed | Roof
NJADRE1558984694 | Administratively Determined Incentive Program | WASHINGTON | 7882 | 9.43 | Residential | Behind the Meter | Yes | Sunrun Installation Services, Inc. | JCP&L |  | Accepted | 2025-01-07 | 2025-01-15 | 2026-01-15 | Solar Panels | Hanwha Q-Cells | Q.PEAK DUO BLK ML-G10+ 410 |  | 0.41 | 12 | 238 | 36 |  | Fixed | Roof
NJADRE1558984694 | Administratively Determined Incentive Program | WASHINGTON | 7882 | 9.43 | Residential | Behind the Meter | Yes | Sunrun Installation Services, Inc. | JCP&L |  | Accepted | 2025-01-07 | 2025-01-15 | 2026-01-15 | Inverters | TESLA | Powerwall 3 1707000-xx-y | 11500 |  | 1 |  |  | 0.97 |  | Outdoor | Next to meter
NJADRE1558984694 | Administratively Determined Incentive Program | WASHINGTON | 7882 | 9.43 | Residential | Behind the Meter | Yes | Sunrun Installation Services, Inc. | JCP&L |  | Accepted | 2025-01-07 | 2025-01-15 | 2026-01-15 | Solar Panels | Hanwha Q-Cells | Q.PEAK DUO BLK ML-G10+ 410 |  | 0.41 | 4 | 238 | 43 |  | Fixed | Roof
NJADRE1558984694 | Administratively Determined Incentive Program | WASHINGTON | 7882 | 9.43 | Residential | Behind the Meter | Yes | Sunrun Installation Services, Inc. | JCP&L |  | Accepted | 2025-01-07 | 2025-01-15 | 2026-01-15 | Electric Storage Battery | TESLA | Powerwall 3 1707000-xx-y |  |  | 1 |  |  |  | Lithium Ion |  | Outside
NJADRE1558984739 | Administratively Determined Incentive Program | Galloway | 8205 | 13.12 | Residential | Behind the Meter | Yes | Trinity Solar, LLC | AC Electric |  | Accepted | 2025-01-07 | 2025-01-15 | 2026-01-15 | Solar Panels | HANWHA | (Q.PEAK DUO BLK ML-G10+ 410) |  | 0.41 | 25 | 188 | 34 |  | Fixed | Roof
NJADRE1558984739 | Administratively Determined Incentive Program | Galloway | 8205 | 13.12 | Residential | Behind the Meter | Yes | Trinity Solar, LLC | AC Electric |  | Accepted | 2025-01-07 | 2025-01-15 | 2026-01-15 | Solar Panels | HANWHA | (Q.PEAK DUO BLK ML-G10+ 410) |  | 0.41 | 7 | 278 | 40 |  | Fixed | Roof
NJADRE1558984739 | Administratively Determined Incentive Program | Galloway | 8205 | 13.12 | Residential | Behind the Meter | Yes | Trinity Solar, LLC | AC Electric |  | Accepted | 2025-01-07 | 2025-01-15 | 2026-01-15 | Inverters | Tesla | TESLA 5.0kW (PV ONLY) | 5000 |  | 2 |  |  | 0.97 |  | Outdoor
NJADRE1558984758 | Administratively Determined Incentive Program | Hammonton | 8037 | 9.96 | Residential | Behind the Meter | Yes | SunnyMac, LLC | AC Electric |  | Accepted | 2025-01-07 | 2025-01-17 | 2026-01-17 | Solar Panels | HANWHA | Q.PEAK DUO BLK ML-G10+ 415W |  | 0.415 | 8 | 195 | 36 |  | Fixed | Roof
NJADRE1558984758 | Administratively Determined Incentive Program | Hammonton | 8037 | 9.96 | Residential | Behind the Meter | Yes | SunnyMac, LLC | AC Electric |  | Accepted | 2025-01-07 | 2025-01-17 | 2026-01-17 | Solar Panels | HANWHA | Q.PEAK DUO BLK ML-G10+ 415W |  | 0.415 | 6 | 15 | 14 |  | Fixed | Roof
NJADRE1558984758 | Administratively Determined Incentive Program | Hammonton | 8037 | 9.96 | Residential | Behind the Meter | Yes | SunnyMac, LLC | AC Electric |  | Accepted | 2025-01-07 | 2025-01-17 | 2026-01-17 | Solar Panels | HANWHA | Q.PEAK DUO BLK ML-G10+ 415W |  | 0.415 | 6 | 195 | 14 |  | Fixed | Roof
NJADRE1558984758 | Administratively Determined Incentive Program | Hammonton | 8037 | 9.96 | Residential | Behind the Meter | Yes | SunnyMac, LLC | AC Electric |  | Accepted | 2025-01-07 | 2025-01-17 | 2026-01-17 | Solar Panels | HANWHA | Q.PEAK DUO BLK ML-G10+ 415W |  | 0.415 | 4 | 15 | 36 |  | Fixed | Roof
NJADRE1558984758 | Administratively Determined Incentive Program | Hammonton | 8037 | 9.96 | Residential | Behind the Meter | Yes | SunnyMac, LLC | AC Electric |  | Accepted | 2025-01-07 | 2025-01-17 | 2026-01-17 | Inverters | SOLAREDGE HOME HUB | SE7600H-US | 7600 |  | 1 |  |  | 0.99 |  | Outdoor | next to meter
NJADRE1558986542 | Administratively Determined Incentive Program | FRANKLIN TWP | 8873 | 3.28 | Residential | Behind the Meter | Yes | Sunrun Installation Services, Inc. | PSE&G |  | Accepted | 2025-01-07 | 2025-01-15 | 2026-01-15 | Solar Panels | Hanwha Q Cells | Q.PEAK DUO BLK ML-G10+ 410 |  | 0.41 | 8 | 40 | 25 |  | Fixed | Roof
NJADRE1558986542 | Administratively Determined Incentive Program | FRANKLIN TWP | 8873 | 3.28 | Residential | Behind the Meter | Yes | Sunrun Installation Services, Inc. | PSE&G |  | Accepted | 2025-01-07 | 2025-01-15 | 2026-01-15 | Electric Storage Battery | Tesla | Powerwall 3 1707000-xx-y |  |  | 1 |  |  |  | Lithium Ion |  | OUTSIDE
NJADRE1558986542 | Administratively Determined Incentive Program | FRANKLIN TWP | 8873 | 3.28 | Residential | Behind the Meter | Yes | Sunrun Installation Services, Inc. | PSE&G |  | Accepted | 2025-01-07 | 2025-01-15 | 2026-01-15 | Inverters | Tesla | Powerwall 3 1707000-xx-y | 11500 |  | 1 |  |  | 0.97 |  | Outdoor
NJADRE1558986578 | Administratively Determined Incentive Program | WILLINGBORO TOWNSHIP | 8046 | 6.15 | Residential | Behind the Meter | Yes | Trinity Solar, LLC | PSE&G |  | Accepted | 2025-01-07 | 2025-01-15 | 2026-01-15 | Solar Panels | HANWHA | (Q.PEAK DUO BLK ML-G10+ 410) |  | 0.41 | 15 | 22 | 25 |  | Fixed | Roof
NJADRE1558986578 | Administratively Determined Incentive Program | WILLINGBORO TOWNSHIP | 8046 | 6.15 | Residential | Behind the Meter | Yes | Trinity Solar, LLC | PSE&G |  | Accepted | 2025-01-07 | 2025-01-15 | 2026-01-15 | Inverters | Tesla | TESLA 5.0kW (PV ONLY) | 5000 |  | 1 |  |  | 0.97 |  | Outdoor
NJADRE1558986624 | Administratively Determined Incentive Program | Buena Vista Twp | 8094 | 6.56 | Residential | Behind the Meter | Yes | Freedom Forever New Jersey, LLC | AC Electric |  | Accepted | 2025-01-07 | 2025-01-16 | 2026-01-16 | Solar Panels | Hanwha | Q.PEAK DUO BLK ML-G10+ 410 |  | 0.41 | 16 | 185 | 22 |  | Fixed | Roof
NJADRE1558986624 | Administratively Determined Incentive Program | Buena Vista Twp | 8094 | 6.56 | Residential | Behind the Meter | Yes | Freedom Forever New Jersey, LLC | AC Electric |  | Accepted | 2025-01-07 | 2025-01-16 | 2026-01-16 | Inverters | Solar Edge | USE5700H-USMNBL75 | 5700 |  | 1 |  |  | 0.99 |  | Outside
NJADRE1558986640 | Administratively Determined Incentive Program | Somers Point | 8244 | 4.05 | Residential | Behind the Meter | Yes | SunPurity LLC | AC Electric |  | Accepted | 2025-01-07 | 2025-01-16 | 2026-01-16 | Inverters | Solaredge | SE3800H-US | 3800 |  | 1 |  |  | 0.99 |  | Outdoor
NJADRE1558986640 | Administratively Determined Incentive Program | Somers Point | 8244 | 4.05 | Residential | Behind the Meter | Yes | SunPurity LLC | AC Electric |  | Accepted | 2025-01-07 | 2025-01-16 | 2026-01-16 | Solar Panels | Hanwha Q.Cells | Q.PEAK DU BLK ML-G10+ 405W |  | 0.405 | 5 | 130 | 41 |  | Fixed | Roof
NJADRE1558986640 | Administratively Determined Incentive Program | Somers Point | 8244 | 4.05 | Residential | Behind the Meter | Yes | SunPurity LLC | AC Electric |  | Accepted | 2025-01-07 | 2025-01-16 | 2026-01-16 | Solar Panels | Hanwha Q.Cells | Q.PEAK DU BLK ML-G10+ 405W |  | 0.405 | 3 | 219 | 27 |  | Fixed | Roof
NJADRE1558986640 | Administratively Determined Incentive Program | Somers Point | 8244 | 4.05 | Residential | Behind the Meter | Yes | SunPurity LLC | AC Electric |  | Accepted | 2025-01-07 | 2025-01-16 | 2026-01-16 | Solar Panels | Hanwha Q.Cells | Q.PEAK DU BLK ML-G10+ 405W |  | 0.405 | 2 | 220 | 46 |  | Fixed | Roof
NJADRE1558986646 | Administratively Determined Incentive Program | Camden | 8104 | 7.7 | Residential | Behind the Meter | No | Freedom Forever New Jersey, LLC | PSE&G |  | Accepted | 2025-01-07 | 2025-01-22 | 2026-01-22 | Inverters | Solar Edge | SE6000H-USRGM | 6000 |  | 1 |  |  | 0.99 |  | Outside
NJADRE1558986646 | Administratively Determined Incentive Program | Camden | 8104 | 7.7 | Residential | Behind the Meter | No | Freedom Forever New Jersey, LLC | PSE&G |  | Accepted | 2025-01-07 | 2025-01-22 | 2026-01-22 | Solar Panels | REC Solar | REC405AA PURE |  | 0.405 | 9 | 0 | 10 |  | Fixed | Roof
NJADRE1558986646 | Administratively Determined Incentive Program | Camden | 8104 | 7.7 | Residential | Behind the Meter | No | Freedom Forever New Jersey, LLC | PSE&G |  | Accepted | 2025-01-07 | 2025-01-22 | 2026-01-22 | Solar Panels | REC Solar | REC405AA PURE |  | 0.405 | 10 | 180 | 10 |  | Fixed | Roof
NJADRE1558986690 | Administratively Determined Incentive Program | Piscataway | 8854 | 5.33 | Residential | Behind the Meter | No | SunPurity LLC | PSE&G |  | Accepted | 2025-01-07 | 2025-01-16 | 2026-01-16 | Inverters | Solaredge | SE5000H-US | 5000 |  | 1 |  |  | 0.99 |  | Outdoor
NJADRE1558986690 | Administratively Determined Incentive Program | Piscataway | 8854 | 5.33 | Residential | Behind the Meter | No | SunPurity LLC | PSE&G |  | Accepted | 2025-01-07 | 2025-01-16 | 2026-01-16 | Solar Panels | Hanwha Q.Cells | Q.PEAK DUO BLK-ML-G110+ 410W |  | 0.41 | 13 | 231 | 20 |  | Fixed | Roof
NJADRE1558986699 | Administratively Determined Incentive Program | Galloway | 8205 | 12.3 | Residential | Behind the Meter | Yes | Trinity Solar, LLC | AC Electric |  | Accepted | 2025-01-07 | 2025-01-16 | 2026-01-16 | Inverters | Tesla | TESLA 3.8kW (PV ONLY) | 3800 |  | 1 |  |  | 0.97 |  | Outdoor
NJADRE1558986699 | Administratively Determined Incentive Program | Galloway | 8205 | 12.3 | Residential | Behind the Meter | Yes | Trinity Solar, LLC | AC Electric |  | Accepted | 2025-01-07 | 2025-01-16 | 2026-01-16 | Inverters | Tesla | TESLA 5.7kW (1538000-XX-Y) | 5700 |  | 1 |  |  | 0.97 |  | Outdoor
NJADRE1558986699 | Administratively Determined Incentive Program | Galloway | 8205 | 12.3 | Residential | Behind the Meter | Yes | Trinity Solar, LLC | AC Electric |  | Accepted | 2025-01-07 | 2025-01-16 | 2026-01-16 | Solar Panels | HANWHA | (Q.PEAK DUO BLK ML-G10+ 410) |  | 0.41 | 25 | 223 | 45 |  | Fixed | Roof
NJADRE1558986699 | Administratively Determined Incentive Program | Galloway | 8205 | 12.3 | Residential | Behind the Meter | Yes | Trinity Solar, LLC | AC Electric |  | Accepted | 2025-01-07 | 2025-01-16 | 2026-01-16 | Solar Panels | HANWHA | (Q.PEAK DUO BLK ML-G10+ 410) |  | 0.41 | 3 | 223 | 45 |  | Fixed | Roof
NJADRE1558986699 | Administratively Determined Incentive Program | Galloway | 8205 | 12.3 | Residential | Behind the Meter | Yes | Trinity Solar, LLC | AC Electric |  | Accepted | 2025-01-07 | 2025-01-16 | 2026-01-16 | Solar Panels | HANWHA | (Q.PEAK DUO BLK ML-G10+ 410) |  | 0.41 | 2 | 223 | 45 |  | Fixed | Roof
NJADRE1558996272 | Administratively Determined Incentive Program | Bernardsville | 7924 | 10.79 | Residential | Behind the Meter | No | Sumintra | JCP&L |  | Accepted | 2025-01-07 | 2025-01-17 | 2026-01-17 | Inverters | SMA | Sunny Boy SB4.8-US-50 | 4800 |  | 1 |  |  | 0.981 |  | Outdoor
NJADRE1558996272 | Administratively Determined Incentive Program | Bernardsville | 7924 | 10.79 | Residential | Behind the Meter | No | Sumintra | JCP&L |  | Accepted | 2025-01-07 | 2025-01-17 | 2026-01-17 | Solar Panels | Q Cells | Q.Peak Duo Blk ML-G10+ 415 |  | 0.415 | 26 | 180 | 30 |  | Fixed | Ground
NJADRE1558996272 | Administratively Determined Incentive Program | Bernardsville | 7924 | 10.79 | Residential | Behind the Meter | No | Sumintra | JCP&L |  | Accepted | 2025-01-07 | 2025-01-17 | 2026-01-17 | Inverters | SMA | Sunny Boy SB5.8-US-50 | 5760 |  | 1 |  |  | 0.981 |  | Outdoor
NJADRE1558996384 | Administratively Determined Incentive Program | Manville | 8835 | 10.66 | Residential | Behind the Meter | Yes | Bright Ops, Inc. | PSE&G |  | Accepted | 2025-01-09 | 2025-02-03 | 2026-02-03 | Solar Panels | HANWHA Q-CELLS | ML-G10+410 |  | 0.41 | 9 | 249 | 39 |  | Fixed | Roof
NJADRE1558996384 | Administratively Determined Incentive Program | Manville | 8835 | 10.66 | Residential | Behind the Meter | Yes | Bright Ops, Inc. | PSE&G |  | Accepted | 2025-01-09 | 2025-02-03 | 2026-02-03 | Inverters | SolarEdge | SE7600H-USRGM | 7600 |  | 1 |  |  | 0.98 |  | Outdoor | OUTSIDE
NJADRE1558996384 | Administratively Determined Incentive Program | Manville | 8835 | 10.66 | Residential | Behind the Meter | Yes | Bright Ops, Inc. | PSE&G |  | Accepted | 2025-01-09 | 2025-02-03 | 2026-02-03 | Solar Panels | HANWHA Q-CELLS | ML-G10+410 |  | 0.41 | 17 | 69 | 37 |  | Fixed | Roof
NJADRE1558996462 | Administratively Determined Incentive Program | Forked River | 8731 | 14.53 | Residential | Behind the Meter | Yes | SunnyMac, LLC | JCP&L |  | Accepted | 2025-01-08 | 2025-01-16 | 2026-01-16 | Solar Panels | HANWHA | Q.PEAK DUO BLK ML-G10+ 415W |  | 0.415 | 5 | 116 | 20 |  | Fixed | Roof
NJADRE1558996462 | Administratively Determined Incentive Program | Forked River | 8731 | 14.53 | Residential | Behind the Meter | Yes | SunnyMac, LLC | JCP&L |  | Accepted | 2025-01-08 | 2025-01-16 | 2026-01-16 | Solar Panels | HANWHA | Q.PEAK DUO BLK ML-G10+ 415W |  | 0.415 | 13 | 87 | 19 |  | Fixed | Roof
NJADRE1558996462 | Administratively Determined Incentive Program | Forked River | 8731 | 14.53 | Residential | Behind the Meter | Yes | SunnyMac, LLC | JCP&L |  | Accepted | 2025-01-08 | 2025-01-16 | 2026-01-16 | Solar Panels | HANWHA | Q.PEAK DUO BLK ML-G10+ 415W |  | 0.415 | 5 | 296 | 20 |  | Fixed | Roof
NJADRE1558996462 | Administratively Determined Incentive Program | Forked River | 8731 | 14.53 | Residential | Behind the Meter | Yes | SunnyMac, LLC | JCP&L |  | Accepted | 2025-01-08 | 2025-01-16 | 2026-01-16 | Solar Panels | HANWHA | Q.PEAK DUO BLK ML-G10+ 415W |  | 0.415 | 10 | 266 | 19 |  | Fixed | Roof
NJADRE1558996462 | Administratively Determined Incentive Program | Forked River | 8731 | 14.53 | Residential | Behind the Meter | Yes | SunnyMac, LLC | JCP&L |  | Accepted | 2025-01-08 | 2025-01-16 | 2026-01-16 | Inverters | SOLAREDGE HOME HUB | SE10000H-US | 10000 |  | 1 |  |  | 0.99 |  | Outdoor | next to meter
NJADRE1558996462 | Administratively Determined Incentive Program | Forked River | 8731 | 14.53 | Residential | Behind the Meter | Yes | SunnyMac, LLC | JCP&L |  | Accepted | 2025-01-08 | 2025-01-16 | 2026-01-16 | Solar Panels | HANWHA | Q.PEAK DUO BLK ML-G10+ 415W |  | 0.415 | 2 | 291 | 20 |  | Fixed | Roof
NJADRE1558996480 | Administratively Determined Incentive Program | West Orange | 7052 | 13.53 | Residential | Behind the Meter | Yes | Sunrun Installation Services, Inc. | PSE&G |  | Accepted | 2025-01-08 | 2025-01-16 | 2026-01-16 | Solar Panels | Hanwha Q-Cells | Q.PEAK DUO BLK ML-G10+ 410 |  | 0.41 | 17 | 208 | 22 |  | Fixed | Roof
NJADRE1558996480 | Administratively Determined Incentive Program | West Orange | 7052 | 13.53 | Residential | Behind the Meter | Yes | Sunrun Installation Services, Inc. | PSE&G |  | Accepted | 2025-01-08 | 2025-01-16 | 2026-01-16 | Inverters | SOLAREDGE TECHNOLOGIES | SE10000H-USMN | 10000 |  | 1 |  |  | 0.99 |  | Outside
NJADRE1558996480 | Administratively Determined Incentive Program | West Orange | 7052 | 13.53 | Residential | Behind the Meter | Yes | Sunrun Installation Services, Inc. | PSE&G |  | Accepted | 2025-01-08 | 2025-01-16 | 2026-01-16 | Solar Panels | Hanwha Q-Cells | Q.PEAK DUO BLK ML-G10+ 410 |  | 0.41 | 16 | 28 | 22 |  | Fixed | Roof
NJADRE1558996508 | Administratively Determined Incentive Program | Garfield | 7026 | 4.92 | Residential | Behind the Meter | Yes | Trinity Solar, LLC | PSE&G |  | Accepted | 2025-01-08 | 2025-01-16 | 2026-01-16 | Solar Panels | HANWHA | Q.PEAK DUO BLK ML-G10+ 410 |  | 0.41 | 8 | 161 | 40 |  | Fixed | Roof
NJADRE1558996508 | Administratively Determined Incentive Program | Garfield | 7026 | 4.92 | Residential | Behind the Meter | Yes | Trinity Solar, LLC | PSE&G |  | Accepted | 2025-01-08 | 2025-01-16 | 2026-01-16 | Inverters | Solar Edge | USE3800H-US | 3800 |  | 1 |  |  | 0.97 |  | Outside
NJADRE1558996508 | Administratively Determined Incentive Program | Garfield | 7026 | 4.92 | Residential | Behind the Meter | Yes | Trinity Solar, LLC | PSE&G |  | Accepted | 2025-01-08 | 2025-01-16 | 2026-01-16 | Solar Panels | HANWHA | Q.PEAK DUO BLK ML-G10+ 410 |  | 0.41 | 4 | 341 | 10 |  | Fixed | Roof
NJADRE1558996609 | Administratively Determined Incentive Program | Linden | 7036 | 6.02 | Residential | Behind the Meter | Yes | PosiGen Developer, LLC | PSE&G |  | Accepted | 2025-01-08 | 2025-01-16 | 2026-01-16 | Solar Panels | SilFab Solar | SIL-430 QD |  | 0.43 | 7 | 135 | 26 |  | Fixed | Roof
NJADRE1558996609 | Administratively Determined Incentive Program | Linden | 7036 | 6.02 | Residential | Behind the Meter | Yes | PosiGen Developer, LLC | PSE&G |  | Accepted | 2025-01-08 | 2025-01-16 | 2026-01-16 | Inverters | SolarEdge | SE5700H-US | 5700 |  | 1 |  |  | 0.99 |  | Outside
NJADRE1558996609 | Administratively Determined Incentive Program | Linden | 7036 | 6.02 | Residential | Behind the Meter | Yes | PosiGen Developer, LLC | PSE&G |  | Accepted | 2025-01-08 | 2025-01-16 | 2026-01-16 | Solar Panels | SilFab Solar | SIL-430 QD |  | 0.43 | 7 | 315 | 27 |  | Fixed | Roof
NJADRE1558996632 | Administratively Determined Incentive Program | Morganville | 7751 | 6.56 | Residential | Behind the Meter | Yes | Trinity Solar, LLC | JCP&L |  | Accepted | 2025-01-08 | 2025-01-16 | 2026-01-16 | Inverters | Solar Edge | USE5700H-US | 5760 |  | 1 |  |  | 0.97 |  | Outside
NJADRE1558996632 | Administratively Determined Incentive Program | Morganville | 7751 | 6.56 | Residential | Behind the Meter | Yes | Trinity Solar, LLC | JCP&L |  | Accepted | 2025-01-08 | 2025-01-16 | 2026-01-16 | Solar Panels | HANWHA | Q.PEAK DUO BLK ML-G10+ 410 |  | 0.41 | 16 | 112 | 24 |  | Fixed | Roof
NJADRE1558996638 | Administratively Determined Incentive Program | Paterson | 7503 | 6.02 | Residential | Behind the Meter | Yes | PosiGen Developer, LLC | PSE&G |  | Accepted | 2025-01-08 | 2025-01-16 | 2026-01-16 | Solar Panels | SILFAB | SIL-430 QD |  | 0.43 | 6 | 235 | 23 |  | Fixed | Roof
NJADRE1558996638 | Administratively Determined Incentive Program | Paterson | 7503 | 6.02 | Residential | Behind the Meter | Yes | PosiGen Developer, LLC | PSE&G |  | Accepted | 2025-01-08 | 2025-01-16 | 2026-01-16 | Inverters | SOLAREDGE | SE5700H-US | 5700 |  | 1 |  |  | 0.99 |  | Outside | Within ten feet of meter
NJADRE1558996638 | Administratively Determined Incentive Program | Paterson | 7503 | 6.02 | Residential | Behind the Meter | Yes | PosiGen Developer, LLC | PSE&G |  | Accepted | 2025-01-08 | 2025-01-16 | 2026-01-16 | Solar Panels | SILFAB | SIL-430 QD |  | 0.43 | 8 | 145 | 10 |  | Fixed | Roof
NJADRE1558996659 | Administratively Determined Incentive Program | Pedricktown | 8067 | 4.92 | Residential | Behind the Meter | Yes | Trinity Solar, LLC | AC Electric |  | Accepted | 2025-01-08 | 2025-01-16 | 2026-01-16 | Inverters | TESLA | 1538000-XX-Y | 3800 |  | 1 |  |  | 0.97 |  | Outside
NJADRE1558996659 | Administratively Determined Incentive Program | Pedricktown | 8067 | 4.92 | Residential | Behind the Meter | Yes | Trinity Solar, LLC | AC Electric |  | Accepted | 2025-01-08 | 2025-01-16 | 2026-01-16 | Solar Panels | HANWHA | Q.PEAK DUO BLK ML-G10+ 410 |  | 0.41 | 12 | 79 | 9 |  | Fixed | Roof
NJADRE1558996703 | Administratively Determined Incentive Program | Elizabeth City | 7206 | 4.3 | Residential | Behind the Meter | Yes | PosiGen Developer, LLC | PSE&G |  | Accepted | 2025-01-08 | 2025-01-16 | 2026-01-16 | Solar Panels | SILFAB | SIL-430 QD |  | 0.43 | 8 | 234 | 23 |  | Fixed | Roof
NJADRE1558996703 | Administratively Determined Incentive Program | Elizabeth City | 7206 | 4.3 | Residential | Behind the Meter | Yes | PosiGen Developer, LLC | PSE&G |  | Accepted | 2025-01-08 | 2025-01-16 | 2026-01-16 | Solar Panels | SILFAB | SIL-430 QD |  | 0.43 | 2 | 144 | 22 |  | Fixed | Roof
NJADRE1558996703 | Administratively Determined Incentive Program | Elizabeth City | 7206 | 4.3 | Residential | Behind the Meter | Yes | PosiGen Developer, LLC | PSE&G |  | Accepted | 2025-01-08 | 2025-01-16 | 2026-01-16 | Inverters | SOLAREDGE | SE3800H-US | 3800 |  | 1 |  |  | 0.99 |  | Outside | Within ten feet of meter
NJADRE1558996735 | Administratively Determined Incentive Program | Little Ferry | 7643 | 6.15 | Residential | Behind the Meter | Yes | Trinity Solar, LLC | PSE&G |  | Accepted | 2025-01-08 | 2025-01-16 | 2026-01-16 | Inverters | Solar Edge | USE5700H-USMNBL75 | 5760 |  | 1 |  |  | 0.97 |  | Outdoor
NJADRE1558996735 | Administratively Determined Incentive Program | Little Ferry | 7643 | 6.15 | Residential | Behind the Meter | Yes | Trinity Solar, LLC | PSE&G |  | Accepted | 2025-01-08 | 2025-01-16 | 2026-01-16 | Solar Panels | HANWHA | (Q.PEAK DUO BLK ML-G10+ 410) |  | 0.41 | 15 | 98 | 28 |  | Fixed | Roof
NJADRE1558996784 | Administratively Determined Incentive Program | Little Ferry | 7643 | 4.92 | Residential | Behind the Meter | Yes | Trinity Solar, LLC | PSE&G |  | Accepted | 2025-01-08 | 2025-01-16 | 2026-01-16 | Inverters | Solar Edge | USE3800H-USMNBL75 | 3800 |  | 1 |  |  | 0.97 |  | Outdoor
NJADRE1558996784 | Administratively Determined Incentive Program | Little Ferry | 7643 | 4.92 | Residential | Behind the Meter | Yes | Trinity Solar, LLC | PSE&G |  | Accepted | 2025-01-08 | 2025-01-16 | 2026-01-16 | Solar Panels | HANWHA | (Q.PEAK DUO BLK ML-G10+ 410) |  | 0.41 | 12 | 278 | 22 |  | Fixed | Roof
NJADRE1558996921 | Administratively Determined Incentive Program | Fair Lawn | 7410 | 9.43 | Residential | Behind the Meter | Yes | Sunrun Installation Services, Inc. | PSE&G |  | Accepted | 2025-01-08 | 2025-01-16 | 2026-01-16 | Solar Panels | Hanwha Q-Cells | Q.PEAK DUO BLK ML-G10+ 410 |  | 0.41 | 10 | 149 | 26 |  | Fixed | Roof
NJADRE1558996921 | Administratively Determined Incentive Program | Fair Lawn | 7410 | 9.43 | Residential | Behind the Meter | Yes | Sunrun Installation Services, Inc. | PSE&G |  | Accepted | 2025-01-08 | 2025-01-16 | 2026-01-16 | Solar Panels | Hanwha Q-Cells | Q.PEAK DUO BLK ML-G10+ 410 |  | 0.41 | 4 | 240 | 27 |  | Fixed | Roof
NJADRE1558996921 | Administratively Determined Incentive Program | Fair Lawn | 7410 | 9.43 | Residential | Behind the Meter | Yes | Sunrun Installation Services, Inc. | PSE&G |  | Accepted | 2025-01-08 | 2025-01-16 | 2026-01-16 | Inverters | TESLA | Powerwall 3 1707000-xx-y | 11500 |  | 1 |  |  | 0.97 |  | Outdoor | Next to meter
NJADRE1558996921 | Administratively Determined Incentive Program | Fair Lawn | 7410 | 9.43 | Residential | Behind the Meter | Yes | Sunrun Installation Services, Inc. | PSE&G |  | Accepted | 2025-01-08 | 2025-01-16 | 2026-01-16 | Electric Storage Battery | TESLA | Powerwall 3 1707000-xx-y |  |  | 1 |  |  |  | Lithium Ion |  | Outside
NJADRE1558996921 | Administratively Determined Incentive Program | Fair Lawn | 7410 | 9.43 | Residential | Behind the Meter | Yes | Sunrun Installation Services, Inc. | PSE&G |  | Accepted | 2025-01-08 | 2025-01-16 | 2026-01-16 | Solar Panels | Hanwha Q-Cells | Q.PEAK DUO BLK ML-G10+ 410 |  | 0.41 | 9 | 330 | 13 |  | Fixed | Roof
NJADRE1558997909 | Administratively Determined Incentive Program | Linden | 7036 | 13.94 | Residential | Behind the Meter | Yes | Sunrun Installation Services, Inc. | PSE&G |  | Accepted | 2025-01-08 | 2025-01-16 | 2026-01-16 | Inverters | TESLA | POWERWALL 3 1707000-XX-Y | 11500 |  | 1 |  |  | 0.97 |  | Outside
NJADRE1558997909 | Administratively Determined Incentive Program | Linden | 7036 | 13.94 | Residential | Behind the Meter | Yes | Sunrun Installation Services, Inc. | PSE&G |  | Accepted | 2025-01-08 | 2025-01-16 | 2026-01-16 | Electric Storage Battery | TESLA | POWERWALL 3 1707000-XX-Y |  |  | 1 |  |  |  | Lithium Ion |  | Outside
NJADRE1558997909 | Administratively Determined Incentive Program | Linden | 7036 | 13.94 | Residential | Behind the Meter | Yes | Sunrun Installation Services, Inc. | PSE&G |  | Accepted | 2025-01-08 | 2025-01-16 | 2026-01-16 | Solar Panels | Hanwha Q-Cells | Q.PEAK DUO BLK ML-G10+ 410 |  | 0.41 | 6 | 291 | 20 |  | Fixed | Roof
NJADRE1558997909 | Administratively Determined Incentive Program | Linden | 7036 | 13.94 | Residential | Behind the Meter | Yes | Sunrun Installation Services, Inc. | PSE&G |  | Accepted | 2025-01-08 | 2025-01-16 | 2026-01-16 | Solar Panels | Hanwha Q-Cells | Q.PEAK DUO BLK ML-G10+ 410 |  | 0.41 | 6 | 112 | 20 |  | Fixed | Roof
NJADRE1558997909 | Administratively Determined Incentive Program | Linden | 7036 | 13.94 | Residential | Behind the Meter | Yes | Sunrun Installation Services, Inc. | PSE&G |  | Accepted | 2025-01-08 | 2025-01-16 | 2026-01-16 | Solar Panels | Hanwha Q-Cells | Q.PEAK DUO BLK ML-G10+ 410 |  | 0.41 | 22 | 202 | 20 |  | Fixed | Roof
NJADRE1558999081 | Administratively Determined Incentive Program | Southampton Twp | 8088 | 12.3 | Residential | Behind the Meter | Yes | Sunrun Installation Services, Inc. | PSE&G |  | Accepted | 2025-01-08 | 2025-01-16 | 2026-01-16 | Solar Panels | Hanwha Q Cells | Q.PEAK DUO BLK ML-G10+ 410 |  | 0.41 | 22 | 136 | 27 |  | Fixed | Roof
NJADRE1558999081 | Administratively Determined Incentive Program | Southampton Twp | 8088 | 12.3 | Residential | Behind the Meter | Yes | Sunrun Installation Services, Inc. | PSE&G |  | Accepted | 2025-01-08 | 2025-01-16 | 2026-01-16 | Inverters | SolarEdge Technologies | SE10000H-USMN | 10000 |  | 1 |  |  | 0.99 |  | Outdoor
NJADRE1558999081 | Administratively Determined Incentive Program | Southampton Twp | 8088 | 12.3 | Residential | Behind the Meter | Yes | Sunrun Installation Services, Inc. | PSE&G |  | Accepted | 2025-01-08 | 2025-01-16 | 2026-01-16 | Solar Panels | Hanwha Q Cells | Q.PEAK DUO BLK ML-G10+ 410 |  | 0.41 | 8 | 316 | 27 |  | Fixed | Roof
NJADRE1559006249 | Administratively Determined Incentive Program | Port Reading | 7064 | 6.56 | Residential | Behind the Meter | Yes | Trinity Solar, LLC | PSE&G |  | Accepted | 2025-01-08 | 2025-01-16 | 2026-01-16 | Solar Panels | HANWHA | Q.PEAK DUO BLK ML-G10+ 410 |  | 0.41 | 4 | 91 | 19 |  | Fixed | Roof
NJADRE1559006249 | Administratively Determined Incentive Program | Port Reading | 7064 | 6.56 | Residential | Behind the Meter | Yes | Trinity Solar, LLC | PSE&G |  | Accepted | 2025-01-08 | 2025-01-16 | 2026-01-16 | Solar Panels | HANWHA | Q.PEAK DUO BLK ML-G10+ 410 |  | 0.41 | 4 | 181 | 19 |  | Fixed | Roof
NJADRE1559006249 | Administratively Determined Incentive Program | Port Reading | 7064 | 6.56 | Residential | Behind the Meter | Yes | Trinity Solar, LLC | PSE&G |  | Accepted | 2025-01-08 | 2025-01-16 | 2026-01-16 | Inverters | TESLA | 1538000-XX-Y | 5000 |  | 1 |  |  | 0.97 |  | Outside
NJADRE1559006249 | Administratively Determined Incentive Program | Port Reading | 7064 | 6.56 | Residential | Behind the Meter | Yes | Trinity Solar, LLC | PSE&G |  | Accepted | 2025-01-08 | 2025-01-16 | 2026-01-16 | Solar Panels | HANWHA | Q.PEAK DUO BLK ML-G10+ 410 |  | 0.41 | 8 | 271 | 19 |  | Fixed | Roof
NJADRE1559007118 | Administratively Determined Incentive Program | Edison | 8820 | 14.35 | Residential | Behind the Meter | No | Arma Renovations LLC DBA Arma Group | PSE&G |  | Accepted | 2025-01-15 | 2025-01-24 | 2026-01-24 | Solar Panels | Hanwha | qpeak duo 410 |  | 0.41 | 10 | 179 | 45 |  | Fixed | Roof
NJADRE1559007118 | Administratively Determined Incentive Program | Edison | 8820 | 14.35 | Residential | Behind the Meter | No | Arma Renovations LLC DBA Arma Group | PSE&G |  | Accepted | 2025-01-15 | 2025-01-24 | 2026-01-24 | Inverters | Enphase | IQ8+ | 290 |  | 35 |  |  | 0.98 |  | Outdoor
NJADRE1559007118 | Administratively Determined Incentive Program | Edison | 8820 | 14.35 | Residential | Behind the Meter | No | Arma Renovations LLC DBA Arma Group | PSE&G |  | Accepted | 2025-01-15 | 2025-01-24 | 2026-01-24 | Solar Panels | Hanwha | qpeak duo 410 |  | 0.41 | 25 | 179 | 45 |  | Fixed | Roof
NJADRE1559007118 | Administratively Determined Incentive Program | Edison | 8820 | 14.35 | Residential | Behind the Meter | No | Arma Renovations LLC DBA Arma Group | PSE&G |  | Accepted | 2025-01-15 | 2025-01-24 | 2026-01-24 | Meters | ENPHASE | X-IQ-AM1-240-3-ES |  |  | 1 |  |  |  | Yes | Outdoor
NJADRE1559009170 | Administratively Determined Incentive Program | Orange City | 7050 | 5.74 | Residential | Behind the Meter | Yes | Sunrun Installation Services, Inc. | PSE&G |  | Accepted | 2025-01-09 | 2025-01-16 | 2026-01-16 | Inverters | TESLA | Powerwall 3 1707000-xx-y | 11500 |  | 1 |  |  | 0.97 |  | Outdoor | Next to meter
NJADRE1559009170 | Administratively Determined Incentive Program | Orange City | 7050 | 5.74 | Residential | Behind the Meter | Yes | Sunrun Installation Services, Inc. | PSE&G |  | Accepted | 2025-01-09 | 2025-01-16 | 2026-01-16 | Solar Panels | Hanwha Q-Cells | Q.PEAK DUO BLK ML-G10+ 410 |  | 0.41 | 3 | 302 | 18 |  | Fixed | Roof
NJADRE1559009170 | Administratively Determined Incentive Program | Orange City | 7050 | 5.74 | Residential | Behind the Meter | Yes | Sunrun Installation Services, Inc. | PSE&G |  | Accepted | 2025-01-09 | 2025-01-16 | 2026-01-16 | Electric Storage Battery | TESLA | Powerwall 3 1707000-xx-y |  |  | 1 |  |  |  | Lithium Ion |  | Outside
NJADRE1559009170 | Administratively Determined Incentive Program | Orange City | 7050 | 5.74 | Residential | Behind the Meter | Yes | Sunrun Installation Services, Inc. | PSE&G |  | Accepted | 2025-01-09 | 2025-01-16 | 2026-01-16 | Solar Panels | Hanwha Q-Cells | Q.PEAK DUO BLK ML-G10+ 410 |  | 0.41 | 4 | 211 | 8 |  | Fixed | Roof
NJADRE1559009170 | Administratively Determined Incentive Program | Orange City | 7050 | 5.74 | Residential | Behind the Meter | Yes | Sunrun Installation Services, Inc. | PSE&G |  | Accepted | 2025-01-09 | 2025-01-16 | 2026-01-16 | Solar Panels | Hanwha Q-Cells | Q.PEAK DUO BLK ML-G10+ 410 |  | 0.41 | 7 | 122 | 24 |  | Fixed | Roof
NJADRE1559009171 | Administratively Determined Incentive Program | Bridgeton | 8302 | 11.9 | Residential | Behind the Meter | Yes | Whitman Construction, LLC | AC Electric |  | Accepted | 2025-01-09 | 2025-01-17 | 2026-01-17 | Solar Panels | Trina Solar | TSM-425NE09RC.05 |  | 0.425 | 4 | 352 | 19 |  | Fixed | Roof
NJADRE1559009171 | Administratively Determined Incentive Program | Bridgeton | 8302 | 11.9 | Residential | Behind the Meter | Yes | Whitman Construction, LLC | AC Electric |  | Accepted | 2025-01-09 | 2025-01-17 | 2026-01-17 | Solar Panels | Trina Solar | TSM-425NE09RC.05 |  | 0.425 | 5 | 172 | 19 |  | Fixed | Roof
NJADRE1559009171 | Administratively Determined Incentive Program | Bridgeton | 8302 | 11.9 | Residential | Behind the Meter | Yes | Whitman Construction, LLC | AC Electric |  | Accepted | 2025-01-09 | 2025-01-17 | 2026-01-17 | Solar Panels | Trina Solar | TSM-425NE09RC.05 |  | 0.425 | 8 | 262 | 19 |  | Fixed | Roof
NJADRE1559009171 | Administratively Determined Incentive Program | Bridgeton | 8302 | 11.9 | Residential | Behind the Meter | Yes | Whitman Construction, LLC | AC Electric |  | Accepted | 2025-01-09 | 2025-01-17 | 2026-01-17 | Solar Panels | Trina Solar | TSM-425NE09RC.05 |  | 0.425 | 8 | 82 | 19 |  | Fixed | Roof
NJADRE1559009171 | Administratively Determined Incentive Program | Bridgeton | 8302 | 11.9 | Residential | Behind the Meter | Yes | Whitman Construction, LLC | AC Electric |  | Accepted | 2025-01-09 | 2025-01-17 | 2026-01-17 | Inverters | ENPHASE | IQ8PLUS-72-2-US | 290 |  | 28 |  |  | 0.975 |  | Outdoor
NJADRE1559009171 | Administratively Determined Incentive Program | Bridgeton | 8302 | 11.9 | Residential | Behind the Meter | Yes | Whitman Construction, LLC | AC Electric |  | Accepted | 2025-01-09 | 2025-01-17 | 2026-01-17 | Solar Panels | Trina Solar | TSM-425NE09RC.05 |  | 0.425 | 3 | 262 | 19 |  | Fixed | Roof
NJADRE1559009232 | Administratively Determined Incentive Program | Jackson | 8527 | 4.51 | Residential | Behind the Meter | Yes | Sunrun Installation Services, Inc. | JCP&L |  | Accepted | 2025-01-09 | 2025-01-17 | 2026-01-17 | Inverters | SolarEdge Technologies | SE3800H-USMN | 3800 |  | 1 |  |  | 0.99 |  | Outdoor | Next to meter
NJADRE1559009232 | Administratively Determined Incentive Program | Jackson | 8527 | 4.51 | Residential | Behind the Meter | Yes | Sunrun Installation Services, Inc. | JCP&L |  | Accepted | 2025-01-09 | 2025-01-17 | 2026-01-17 | Solar Panels | Hanwha Q-Cells | Q.PEAK DUO BLK ML-G10+ 410 |  | 0.41 | 6 | 297 | 34 |  | Fixed | Roof
NJADRE1559009232 | Administratively Determined Incentive Program | Jackson | 8527 | 4.51 | Residential | Behind the Meter | Yes | Sunrun Installation Services, Inc. | JCP&L |  | Accepted | 2025-01-09 | 2025-01-17 | 2026-01-17 | Solar Panels | Hanwha Q-Cells | Q.PEAK DUO BLK ML-G10+ 410 |  | 0.41 | 5 | 117 | 33 |  | Fixed | Roof
NJADRE1559009277 | Administratively Determined Incentive Program | Old Bridge | 8857 | 4.92 | Residential | Behind the Meter | Yes | Trinity Solar, LLC | JCP&L |  | Accepted | 2025-01-09 | 2025-01-16 | 2026-01-16 | Solar Panels | Hanwha | Q.PEAK DUO BLK ML-G10+ 410 |  | 0.41 | 12 | 257 | 27 |  | Fixed | Roof
NJADRE1559009277 | Administratively Determined Incentive Program | Old Bridge | 8857 | 4.92 | Residential | Behind the Meter | Yes | Trinity Solar, LLC | JCP&L |  | Accepted | 2025-01-09 | 2025-01-16 | 2026-01-16 | Inverters | Solar Edge | SE3800H-USSMBBL14 | 3800 |  | 1 |  |  | 0.986 |  | Outdoor
NJADRE1559009286 | Administratively Determined Incentive Program | Neptune | 7753 | 12.75 | Residential | Behind the Meter | Yes | Whitman Construction, LLC | JCP&L |  | Accepted | 2025-01-09 | 2025-01-16 | 2026-01-16 | Solar Panels | Trina Solar | TSM-425NE09RC.05 |  | 0.425 | 10 | 251 | 25 |  | Fixed | Roof
NJADRE1559009286 | Administratively Determined Incentive Program | Neptune | 7753 | 12.75 | Residential | Behind the Meter | Yes | Whitman Construction, LLC | JCP&L |  | Accepted | 2025-01-09 | 2025-01-16 | 2026-01-16 | Inverters | ENPHASE | IQ8PLUS-72-2-US | 290 |  | 30 |  |  | 0.975 |  | Outdoor
NJADRE1559009286 | Administratively Determined Incentive Program | Neptune | 7753 | 12.75 | Residential | Behind the Meter | Yes | Whitman Construction, LLC | JCP&L |  | Accepted | 2025-01-09 | 2025-01-16 | 2026-01-16 | Solar Panels | Trina Solar | TSM-425NE09RC.05 |  | 0.425 | 10 | 71 | 21 |  | Fixed | Roof
NJADRE1559009286 | Administratively Determined Incentive Program | Neptune | 7753 | 12.75 | Residential | Behind the Meter | Yes | Whitman Construction, LLC | JCP&L |  | Accepted | 2025-01-09 | 2025-01-16 | 2026-01-16 | Solar Panels | Trina Solar | TSM-425NE09RC.05 |  | 0.425 | 10 | 251 | 46 |  | Fixed | Roof
NJADRE1559009296 | Administratively Determined Incentive Program | Atco | 8004 | 20.4 | Residential | Behind the Meter | Yes | Integrity Solar & Home Solutions, LLC | AC Electric |  | Accepted | 2025-01-09 | 2025-01-16 | 2026-01-16 | Solar Panels | TRINA SOLAR | TSM-425 NEG9R.25 |  | 0.425 | 9 | 282 | 23 |  | Fixed | Roof
NJADRE1559009296 | Administratively Determined Incentive Program | Atco | 8004 | 20.4 | Residential | Behind the Meter | Yes | Integrity Solar & Home Solutions, LLC | AC Electric |  | Accepted | 2025-01-09 | 2025-01-16 | 2026-01-16 | Solar Panels | TRINA SOLAR | TSM-425 NEG9R.25 |  | 0.425 | 9 | 102 | 23 |  | Fixed | Roof
NJADRE1559009296 | Administratively Determined Incentive Program | Atco | 8004 | 20.4 | Residential | Behind the Meter | Yes | Integrity Solar & Home Solutions, LLC | AC Electric |  | Accepted | 2025-01-09 | 2025-01-16 | 2026-01-16 | Inverters | ENPHASE | IQ8+ | 290 |  | 48 |  |  | 0.98 |  | Other
NJADRE1559009296 | Administratively Determined Incentive Program | Atco | 8004 | 20.4 | Residential | Behind the Meter | Yes | Integrity Solar & Home Solutions, LLC | AC Electric |  | Accepted | 2025-01-09 | 2025-01-16 | 2026-01-16 | Solar Panels | TRINA SOLAR | TSM-425 NEG9R.25 |  | 0.425 | 15 | 282 | 24 |  | Fixed | Roof
NJADRE1559009296 | Administratively Determined Incentive Program | Atco | 8004 | 20.4 | Residential | Behind the Meter | Yes | Integrity Solar & Home Solutions, LLC | AC Electric |  | Accepted | 2025-01-09 | 2025-01-16 | 2026-01-16 | Solar Panels | TRINA SOLAR | TSM-425 NEG9R.25 |  | 0.425 | 15 | 102 | 24 |  | Fixed | Roof
NJADRE1559009359 | Administratively Determined Incentive Program | Delran Twp | 8075 | 6.56 | Residential | Behind the Meter | Yes | Sunrun Installation Services, Inc. | PSE&G |  | Accepted | 2025-01-09 | 2025-01-20 | 2026-01-20 | Inverters | SolarEdge Technologies | SE5700H-USMN | 5760 |  | 1 |  |  | 0.99 |  | Outdoor | Next to meter
NJADRE1559009359 | Administratively Determined Incentive Program | Delran Twp | 8075 | 6.56 | Residential | Behind the Meter | Yes | Sunrun Installation Services, Inc. | PSE&G |  | Accepted | 2025-01-09 | 2025-01-20 | 2026-01-20 | Solar Panels | Hanwha Q-Cells | Q.PEAK DUO BLK ML-G10+ 410 |  | 0.41 | 6 | 336 | 20 |  | Fixed | Roof
NJADRE1559009359 | Administratively Determined Incentive Program | Delran Twp | 8075 | 6.56 | Residential | Behind the Meter | Yes | Sunrun Installation Services, Inc. | PSE&G |  | Accepted | 2025-01-09 | 2025-01-20 | 2026-01-20 | Solar Panels | Hanwha Q-Cells | Q.PEAK DUO BLK ML-G10+ 410 |  | 0.41 | 4 | 66 | 24 |  | Fixed | Roof
NJADRE1559009359 | Administratively Determined Incentive Program | Delran Twp | 8075 | 6.56 | Residential | Behind the Meter | Yes | Sunrun Installation Services, Inc. | PSE&G |  | Accepted | 2025-01-09 | 2025-01-20 | 2026-01-20 | Solar Panels | Hanwha Q-Cells | Q.PEAK DUO BLK ML-G10+ 410 |  | 0.41 | 6 | 246 | 24 |  | Fixed | Roof
NJADRE1559009420 | Administratively Determined Incentive Program | Branchburg | 8876 | 12.71 | Residential | Behind the Meter | Yes | Sunrun Installation Services, Inc. | JCP&L |  | Accepted | 2025-01-09 | 2025-01-20 | 2026-01-20 | Solar Panels | Hanwha Q-Cells | Q.PEAK DUO BLK ML-G10+ 410 |  | 0.41 | 5 | 181 | 27 |  | Fixed | Roof
NJADRE1559009420 | Administratively Determined Incentive Program | Branchburg | 8876 | 12.71 | Residential | Behind the Meter | Yes | Sunrun Installation Services, Inc. | JCP&L |  | Accepted | 2025-01-09 | 2025-01-20 | 2026-01-20 | Solar Panels | Hanwha Q-Cells | Q.PEAK DUO BLK ML-G10+ 410 |  | 0.41 | 11 | 93 | 27 |  | Fixed | Roof
NJADRE1559009420 | Administratively Determined Incentive Program | Branchburg | 8876 | 12.71 | Residential | Behind the Meter | Yes | Sunrun Installation Services, Inc. | JCP&L |  | Accepted | 2025-01-09 | 2025-01-20 | 2026-01-20 | Electric Storage Battery | TESLA | Powerwall 3 1707000-xx-y |  |  | 1 |  |  |  | Lithium Ion |  | Outside
NJADRE1559009420 | Administratively Determined Incentive Program | Branchburg | 8876 | 12.71 | Residential | Behind the Meter | Yes | Sunrun Installation Services, Inc. | JCP&L |  | Accepted | 2025-01-09 | 2025-01-20 | 2026-01-20 | Solar Panels | Hanwha Q-Cells | Q.PEAK DUO BLK ML-G10+ 410 |  | 0.41 | 15 | 181 | 23 |  | Fixed | Roof
NJADRE1559009420 | Administratively Determined Incentive Program | Branchburg | 8876 | 12.71 | Residential | Behind the Meter | Yes | Sunrun Installation Services, Inc. | JCP&L |  | Accepted | 2025-01-09 | 2025-01-20 | 2026-01-20 | Inverters | TESLA | Powerwall 3 1707000-xx-y | 11500 |  | 1 |  |  | 0.97 |  | Outdoor | Next to meter
NJADRE1559009439 | Administratively Determined Incentive Program | LYNDHURST | 7071 | 5.74 | Residential | Behind the Meter | Yes | Skyline Solar, LLC | PSE&G |  | Accepted | 2025-01-09 | 2025-01-17 | 2026-01-17 | Meters | Enphase Energy Inc | X-IQ-AM1-240-4 |  |  | 1 |  |  |  | Yes | Outdoor
NJADRE1559009439 | Administratively Determined Incentive Program | LYNDHURST | 7071 | 5.74 | Residential | Behind the Meter | Yes | Skyline Solar, LLC | PSE&G |  | Accepted | 2025-01-09 | 2025-01-17 | 2026-01-17 | Solar Panels | Qcells | Q.PEAK DUO BLK ML-G10+ 410 |  | 0.41 | 9 | 127 | 18 |  | Fixed | Roof
NJADRE1559009439 | Administratively Determined Incentive Program | LYNDHURST | 7071 | 5.74 | Residential | Behind the Meter | Yes | Skyline Solar, LLC | PSE&G |  | Accepted | 2025-01-09 | 2025-01-17 | 2026-01-17 | Inverters | Enphase Energy Inc | IQ8HC-72-M-DOM-US | 290 |  | 14 |  |  | 0.99 |  | Outside
NJADRE1559009439 | Administratively Determined Incentive Program | LYNDHURST | 7071 | 5.74 | Residential | Behind the Meter | Yes | Skyline Solar, LLC | PSE&G |  | Accepted | 2025-01-09 | 2025-01-17 | 2026-01-17 | Solar Panels | Qcells | Q.PEAK DUO BLK ML-G10+ 410 |  | 0.41 | 5 | 217 | 18 |  | Fixed | Roof
NJADRE1559009448 | Administratively Determined Incentive Program | Millville | 8332 | 12.33 | Residential | Behind the Meter | Yes | Sun Up Zero Down, LLC | AC Electric |  | Accepted | 2025-01-09 | 2025-01-20 | 2026-01-20 | Meters | Enphase | TBD |  |  | 1 |  |  |  | Yes | Outdoor
NJADRE1559009448 | Administratively Determined Incentive Program | Millville | 8332 | 12.33 | Residential | Behind the Meter | Yes | Sun Up Zero Down, LLC | AC Electric |  | Accepted | 2025-01-09 | 2025-01-20 | 2026-01-20 | Solar Panels | Trina | TSM-425-NE09RC.05 Vertex S+ |  | 0.425 | 29 | 197 | 30 |  | Fixed | Roof
NJADRE1559009448 | Administratively Determined Incentive Program | Millville | 8332 | 12.33 | Residential | Behind the Meter | Yes | Sun Up Zero Down, LLC | AC Electric |  | Accepted | 2025-01-09 | 2025-01-20 | 2026-01-20 | Inverters | Enphase | IQ8PLUS-72-2-US | 290 |  | 29 |  |  | 0.976 |  | Outdoor
NJADRE1559009465 | Administratively Determined Incentive Program | Stanhope | 7874 | 17.22 | Residential | Behind the Meter | Yes | Trinity Solar, LLC | JCP&L |  | Accepted | 2025-01-09 | 2025-01-20 | 2026-01-20 | Solar Panels | HANWHA | (Q.PEAK DUO BLK ML-G10+ 410) |  | 0.41 | 9 | 258 | 8 |  | Fixed | Roof
NJADRE1559009465 | Administratively Determined Incentive Program | Stanhope | 7874 | 17.22 | Residential | Behind the Meter | Yes | Trinity Solar, LLC | JCP&L |  | Accepted | 2025-01-09 | 2025-01-20 | 2026-01-20 | Inverters | Tesla | Powerwall 3 (1707000-XX-Y) | 11500 |  | 3 |  |  | 0.97 |  | Outdoor
NJADRE1559009465 | Administratively Determined Incentive Program | Stanhope | 7874 | 17.22 | Residential | Behind the Meter | Yes | Trinity Solar, LLC | JCP&L |  | Accepted | 2025-01-09 | 2025-01-20 | 2026-01-20 | Solar Panels | HANWHA | (Q.PEAK DUO BLK ML-G10+ 410) |  | 0.41 | 8 | 258 | 12 |  | Fixed | Roof
NJADRE1559009465 | Administratively Determined Incentive Program | Stanhope | 7874 | 17.22 | Residential | Behind the Meter | Yes | Trinity Solar, LLC | JCP&L |  | Accepted | 2025-01-09 | 2025-01-20 | 2026-01-20 | Solar Panels | HANWHA | (Q.PEAK DUO BLK ML-G10+ 410) |  | 0.41 | 16 | 78 | 32 |  | Fixed | Roof
NJADRE1559009465 | Administratively Determined Incentive Program | Stanhope | 7874 | 17.22 | Residential | Behind the Meter | Yes | Trinity Solar, LLC | JCP&L |  | Accepted | 2025-01-09 | 2025-01-20 | 2026-01-20 | Solar Panels | HANWHA | (Q.PEAK DUO BLK ML-G10+ 410) |  | 0.41 | 9 | 258 | 32 |  | Fixed | Roof
NJADRE1559009465 | Administratively Determined Incentive Program | Stanhope | 7874 | 17.22 | Residential | Behind the Meter | Yes | Trinity Solar, LLC | JCP&L |  | Accepted | 2025-01-09 | 2025-01-20 | 2026-01-20 | Electric Storage Battery | Tesla | Powerwall 3 (1707000-XX-Y) |  |  | 3 |  |  |  | Lithium Ion |  | inside
NJADRE1559009513 | Administratively Determined Incentive Program | Jersey City | 7305 | 5.33 | Residential | Behind the Meter | Yes | Pro Custom Solar dba Momentum Solar | PSE&G |  | Accepted | 2025-01-09 | 2025-01-17 | 2026-01-17 | Inverters | ENPHASE | IQ8HC-72-M-DOM-US | 380 |  | 13 |  |  | 0.97 |  | Outdoor
NJADRE1559009513 | Administratively Determined Incentive Program | Jersey City | 7305 | 5.33 | Residential | Behind the Meter | Yes | Pro Custom Solar dba Momentum Solar | PSE&G |  | Accepted | 2025-01-09 | 2025-01-17 | 2026-01-17 | Solar Panels | Hanwha | Q.PEAK DUO BLK ML-G10+410 |  | 0.41 | 13 | 221 | 4 |  | Fixed | Roof
NJADRE1559009829 | Administratively Determined Incentive Program | Barnegat | 8005 | 3.4 | Residential | Behind the Meter | Yes | Integrity Solar & Home Solutions, LLC | AC Electric |  | Accepted | 2025-01-09 | 2025-01-17 | 2026-01-17 | Inverters | ENPHASE | IQ8+ | 290 |  | 8 |  |  | 0.98 |  | Other
NJADRE1559009829 | Administratively Determined Incentive Program | Barnegat | 8005 | 3.4 | Residential | Behind the Meter | Yes | Integrity Solar & Home Solutions, LLC | AC Electric |  | Accepted | 2025-01-09 | 2025-01-17 | 2026-01-17 | Solar Panels | TRINA SOLAR | TSM-425 NEG9R.25 |  | 0.425 | 6 | 211 | 25 |  | Fixed | Roof
NJADRE1559009829 | Administratively Determined Incentive Program | Barnegat | 8005 | 3.4 | Residential | Behind the Meter | Yes | Integrity Solar & Home Solutions, LLC | AC Electric |  | Accepted | 2025-01-09 | 2025-01-17 | 2026-01-17 | Solar Panels | TRINA SOLAR | TSM-425 NEG9R.25 |  | 0.425 | 2 | 31 | 25 |  | Fixed | Roof
NJADRE1559010321 | Administratively Determined Incentive Program | NORTH BRUNSWICK | 8902 | 18.28 | Residential | Behind the Meter | Yes | Maier Solar Engineering dba Solar Me | PSE&G |  | Accepted | 2025-01-09 | 2025-01-17 | 2026-01-17 | Solar Panels | Jinko | JKM425N-54HL4-B |  | 0.425 | 10 | 240 | 33 |  | Fixed | Roof
NJADRE1559010321 | Administratively Determined Incentive Program | NORTH BRUNSWICK | 8902 | 18.28 | Residential | Behind the Meter | Yes | Maier Solar Engineering dba Solar Me | PSE&G |  | Accepted | 2025-01-09 | 2025-01-17 | 2026-01-17 | Solar Panels | Jinko | JKM425N-54HL4-B |  | 0.425 | 12 | 60 | 33 |  | Fixed | Roof
NJADRE1559010321 | Administratively Determined Incentive Program | NORTH BRUNSWICK | 8902 | 18.28 | Residential | Behind the Meter | Yes | Maier Solar Engineering dba Solar Me | PSE&G |  | Accepted | 2025-01-09 | 2025-01-17 | 2026-01-17 | Inverters | Enphase | IQ8A | 349 |  | 34 |  |  | 0.96 |  | Outdoor | Next to meter
NJADRE1559010321 | Administratively Determined Incentive Program | NORTH BRUNSWICK | 8902 | 18.28 | Residential | Behind the Meter | Yes | Maier Solar Engineering dba Solar Me | PSE&G |  | Accepted | 2025-01-09 | 2025-01-17 | 2026-01-17 | Solar Panels | Jinko | JKM425N-54HL4-B |  | 0.425 | 8 | 240 | 33 |  | Fixed | Roof
NJADRE1559010321 | Administratively Determined Incentive Program | NORTH BRUNSWICK | 8902 | 18.28 | Residential | Behind the Meter | Yes | Maier Solar Engineering dba Solar Me | PSE&G |  | Accepted | 2025-01-09 | 2025-01-17 | 2026-01-17 | Solar Panels | Jinko | JKM425N-54HL4-B |  | 0.425 | 9 | 150 | 33 |  | Fixed | Roof
NJADRE1559010321 | Administratively Determined Incentive Program | NORTH BRUNSWICK | 8902 | 18.28 | Residential | Behind the Meter | Yes | Maier Solar Engineering dba Solar Me | PSE&G |  | Accepted | 2025-01-09 | 2025-01-17 | 2026-01-17 | Solar Panels | Jinko | JKM425N-54HL4-B |  | 0.425 | 4 | 150 | 33 |  | Fixed | Roof
NJADRE1559010321 | Administratively Determined Incentive Program | NORTH BRUNSWICK | 8902 | 18.28 | Residential | Behind the Meter | Yes | Maier Solar Engineering dba Solar Me | PSE&G |  | Accepted | 2025-01-09 | 2025-01-17 | 2026-01-17 | Meters | Hialeah | Itron |  |  | 1 |  |  |  | Yes | Outdoor
NJADRE1559010473 | Administratively Determined Incentive Program | Glenwood | 7418 | 29.93 | Residential | Behind the Meter | Yes | Trinity Solar, LLC | JCP&L |  | Accepted | 2025-01-09 | 2025-01-17 | 2026-01-17 | Solar Panels | HANWHA | (Q.PEAK DUO BLK ML-G10+ 410) |  | 0.41 | 8 | 211 | 49 |  | Fixed | Roof
NJADRE1559010473 | Administratively Determined Incentive Program | Glenwood | 7418 | 29.93 | Residential | Behind the Meter | Yes | Trinity Solar, LLC | JCP&L |  | Accepted | 2025-01-09 | 2025-01-17 | 2026-01-17 | Solar Panels | HANWHA 410 (Q.PEAK DUO BLK ML-G10+ 410) | (Q.PEAK DUO BLK ML-G10+ 410) |  | 0.41 | 17 | 121 | 37 |  | Fixed | Roof
NJADRE1559010473 | Administratively Determined Incentive Program | Glenwood | 7418 | 29.93 | Residential | Behind the Meter | Yes | Trinity Solar, LLC | JCP&L |  | Accepted | 2025-01-09 | 2025-01-17 | 2026-01-17 | Solar Panels | HANWHA | (Q.PEAK DUO BLK ML-G10+ 410) |  | 0.41 | 17 | 121 | 37 |  | Fixed | Roof
NJADRE1559010473 | Administratively Determined Incentive Program | Glenwood | 7418 | 29.93 | Residential | Behind the Meter | Yes | Trinity Solar, LLC | JCP&L |  | Accepted | 2025-01-09 | 2025-01-17 | 2026-01-17 | Solar Panels | HANWHA | (Q.PEAK DUO BLK ML-G10+ 410) |  | 0.41 | 15 | 301 | 37 |  | Fixed | Roof
NJADRE1559010473 | Administratively Determined Incentive Program | Glenwood | 7418 | 29.93 | Residential | Behind the Meter | Yes | Trinity Solar, LLC | JCP&L |  | Accepted | 2025-01-09 | 2025-01-17 | 2026-01-17 | Inverters | Tesla | Powerwall 3 (1707000-XX-Y) | 11500 |  | 2 |  |  | 0.97 |  | Outdoor
NJADRE1559010473 | Administratively Determined Incentive Program | Glenwood | 7418 | 29.93 | Residential | Behind the Meter | Yes | Trinity Solar, LLC | JCP&L |  | Accepted | 2025-01-09 | 2025-01-17 | 2026-01-17 | Electric Storage Battery | Tesla | Powerwall 3 (1707000-XX-Y) |  |  | 2 |  |  |  | Lithium Ion |  | inside
NJADRE1559010473 | Administratively Determined Incentive Program | Glenwood | 7418 | 29.93 | Residential | Behind the Meter | Yes | Trinity Solar, LLC | JCP&L |  | Accepted | 2025-01-09 | 2025-01-17 | 2026-01-17 | Solar Panels | HANWHA | (Q.PEAK DUO BLK ML-G10+ 410) |  | 0.41 | 16 | 301 | 37 |  | Fixed | Roof
NJADRE1559010833 | Administratively Determined Incentive Program | Beverly | 8010 | 9.84 | Residential | Behind the Meter | Yes | Trinity Solar, LLC | PSE&G |  | Accepted | 2025-01-09 | 2025-01-23 | 2026-01-23 | Inverters | Solar Edge | Tesla 7.6KW 1538000-XX-Y | 7600 |  | 1 |  |  | 0.986 |  | Outdoor
NJADRE1559010833 | Administratively Determined Incentive Program | Beverly | 8010 | 9.84 | Residential | Behind the Meter | Yes | Trinity Solar, LLC | PSE&G |  | Accepted | 2025-01-09 | 2025-01-23 | 2026-01-23 | Solar Panels | Hanwha | Q.PEAK DUO BLK ML-G10+ 410 |  | 0.41 | 7 | 121 | 23 |  | Fixed | Roof
NJADRE1559010833 | Administratively Determined Incentive Program | Beverly | 8010 | 9.84 | Residential | Behind the Meter | Yes | Trinity Solar, LLC | PSE&G |  | Accepted | 2025-01-09 | 2025-01-23 | 2026-01-23 | Solar Panels | Hanwha | Q.PEAK DUO BLK ML-G10+ 410 |  | 0.41 | 4 | 301 | 23 |  | Fixed | Roof
NJADRE1559010833 | Administratively Determined Incentive Program | Beverly | 8010 | 9.84 | Residential | Behind the Meter | Yes | Trinity Solar, LLC | PSE&G |  | Accepted | 2025-01-09 | 2025-01-23 | 2026-01-23 | Solar Panels | Hanwha | Q.PEAK DUO BLK ML-G10+ 410 |  | 0.41 | 8 | 211 | 18 |  | Fixed | Roof
NJADRE1559010833 | Administratively Determined Incentive Program | Beverly | 8010 | 9.84 | Residential | Behind the Meter | Yes | Trinity Solar, LLC | PSE&G |  | Accepted | 2025-01-09 | 2025-01-23 | 2026-01-23 | Solar Panels | Hanwha | Q.PEAK DUO BLK ML-G10+ 410 |  | 0.41 | 5 | 211 | 23 |  | Fixed | Roof
NJADRE1559010901 | Administratively Determined Incentive Program | Pennsauken | 8110 | 4.86 | Residential | Behind the Meter | Yes | Big Wave Roofing and Solar, LLC | PSE&G |  | Accepted | 2025-01-09 | 2025-01-17 | 2026-01-17 | Inverters | Enphase | IQ8PLUS-72-2-US | 290 |  | 12 |  |  | 0.98 |  | Outside
NJADRE1559010901 | Administratively Determined Incentive Program | Pennsauken | 8110 | 4.86 | Residential | Behind the Meter | Yes | Big Wave Roofing and Solar, LLC | PSE&G |  | Accepted | 2025-01-09 | 2025-01-17 | 2026-01-17 | Solar Panels | JA Solar | JAM54S31 405/MR |  | 0.405 | 12 | 132 | 5 |  | Fixed | Roof
NJADRE1559010906 | Administratively Determined Incentive Program | COLONIA | 7067 | 5.33 | Residential | Behind the Meter | Yes | Sunrun Installation Services, Inc. | PSE&G |  | Accepted | 2025-01-09 | 2025-01-17 | 2026-01-17 | Solar Panels | Hanwha Q Cells | Q.PEAK DUO BLK ML-G10+ 410 |  | 0.41 | 4 | 228 | 22 |  | Fixed | Roof
NJADRE1559010906 | Administratively Determined Incentive Program | COLONIA | 7067 | 5.33 | Residential | Behind the Meter | Yes | Sunrun Installation Services, Inc. | PSE&G |  | Accepted | 2025-01-09 | 2025-01-17 | 2026-01-17 | Electric Storage Battery | Tesla | Powerwall 3 1707000-xx-y |  |  | 1 |  |  |  | Lithium Ion |  | OUTSIDE
NJADRE1559010906 | Administratively Determined Incentive Program | COLONIA | 7067 | 5.33 | Residential | Behind the Meter | Yes | Sunrun Installation Services, Inc. | PSE&G |  | Accepted | 2025-01-09 | 2025-01-17 | 2026-01-17 | Solar Panels | Hanwha Q Cells | Q.PEAK DUO BLK ML-G10+ 410 |  | 0.41 | 6 | 226 | 22 |  | Fixed | Roof
NJADRE1559010906 | Administratively Determined Incentive Program | COLONIA | 7067 | 5.33 | Residential | Behind the Meter | Yes | Sunrun Installation Services, Inc. | PSE&G |  | Accepted | 2025-01-09 | 2025-01-17 | 2026-01-17 | Solar Panels | Hanwha Q Cells | Q.PEAK DUO BLK ML-G10+ 410 |  | 0.41 | 3 | 316 | 21 |  | Fixed | Roof
NJADRE1559010906 | Administratively Determined Incentive Program | COLONIA | 7067 | 5.33 | Residential | Behind the Meter | Yes | Sunrun Installation Services, Inc. | PSE&G |  | Accepted | 2025-01-09 | 2025-01-17 | 2026-01-17 | Inverters | Tesla | Powerwall 3 1707000-xx-y | 11500 |  | 1 |  |  | 0.97 |  | Outdoor
NJADRE1559010980 | Administratively Determined Incentive Program | Browns Mills | 8015 | 5.6 | Residential | Behind the Meter | Yes | PosiGen Developer, LLC | JCP&L |  | Accepted | 2025-01-09 | 2025-01-17 | 2026-01-17 | Solar Panels | SILFAB | SIL400HC+ |  | 0.4 | 9 | 208 | 23 |  | Fixed | Roof
NJADRE1559010980 | Administratively Determined Incentive Program | Browns Mills | 8015 | 5.6 | Residential | Behind the Meter | Yes | PosiGen Developer, LLC | JCP&L |  | Accepted | 2025-01-09 | 2025-01-17 | 2026-01-17 | Inverters | SOLAREDGE | SE5700H-US | 5700 |  | 1 |  |  | 0.99 |  | Outside | WITHIN TEN FEET OF METER
NJADRE1559010980 | Administratively Determined Incentive Program | Browns Mills | 8015 | 5.6 | Residential | Behind the Meter | Yes | PosiGen Developer, LLC | JCP&L |  | Accepted | 2025-01-09 | 2025-01-17 | 2026-01-17 | Solar Panels | SILFAB | SIL400HC+ |  | 0.4 | 5 | 28 | 18 |  | Fixed | Roof
NJADRE1559011058 | Administratively Determined Incentive Program | Williamstown | 8094 | 8.2 | Residential | Behind the Meter | Yes | Pro Custom Solar dba Momentum Solar | AC Electric |  | Accepted | 2025-01-09 | 2025-01-17 | 2026-01-17 | Inverters | Enphase | IQ8PLUS-72-2-US | 290 |  | 20 |  |  | 0.97 |  | Outdoor
NJADRE1559011058 | Administratively Determined Incentive Program | Williamstown | 8094 | 8.2 | Residential | Behind the Meter | Yes | Pro Custom Solar dba Momentum Solar | AC Electric |  | Accepted | 2025-01-09 | 2025-01-17 | 2026-01-17 | Solar Panels | HANWHA | Q.PEAK DUO BLK ML-G10+ 410 |  | 0.41 | 20 | 180 | 20 |  | Fixed | Ground
NJADRE1559011083 | Administratively Determined Incentive Program | LAKEWOOD | 8701 | 6.97 | Residential | Behind the Meter | Yes | Pro Custom Solar dba Momentum Solar | JCP&L |  | Accepted | 2025-01-09 | 2025-01-17 | 2026-01-17 | Solar Panels | HANWHA | Q.PEAK DUO BLK ML-G10+ 410 |  | 0.41 | 17 | 124 | 32 |  | Fixed | Roof
NJADRE1559011083 | Administratively Determined Incentive Program | LAKEWOOD | 8701 | 6.97 | Residential | Behind the Meter | Yes | Pro Custom Solar dba Momentum Solar | JCP&L |  | Accepted | 2025-01-09 | 2025-01-17 | 2026-01-17 | Inverters | Enphase | IQ8HC-72-M-DOM-US | 380 |  | 17 |  |  | 0.97 |  | Outdoor
NJADRE1559011170 | Administratively Determined Incentive Program | SICKLERVILLE | 8081 | 8.5 | Residential | Behind the Meter | Yes | Whitman Construction, LLC | AC Electric |  | Accepted | 2025-01-09 | 2025-01-17 | 2026-01-17 | Inverters | ENPHASE | IQ8PLUS-72-2-US | 290 |  | 20 |  |  | 0.975 |  | Outdoor
NJADRE1559011170 | Administratively Determined Incentive Program | SICKLERVILLE | 8081 | 8.5 | Residential | Behind the Meter | Yes | Whitman Construction, LLC | AC Electric |  | Accepted | 2025-01-09 | 2025-01-17 | 2026-01-17 | Solar Panels | Trina Solar | TSM-425NE09RC.05 |  | 0.425 | 20 | 180 | 35 |  | Fixed | Roof
NJADRE1559011348 | Administratively Determined Incentive Program | Ridgewood | 7450 | 2.12 | Residential | Behind the Meter | No | Smart Roof LLC | PSE&G |  | Accepted | 2025-01-09 | 2025-02-07 | 2026-02-07 | Solar Panels | GAF | TLS1 |  | 0.046 | 18 | 194 | 19 |  | Fixed | Roof
NJADRE1559011348 | Administratively Determined Incentive Program | Ridgewood | 7450 | 2.12 | Residential | Behind the Meter | No | Smart Roof LLC | PSE&G |  | Accepted | 2025-01-09 | 2025-02-07 | 2026-02-07 | Inverters | DELTA | M4 TL US | 4000 |  | 1 |  |  | 0.98 |  | Outdoor
NJADRE1559011348 | Administratively Determined Incentive Program | Ridgewood | 7450 | 2.12 | Residential | Behind the Meter | No | Smart Roof LLC | PSE&G |  | Accepted | 2025-01-09 | 2025-02-07 | 2026-02-07 | Solar Panels | GAF | TLS1 |  | 0.046 | 28 | 194 | 35 |  | Fixed | Roof
NJADRE1559011352 | Administratively Determined Incentive Program | MULLICA HILL | 8062 | 5.88 | Residential | Behind the Meter | No | Public Service Solar, LLC | AC Electric |  | Accepted | 2025-01-09 | 2025-01-20 | 2026-01-20 | Solar Panels | Panasonic | EVPV420HK2 |  | 0.42 | 14 | 162 | 23 |  | Fixed | Roof
NJADRE1559011352 | Administratively Determined Incentive Program | MULLICA HILL | 8062 | 5.88 | Residential | Behind the Meter | No | Public Service Solar, LLC | AC Electric |  | Accepted | 2025-01-09 | 2025-01-20 | 2026-01-20 | Inverters | Enphase | iQ8MC-72-M-US | 320 |  | 14 |  |  | 0.96 |  | Outdoor | Under panel
NJADRE1559011364 | Administratively Determined Incentive Program | Mickleton | 8056 | 9.02 | Residential | Behind the Meter | Yes | Pro Custom Solar LLC | AC Electric |  | Accepted | 2025-01-13 | 2025-01-21 | 2026-01-21 | Solar Panels | HANWHA | Q.PEAK DUO BLK ML-G10+ 410 |  | 0.41 | 6 | 232 | 38 |  | Fixed | Roof
NJADRE1559011364 | Administratively Determined Incentive Program | Mickleton | 8056 | 9.02 | Residential | Behind the Meter | Yes | Pro Custom Solar LLC | AC Electric |  | Accepted | 2025-01-13 | 2025-01-21 | 2026-01-21 | Solar Panels | HANWHA | Q.PEAK DUO BLK ML-G10+ 410 |  | 0.41 | 8 | 232 | 12 |  | Fixed | Roof
NJADRE1559011364 | Administratively Determined Incentive Program | Mickleton | 8056 | 9.02 | Residential | Behind the Meter | Yes | Pro Custom Solar LLC | AC Electric |  | Accepted | 2025-01-13 | 2025-01-21 | 2026-01-21 | Solar Panels | HANWHA | Q.PEAK DUO BLK ML-G10+ 410 |  | 0.41 | 8 | 52 | 13 |  | Fixed | Roof
NJADRE1559011364 | Administratively Determined Incentive Program | Mickleton | 8056 | 9.02 | Residential | Behind the Meter | Yes | Pro Custom Solar LLC | AC Electric |  | Accepted | 2025-01-13 | 2025-01-21 | 2026-01-21 | Inverters | Enphase | IQ8HC-72-M-DOM-US | 380 |  | 22 |  |  | 0.97 |  | Outdoor
NJADRE1559011822 | Administratively Determined Incentive Program | West Atlantic City | 8234 | 7.9 | Residential | Behind the Meter | No | Big Solar Energy, LLC | AC Electric |  | Accepted | 2025-01-09 | 2025-01-20 | 2026-01-20 | Inverters | SOLAREDGE | SOLAREDGE SE6000H-US ENERGY HUB | 6000 |  | 1 |  |  | 0.992 |  | Outside
NJADRE1559011822 | Administratively Determined Incentive Program | West Atlantic City | 8234 | 7.9 | Residential | Behind the Meter | No | Big Solar Energy, LLC | AC Electric |  | Accepted | 2025-01-09 | 2025-01-20 | 2026-01-20 | Solar Panels | JA SOLAR | JAM72S09-395 |  | 0.395 | 20 | 207 | 27 |  | Fixed | Roof
NJADRE1559011822 | Administratively Determined Incentive Program | West Atlantic City | 8234 | 7.9 | Residential | Behind the Meter | No | Big Solar Energy, LLC | AC Electric |  | Accepted | 2025-01-09 | 2025-01-20 | 2026-01-20 | Meters | SOLAREDGE | SE6000H-US Energy Hub |  |  | 1 |  |  |  | Yes | Outdoor
NJADRE1559014837 | Administratively Determined Incentive Program | DENVILLE | 7834 | 22 | Residential | Behind the Meter | Yes | SunnyMac, LLC | JCP&L |  | Accepted | 2025-01-10 | 2025-01-21 | 2026-01-21 | Solar Panels | HANWHA | Q.PEAK DUO BLK ML-G10+ 415W |  | 0.415 | 4 | 168 | 38 |  | Fixed | Roof
NJADRE1559014837 | Administratively Determined Incentive Program | DENVILLE | 7834 | 22 | Residential | Behind the Meter | Yes | SunnyMac, LLC | JCP&L |  | Accepted | 2025-01-10 | 2025-01-21 | 2026-01-21 | Inverters | SOLAREDGE HOME HUB | SE10000H-US | 10000 |  | 1 |  |  | 0.99 |  | Outdoor | next to meter
NJADRE1559014837 | Administratively Determined Incentive Program | DENVILLE | 7834 | 22 | Residential | Behind the Meter | Yes | SunnyMac, LLC | JCP&L |  | Accepted | 2025-01-10 | 2025-01-21 | 2026-01-21 | Solar Panels | HANWHA | Q.PEAK DUO BLK ML-G10+ 415W |  | 0.415 | 29 | 78 | 26 |  | Fixed | Roof
NJADRE1559014837 | Administratively Determined Incentive Program | DENVILLE | 7834 | 22 | Residential | Behind the Meter | Yes | SunnyMac, LLC | JCP&L |  | Accepted | 2025-01-10 | 2025-01-21 | 2026-01-21 | Solar Panels | HANWHA | Q.PEAK DUO BLK ML-G10+ 415W |  | 0.415 | 11 | 258 | 26 |  | Fixed | Roof
NJADRE1559014837 | Administratively Determined Incentive Program | DENVILLE | 7834 | 22 | Residential | Behind the Meter | Yes | SunnyMac, LLC | JCP&L |  | Accepted | 2025-01-10 | 2025-01-21 | 2026-01-21 | Solar Panels | HANWHA | Q.PEAK DUO BLK ML-G10+ 415W |  | 0.415 | 9 | 348 | 38 |  | Fixed | Roof
NJADRE1559014837 | Administratively Determined Incentive Program | DENVILLE | 7834 | 22 | Residential | Behind the Meter | Yes | SunnyMac, LLC | JCP&L |  | Accepted | 2025-01-10 | 2025-01-21 | 2026-01-21 | Inverters | SOLAREDGE HOME HUB | SE7600H-US | 7600 |  | 1 |  |  | 0.99 |  | Outdoor | next to meter
NJADRE1559014941 | Administratively Determined Incentive Program | Cape May Court House | 8210 | 8.61 | Residential | Behind the Meter | Yes | EMT Renewables, LLC | AC Electric |  | Accepted | 2025-01-13 | 2025-01-21 | 2026-01-21 | Solar Panels | Q.CELLS | Q.PEAK DUO |  | 0.41 | 2 | 296 | 41 |  | Fixed | Roof
NJADRE1559014941 | Administratively Determined Incentive Program | Cape May Court House | 8210 | 8.61 | Residential | Behind the Meter | Yes | EMT Renewables, LLC | AC Electric |  | Accepted | 2025-01-13 | 2025-01-21 | 2026-01-21 | Solar Panels | Q.CELLS | Q.PEAK DUO |  | 0.41 | 11 | 116 | 29 |  | Fixed | Roof
NJADRE1559014941 | Administratively Determined Incentive Program | Cape May Court House | 8210 | 8.61 | Residential | Behind the Meter | Yes | EMT Renewables, LLC | AC Electric |  | Accepted | 2025-01-13 | 2025-01-21 | 2026-01-21 | Solar Panels | Q.CELLS | Q.PEAK DUO |  | 0.41 | 2 | 206 | 39 |  | Fixed | Roof
NJADRE1559014941 | Administratively Determined Incentive Program | Cape May Court House | 8210 | 8.61 | Residential | Behind the Meter | Yes | EMT Renewables, LLC | AC Electric |  | Accepted | 2025-01-13 | 2025-01-21 | 2026-01-21 | Solar Panels | Q.CELLS | Q.PEAK DUO |  | 0.41 | 2 | 26 | 38 |  | Fixed | Roof
NJADRE1559014941 | Administratively Determined Incentive Program | Cape May Court House | 8210 | 8.61 | Residential | Behind the Meter | Yes | EMT Renewables, LLC | AC Electric |  | Accepted | 2025-01-13 | 2025-01-21 | 2026-01-21 | Inverters | ENPHASE | IQ8+ | 290 |  | 21 |  |  | 0.99 |  | Other | Under each panel
NJADRE1559014941 | Administratively Determined Incentive Program | Cape May Court House | 8210 | 8.61 | Residential | Behind the Meter | Yes | EMT Renewables, LLC | AC Electric |  | Accepted | 2025-01-13 | 2025-01-21 | 2026-01-21 | Solar Panels | Q.CELLS | Q.PEAK DUO |  | 0.41 | 4 | 116 | 41 |  | Fixed | Roof
NJADRE1559014943 | Administratively Determined Incentive Program | East Orange | 7017 | 4.98 | Residential | Behind the Meter | No | Kamtech Solar Solutions | PSE&G |  | Accepted | 2025-01-10 | 2025-01-29 | 2026-01-29 | Solar Panels | SUNPOWER | SPR-M415-BLK-H-AC |  | 0.415 | 12 | 210 | 9 |  | Fixed | Roof
NJADRE1559014943 | Administratively Determined Incentive Program | East Orange | 7017 | 4.98 | Residential | Behind the Meter | No | Kamtech Solar Solutions | PSE&G |  | Accepted | 2025-01-10 | 2025-01-29 | 2026-01-29 | Inverters | ENPHASE | IQ7HS-66-M-US | 384 |  | 12 |  |  | 0.97 |  | Outdoor | ROOFTOP
NJADRE1559014997 | Administratively Determined Incentive Program | Union | 7083 | 10.8 | Residential | Behind the Meter | Yes | GenSun Roofing and Solar, LLC | PSE&G |  | Accepted | 2025-01-10 | 2025-01-20 | 2026-01-20 | Solar Panels | LONGI SOLAR | LR5-54HABB- 400W |  | 0.4 | 15 | 302 | 20 |  | Fixed | Roof
NJADRE1559014997 | Administratively Determined Incentive Program | Union | 7083 | 10.8 | Residential | Behind the Meter | Yes | GenSun Roofing and Solar, LLC | PSE&G |  | Accepted | 2025-01-10 | 2025-01-20 | 2026-01-20 | Solar Panels | LONGI SOLAR | LR5-54HABB- 400W |  | 0.4 | 12 | 122 | 20 |  | Fixed | Roof
NJADRE1559014997 | Administratively Determined Incentive Program | Union | 7083 | 10.8 | Residential | Behind the Meter | Yes | GenSun Roofing and Solar, LLC | PSE&G |  | Accepted | 2025-01-10 | 2025-01-20 | 2026-01-20 | Inverters | SOLAREDGE | SE10000H-US | 10000 |  | 1 |  |  | 0.99 |  | Outside
NJADRE1559015020 | Administratively Determined Incentive Program | MAYS LANDING | 8330 | 16.81 | Residential | Behind the Meter | Yes | Trinity Solar, LLC | AC Electric |  | Accepted | 2025-01-10 | 2025-01-21 | 2026-01-21 | Inverters | Tesla (PV Only) | 1538000-45-x | 5000 |  | 1 |  |  | 0.97 |  | Outside
NJADRE1559015020 | Administratively Determined Incentive Program | MAYS LANDING | 8330 | 16.81 | Residential | Behind the Meter | Yes | Trinity Solar, LLC | AC Electric |  | Accepted | 2025-01-10 | 2025-01-21 | 2026-01-21 | Solar Panels | HANWHA | Q.PEAK DUO BLK ML-G10+ 410 |  | 0.41 | 27 | 299 | 16 |  | Fixed | Roof
NJADRE1559015020 | Administratively Determined Incentive Program | MAYS LANDING | 8330 | 16.81 | Residential | Behind the Meter | Yes | Trinity Solar, LLC | AC Electric |  | Accepted | 2025-01-10 | 2025-01-21 | 2026-01-21 | Inverters | Tesla (PV Only) | 1538000-45-x | 7600 |  | 1 |  |  | 0.97 |  | Outside
NJADRE1559015020 | Administratively Determined Incentive Program | MAYS LANDING | 8330 | 16.81 | Residential | Behind the Meter | Yes | Trinity Solar, LLC | AC Electric |  | Accepted | 2025-01-10 | 2025-01-21 | 2026-01-21 | Solar Panels | HANWHA | Q.PEAK DUO BLK ML-G10+ 410 |  | 0.41 | 14 | 119 | 16 |  | Fixed | Roof
NJADRE1559015036 | Administratively Determined Incentive Program | Willingboro | 8046 | 5.33 | Residential | Behind the Meter | Yes | Sunrun Installation Services, Inc. | PSE&G |  | Accepted | 2025-01-10 | 2025-01-21 | 2026-01-21 | Inverters | SolarEdge Technologies | SE3800H-USMN | 3800 |  | 1 |  |  | 0.99 |  | Outdoor
NJADRE1559015036 | Administratively Determined Incentive Program | Willingboro | 8046 | 5.33 | Residential | Behind the Meter | Yes | Sunrun Installation Services, Inc. | PSE&G |  | Accepted | 2025-01-10 | 2025-01-21 | 2026-01-21 | Solar Panels | Hanwha Q Cells | Q.PEAK DUO BLK ML-G10+ 410 |  | 0.41 | 13 | 39 | 19 |  | Fixed | Roof
NJADRE1559015091 | Administratively Determined Incentive Program | BEVERLY | 8010 | 5.1 | Residential | Behind the Meter | Yes | Power Energy Solutions, LLC | PSE&G |  | Accepted | 2025-01-10 | 2025-01-21 | 2026-01-21 | Solar Panels | Trina Solar | TSM-425NE09RC.05 |  | 0.425 | 10 | 249 | 24 |  | Fixed | Roof
NJADRE1559015091 | Administratively Determined Incentive Program | BEVERLY | 8010 | 5.1 | Residential | Behind the Meter | Yes | Power Energy Solutions, LLC | PSE&G |  | Accepted | 2025-01-10 | 2025-01-21 | 2026-01-21 | Solar Panels | Trina Solar | TSM-425NE09RC.05 |  | 0.425 | 2 | 69 | 24 |  | Fixed | Roof
NJADRE1559015091 | Administratively Determined Incentive Program | BEVERLY | 8010 | 5.1 | Residential | Behind the Meter | Yes | Power Energy Solutions, LLC | PSE&G |  | Accepted | 2025-01-10 | 2025-01-21 | 2026-01-21 | Inverters | SolarEdge | SE3800H-US | 4 |  | 1 |  |  | 0.97 |  | Outdoor
NJADRE1559015255 | Administratively Determined Incentive Program | LEESBURG | 8327 | 16.4 | Residential | Behind the Meter | Yes | AllSeason Solar | AC Electric |  | Accepted | 2025-01-10 | 2025-01-20 | 2026-01-20 | Inverters | Enphase | IQ8 PLus | 290 |  | 40 |  |  | 0.97 |  | Outside
NJADRE1559015255 | Administratively Determined Incentive Program | LEESBURG | 8327 | 16.4 | Residential | Behind the Meter | Yes | AllSeason Solar | AC Electric |  | Accepted | 2025-01-10 | 2025-01-20 | 2026-01-20 | Solar Panels | SEG Solar | SEG410 BMD-HV |  | 0.41 | 40 | 180 | 25 |  | Fixed | Ground
NJADRE1559015340 | Administratively Determined Incentive Program | Galloway | 8205 | 10.25 | Residential | Behind the Meter | Yes | Trinity Solar, LLC | AC Electric |  | Accepted | 2025-01-10 | 2025-01-20 | 2026-01-20 | Solar Panels | HANWHA | Q.PEAK DUO BLK ML-G10+ 410 |  | 0.41 | 13 | 283 | 7 |  | Fixed | Roof
NJADRE1559015340 | Administratively Determined Incentive Program | Galloway | 8205 | 10.25 | Residential | Behind the Meter | Yes | Trinity Solar, LLC | AC Electric |  | Accepted | 2025-01-10 | 2025-01-20 | 2026-01-20 | Inverters | Tesla (PV Only) | 1538000-45-x | 7600 |  | 1 |  |  | 0.97 |  | Outside
NJADRE1559015340 | Administratively Determined Incentive Program | Galloway | 8205 | 10.25 | Residential | Behind the Meter | Yes | Trinity Solar, LLC | AC Electric |  | Accepted | 2025-01-10 | 2025-01-20 | 2026-01-20 | Solar Panels | HANWHA | Q.PEAK DUO BLK ML-G10+ 410 |  | 0.41 | 6 | 283 | 18 |  | Fixed | Roof
NJADRE1559015340 | Administratively Determined Incentive Program | Galloway | 8205 | 10.25 | Residential | Behind the Meter | Yes | Trinity Solar, LLC | AC Electric |  | Accepted | 2025-01-10 | 2025-01-20 | 2026-01-20 | Solar Panels | HANWHA | Q.PEAK DUO BLK ML-G10+ 410 |  | 0.41 | 6 | 283 | 16 |  | Fixed | Roof
NJADRE1559015369 | Administratively Determined Incentive Program | LANDING | 7850 | 7.38 | Residential | Behind the Meter | Yes | Trinity Solar, LLC | JCP&L |  | Accepted | 2025-01-10 | 2025-01-20 | 2026-01-20 | Solar Panels | HANWHA | Q.PEAK DUO BLK ML-G10+ 410 |  | 0.41 | 6 | 223 | 18 |  | Fixed | Roof
NJADRE1559015369 | Administratively Determined Incentive Program | LANDING | 7850 | 7.38 | Residential | Behind the Meter | Yes | Trinity Solar, LLC | JCP&L |  | Accepted | 2025-01-10 | 2025-01-20 | 2026-01-20 | Inverters | Solar Edge | SE6000H-US | 6000 |  | 1 |  |  | 0.97 |  | Outside
NJADRE1559015369 | Administratively Determined Incentive Program | LANDING | 7850 | 7.38 | Residential | Behind the Meter | Yes | Trinity Solar, LLC | JCP&L |  | Accepted | 2025-01-10 | 2025-01-20 | 2026-01-20 | Solar Panels | HANWHA | Q.PEAK DUO BLK ML-G10+ 410 |  | 0.41 | 12 | 43 | 18 |  | Fixed | Roof
NJADRE1559015379 | Administratively Determined Incentive Program | ENGLEWOOD | 7631 | 14.35 | Residential | Behind the Meter | No | Trinity Solar, LLC | PSE&G |  | Accepted | 2025-01-10 | 2025-01-20 | 2026-01-20 | Solar Panels | Hanwha | Q.PEAK DUO BLK ML-G10+ 410 |  | 0.41 | 17 | 126 | 32 |  | Fixed | Roof
NJADRE1559015379 | Administratively Determined Incentive Program | ENGLEWOOD | 7631 | 14.35 | Residential | Behind the Meter | No | Trinity Solar, LLC | PSE&G |  | Accepted | 2025-01-10 | 2025-01-20 | 2026-01-20 | Solar Panels | Hanwha | Q.PEAK DUO BLK ML-G10+ 410 |  | 0.41 | 18 | 306 | 32 |  | Fixed | Roof
NJADRE1559015379 | Administratively Determined Incentive Program | ENGLEWOOD | 7631 | 14.35 | Residential | Behind the Meter | No | Trinity Solar, LLC | PSE&G |  | Accepted | 2025-01-10 | 2025-01-20 | 2026-01-20 | Inverters | Solar Edge | SE11400H-USSNBBL14 | 11400 |  | 1 |  |  | 0.97 |  | Outdoor
NJADRE1559015388 | Administratively Determined Incentive Program | EGG HARBOR TOWNSHIP | 8234 | 11.48 | Residential | Behind the Meter | Yes | EMT Renewables, LLC | AC Electric |  | Accepted | 2025-01-10 | 2025-01-20 | 2026-01-20 | Solar Panels | TRINA | TSM-NE09RC.05 |  | 0.41 | 13 | 112 | 39 |  | Fixed | Roof
NJADRE1559015388 | Administratively Determined Incentive Program | EGG HARBOR TOWNSHIP | 8234 | 11.48 | Residential | Behind the Meter | Yes | EMT Renewables, LLC | AC Electric |  | Accepted | 2025-01-10 | 2025-01-20 | 2026-01-20 | Solar Panels | TRINA | TSM-NE09RC.05 |  | 0.41 | 15 | 112 | 29 |  | Fixed | Roof
NJADRE1559015388 | Administratively Determined Incentive Program | EGG HARBOR TOWNSHIP | 8234 | 11.48 | Residential | Behind the Meter | Yes | EMT Renewables, LLC | AC Electric |  | Accepted | 2025-01-10 | 2025-01-20 | 2026-01-20 | Inverters | ENPHASE | IQ8+ | 290 |  | 28 |  |  | 0.98 |  | Outside | Under each panel
NJADRE1559015390 | Administratively Determined Incentive Program | Hammonton | 8037 | 3.69 | Residential | Behind the Meter | Yes | Freedom Forever New Jersey, LLC | AC Electric |  | Accepted | 2025-01-10 | 2025-01-21 | 2026-01-21 | Inverters | Solar Edge | SE3800H-USRGM [SI1 | 3800 |  | 1 |  |  | 0.99 |  | Outside
NJADRE1559015390 | Administratively Determined Incentive Program | Hammonton | 8037 | 3.69 | Residential | Behind the Meter | Yes | Freedom Forever New Jersey, LLC | AC Electric |  | Accepted | 2025-01-10 | 2025-01-21 | 2026-01-21 | Solar Panels | Hanwha | Q.PEAK DUO BLK ML-G10+ 410 |  | 0.41 | 9 | 346 | 40 |  | Fixed | Roof
NJADRE1559015563 | Administratively Determined Incentive Program | Cranford | 7016 | 9.43 | Residential | Behind the Meter | Yes | Trinity Solar, LLC | PSE&G |  | Accepted | 2025-01-10 | 2025-01-21 | 2026-01-21 | Solar Panels | HANWHA | Q.PEAK DUO BLK ML-G10+ 410 |  | 0.41 | 4 | 308 | 42 |  | Fixed | Roof
NJADRE1559015563 | Administratively Determined Incentive Program | Cranford | 7016 | 9.43 | Residential | Behind the Meter | Yes | Trinity Solar, LLC | PSE&G |  | Accepted | 2025-01-10 | 2025-01-21 | 2026-01-21 | Solar Panels | HANWHA | Q.PEAK DUO BLK ML-G10+ 410 |  | 0.41 | 3 | 308 | 37 |  | Fixed | Roof
NJADRE1559015563 | Administratively Determined Incentive Program | Cranford | 7016 | 9.43 | Residential | Behind the Meter | Yes | Trinity Solar, LLC | PSE&G |  | Accepted | 2025-01-10 | 2025-01-21 | 2026-01-21 | Solar Panels | HANWHA | Q.PEAK DUO BLK ML-G10+ 410 |  | 0.41 | 4 | 128 | 22 |  | Fixed | Roof
NJADRE1559015563 | Administratively Determined Incentive Program | Cranford | 7016 | 9.43 | Residential | Behind the Meter | Yes | Trinity Solar, LLC | PSE&G |  | Accepted | 2025-01-10 | 2025-01-21 | 2026-01-21 | Inverters | Tesla (PV Only) | 1538000-45-X | 3800 |  | 2 |  |  | 0.97 |  | Outside
NJADRE1559015563 | Administratively Determined Incentive Program | Cranford | 7016 | 9.43 | Residential | Behind the Meter | Yes | Trinity Solar, LLC | PSE&G |  | Accepted | 2025-01-10 | 2025-01-21 | 2026-01-21 | Solar Panels | HANWHA | Q.PEAK DUO BLK ML-G10+ 410 |  | 0.41 | 8 | 308 | 42 |  | Fixed | Roof
NJADRE1559015563 | Administratively Determined Incentive Program | Cranford | 7016 | 9.43 | Residential | Behind the Meter | Yes | Trinity Solar, LLC | PSE&G |  | Accepted | 2025-01-10 | 2025-01-21 | 2026-01-21 | Solar Panels | HANWHA | Q.PEAK DUO BLK ML-G10+ 410 |  | 0.41 | 4 | 128 | 37 |  | Fixed | Roof
NJADRE1559015651 | Administratively Determined Incentive Program | Carneys Point | 8069 | 8.61 | Residential | Behind the Meter | Yes | Trinity Solar, LLC | AC Electric |  | Accepted | 2025-01-10 | 2025-01-20 | 2026-01-20 | Inverters | Solar Edge | USE7600H-USMNBL75 | 7600 |  | 1 |  |  | 0.97 |  | Outdoor
NJADRE1559015651 | Administratively Determined Incentive Program | Carneys Point | 8069 | 8.61 | Residential | Behind the Meter | Yes | Trinity Solar, LLC | AC Electric |  | Accepted | 2025-01-10 | 2025-01-20 | 2026-01-20 | Solar Panels | HANWHA | (Q.PEAK DUO BLK ML-G10+ 410) |  | 0.41 | 11 | 208 | 29 |  | Fixed | Roof
NJADRE1559015651 | Administratively Determined Incentive Program | Carneys Point | 8069 | 8.61 | Residential | Behind the Meter | Yes | Trinity Solar, LLC | AC Electric |  | Accepted | 2025-01-10 | 2025-01-20 | 2026-01-20 | Solar Panels | HANWHA | (Q.PEAK DUO BLK ML-G10+ 410) |  | 0.41 | 10 | 28 | 29 |  | Fixed | Roof
NJADRE1559016155 | Administratively Determined Incentive Program | PERTH AMBOY | 8861 | 2.87 | Residential | Behind the Meter | No | Sunrun Installation Services, Inc. | PSE&G |  | Accepted | 2025-01-13 | 2025-01-21 | 2026-01-21 | Solar Panels | Hanwha Q Cells | Q.PEAK DUO BLK ML-G10+ 410 |  | 0.41 | 7 | 279 | 40 |  | Fixed | Roof
NJADRE1559016155 | Administratively Determined Incentive Program | PERTH AMBOY | 8861 | 2.87 | Residential | Behind the Meter | No | Sunrun Installation Services, Inc. | PSE&G |  | Accepted | 2025-01-13 | 2025-01-21 | 2026-01-21 | Inverters | Growatt New Energy Technology Co Ltd | MIN 3800TL-XH-US | 3800 |  | 1 |  |  | 0.98 |  | Outdoor
NJADRE1559016177 | Administratively Determined Incentive Program | Clinton | 8809 | 9.84 | Residential | Behind the Meter | Yes | Pro Custom Solar dba Momentum Solar | JCP&L |  | Accepted | 2025-01-10 | 2025-01-21 | 2026-01-21 | Solar Panels | HANWHA | Q.PEAK DUO BLK ML-G10+ 410 |  | 0.41 | 6 | 273 | 30 |  | Fixed | Roof
NJADRE1559016177 | Administratively Determined Incentive Program | Clinton | 8809 | 9.84 | Residential | Behind the Meter | Yes | Pro Custom Solar dba Momentum Solar | JCP&L |  | Accepted | 2025-01-10 | 2025-01-21 | 2026-01-21 | Inverters | Enphase | IQ8HC-72-M-DOM-US | 380 |  | 24 |  |  | 0.97 |  | Outdoor
NJADRE1559016177 | Administratively Determined Incentive Program | Clinton | 8809 | 9.84 | Residential | Behind the Meter | Yes | Pro Custom Solar dba Momentum Solar | JCP&L |  | Accepted | 2025-01-10 | 2025-01-21 | 2026-01-21 | Solar Panels | HANWHA | Q.PEAK DUO BLK ML-G10+ 410 |  | 0.41 | 18 | 93 | 30 |  | Fixed | Roof
NJADRE1559016213 | Administratively Determined Incentive Program | Colonia | 7067 | 7.79 | Residential | Behind the Meter | No | Pro Custom Solar dba Momentum Solar | PSE&G |  | Accepted | 2025-01-10 | 2025-01-21 | 2026-01-21 | Inverters | ENPHASE | IQ8PLUS-72-2-US | 290 |  | 19 |  |  | 0.97 |  | Outdoor
NJADRE1559016213 | Administratively Determined Incentive Program | Colonia | 7067 | 7.79 | Residential | Behind the Meter | No | Pro Custom Solar dba Momentum Solar | PSE&G |  | Accepted | 2025-01-10 | 2025-01-21 | 2026-01-21 | Solar Panels | Hanwha | Q.PEAK DUO BLK ML-G10+410 |  | 0.41 | 19 | 159 | 21 |  | Fixed | Roof
NJADRE1559023657 | Administratively Determined Incentive Program | NEWARK | 7107 | 7.74 | Residential | Behind the Meter | Yes | PosiGen Developer, LLC | PSE&G |  | Accepted | 2025-01-11 | 2025-01-20 | 2026-01-20 | Solar Panels | SilFab Solar | SIL-430 QD |  | 0.43 | 18 | 111 | 4 |  | Fixed | Roof
NJADRE1559023657 | Administratively Determined Incentive Program | NEWARK | 7107 | 7.74 | Residential | Behind the Meter | Yes | PosiGen Developer, LLC | PSE&G |  | Accepted | 2025-01-11 | 2025-01-20 | 2026-01-20 | Inverters | SolarEdge | SE7600H-US | 7600 |  | 1 |  |  | 0 |  | Outside | within ten feet of meter
NJADRE1559023669 | Administratively Determined Incentive Program | SICKLERVILLE | 8081 | 5.81 | Residential | Behind the Meter | Yes | SunnyMac, LLC | AC Electric |  | Accepted | 2025-01-11 | 2025-01-21 | 2026-01-21 | Meters | SolarEdge Technologies Inc. | SolarEdge Built-in Consumption Monitor |  |  | 1 |  |  |  | Yes | Outdoor
NJADRE1559023669 | Administratively Determined Incentive Program | SICKLERVILLE | 8081 | 5.81 | Residential | Behind the Meter | Yes | SunnyMac, LLC | AC Electric |  | Accepted | 2025-01-11 | 2025-01-21 | 2026-01-21 | Solar Panels | Qcells | Q Peak Duo ML-G10+ 415 |  | 0.415 | 2 | 59.35 | 32 |  | Fixed | Roof
NJADRE1559023669 | Administratively Determined Incentive Program | SICKLERVILLE | 8081 | 5.81 | Residential | Behind the Meter | Yes | SunnyMac, LLC | AC Electric |  | Accepted | 2025-01-11 | 2025-01-21 | 2026-01-21 | Solar Panels | Qcells | Q Peak Duo ML-G10+ 415 |  | 0.415 | 12 | 239.35 | 33 |  | Fixed | Roof
NJADRE1559023669 | Administratively Determined Incentive Program | SICKLERVILLE | 8081 | 5.81 | Residential | Behind the Meter | Yes | SunnyMac, LLC | AC Electric |  | Accepted | 2025-01-11 | 2025-01-21 | 2026-01-21 | Inverters | SolarEdge Technologies Inc. | SE5700H-USMNUBL15 | 5700 |  | 1 |  |  | 0.99 |  | Outdoor
NJADRE1559023783 | Administratively Determined Incentive Program | NEWARK | 7108 | 7.47 | Residential | Behind the Meter | Yes | SunnyMac, LLC | PSE&G |  | Accepted | 2025-01-11 | 2025-01-21 | 2026-01-21 | Solar Panels | Qcells | Q Peak Duo ML-G10+ 415 |  | 0.415 | 18 | 196 | 25 |  | Fixed | Roof
NJADRE1559023783 | Administratively Determined Incentive Program | NEWARK | 7108 | 7.47 | Residential | Behind the Meter | Yes | SunnyMac, LLC | PSE&G |  | Accepted | 2025-01-11 | 2025-01-21 | 2026-01-21 | Meters | SolarEdge Technologies Inc. | SolarEdge Built-in Consumption Monitor |  |  | 1 |  |  |  | Yes | Outdoor
NJADRE1559023783 | Administratively Determined Incentive Program | NEWARK | 7108 | 7.47 | Residential | Behind the Meter | Yes | SunnyMac, LLC | PSE&G |  | Accepted | 2025-01-11 | 2025-01-21 | 2026-01-21 | Inverters | SolarEdge Technologies Inc. | SE5700H-USMNUBL75 | 5700 |  | 1 |  |  | 0.99 |  | Outdoor
NJADRE1559024518 | Administratively Determined Incentive Program | Union Twp | 7083 | 10.38 | Residential | Behind the Meter | No | SunPurity, LLC | PSE&G |  | Accepted | 2025-01-11 | 2025-01-24 | 2026-01-24 | Solar Panels | Hanwha Q.Cells | Q.PEAK DUO BLK-ML-G10+ 415W |  | 0.415 | 20 | 169 | 23 |  | Fixed | Roof
NJADRE1559024518 | Administratively Determined Incentive Program | Union Twp | 7083 | 10.38 | Residential | Behind the Meter | No | SunPurity, LLC | PSE&G |  | Accepted | 2025-01-11 | 2025-01-24 | 2026-01-24 | Solar Panels | Hanwha Q.Cells | Q.PEAK DUO BLK-ML-G10+ 415W |  | 0.415 | 5 | 349 | 23 |  | Fixed | Roof
NJADRE1559024518 | Administratively Determined Incentive Program | Union Twp | 7083 | 10.38 | Residential | Behind the Meter | No | SunPurity, LLC | PSE&G |  | Accepted | 2025-01-11 | 2025-01-24 | 2026-01-24 | Inverters | Solaredge | SE7600H-US | 7600 |  | 1 |  |  | 0.99 |  | Outdoor
NJADRE1559025805 | Administratively Determined Incentive Program | Magnolia Boro | 8049 | 12.3 | Residential | Behind the Meter | No | SunPurity LLC | PSE&G |  | Accepted | 2025-01-12 | 2025-01-21 | 2026-01-21 | Solar Panels | Hanwha Q.Cells | Q.PEAK DUO L-G6 410W |  | 0.41 | 14 | 76 | 35 |  | Fixed | Roof
NJADRE1559025805 | Administratively Determined Incentive Program | Magnolia Boro | 8049 | 12.3 | Residential | Behind the Meter | No | SunPurity LLC | PSE&G |  | Accepted | 2025-01-12 | 2025-01-21 | 2026-01-21 | Inverters | Solaredge | SE10000H-US | 10000 |  | 1 |  |  | 0.99 |  | Outdoor
NJADRE1559025805 | Administratively Determined Incentive Program | Magnolia Boro | 8049 | 12.3 | Residential | Behind the Meter | No | SunPurity LLC | PSE&G |  | Accepted | 2025-01-12 | 2025-01-21 | 2026-01-21 | Solar Panels | Hanwha Q.Cells | Q.PEAK DUO L-G6 410W |  | 0.41 | 12 | 256 | 35 |  | Fixed | Roof
NJADRE1559025805 | Administratively Determined Incentive Program | Magnolia Boro | 8049 | 12.3 | Residential | Behind the Meter | No | SunPurity LLC | PSE&G |  | Accepted | 2025-01-12 | 2025-01-21 | 2026-01-21 | Solar Panels | Hanwha Q.Cells | Q.PEAK DUO L-G6 410W |  | 0.41 | 4 | 256 | 12 |  | Fixed | Roof
NJADRE1559025807 | Administratively Determined Incentive Program | Millville | 8332 | 8.91 | Residential | Behind the Meter | No | SunPurity LLC | AC Electric |  | Accepted | 2025-01-12 | 2025-01-21 | 2026-01-21 | Inverters | Solaredge | SE7600H-US000BEI4 | 7600 |  | 1 |  |  | 0.99 |  | Outdoor
NJADRE1559025807 | Administratively Determined Incentive Program | Millville | 8332 | 8.91 | Residential | Behind the Meter | No | SunPurity LLC | AC Electric |  | Accepted | 2025-01-12 | 2025-01-21 | 2026-01-21 | Solar Panels | Hanwha Q.Cells | Q.PEAK DUO L-G6 405 |  | 0.405 | 22 | 75 | 22 |  | Fixed | Roof
NJADRE1559025811 | Administratively Determined Incentive Program | Toms River | 8753 | 10.25 | Residential | Behind the Meter | No | SunPurity LLC | JCP&L |  | Accepted | 2025-01-12 | 2025-01-21 | 2026-01-21 | Solar Panels | Hanwha Q.Cells | Q.PEAK DUO L-G6 410 |  | 0.41 | 25 | 153 | 17 |  | Fixed | Roof
NJADRE1559025811 | Administratively Determined Incentive Program | Toms River | 8753 | 10.25 | Residential | Behind the Meter | No | SunPurity LLC | JCP&L |  | Accepted | 2025-01-12 | 2025-01-21 | 2026-01-21 | Inverters | Solaredge | SE10000H-US | 10000 |  | 1 |  |  | 0.99 |  | Outdoor
NJADRE1559026674 | Administratively Determined Incentive Program | LINDENWOLD | 8021 | 11.05 | Residential | Behind the Meter | Yes | Whitman Construction, LLC | AC Electric |  | Accepted | 2025-01-13 | 2025-01-21 | 2026-01-21 | Inverters | ENPHASE | IQ8PLUS-72-2-US | 290 |  | 26 |  |  | 0.975 |  | Outdoor
NJADRE1559026674 | Administratively Determined Incentive Program | LINDENWOLD | 8021 | 11.05 | Residential | Behind the Meter | Yes | Whitman Construction, LLC | AC Electric |  | Accepted | 2025-01-13 | 2025-01-21 | 2026-01-21 | Solar Panels | Trina Solar | TSM-425NE09RC.05 |  | 0.425 | 20 | 202 | 14 |  | Fixed | Roof
NJADRE1559026674 | Administratively Determined Incentive Program | LINDENWOLD | 8021 | 11.05 | Residential | Behind the Meter | Yes | Whitman Construction, LLC | AC Electric |  | Accepted | 2025-01-13 | 2025-01-21 | 2026-01-21 | Solar Panels | Trina Solar | TSM-425NE09RC.05 |  | 0.425 | 6 | 202 | 20 |  | Fixed | Roof
NJADRE1559026676 | Administratively Determined Incentive Program | MONROE TOWNSHIP | 8831 | 12.3 | Residential | Behind the Meter | Yes | Sunrun Installation Services, Inc. | JCP&L |  | Accepted | 2025-01-13 | 2025-01-21 | 2026-01-21 | Solar Panels | Hanwha Q-Cells | Q.PEAK DUO BLK ML-G10+ 410 |  | 0.41 | 6 | 172 | 33 |  | Fixed | Roof
NJADRE1559026676 | Administratively Determined Incentive Program | MONROE TOWNSHIP | 8831 | 12.3 | Residential | Behind the Meter | Yes | Sunrun Installation Services, Inc. | JCP&L |  | Accepted | 2025-01-13 | 2025-01-21 | 2026-01-21 | Inverters | SolarEdge Technologies | SE10000H-USMN | 10000 |  | 1 |  |  | 0.99 |  | Outdoor | Next to meter
NJADRE1559026676 | Administratively Determined Incentive Program | MONROE TOWNSHIP | 8831 | 12.3 | Residential | Behind the Meter | Yes | Sunrun Installation Services, Inc. | JCP&L |  | Accepted | 2025-01-13 | 2025-01-21 | 2026-01-21 | Solar Panels | Hanwha Q-Cells | Q.PEAK DUO BLK ML-G10+ 410 |  | 0.41 | 6 | 263 | 37 |  | Fixed | Roof
NJADRE1559026676 | Administratively Determined Incentive Program | MONROE TOWNSHIP | 8831 | 12.3 | Residential | Behind the Meter | Yes | Sunrun Installation Services, Inc. | JCP&L |  | Accepted | 2025-01-13 | 2025-01-21 | 2026-01-21 | Solar Panels | Hanwha Q-Cells | Q.PEAK DUO BLK ML-G10+ 410 |  | 0.41 | 12 | 84 | 39 |  | Fixed | Roof
NJADRE1559026676 | Administratively Determined Incentive Program | MONROE TOWNSHIP | 8831 | 12.3 | Residential | Behind the Meter | Yes | Sunrun Installation Services, Inc. | JCP&L |  | Accepted | 2025-01-13 | 2025-01-21 | 2026-01-21 | Solar Panels | Hanwha Q-Cells | Q.PEAK DUO BLK ML-G10+ 410 |  | 0.41 | 6 | 352 | 34 |  | Fixed | Roof
NJADRE1559026710 | Administratively Determined Incentive Program | Edison | 8820 | 10.13 | Residential | Behind the Meter | Yes | Big Wave Roofing and Solar, LLC | PSE&G |  | Accepted | 2025-01-13 | 2025-01-21 | 2026-01-21 | Solar Panels | JA Solar | JAM54S31 405/MR |  | 0.405 | 8 | 173 | 22 |  | Fixed | Roof
NJADRE1559026710 | Administratively Determined Incentive Program | Edison | 8820 | 10.13 | Residential | Behind the Meter | Yes | Big Wave Roofing and Solar, LLC | PSE&G |  | Accepted | 2025-01-13 | 2025-01-21 | 2026-01-21 | Solar Panels | JA Solar | JAM54S31 405/MR |  | 0.405 | 12 | 173 | 22 |  | Fixed | Roof
NJADRE1559026710 | Administratively Determined Incentive Program | Edison | 8820 | 10.13 | Residential | Behind the Meter | Yes | Big Wave Roofing and Solar, LLC | PSE&G |  | Accepted | 2025-01-13 | 2025-01-21 | 2026-01-21 | Solar Panels | JA Solar | JAM54S31 405/MR |  | 0.405 | 5 | 353 | 22 |  | Fixed | Roof
NJADRE1559026710 | Administratively Determined Incentive Program | Edison | 8820 | 10.13 | Residential | Behind the Meter | Yes | Big Wave Roofing and Solar, LLC | PSE&G |  | Accepted | 2025-01-13 | 2025-01-21 | 2026-01-21 | Inverters | Enphase | IQ8PLUS-72-2-US | 290 |  | 25 |  |  | 0.98 |  | Outside
NJADRE1559026769 | Administratively Determined Incentive Program | Williamstown | 8094 | 18.7 | Residential | Behind the Meter | Yes | Power Energy Solutions, LLC | AC Electric |  | Accepted | 2025-01-13 | 2025-01-21 | 2026-01-21 | Inverters | SolarEdge | SE7600H-US | 8 |  | 1 |  |  | 0.97 |  | Outdoor
NJADRE1559026769 | Administratively Determined Incentive Program | Williamstown | 8094 | 18.7 | Residential | Behind the Meter | Yes | Power Energy Solutions, LLC | AC Electric |  | Accepted | 2025-01-13 | 2025-01-21 | 2026-01-21 | Solar Panels | Trina Solar | TSM-425NE09RC.05 |  | 0.425 | 22 | 264 | 16 |  | Fixed | Roof
NJADRE1559026769 | Administratively Determined Incentive Program | Williamstown | 8094 | 18.7 | Residential | Behind the Meter | Yes | Power Energy Solutions, LLC | AC Electric |  | Accepted | 2025-01-13 | 2025-01-21 | 2026-01-21 | Inverters | SolarEdge | SE6000H-US | 6 |  | 1 |  |  | 0.97 |  | Outdoor
NJADRE1559026769 | Administratively Determined Incentive Program | Williamstown | 8094 | 18.7 | Residential | Behind the Meter | Yes | Power Energy Solutions, LLC | AC Electric |  | Accepted | 2025-01-13 | 2025-01-21 | 2026-01-21 | Solar Panels | Trina Solar | TSM-425NE09RC.05 |  | 0.425 | 18 | 84 | 16 |  | Fixed | Roof
NJADRE1559026769 | Administratively Determined Incentive Program | Williamstown | 8094 | 18.7 | Residential | Behind the Meter | Yes | Power Energy Solutions, LLC | AC Electric |  | Accepted | 2025-01-13 | 2025-01-21 | 2026-01-21 | Solar Panels | Trina Solar | TSM-425NE09RC.05 |  | 0.425 | 4 | 174 | 30 |  | Fixed | Roof
NJADRE1559026817 | Administratively Determined Incentive Program | Franklin Twp | 8873 | 16.4 | Residential | Behind the Meter | Yes | Sunrun Installation Services, Inc. | PSE&G |  | Accepted | 2025-01-13 | 2025-01-21 | 2026-01-21 | Inverters | SolarEdge Technologies | SE3800H-USMN | 3800 |  | 1 |  |  | 0.99 |  | Outdoor | Next to meter
NJADRE1559026817 | Administratively Determined Incentive Program | Franklin Twp | 8873 | 16.4 | Residential | Behind the Meter | Yes | Sunrun Installation Services, Inc. | PSE&G |  | Accepted | 2025-01-13 | 2025-01-21 | 2026-01-21 | Solar Panels | Hanwha Q-Cells | Q.PEAK DUO BLK ML-G10+ 410 |  | 0.41 | 11 | 283 | 30 |  | Fixed | Roof
NJADRE1559026817 | Administratively Determined Incentive Program | Franklin Twp | 8873 | 16.4 | Residential | Behind the Meter | Yes | Sunrun Installation Services, Inc. | PSE&G |  | Accepted | 2025-01-13 | 2025-01-21 | 2026-01-21 | Inverters | SolarEdge Technologies | SE7600H-USMN | 7600 |  | 1 |  |  | 0.99 |  | Outdoor | Next to meter
NJADRE1559026817 | Administratively Determined Incentive Program | Franklin Twp | 8873 | 16.4 | Residential | Behind the Meter | Yes | Sunrun Installation Services, Inc. | PSE&G |  | Accepted | 2025-01-13 | 2025-01-21 | 2026-01-21 | Solar Panels | Hanwha Q-Cells | Q.PEAK DUO BLK ML-G10+ 410 |  | 0.41 | 19 | 193 | 30 |  | Fixed | Roof
NJADRE1559026817 | Administratively Determined Incentive Program | Franklin Twp | 8873 | 16.4 | Residential | Behind the Meter | Yes | Sunrun Installation Services, Inc. | PSE&G |  | Accepted | 2025-01-13 | 2025-01-21 | 2026-01-21 | Solar Panels | Hanwha Q-Cells | Q.PEAK DUO BLK ML-G10+ 410 |  | 0.41 | 10 | 13 | 30 |  | Fixed | Roof
NJADRE1559026824 | Administratively Determined Incentive Program | GALLOWAY | 8205 | 4.92 | Residential | Behind the Meter | Yes | Sunrun Installation Services, Inc. | AC Electric |  | Accepted | 2025-01-13 | 2025-01-21 | 2026-01-21 | Solar Panels | Hanwha Q Cells | Q.PEAK DUO BLK ML-G10+ 410 |  | 0.41 | 12 | 46 | 22 |  | Fixed | Roof
NJADRE1559026824 | Administratively Determined Incentive Program | GALLOWAY | 8205 | 4.92 | Residential | Behind the Meter | Yes | Sunrun Installation Services, Inc. | AC Electric |  | Accepted | 2025-01-13 | 2025-01-21 | 2026-01-21 | Inverters | SolarEdge Technologies | SE3800H-USMN | 3800 |  | 1 |  |  | 0.99 |  | Outdoor
NJADRE1559026828 | Administratively Determined Incentive Program | Hillsborough | 8844 | 20.34 | Residential | Behind the Meter | No | Green Power Energy, LLC | PSE&G |  | Accepted | 2025-01-13 | 2025-01-22 | 2026-01-22 | Inverters | Enphase Energy | IQ8M-72-2-US [240V] | 325 |  | 49 |  |  | 0.98 |  | Outside | Roof
NJADRE1559026828 | Administratively Determined Incentive Program | Hillsborough | 8844 | 20.34 | Residential | Behind the Meter | No | Green Power Energy, LLC | PSE&G |  | Accepted | 2025-01-13 | 2025-01-22 | 2026-01-22 | Solar Panels | Hanwha | Q.PEAK DUO BLK ML-G10+ 415 |  | 0.415 | 11 | 40 | 45 |  | Fixed | Roof
NJADRE1559026828 | Administratively Determined Incentive Program | Hillsborough | 8844 | 20.34 | Residential | Behind the Meter | No | Green Power Energy, LLC | PSE&G |  | Accepted | 2025-01-13 | 2025-01-22 | 2026-01-22 | Solar Panels | Hanwha | Q.PEAK DUO BLK ML-G10+ 415 |  | 0.415 | 3 | 40 | 27 |  | Fixed | Roof
NJADRE1559026828 | Administratively Determined Incentive Program | Hillsborough | 8844 | 20.34 | Residential | Behind the Meter | No | Green Power Energy, LLC | PSE&G |  | Accepted | 2025-01-13 | 2025-01-22 | 2026-01-22 | Solar Panels | Hanwha | Q.PEAK DUO BLK ML-G10+ 415 |  | 0.415 | 25 | 130 | 37 |  | Fixed | Roof
NJADRE1559026828 | Administratively Determined Incentive Program | Hillsborough | 8844 | 20.34 | Residential | Behind the Meter | No | Green Power Energy, LLC | PSE&G |  | Accepted | 2025-01-13 | 2025-01-22 | 2026-01-22 | Solar Panels | Hanwha | Q.PEAK DUO BLK ML-G10+ 415 |  | 0.415 | 10 | 220 | 45 |  | Fixed | Roof
NJADRE1559026855 | Administratively Determined Incentive Program | Bridgeton | 8302 | 9.43 | Residential | Behind the Meter | Yes | Zenergy Solar, LLC | AC Electric |  | Accepted | 2025-01-13 | 2025-01-21 | 2026-01-21 | Inverters | Enphase Energy | IQ8PLUS-72-2-US | 290 |  | 23 |  |  | 0.99 |  | Outside
NJADRE1559026855 | Administratively Determined Incentive Program | Bridgeton | 8302 | 9.43 | Residential | Behind the Meter | Yes | Zenergy Solar, LLC | AC Electric |  | Accepted | 2025-01-13 | 2025-01-21 | 2026-01-21 | Solar Panels | Silfab | SIL-410HC+ |  | 0.41 | 23 | 176 | 23 |  | Fixed | Roof
NJADRE1559026902 | Administratively Determined Incentive Program | Egg Harbor Township | 8234 | 4.51 | Residential | Behind the Meter | Yes | Trinity Solar, LLC | AC Electric |  | Accepted | 2025-01-13 | 2025-01-21 | 2026-01-21 | Solar Panels | HANWHA | Q.PEAK DUO BLK ML-G10+ 410 |  | 0.41 | 11 | 170 | 18 |  | Fixed | Roof
NJADRE1559026902 | Administratively Determined Incentive Program | Egg Harbor Township | 8234 | 4.51 | Residential | Behind the Meter | Yes | Trinity Solar, LLC | AC Electric |  | Accepted | 2025-01-13 | 2025-01-21 | 2026-01-21 | Inverters | Tesla (PV Only) | 1538000-45-X | 3800 |  | 1 |  |  | 0.97 |  | Outside
NJADRE1559026941 | Administratively Determined Incentive Program | HILLSBOROUGH | 8844 | 7.06 | Residential | Behind the Meter | No | Powur, PBC | PSE&G |  | Accepted | 2025-01-13 | 2025-01-22 | 2026-01-22 | Inverters | Tesla | TESLA POWERWALL 3 | 13 |  | 1 |  |  | 0.99 |  | Outside
NJADRE1559026941 | Administratively Determined Incentive Program | HILLSBOROUGH | 8844 | 7.06 | Residential | Behind the Meter | No | Powur, PBC | PSE&G |  | Accepted | 2025-01-13 | 2025-01-22 | 2026-01-22 | Solar Panels | HANWHA Q-CELLS | Q.PEAK DUO BLK ML-G10+ 415 |  | 0.415 | 13 | 206 | 40 |  | Fixed | Roof
NJADRE1559026941 | Administratively Determined Incentive Program | HILLSBOROUGH | 8844 | 7.06 | Residential | Behind the Meter | No | Powur, PBC | PSE&G |  | Accepted | 2025-01-13 | 2025-01-22 | 2026-01-22 | Solar Panels | HANWHA Q-CELLS | Q.PEAK DUO BLK ML-G10+ 415 |  | 0.415 | 4 | 26 | 40 |  | Fixed | Roof
NJADRE1559027142 | Administratively Determined Incentive Program | WOODBURY | 8096 | 8.61 | Residential | Behind the Meter | Yes | Sunrun Installation Services, Inc. | PSE&G |  | Accepted | 2025-01-13 | 2025-01-21 | 2026-01-21 | Solar Panels | Hanwha Q-Cells | Q.PEAK DUO BLK ML-G10+ 410 |  | 0.41 | 12 | 98 | 27 |  | Fixed | Roof
NJADRE1559027142 | Administratively Determined Incentive Program | WOODBURY | 8096 | 8.61 | Residential | Behind the Meter | Yes | Sunrun Installation Services, Inc. | PSE&G |  | Accepted | 2025-01-13 | 2025-01-21 | 2026-01-21 | Inverters | SolarEdge Technologies | SE5700H-USMN | 5760 |  | 1 |  |  | 0.99 |  | Outdoor | Next to meter
NJADRE1559027142 | Administratively Determined Incentive Program | WOODBURY | 8096 | 8.61 | Residential | Behind the Meter | Yes | Sunrun Installation Services, Inc. | PSE&G |  | Accepted | 2025-01-13 | 2025-01-21 | 2026-01-21 | Solar Panels | Hanwha Q-Cells | Q.PEAK DUO BLK ML-G10+ 410 |  | 0.41 | 9 | 278 | 27 |  | Fixed | Roof
NJADRE1559027332 | Administratively Determined Incentive Program | Morristown | 7960 | 8.2 | Residential | Behind the Meter | Yes | Sunrun Installation Services, Inc. | JCP&L |  | Accepted | 2025-01-13 | 2025-01-23 | 2026-01-23 | Solar Panels | Hanwha Q-Cells | Q.PEAK DUO BLK ML-G10+ 410 |  | 0.41 | 20 | 106 | 25 |  | Fixed | Roof
NJADRE1559027332 | Administratively Determined Incentive Program | Morristown | 7960 | 8.2 | Residential | Behind the Meter | Yes | Sunrun Installation Services, Inc. | JCP&L |  | Accepted | 2025-01-13 | 2025-01-23 | 2026-01-23 | Inverters | SolarEdge Technologies | SE5700H-USMN | 5760 |  | 1 |  |  | 0.99 |  | Outdoor | Next to meter
NJADRE1559027368 | Administratively Determined Incentive Program | Jersey City | 7304 | 6.97 | Residential | Behind the Meter | Yes | Freedom Forever New Jersey, LLC | PSE&G |  | Accepted | 2025-01-13 | 2025-01-23 | 2026-01-23 | Solar Panels | Hanwha | Q.PEAK DUO BLK ML-G10+ 410 |  | 0.41 | 17 | 215 | 2 |  | Fixed | Roof
NJADRE1559027368 | Administratively Determined Incentive Program | Jersey City | 7304 | 6.97 | Residential | Behind the Meter | Yes | Freedom Forever New Jersey, LLC | PSE&G |  | Accepted | 2025-01-13 | 2025-01-23 | 2026-01-23 | Inverters | Solar Edge | USE5700H-USMNBL75 | 5700 |  | 1 |  |  | 0.99 |  | Outdoor
NJADRE1559027437 | Administratively Determined Incentive Program | Galloway | 8205 | 5.33 | Residential | Behind the Meter | Yes | Sunrun Installation Services, Inc. | AC Electric |  | Accepted | 2025-01-13 | 2025-01-23 | 2026-01-23 | Solar Panels | Hanwha Q-Cells | Q.PEAK DUO BLK ML-G10+ 410 |  | 0.41 | 4 | 223 | 21 |  | Fixed | Roof
NJADRE1559027437 | Administratively Determined Incentive Program | Galloway | 8205 | 5.33 | Residential | Behind the Meter | Yes | Sunrun Installation Services, Inc. | AC Electric |  | Accepted | 2025-01-13 | 2025-01-23 | 2026-01-23 | Solar Panels | Hanwha Q-Cells | Q.PEAK DUO BLK ML-G10+ 410 |  | 0.41 | 9 | 222 | 33 |  | Fixed | Roof
NJADRE1559027437 | Administratively Determined Incentive Program | Galloway | 8205 | 5.33 | Residential | Behind the Meter | Yes | Sunrun Installation Services, Inc. | AC Electric |  | Accepted | 2025-01-13 | 2025-01-23 | 2026-01-23 | Inverters | SolarEdge Technologies | SE3800H-USMN | 3800 |  | 1 |  |  | 0.99 |  | Outdoor | Next to meter
NJADRE1559027872 | Administratively Determined Incentive Program | Mullica HIll | 8062 | 15.99 | Residential | Behind the Meter | No | Tesla Energy Operations, Inc. | AC Electric |  | Accepted | 2025-01-13 | 2025-01-22 | 2026-01-22 | Inverters | Tesla | 1707000-XX-Y | 11500 |  | 1 |  |  | 0.98 |  | Outside
NJADRE1559027872 | Administratively Determined Incentive Program | Mullica HIll | 8062 | 15.99 | Residential | Behind the Meter | No | Tesla Energy Operations, Inc. | AC Electric |  | Accepted | 2025-01-13 | 2025-01-22 | 2026-01-22 | Solar Panels | Hanwha | Q.PEAK DUO BLK ML-G10.a+/TS 410 |  | 0.41 | 4 | 152 | 37 |  | Fixed | Roof
NJADRE1559027872 | Administratively Determined Incentive Program | Mullica HIll | 8062 | 15.99 | Residential | Behind the Meter | No | Tesla Energy Operations, Inc. | AC Electric |  | Accepted | 2025-01-13 | 2025-01-22 | 2026-01-22 | Electric Storage Battery | Tesla | Powerwall 3 |  |  | 2 |  |  |  | Lithium Ion |  | Outside
NJADRE1559027872 | Administratively Determined Incentive Program | Mullica HIll | 8062 | 15.99 | Residential | Behind the Meter | No | Tesla Energy Operations, Inc. | AC Electric |  | Accepted | 2025-01-13 | 2025-01-22 | 2026-01-22 | Solar Panels | Hanwha | Q.PEAK DUO BLK ML-G10.a+/TS 410 |  | 0.41 | 35 | 152 | 36 |  | Fixed | Roof
NJADRE1559027884 | Administratively Determined Incentive Program | MILLVILLE | 8332 | 4.51 | Residential | Behind the Meter | Yes | Sunrun Installation Services, Inc. | AC Electric |  | Accepted | 2025-01-13 | 2025-01-22 | 2026-01-22 | Inverters | SolarEdge Technologies | SE3800H-USMN | 3800 |  | 1 |  |  | 0.99 |  | Outdoor | Next to meter
NJADRE1559027884 | Administratively Determined Incentive Program | MILLVILLE | 8332 | 4.51 | Residential | Behind the Meter | Yes | Sunrun Installation Services, Inc. | AC Electric |  | Accepted | 2025-01-13 | 2025-01-22 | 2026-01-22 | Solar Panels | Hanwha Q-Cells | Q.PEAK DUO BLK ML-G10+ 410 |  | 0.41 | 11 | 239 | 18 |  | Fixed | Roof
NJADRE1559027931 | Administratively Determined Incentive Program | Newark | 7106 | 7.79 | Residential | Behind the Meter | Yes | Pro Custom Solar dba Momentum Solar | PSE&G |  | Accepted | 2025-01-13 | 2025-01-22 | 2026-01-22 | Solar Panels | HANWHA | Q.PEAK DUO BLK ML-G10+ 410 |  | 0.41 | 9 | 114 | 25 |  | Fixed | Roof
NJADRE1559027931 | Administratively Determined Incentive Program | Newark | 7106 | 7.79 | Residential | Behind the Meter | Yes | Pro Custom Solar dba Momentum Solar | PSE&G |  | Accepted | 2025-01-13 | 2025-01-22 | 2026-01-22 | Solar Panels | HANWHA | Q.PEAK DUO BLK ML-G10+ 410 |  | 0.41 | 10 | 294 | 25 |  | Fixed | Roof
NJADRE1559027931 | Administratively Determined Incentive Program | Newark | 7106 | 7.79 | Residential | Behind the Meter | Yes | Pro Custom Solar dba Momentum Solar | PSE&G |  | Accepted | 2025-01-13 | 2025-01-22 | 2026-01-22 | Inverters | Enphase | IQ8HC-72-M-DOM-US | 380 |  | 19 |  |  | 0.97 |  | Outdoor
NJADRE1559027964 | Administratively Determined Incentive Program | WYCKOFF | 7481 | 7.7 | Residential | Behind the Meter | Yes | Freedom Forever New Jersey, LLC | Orange Rockland Electric |  | Accepted | 2025-01-13 | 2025-01-22 | 2026-01-22 | Solar Panels | JINKO SOLAR | JKM385M-6RL3-B |  | 0.385 | 5 | 321 | 22 |  | Fixed | Roof
NJADRE1559027964 | Administratively Determined Incentive Program | WYCKOFF | 7481 | 7.7 | Residential | Behind the Meter | Yes | Freedom Forever New Jersey, LLC | Orange Rockland Electric |  | Accepted | 2025-01-13 | 2025-01-22 | 2026-01-22 | Inverters | Solar Edge | SE6000H-USRGM | 6000 |  | 1 |  |  | 0.99 |  | Outside
NJADRE1559027964 | Administratively Determined Incentive Program | WYCKOFF | 7481 | 7.7 | Residential | Behind the Meter | Yes | Freedom Forever New Jersey, LLC | Orange Rockland Electric |  | Accepted | 2025-01-13 | 2025-01-22 | 2026-01-22 | Solar Panels | JINKO SOLAR | JKM385M-6RL3-B |  | 0.385 | 7 | 140 | 22 |  | Fixed | Roof
NJADRE1559027964 | Administratively Determined Incentive Program | WYCKOFF | 7481 | 7.7 | Residential | Behind the Meter | Yes | Freedom Forever New Jersey, LLC | Orange Rockland Electric |  | Accepted | 2025-01-13 | 2025-01-22 | 2026-01-22 | Solar Panels | JINKO SOLAR | JKM385M-6RL3-B |  | 0.385 | 4 | 49 | 33 |  | Fixed | Roof
NJADRE1559027964 | Administratively Determined Incentive Program | WYCKOFF | 7481 | 7.7 | Residential | Behind the Meter | Yes | Freedom Forever New Jersey, LLC | Orange Rockland Electric |  | Accepted | 2025-01-13 | 2025-01-22 | 2026-01-22 | Solar Panels | JINKO SOLAR | JKM385M-6RL3-B |  | 0.385 | 4 | 230 | 26 |  | Fixed | Roof
NJADRE1559028007 | Administratively Determined Incentive Program | North Bergen | 7047 | 0.82 | Residential | Behind the Meter | Yes | Pro Custom Solar dba Momentum Solar | PSE&G |  | Accepted | 2025-01-13 | 2025-01-22 | 2026-01-22 | Solar Panels | hanwha | q.peak duo blk ml-g10+410 |  | 0.41 | 2 | 31 | 8 |  | Fixed | Roof
NJADRE1559028007 | Administratively Determined Incentive Program | North Bergen | 7047 | 0.82 | Residential | Behind the Meter | Yes | Pro Custom Solar dba Momentum Solar | PSE&G |  | Accepted | 2025-01-13 | 2025-01-22 | 2026-01-22 | Inverters | ENPHASE | iq8mc-72-m-us | 320 |  | 2 |  |  | 0.97 |  | Outdoor
NJADRE1559028012 | Administratively Determined Incentive Program | South Hackensack Township | 7606 | 15.96 | Residential | Behind the Meter | No | Public Service Solar, LLC | PSE&G |  | Accepted | 2025-01-13 | 2025-01-22 | 2026-01-22 | Inverters | Enphase | iQ8HC-72-M-US | 380 |  | 38 |  |  | 0.96 |  | Outdoor | Under panel
NJADRE1559028012 | Administratively Determined Incentive Program | South Hackensack Township | 7606 | 15.96 | Residential | Behind the Meter | No | Public Service Solar, LLC | PSE&G |  | Accepted | 2025-01-13 | 2025-01-22 | 2026-01-22 | Solar Panels | Panasonic | EVPV420HK2 |  | 0.42 | 12 | 253 | 63 |  | Fixed | Roof
NJADRE1559028012 | Administratively Determined Incentive Program | South Hackensack Township | 7606 | 15.96 | Residential | Behind the Meter | No | Public Service Solar, LLC | PSE&G |  | Accepted | 2025-01-13 | 2025-01-22 | 2026-01-22 | Solar Panels | Panasonic | EVPV420HK2 |  | 0.42 | 19 | 73 | 24 |  | Fixed | Roof
NJADRE1559028012 | Administratively Determined Incentive Program | South Hackensack Township | 7606 | 15.96 | Residential | Behind the Meter | No | Public Service Solar, LLC | PSE&G |  | Accepted | 2025-01-13 | 2025-01-22 | 2026-01-22 | Solar Panels | Panasonic | EVPV420HK2 |  | 0.42 | 7 | 163 | 24 |  | Fixed | Roof
NJADRE1559028022 | Administratively Determined Incentive Program | LAMBERTVILLE | 8530 | 13.12 | Residential | Behind the Meter | No | Tesla Energy Operations, Inc. | JCP&L |  | Accepted | 2025-01-13 | 2025-01-22 | 2026-01-22 | Solar Panels | Hanwha | Q.PEAK DUO BLK ML-G10.a+/TS 410 |  | 0.41 | 4 | 37 | 30 |  | Fixed | Roof
NJADRE1559028022 | Administratively Determined Incentive Program | LAMBERTVILLE | 8530 | 13.12 | Residential | Behind the Meter | No | Tesla Energy Operations, Inc. | JCP&L |  | Accepted | 2025-01-13 | 2025-01-22 | 2026-01-22 | Solar Panels | Hanwha | Q.PEAK DUO BLK ML-G10.a+/TS 410 |  | 0.41 | 4 | 37 | 30 |  | Fixed | Roof
NJADRE1559028022 | Administratively Determined Incentive Program | LAMBERTVILLE | 8530 | 13.12 | Residential | Behind the Meter | No | Tesla Energy Operations, Inc. | JCP&L |  | Accepted | 2025-01-13 | 2025-01-22 | 2026-01-22 | Inverters | Tesla | 1707000-XX-Y | 11500 |  | 1 |  |  | 0.98 |  | Outside
NJADRE1559028022 | Administratively Determined Incentive Program | LAMBERTVILLE | 8530 | 13.12 | Residential | Behind the Meter | No | Tesla Energy Operations, Inc. | JCP&L |  | Accepted | 2025-01-13 | 2025-01-22 | 2026-01-22 | Electric Storage Battery | Tesla | Powerwall 3 |  |  | 2 |  |  |  | Lithium Ion |  | Outside
NJADRE1559028022 | Administratively Determined Incentive Program | LAMBERTVILLE | 8530 | 13.12 | Residential | Behind the Meter | No | Tesla Energy Operations, Inc. | JCP&L |  | Accepted | 2025-01-13 | 2025-01-22 | 2026-01-22 | Solar Panels | Hanwha | Q.PEAK DUO BLK ML-G10.a+/TS 410 |  | 0.41 | 24 | 217 | 30 |  | Fixed | Roof
NJADRE1559028204 | Administratively Determined Incentive Program | HAMILTON | 8330 | 10.08 | Residential | Behind the Meter | No | Public Service Solar, LLC | AC Electric |  | Accepted | 2025-01-13 | 2025-01-22 | 2026-01-22 | Solar Panels | Panasonic | EVPV420HK2 |  | 0.42 | 12 | 65 | 30 |  | Fixed | Roof
NJADRE1559028204 | Administratively Determined Incentive Program | HAMILTON | 8330 | 10.08 | Residential | Behind the Meter | No | Public Service Solar, LLC | AC Electric |  | Accepted | 2025-01-13 | 2025-01-22 | 2026-01-22 | Solar Panels | Panasonic | EVPV420HK2 |  | 0.42 | 12 | 245 | 30 |  | Fixed | Roof
NJADRE1559028204 | Administratively Determined Incentive Program | HAMILTON | 8330 | 10.08 | Residential | Behind the Meter | No | Public Service Solar, LLC | AC Electric |  | Accepted | 2025-01-13 | 2025-01-22 | 2026-01-22 | Inverters | Enphase | iQ8HC-72-M-US | 380 |  | 24 |  |  | 0.96 |  | Outdoor | Under panel
NJADRE1559028354 | Administratively Determined Incentive Program | BASKING RIDGE | 7920 | 7.91 | Residential | Behind the Meter | No | GAF Energy | JCP&L |  | Accepted | 2025-01-13 | 2025-01-22 | 2026-01-22 | Solar Panels | GAF Energy | TLS-1 |  | 0.046 | 32 | 151 | 40 |  | Fixed | Roof
NJADRE1559028354 | Administratively Determined Incentive Program | BASKING RIDGE | 7920 | 7.91 | Residential | Behind the Meter | No | GAF Energy | JCP&L |  | Accepted | 2025-01-13 | 2025-01-22 | 2026-01-22 | Solar Panels | GAF Energy | TLS-1 |  | 0.046 | 140 | 241 | 47 |  | Fixed | Roof
NJADRE1559028354 | Administratively Determined Incentive Program | BASKING RIDGE | 7920 | 7.91 | Residential | Behind the Meter | No | GAF Energy | JCP&L |  | Accepted | 2025-01-13 | 2025-01-22 | 2026-01-22 | Inverters | Delta Electronics | M10-4-TL-US | 10000 |  | 1 |  |  | 0.975 |  | Outdoor
NJADRE1559030567 | Administratively Determined Incentive Program | SICKLERVILLE | 8081 | 8.93 | Residential | Behind the Meter | Yes | Whitman Construction LLC | AC Electric |  | Accepted | 2025-01-14 | 2025-02-10 | 2026-02-10 | Solar Panels | Trina Solar | TSM-425NE09RC.05 |  | 0.425 | 8 | 74 | 26 |  | Fixed | Roof
NJADRE1559030567 | Administratively Determined Incentive Program | SICKLERVILLE | 8081 | 8.93 | Residential | Behind the Meter | Yes | Whitman Construction LLC | AC Electric |  | Accepted | 2025-01-14 | 2025-02-10 | 2026-02-10 | Inverters | ENPHASE | IQ8PLUS-72-2-US | 290 |  | 21 |  |  | 0.975 |  | Outdoor
NJADRE1559030567 | Administratively Determined Incentive Program | SICKLERVILLE | 8081 | 8.93 | Residential | Behind the Meter | Yes | Whitman Construction LLC | AC Electric |  | Accepted | 2025-01-14 | 2025-02-10 | 2026-02-10 | Solar Panels | Trina Solar | TSM-425NE09RC.05 |  | 0.425 | 13 | 254 | 14 |  | Fixed | Roof
NJADRE1559030588 | Administratively Determined Incentive Program | Newark | 7107 | 5.74 | Residential | Behind the Meter | Yes | Trinity Solar, LLC | PSE&G |  | Accepted | 2025-01-14 | 2025-01-22 | 2026-01-22 | Inverters | Solar Edge | SE6000H-US | 6000 |  | 1 |  |  | 0.97 |  | Outside
NJADRE1559030588 | Administratively Determined Incentive Program | Newark | 7107 | 5.74 | Residential | Behind the Meter | Yes | Trinity Solar, LLC | PSE&G |  | Accepted | 2025-01-14 | 2025-01-22 | 2026-01-22 | Solar Panels | HANWHA | Q.PEAK DUO BLK ML-G10+ 410 |  | 0.41 | 14 | 111 | 4 |  | Fixed | Roof
NJADRE1559031047 | Administratively Determined Incentive Program | Mays Landing | 8330 | 6.38 | Residential | Behind the Meter | Yes | Sun Up Zero Down, LLC | AC Electric |  | Accepted | 2025-01-14 | 2025-01-27 | 2026-01-27 | Inverters | Enphase | IQ8PLUS-72-2-US | 290 |  | 15 |  |  | 0.976 |  | Outdoor
NJADRE1559031047 | Administratively Determined Incentive Program | Mays Landing | 8330 | 6.38 | Residential | Behind the Meter | Yes | Sun Up Zero Down, LLC | AC Electric |  | Accepted | 2025-01-14 | 2025-01-27 | 2026-01-27 | Solar Panels | Trina | TSM-425-NE09RC.05 Vertex S+ |  | 0.425 | 15 | 157 | 18 |  | Fixed | Roof
NJADRE1559031047 | Administratively Determined Incentive Program | Mays Landing | 8330 | 6.38 | Residential | Behind the Meter | Yes | Sun Up Zero Down, LLC | AC Electric |  | Accepted | 2025-01-14 | 2025-01-27 | 2026-01-27 | Meters | Enphase | TBD |  |  | 1 |  |  |  | Yes | Outdoor
NJADRE1559031099 | Administratively Determined Incentive Program | MONTCLAIR | 7042 | 10.62 | Residential | Behind the Meter | No | Pro Custom Solar dba Momentum Solar | PSE&G |  | Accepted | 2025-01-14 | 2025-01-22 | 2026-01-22 | Solar Panels | LG | LG 345 N1C-V5 |  | 0.345 | 4 | 128 | 43 |  | Fixed | Roof
NJADRE1559031099 | Administratively Determined Incentive Program | MONTCLAIR | 7042 | 10.62 | Residential | Behind the Meter | No | Pro Custom Solar dba Momentum Solar | PSE&G |  | Accepted | 2025-01-14 | 2025-01-22 | 2026-01-22 | Solar Panels | LG | LG 345 N1C-V5 |  | 0.45 | 19 | 218 | 38 |  | Fixed | Roof
NJADRE1559031099 | Administratively Determined Incentive Program | MONTCLAIR | 7042 | 10.62 | Residential | Behind the Meter | No | Pro Custom Solar dba Momentum Solar | PSE&G |  | Accepted | 2025-01-14 | 2025-01-22 | 2026-01-22 | Electric Storage Battery | ENPHASE | IQ BATTERY 5P |  |  | 2 |  |  |  | Lithium Ion |  | OUTSIDE
NJADRE1559031099 | Administratively Determined Incentive Program | MONTCLAIR | 7042 | 10.62 | Residential | Behind the Meter | No | Pro Custom Solar dba Momentum Solar | PSE&G |  | Accepted | 2025-01-14 | 2025-01-22 | 2026-01-22 | Solar Panels | LG | LG 345 N1C-V5 |  | 0.345 | 2 | 128 | 46 |  | Fixed | Roof
NJADRE1559031153 | Administratively Determined Incentive Program | PATERSON | 7514 | 15.58 | Residential | Behind the Meter | Yes | Trinity Solar, LLC | PSE&G |  | Accepted | 2025-01-14 | 2025-01-22 | 2026-01-22 | Solar Panels | HANWHA | (Q.PEAK DUO BLK ML-G10+ 410) |  | 0.41 | 14 | 283 | 19 |  | Fixed | Roof
NJADRE1559031153 | Administratively Determined Incentive Program | PATERSON | 7514 | 15.58 | Residential | Behind the Meter | Yes | Trinity Solar, LLC | PSE&G |  | Accepted | 2025-01-14 | 2025-01-22 | 2026-01-22 | Solar Panels | HANWHA | (Q.PEAK DUO BLK ML-G10+ 410) |  | 0.41 | 7 | 103 | 10 |  | Fixed | Roof
NJADRE1559031153 | Administratively Determined Incentive Program | PATERSON | 7514 | 15.58 | Residential | Behind the Meter | Yes | Trinity Solar, LLC | PSE&G |  | Accepted | 2025-01-14 | 2025-01-22 | 2026-01-22 | Inverters | Solar Edge | USE5700H-USMNBL75 | 5760 |  | 1 |  |  | 0.97 |  | Outdoor
NJADRE1559031153 | Administratively Determined Incentive Program | PATERSON | 7514 | 15.58 | Residential | Behind the Meter | Yes | Trinity Solar, LLC | PSE&G |  | Accepted | 2025-01-14 | 2025-01-22 | 2026-01-22 | Solar Panels | HANWHA | (Q.PEAK DUO BLK ML-G10+ 410) |  | 0.41 | 12 | 103 | 19 |  | Fixed | Roof
NJADRE1559031153 | Administratively Determined Incentive Program | PATERSON | 7514 | 15.58 | Residential | Behind the Meter | Yes | Trinity Solar, LLC | PSE&G |  | Accepted | 2025-01-14 | 2025-01-22 | 2026-01-22 | Inverters | Solar Edge | USE7600H-USMNBL75 | 7600 |  | 1 |  |  | 0.97 |  | Outdoor
NJADRE1559031153 | Administratively Determined Incentive Program | PATERSON | 7514 | 15.58 | Residential | Behind the Meter | Yes | Trinity Solar, LLC | PSE&G |  | Accepted | 2025-01-14 | 2025-01-22 | 2026-01-22 | Solar Panels | HANWHA | (Q.PEAK DUO BLK ML-G10+ 410) |  | 0.41 | 5 | 103 | 10 |  | Fixed | Roof
NJADRE1559031179 | Administratively Determined Incentive Program | CLIFTON | 7011 | 6.15 | Residential | Behind the Meter | Yes | Trinity Solar, LLC | PSE&G |  | Accepted | 2025-01-14 | 2025-01-22 | 2026-01-22 | Inverters | TESLA | 1538000-XX-Y | 5000 |  | 1 |  |  | 0.97 |  | Outside
NJADRE1559031179 | Administratively Determined Incentive Program | CLIFTON | 7011 | 6.15 | Residential | Behind the Meter | Yes | Trinity Solar, LLC | PSE&G |  | Accepted | 2025-01-14 | 2025-01-22 | 2026-01-22 | Solar Panels | HANWHA | Q.PEAK DUO BLK ML-G10+ 410 |  | 0.41 | 6 | 257 | 34 |  | Fixed | Roof
NJADRE1559031179 | Administratively Determined Incentive Program | CLIFTON | 7011 | 6.15 | Residential | Behind the Meter | Yes | Trinity Solar, LLC | PSE&G |  | Accepted | 2025-01-14 | 2025-01-22 | 2026-01-22 | Solar Panels | HANWHA | Q.PEAK DUO BLK ML-G10+ 410 |  | 0.41 | 9 | 257 | 29 |  | Fixed | Roof
NJADRE1559031198 | Administratively Determined Incentive Program | Lindenwold | 8021 | 12.45 | Residential | Behind the Meter | Yes | SunnyMac, LLC | AC Electric |  | Accepted | 2025-01-14 | 2025-01-22 | 2026-01-22 | Solar Panels | HANWHA | Q.PEAK DUO BLK ML-G10+ 415W |  | 0.415 | 6 | 200 | 24 |  | Fixed | Roof
NJADRE1559031198 | Administratively Determined Incentive Program | Lindenwold | 8021 | 12.45 | Residential | Behind the Meter | Yes | SunnyMac, LLC | AC Electric |  | Accepted | 2025-01-14 | 2025-01-22 | 2026-01-22 | Solar Panels | HANWHA | Q.PEAK DUO BLK ML-G10+ 415W |  | 0.415 | 24 | 110 | 23 |  | Fixed | Roof
NJADRE1559031198 | Administratively Determined Incentive Program | Lindenwold | 8021 | 12.45 | Residential | Behind the Meter | Yes | SunnyMac, LLC | AC Electric |  | Accepted | 2025-01-14 | 2025-01-22 | 2026-01-22 | Inverters | SOLAREDGE HOME HUB | SE10000H-US | 10000 |  | 1 |  |  | 0.99 |  | Outdoor | next to meter
NJADRE1559031236 | Administratively Determined Incentive Program | Teaneck | 7666 | 6.56 | Residential | Behind the Meter | Yes | Trinity Solar, LLC | PSE&G |  | Accepted | 2025-01-14 | 2025-01-22 | 2026-01-22 | Solar Panels | HANWHA | (Q.PEAK DUO BLK ML-G10+ 410) |  | 0.41 | 7 | 296 | 41 |  | Fixed | Roof
NJADRE1559031236 | Administratively Determined Incentive Program | Teaneck | 7666 | 6.56 | Residential | Behind the Meter | Yes | Trinity Solar, LLC | PSE&G |  | Accepted | 2025-01-14 | 2025-01-22 | 2026-01-22 | Solar Panels | HANWHA | (Q.PEAK DUO BLK ML-G10+ 410) |  | 0.41 | 2 | 26 | 41 |  | Fixed | Roof
NJADRE1559031236 | Administratively Determined Incentive Program | Teaneck | 7666 | 6.56 | Residential | Behind the Meter | Yes | Trinity Solar, LLC | PSE&G |  | Accepted | 2025-01-14 | 2025-01-22 | 2026-01-22 | Electric Storage Battery | Tesla | Powerwall 3 (1707000-XX-Y) |  |  | 2 |  |  |  | Lithium Ion |  | outside
NJADRE1559031236 | Administratively Determined Incentive Program | Teaneck | 7666 | 6.56 | Residential | Behind the Meter | Yes | Trinity Solar, LLC | PSE&G |  | Accepted | 2025-01-14 | 2025-01-22 | 2026-01-22 | Solar Panels | HANWHA | (Q.PEAK DUO BLK ML-G10+ 410) |  | 0.41 | 3 | 116 | 34 |  | Fixed | Roof
NJADRE1559031236 | Administratively Determined Incentive Program | Teaneck | 7666 | 6.56 | Residential | Behind the Meter | Yes | Trinity Solar, LLC | PSE&G |  | Accepted | 2025-01-14 | 2025-01-22 | 2026-01-22 | Solar Panels | HANWHA | (Q.PEAK DUO BLK ML-G10+ 410) |  | 0.41 | 4 | 206 | 41 |  | Fixed | Roof
NJADRE1559031236 | Administratively Determined Incentive Program | Teaneck | 7666 | 6.56 | Residential | Behind the Meter | Yes | Trinity Solar, LLC | PSE&G |  | Accepted | 2025-01-14 | 2025-01-22 | 2026-01-22 | Inverters | Tesla | Powerwall 3 (1707000-XX-Y) | 11500 |  | 2 |  |  | 0.97 |  | Outdoor
NJADRE1559031259 | Administratively Determined Incentive Program | PLAINFIELD | 7060 | 11.89 | Residential | Behind the Meter | Yes | Freedom Forever New Jersey, LLC | PSE&G |  | Accepted | 2025-01-16 | 2025-01-28 | 2026-01-28 | Solar Panels | Hanwha | Q.PEAK DUO BLK ML-G10+ 410 |  | 0.41 | 12 | 42 | 30 |  | Fixed | Roof
NJADRE1559031259 | Administratively Determined Incentive Program | PLAINFIELD | 7060 | 11.89 | Residential | Behind the Meter | Yes | Freedom Forever New Jersey, LLC | PSE&G |  | Accepted | 2025-01-16 | 2025-01-28 | 2026-01-28 | Solar Panels | Hanwha | Q.PEAK DUO BLK ML-G10+ 410 |  | 0.41 | 4 | 42 | 15 |  | Fixed | Roof
NJADRE1559031259 | Administratively Determined Incentive Program | PLAINFIELD | 7060 | 11.89 | Residential | Behind the Meter | Yes | Freedom Forever New Jersey, LLC | PSE&G |  | Accepted | 2025-01-16 | 2025-01-28 | 2026-01-28 | Inverters | Solar Edge | USE10000H-USMNBL75 | 10000 |  | 1 |  |  | 0.99 |  | Outside
NJADRE1559031259 | Administratively Determined Incentive Program | PLAINFIELD | 7060 | 11.89 | Residential | Behind the Meter | Yes | Freedom Forever New Jersey, LLC | PSE&G |  | Accepted | 2025-01-16 | 2025-01-28 | 2026-01-28 | Solar Panels | Hanwha | Q.PEAK DUO BLK ML-G10+ 410 |  | 0.41 | 4 | 222 | 15 |  | Fixed | Roof
NJADRE1559031259 | Administratively Determined Incentive Program | PLAINFIELD | 7060 | 11.89 | Residential | Behind the Meter | Yes | Freedom Forever New Jersey, LLC | PSE&G |  | Accepted | 2025-01-16 | 2025-01-28 | 2026-01-28 | Solar Panels | Hanwha | Q.PEAK DUO BLK ML-G10+ 410 |  | 0.41 | 9 | 222 | 30 |  | Fixed | Roof
NJADRE1559031366 | Administratively Determined Incentive Program | Wantage | 7461 | 16.17 | Residential | Behind the Meter | Yes | Alternative Energy Associates | Sussex Rural |  | Accepted | 2025-01-14 | 2025-01-23 | 2026-01-23 | Solar Panels | JA Solar | JAM72S12 385/PR |  | 0.385 | 42 | 180 | 25 |  | Fixed | Ground | Backyard
NJADRE1559031366 | Administratively Determined Incentive Program | Wantage | 7461 | 16.17 | Residential | Behind the Meter | Yes | Alternative Energy Associates | Sussex Rural |  | Accepted | 2025-01-14 | 2025-01-23 | 2026-01-23 | Inverters | Enphase | IQ-8 Plus | 290 |  | 42 |  |  | 0.977 |  | Outdoor | Behind Panel
NJADRE1559031560 | Administratively Determined Incentive Program | Mays Landing | 8330 | 14.76 | Residential | Behind the Meter | Yes | Whitman Construction, LLC | AC Electric |  | Accepted | 2025-01-14 | 2025-01-22 | 2026-01-22 | Solar Panels | Trina Solar | TSM-410NE09RC.05 |  | 0.41 | 20 | 243 | 10 |  | Fixed | Roof
NJADRE1559031560 | Administratively Determined Incentive Program | Mays Landing | 8330 | 14.76 | Residential | Behind the Meter | Yes | Whitman Construction, LLC | AC Electric |  | Accepted | 2025-01-14 | 2025-01-22 | 2026-01-22 | Solar Panels | Trina Solar | TSM-410NE09RC.05 |  | 0.41 | 16 | 63 | 10 |  | Fixed | Roof
NJADRE1559031560 | Administratively Determined Incentive Program | Mays Landing | 8330 | 14.76 | Residential | Behind the Meter | Yes | Whitman Construction, LLC | AC Electric |  | Accepted | 2025-01-14 | 2025-01-22 | 2026-01-22 | Inverters | ENPHASE | IQ8PLUS-72-2-US | 290 |  | 36 |  |  | 0.975 |  | Outdoor
NJADRE1559031613 | Administratively Determined Incentive Program | North Plainfield Boro | 7063 | 5.33 | Residential | Behind the Meter | Yes | Sunrun Installation Services, Inc. | PSE&G |  | Accepted | 2025-01-14 | 2025-01-22 | 2026-01-22 | Inverters | Tesla | Powerwall 3 1707000-xx-y | 11500 |  | 1 |  |  | 0.97 |  | Outdoor
NJADRE1559031613 | Administratively Determined Incentive Program | North Plainfield Boro | 7063 | 5.33 | Residential | Behind the Meter | Yes | Sunrun Installation Services, Inc. | PSE&G |  | Accepted | 2025-01-14 | 2025-01-22 | 2026-01-22 | Solar Panels | Hanwha Q Cells | Q.PEAK DUO BLK ML-G10+ 410 |  | 0.41 | 13 | 139 | 13 |  | Fixed | Roof
NJADRE1559031613 | Administratively Determined Incentive Program | North Plainfield Boro | 7063 | 5.33 | Residential | Behind the Meter | Yes | Sunrun Installation Services, Inc. | PSE&G |  | Accepted | 2025-01-14 | 2025-01-22 | 2026-01-22 | Electric Storage Battery | Tesla | Powerwall 3 1707000-xx-y |  |  | 1 |  |  |  | Lithium Ion |  | OUTSIDE
NJADRE1559033232 | Administratively Determined Incentive Program | Elmwood Park | 7407 | 5.74 | Residential | Behind the Meter | Yes | Bright Ops, Inc. | PSE&G |  | Accepted | 2025-01-14 | 2025-01-23 | 2026-01-23 | Solar Panels | Hanwha Q-Cells | Q/PEAK DUO BLK ML-G10+ 410 |  | 0.41 | 10 | 252 | 37 |  | Fixed | Roof
NJADRE1559033232 | Administratively Determined Incentive Program | Elmwood Park | 7407 | 5.74 | Residential | Behind the Meter | Yes | Bright Ops, Inc. | PSE&G |  | Accepted | 2025-01-14 | 2025-01-23 | 2026-01-23 | Solar Panels | Hanwha Q-Cells | Q/PEAK DUO BLK ML-G10+ 410 |  | 0.41 | 4 | 72 | 37 |  | Fixed | Roof
NJADRE1559033232 | Administratively Determined Incentive Program | Elmwood Park | 7407 | 5.74 | Residential | Behind the Meter | Yes | Bright Ops, Inc. | PSE&G |  | Accepted | 2025-01-14 | 2025-01-23 | 2026-01-23 | Inverters | SolarEdge Technologies | SE5700H-USRGM | 5700 |  | 1 |  |  | 0.98 |  | Outdoor | Outside
NJADRE1559034285 | Administratively Determined Incentive Program | BRIDGETON | 8302 | 10.2 | Residential | Behind the Meter | Yes | Whitman Construction LLC | AC Electric |  | Accepted | 2025-01-15 | 2025-01-23 | 2026-01-23 | Solar Panels | Trina Solar | TSM-425NE09RC.05 |  | 0.425 | 12 | 106 | 39 |  | Fixed | Roof
NJADRE1559034285 | Administratively Determined Incentive Program | BRIDGETON | 8302 | 10.2 | Residential | Behind the Meter | Yes | Whitman Construction LLC | AC Electric |  | Accepted | 2025-01-15 | 2025-01-23 | 2026-01-23 | Solar Panels | Trina Solar | TSM-425NE09RC.05 |  | 0.425 | 5 | 196 | 14 |  | Fixed | Roof
NJADRE1559034285 | Administratively Determined Incentive Program | BRIDGETON | 8302 | 10.2 | Residential | Behind the Meter | Yes | Whitman Construction LLC | AC Electric |  | Accepted | 2025-01-15 | 2025-01-23 | 2026-01-23 | Solar Panels | Trina Solar | TSM-425NE09RC.05 |  | 0.425 | 7 | 286 | 39 |  | Fixed | Roof
NJADRE1559034285 | Administratively Determined Incentive Program | BRIDGETON | 8302 | 10.2 | Residential | Behind the Meter | Yes | Whitman Construction LLC | AC Electric |  | Accepted | 2025-01-15 | 2025-01-23 | 2026-01-23 | Inverters | ENPHASE | IQ8PLUS-72-2-US | 290 |  | 24 |  |  | 0.975 |  | Outdoor
NJADRE1559034308 | Administratively Determined Incentive Program | TOTOWA | 7512 | 7.38 | Residential | Behind the Meter | Yes | Trinity Solar, LLC | PSE&G |  | Accepted | 2025-01-15 | 2025-01-23 | 2026-01-23 | Inverters | Tesla | TESLA 5.7kW (1538000-XX-Y) | 5700 |  | 1 |  |  | 0.97 |  | Outdoor
NJADRE1559034308 | Administratively Determined Incentive Program | TOTOWA | 7512 | 7.38 | Residential | Behind the Meter | Yes | Trinity Solar, LLC | PSE&G |  | Accepted | 2025-01-15 | 2025-01-23 | 2026-01-23 | Solar Panels | HANWHA | (Q.PEAK DUO BLK ML-G10+ 410) |  | 0.41 | 6 | 229 | 40 |  | Fixed | Roof
NJADRE1559034308 | Administratively Determined Incentive Program | TOTOWA | 7512 | 7.38 | Residential | Behind the Meter | Yes | Trinity Solar, LLC | PSE&G |  | Accepted | 2025-01-15 | 2025-01-23 | 2026-01-23 | Solar Panels | HANWHA | (Q.PEAK DUO BLK ML-G10+ 410) |  | 0.41 | 6 | 49 | 40 |  | Fixed | Roof
NJADRE1559034308 | Administratively Determined Incentive Program | TOTOWA | 7512 | 7.38 | Residential | Behind the Meter | Yes | Trinity Solar, LLC | PSE&G |  | Accepted | 2025-01-15 | 2025-01-23 | 2026-01-23 | Solar Panels | HANWHA | (Q.PEAK DUO BLK ML-G10+ 410) |  | 0.41 | 6 | 49 | 19 |  | Fixed | Roof
NJADRE1559034339 | Administratively Determined Incentive Program | Whiting | 8759 | 15.3 | Residential | Behind the Meter | Yes | Power Energy Solutions, LLC | JCP&L |  | Accepted | 2025-01-15 | 2025-01-23 | 2026-01-23 | Solar Panels | Trina Solar | TSM-425NE09RC.05 |  | 0.425 | 10 | 292 | 17 |  | Fixed | Roof
NJADRE1559034339 | Administratively Determined Incentive Program | Whiting | 8759 | 15.3 | Residential | Behind the Meter | Yes | Power Energy Solutions, LLC | JCP&L |  | Accepted | 2025-01-15 | 2025-01-23 | 2026-01-23 | Solar Panels | Trina Solar | TSM-425NE09RC.05 |  | 0.425 | 18 | 112 | 17 |  | Fixed | Roof
NJADRE1559034339 | Administratively Determined Incentive Program | Whiting | 8759 | 15.3 | Residential | Behind the Meter | Yes | Power Energy Solutions, LLC | JCP&L |  | Accepted | 2025-01-15 | 2025-01-23 | 2026-01-23 | Inverters | SolarEdge | SE10000H-US | 10 |  | 1 |  |  | 0.97 |  | Outdoor
NJADRE1559034339 | Administratively Determined Incentive Program | Whiting | 8759 | 15.3 | Residential | Behind the Meter | Yes | Power Energy Solutions, LLC | JCP&L |  | Accepted | 2025-01-15 | 2025-01-23 | 2026-01-23 | Solar Panels | Trina Solar | TSM-425NE09RC.05 |  | 0.425 | 8 | 292 | 17 |  | Fixed | Roof
NJADRE1559034341 | Administratively Determined Incentive Program | Elizabeth | 7201 | 15.3 | Residential | Behind the Meter | Yes | Velocity Energy & Home Solutions, Inc. | PSE&G |  | Accepted | 2025-01-15 | 2025-01-23 | 2026-01-23 | Inverters | enphase | iq8plus | 290 |  | 36 |  |  | 0.99 |  | Outside | behind panels
NJADRE1559034341 | Administratively Determined Incentive Program | Elizabeth | 7201 | 15.3 | Residential | Behind the Meter | Yes | Velocity Energy & Home Solutions, Inc. | PSE&G |  | Accepted | 2025-01-15 | 2025-01-23 | 2026-01-23 | Solar Panels | TRINA | 425w |  | 0.425 | 14 | 203 | 40 |  | Fixed | Roof
NJADRE1559034341 | Administratively Determined Incentive Program | Elizabeth | 7201 | 15.3 | Residential | Behind the Meter | Yes | Velocity Energy & Home Solutions, Inc. | PSE&G |  | Accepted | 2025-01-15 | 2025-01-23 | 2026-01-23 | Solar Panels | TRINA | 425W |  | 0.425 | 2 | 113 | 14 |  | Fixed | Roof
NJADRE1559034341 | Administratively Determined Incentive Program | Elizabeth | 7201 | 15.3 | Residential | Behind the Meter | Yes | Velocity Energy & Home Solutions, Inc. | PSE&G |  | Accepted | 2025-01-15 | 2025-01-23 | 2026-01-23 | Solar Panels | TRINA | 425W |  | 0.425 | 13 | 23 | 40 |  | Fixed | Roof
NJADRE1559034341 | Administratively Determined Incentive Program | Elizabeth | 7201 | 15.3 | Residential | Behind the Meter | Yes | Velocity Energy & Home Solutions, Inc. | PSE&G |  | Accepted | 2025-01-15 | 2025-01-23 | 2026-01-23 | Solar Panels | TRINA | 425W |  | 0.425 | 2 | 293 | 20 |  | Fixed | Roof
NJADRE1559034341 | Administratively Determined Incentive Program | Elizabeth | 7201 | 15.3 | Residential | Behind the Meter | Yes | Velocity Energy & Home Solutions, Inc. | PSE&G |  | Accepted | 2025-01-15 | 2025-01-23 | 2026-01-23 | Solar Panels | TRINA | 425W |  | 0.425 | 5 | 113 | 7 |  | Fixed | Roof
NJADRE1559034348 | Administratively Determined Incentive Program | Blackwood | 8012 | 4.25 | Residential | Behind the Meter | No | Velocity Energy & Home Solutions, Inc. | PSE&G |  | Accepted | 2025-01-15 | 2025-01-23 | 2026-01-23 | Inverters | enphase | iq8plus | 290 |  | 10 |  |  | 0.99 |  | Outside | behind panels
NJADRE1559034348 | Administratively Determined Incentive Program | Blackwood | 8012 | 4.25 | Residential | Behind the Meter | No | Velocity Energy & Home Solutions, Inc. | PSE&G |  | Accepted | 2025-01-15 | 2025-01-23 | 2026-01-23 | Solar Panels | TRINA | 425w |  | 0.425 | 10 | 208 | 25 |  | Fixed | Roof
NJADRE1559034365 | Administratively Determined Incentive Program | East Orange | 7017 | 5.33 | Residential | Behind the Meter | No | Trinity Solar, LLC | PSE&G |  | Accepted | 2025-01-15 | 2025-01-23 | 2026-01-23 | Inverters | Tesla | TESLA 5.0kW (1538000-XX-Y) | 5000 |  | 1 |  |  | 0.97 |  | Outdoor
NJADRE1559034365 | Administratively Determined Incentive Program | East Orange | 7017 | 5.33 | Residential | Behind the Meter | No | Trinity Solar, LLC | PSE&G |  | Accepted | 2025-01-15 | 2025-01-23 | 2026-01-23 | Solar Panels | HANWHA | (Q.PEAK DUO BLK ML-G10+ 410) |  | 0.41 | 6 | 280 | 45 |  | Fixed | Roof
NJADRE1559034365 | Administratively Determined Incentive Program | East Orange | 7017 | 5.33 | Residential | Behind the Meter | No | Trinity Solar, LLC | PSE&G |  | Accepted | 2025-01-15 | 2025-01-23 | 2026-01-23 | Solar Panels | HANWHA | (Q.PEAK DUO BLK ML-G10+ 410) |  | 0.41 | 7 | 190 | 45 |  | Fixed | Roof
NJADRE1559034431 | Administratively Determined Incentive Program | NORTH MIDDLETOWN | 7748 | 8.61 | Residential | Behind the Meter | Yes | Trinity Solar, LLC | JCP&L |  | Accepted | 2025-01-15 | 2025-01-24 | 2026-01-24 | Solar Panels | HANWHA | Q.PEAK DUO BLK ML-G10+ 410 |  | 0.41 | 16 | 270 | 24 |  | Fixed | Roof
NJADRE1559034431 | Administratively Determined Incentive Program | NORTH MIDDLETOWN | 7748 | 8.61 | Residential | Behind the Meter | Yes | Trinity Solar, LLC | JCP&L |  | Accepted | 2025-01-15 | 2025-01-24 | 2026-01-24 | Electric Storage Battery | TESLA | 1707000-xx-y |  |  | 2 |  |  |  | Lithium Ion |  | Outdoors
NJADRE1559034431 | Administratively Determined Incentive Program | NORTH MIDDLETOWN | 7748 | 8.61 | Residential | Behind the Meter | Yes | Trinity Solar, LLC | JCP&L |  | Accepted | 2025-01-15 | 2025-01-24 | 2026-01-24 | Solar Panels | HANWHA | Q.PEAK DUO BLK ML-G10+ 410 |  | 0.41 | 5 | 90 | 24 |  | Fixed | Roof
NJADRE1559034431 | Administratively Determined Incentive Program | NORTH MIDDLETOWN | 7748 | 8.61 | Residential | Behind the Meter | Yes | Trinity Solar, LLC | JCP&L |  | Accepted | 2025-01-15 | 2025-01-24 | 2026-01-24 | Inverters | TESLA | 1707000-xx-y | 11500 |  | 2 |  |  | 0.97 |  | Outside
NJADRE1559034463 | Administratively Determined Incentive Program | Jersey City | 7305 | 7.38 | Residential | Behind the Meter | Yes | Pro Custom Solar dba Momentum Solar | PSE&G |  | Accepted | 2025-01-15 | 2025-01-23 | 2026-01-23 | Inverters | Enphase | IQ8HC-72-M-DOM-US | 380 |  | 18 |  |  | 0.97 |  | Outdoor
NJADRE1559034463 | Administratively Determined Incentive Program | Jersey City | 7305 | 7.38 | Residential | Behind the Meter | Yes | Pro Custom Solar dba Momentum Solar | PSE&G |  | Accepted | 2025-01-15 | 2025-01-23 | 2026-01-23 | Solar Panels | HANWHA | Q.PEAK DUO BLK ML-G10+ 410 |  | 0.41 | 18 | 222 | 4 |  | Fixed | Roof
NJADRE1559034501 | Administratively Determined Incentive Program | PLEASANTVILLE | 8232 | 14.45 | Residential | Behind the Meter | Yes | Sun Up Zero Down, LLC | AC Electric |  | Accepted | 2025-01-15 | 2025-01-23 | 2026-01-23 | Meters | Enphase | TBD |  |  | 1 |  |  |  | Yes | Outdoor
NJADRE1559034501 | Administratively Determined Incentive Program | PLEASANTVILLE | 8232 | 14.45 | Residential | Behind the Meter | Yes | Sun Up Zero Down, LLC | AC Electric |  | Accepted | 2025-01-15 | 2025-01-23 | 2026-01-23 | Inverters | Enphase | IQ8PLUS-72-2-US | 290 |  | 34 |  |  | 0.976 |  | Outdoor
NJADRE1559034501 | Administratively Determined Incentive Program | PLEASANTVILLE | 8232 | 14.45 | Residential | Behind the Meter | Yes | Sun Up Zero Down, LLC | AC Electric |  | Accepted | 2025-01-15 | 2025-01-23 | 2026-01-23 | Solar Panels | Trina | TSM-425-NE09RC.05 Vertex S+ |  | 0.425 | 34 | 206 | 6 |  | Fixed | Roof
NJADRE1559034580 | Administratively Determined Incentive Program | Trenton | 8610 | 4.51 | Residential | Behind the Meter | Yes | Pro Custom Solar LLC dba Momentum Solar | PSE&G |  | Accepted | 2025-01-15 | 2025-01-23 | 2026-01-23 | Inverters | Enphase | IQ8HC-72-M-DOM-US | 380 |  | 11 |  |  | 0.97 |  | Outdoor
NJADRE1559034580 | Administratively Determined Incentive Program | Trenton | 8610 | 4.51 | Residential | Behind the Meter | Yes | Pro Custom Solar LLC dba Momentum Solar | PSE&G |  | Accepted | 2025-01-15 | 2025-01-23 | 2026-01-23 | Solar Panels | HANWHA | Q.PEAK DUO BLK ML-G10+ 410 |  | 0.41 | 11 | 60 | 9 |  | Fixed | Roof
NJADRE1559034590 | Administratively Determined Incentive Program | NEWARK | 7104 | 6.88 | Residential | Behind the Meter | Yes | PosiGen Developer, LLC | PSE&G |  | Accepted | 2025-01-15 | 2025-01-23 | 2026-01-23 | Solar Panels | SILFAB | SIL430QD |  | 0.43 | 13 | 202 | 45 |  | Fixed | Roof
NJADRE1559034590 | Administratively Determined Incentive Program | NEWARK | 7104 | 6.88 | Residential | Behind the Meter | Yes | PosiGen Developer, LLC | PSE&G |  | Accepted | 2025-01-15 | 2025-01-23 | 2026-01-23 | Solar Panels | SILFAB | SIL430QD |  | 0.43 | 3 | 22 | 45 |  | Fixed | Roof
NJADRE1559034590 | Administratively Determined Incentive Program | NEWARK | 7104 | 6.88 | Residential | Behind the Meter | Yes | PosiGen Developer, LLC | PSE&G |  | Accepted | 2025-01-15 | 2025-01-23 | 2026-01-23 | Inverters | SOLAREDGE | SE5700H-US | 5700 |  | 1 |  |  | 0.99 |  | Outside | WITHIN TEN FEET OF METER
NJADRE1559034611 | Administratively Determined Incentive Program | Hillside | 7205 | 18.28 | Residential | Behind the Meter | Yes | Powur, PBC | PSE&G |  | Accepted | 2025-01-15 | 2025-01-24 | 2026-01-24 | Solar Panels | Jinko | JKM425N-54HL4-B |  | 0.425 | 12 | 89 | 34 |  | Fixed | Roof
NJADRE1559034611 | Administratively Determined Incentive Program | Hillside | 7205 | 18.28 | Residential | Behind the Meter | Yes | Powur, PBC | PSE&G |  | Accepted | 2025-01-15 | 2025-01-24 | 2026-01-24 | Inverters | Enphase | IQ8A-72-2-US | 349 |  | 43 |  |  | 0.97 |  | Outside
NJADRE1559034611 | Administratively Determined Incentive Program | Hillside | 7205 | 18.28 | Residential | Behind the Meter | Yes | Powur, PBC | PSE&G |  | Accepted | 2025-01-15 | 2025-01-24 | 2026-01-24 | Solar Panels | Jinko | JKM425N-54HL4-B |  | 0.425 | 17 | 179 | 4 |  | Fixed | Roof
NJADRE1559034611 | Administratively Determined Incentive Program | Hillside | 7205 | 18.28 | Residential | Behind the Meter | Yes | Powur, PBC | PSE&G |  | Accepted | 2025-01-15 | 2025-01-24 | 2026-01-24 | Solar Panels | Jinko | JKM425N-54HL4-B |  | 0.425 | 14 | 269 | 34 |  | Fixed | Roof
NJADRE1559034721 | Administratively Determined Incentive Program | Springfield | 7081 | 7.38 | Residential | Behind the Meter | Yes | Pro Custom Solar LLC dba Momentum Solar | JCP&L |  | Accepted | 2025-01-15 | 2025-01-23 | 2026-01-23 | Solar Panels | HANWHA | Q.PEAK DUO BLK ML-G10+ 410 |  | 0.41 | 9 | 168 | 25 |  | Fixed | Roof
NJADRE1559034721 | Administratively Determined Incentive Program | Springfield | 7081 | 7.38 | Residential | Behind the Meter | Yes | Pro Custom Solar LLC dba Momentum Solar | JCP&L |  | Accepted | 2025-01-15 | 2025-01-23 | 2026-01-23 | Inverters | Enphase | IQ8HC-72-M-DOM-US | 380 |  | 18 |  |  | 0.97 |  | Outdoor
NJADRE1559034721 | Administratively Determined Incentive Program | Springfield | 7081 | 7.38 | Residential | Behind the Meter | Yes | Pro Custom Solar LLC dba Momentum Solar | JCP&L |  | Accepted | 2025-01-15 | 2025-01-23 | 2026-01-23 | Solar Panels | HANWHA | Q.PEAK DUO BLK ML-G10+ 410 |  | 0.41 | 9 | 78 | 23 |  | Fixed | Roof
NJADRE1559034732 | Administratively Determined Incentive Program | Sicklerville | 8081 | 15.17 | Residential | Behind the Meter | Yes | Trinity Solar, LLC | AC Electric |  | Accepted | 2025-01-15 | 2025-01-23 | 2026-01-23 | Solar Panels | HANWHA | Q.PEAK DUO BLK ML-G10+ 410 |  | 0.41 | 24 | 142 | 25 |  | Fixed | Roof
NJADRE1559034732 | Administratively Determined Incentive Program | Sicklerville | 8081 | 15.17 | Residential | Behind the Meter | Yes | Trinity Solar, LLC | AC Electric |  | Accepted | 2025-01-15 | 2025-01-23 | 2026-01-23 | Solar Panels | HANWHA | Q.PEAK DUO BLK ML-G10+ 410 |  | 0.41 | 3 | 232 | 26 |  | Fixed | Roof
NJADRE1559034732 | Administratively Determined Incentive Program | Sicklerville | 8081 | 15.17 | Residential | Behind the Meter | Yes | Trinity Solar, LLC | AC Electric |  | Accepted | 2025-01-15 | 2025-01-23 | 2026-01-23 | Solar Panels | HANWHA | Q.PEAK DUO BLK ML-G10+ 410 |  | 0.41 | 7 | 322 | 25 |  | Fixed | Roof
NJADRE1559034732 | Administratively Determined Incentive Program | Sicklerville | 8081 | 15.17 | Residential | Behind the Meter | Yes | Trinity Solar, LLC | AC Electric |  | Accepted | 2025-01-15 | 2025-01-23 | 2026-01-23 | Inverters | Solar Edge | SE11400H-US | 11400 |  | 1 |  |  | 0.97 |  | Outside
NJADRE1559034732 | Administratively Determined Incentive Program | Sicklerville | 8081 | 15.17 | Residential | Behind the Meter | Yes | Trinity Solar, LLC | AC Electric |  | Accepted | 2025-01-15 | 2025-01-23 | 2026-01-23 | Solar Panels | HANWHA | Q.PEAK DUO BLK ML-G10+ 410 |  | 0.41 | 3 | 52 | 26 |  | Fixed | Roof
NJADRE1559034843 | Administratively Determined Incentive Program | Elizabeth | 7206 | 6.02 | Residential | Behind the Meter | Yes | PosiGen Developer, LLC | PSE&G |  | Accepted | 2025-01-15 | 2025-01-23 | 2026-01-23 | Inverters | SOLAREDGE | SE5700H-US | 5700 |  | 1 |  |  | 0.99 |  | Outside | Within ten feet of meter
NJADRE1559034843 | Administratively Determined Incentive Program | Elizabeth | 7206 | 6.02 | Residential | Behind the Meter | Yes | PosiGen Developer, LLC | PSE&G |  | Accepted | 2025-01-15 | 2025-01-23 | 2026-01-23 | Solar Panels | SILFAB | SIL-430 QD |  | 0.43 | 10 | 234 | 23 |  | Fixed | Roof
NJADRE1559034843 | Administratively Determined Incentive Program | Elizabeth | 7206 | 6.02 | Residential | Behind the Meter | Yes | PosiGen Developer, LLC | PSE&G |  | Accepted | 2025-01-15 | 2025-01-23 | 2026-01-23 | Solar Panels | SILFAB | SIL-430 QD |  | 0.43 | 4 | 54 | 23 |  | Fixed | Roof
NJADRE1559034960 | Administratively Determined Incentive Program | LAURENCE HARBOR | 8879 | 6.56 | Residential | Behind the Meter | Yes | Pro Custom Solar dba Momentum Solar | JCP&L |  | Accepted | 2025-01-15 | 2025-01-24 | 2026-01-24 | Solar Panels | HANWHA | Q.PEAK DUO BLK ML-G10+ 410 |  | 0.41 | 14 | 235 | 22 |  | Fixed | Roof
NJADRE1559034960 | Administratively Determined Incentive Program | LAURENCE HARBOR | 8879 | 6.56 | Residential | Behind the Meter | Yes | Pro Custom Solar dba Momentum Solar | JCP&L |  | Accepted | 2025-01-15 | 2025-01-24 | 2026-01-24 | Inverters | Enphase | IQ8HC-72-M-DOM-US | 380 |  | 16 |  |  | 0.97 |  | Outdoor
NJADRE1559034960 | Administratively Determined Incentive Program | LAURENCE HARBOR | 8879 | 6.56 | Residential | Behind the Meter | Yes | Pro Custom Solar dba Momentum Solar | JCP&L |  | Accepted | 2025-01-15 | 2025-01-24 | 2026-01-24 | Solar Panels | HANWHA | Q.PEAK DUO BLK ML-G10+ 410 |  | 0.41 | 2 | 55 | 22 |  | Fixed | Roof
NJADRE1559034990 | Administratively Determined Incentive Program | WEST MILFORD | 7480 | 13.76 | Residential | Behind the Meter | Yes | PosiGen Developer, LLC | Orange Rockland Electric |  | Accepted | 2025-01-15 | 2025-01-29 | 2026-01-29 | Solar Panels | SilFab Solar | SIL-430 QD |  | 0.43 | 18 | 287 | 37 |  | Fixed | Roof
NJADRE1559034990 | Administratively Determined Incentive Program | WEST MILFORD | 7480 | 13.76 | Residential | Behind the Meter | Yes | PosiGen Developer, LLC | Orange Rockland Electric |  | Accepted | 2025-01-15 | 2025-01-29 | 2026-01-29 | Inverters | SolarEdge | SE5700H-US | 5700 |  | 1 |  |  | 0 |  | Outside | within ten feet of meter
NJADRE1559034990 | Administratively Determined Incentive Program | WEST MILFORD | 7480 | 13.76 | Residential | Behind the Meter | Yes | PosiGen Developer, LLC | Orange Rockland Electric |  | Accepted | 2025-01-15 | 2025-01-29 | 2026-01-29 | Solar Panels | SilFab Solar | SIL-430 QD |  | 0.43 | 14 | 107 | 12 |  | Fixed | Roof
NJADRE1559035007 | Administratively Determined Incentive Program | EGG HARBOR TOWNSHIP | 8234 | 8.72 | Residential | Behind the Meter | Yes | SunnyMac, LLC | AC Electric |  | Accepted | 2025-01-15 | 2025-01-29 | 2026-01-29 | Inverters | SolarEdge Technologies Inc. | SE7600H-USMNUBL15 | 7600 |  | 1 |  |  | 0.99 |  | Outdoor
NJADRE1559035007 | Administratively Determined Incentive Program | EGG HARBOR TOWNSHIP | 8234 | 8.72 | Residential | Behind the Meter | Yes | SunnyMac, LLC | AC Electric |  | Accepted | 2025-01-15 | 2025-01-29 | 2026-01-29 | Solar Panels | Qcells | Q Peak Duo ML-G10+ 415 |  | 0.415 | 10 | 118 | 22 |  | Fixed | Roof
NJADRE1559035007 | Administratively Determined Incentive Program | EGG HARBOR TOWNSHIP | 8234 | 8.72 | Residential | Behind the Meter | Yes | SunnyMac, LLC | AC Electric |  | Accepted | 2025-01-15 | 2025-01-29 | 2026-01-29 | Solar Panels | Qcells | Q Peak Duo ML-G10+ 415 |  | 0.415 | 11 | 298 | 22 |  | Fixed | Roof
NJADRE1559035007 | Administratively Determined Incentive Program | EGG HARBOR TOWNSHIP | 8234 | 8.72 | Residential | Behind the Meter | Yes | SunnyMac, LLC | AC Electric |  | Accepted | 2025-01-15 | 2025-01-29 | 2026-01-29 | Meters | SolarEdge Technologies Inc. | SolarEdge Built-in Consumption Monitor |  |  | 1 |  |  |  | Yes | Outdoor
NJADRE1559035079 | Administratively Determined Incentive Program | Monroe | 8831 | 9.84 | Residential | Behind the Meter | Yes | Pro Custom Solar LLC dba Momentum Solar | JCP&L |  | Accepted | 2025-01-15 | 2025-01-24 | 2026-01-24 | Solar Panels | HANWHA | Q.PEAK DUO BLK ML-G10+ 410 |  | 0.41 | 21 | 213 | 32 |  | Fixed | Roof
NJADRE1559035079 | Administratively Determined Incentive Program | Monroe | 8831 | 9.84 | Residential | Behind the Meter | Yes | Pro Custom Solar LLC dba Momentum Solar | JCP&L |  | Accepted | 2025-01-15 | 2025-01-24 | 2026-01-24 | Inverters | Enphase | IQ8HC-72-M-DOM-US | 380 |  | 24 |  |  | 0.97 |  | Outdoor
NJADRE1559035079 | Administratively Determined Incentive Program | Monroe | 8831 | 9.84 | Residential | Behind the Meter | Yes | Pro Custom Solar LLC dba Momentum Solar | JCP&L |  | Accepted | 2025-01-15 | 2025-01-24 | 2026-01-24 | Solar Panels | HANWHA | Q.PEAK DUO BLK ML-G10+ 410 |  | 0.41 | 3 | 123 | 45 |  | Fixed | Roof
NJADRE1559035156 | Administratively Determined Incentive Program | Orange | 7050 | 3.69 | Residential | Behind the Meter | Yes | EMT Renewables, LLC | PSE&G |  | Accepted | 2025-01-15 | 2025-02-06 | 2026-02-06 | Solar Panels | TRINA | TSM-NE09RC.05 |  | 0.41 | 3 | 121 | 39 |  | Fixed | Roof
NJADRE1559035156 | Administratively Determined Incentive Program | Orange | 7050 | 3.69 | Residential | Behind the Meter | Yes | EMT Renewables, LLC | PSE&G |  | Accepted | 2025-01-15 | 2025-02-06 | 2026-02-06 | Solar Panels | TRINA | TSM-NE09RC.05 |  | 0.41 | 1 | 121 | 48 |  | Fixed | Roof
NJADRE1559035156 | Administratively Determined Incentive Program | Orange | 7050 | 3.69 | Residential | Behind the Meter | Yes | EMT Renewables, LLC | PSE&G |  | Accepted | 2025-01-15 | 2025-02-06 | 2026-02-06 | Inverters | ENPHASE | IQ8+ | 290 |  | 9 |  |  | 0.98 |  | Other | UNDER EACH PANEL
NJADRE1559035156 | Administratively Determined Incentive Program | Orange | 7050 | 3.69 | Residential | Behind the Meter | Yes | EMT Renewables, LLC | PSE&G |  | Accepted | 2025-01-15 | 2025-02-06 | 2026-02-06 | Solar Panels | TRINA | TSM-NE09RC.05 |  | 0.41 | 4 | 211 | 45 |  | Fixed | Roof
NJADRE1559035156 | Administratively Determined Incentive Program | Orange | 7050 | 3.69 | Residential | Behind the Meter | Yes | EMT Renewables, LLC | PSE&G |  | Accepted | 2025-01-15 | 2025-02-06 | 2026-02-06 | Solar Panels | TRINA | TSM-NE09RC.05 |  | 0.41 | 1 | 33 | 17 |  | Fixed | Roof
NJADRE1559035159 | Administratively Determined Incentive Program | Pleasantville | 8232 | 5.95 | Residential | Behind the Meter | Yes | Whitman Construction, LLC | AC Electric |  | Accepted | 2025-01-15 | 2025-01-24 | 2026-01-24 | Inverters | ENPHASE | IQ8PLUS-72-2-US | 290 |  | 14 |  |  | 0.975 |  | Outdoor
NJADRE1559035159 | Administratively Determined Incentive Program | Pleasantville | 8232 | 5.95 | Residential | Behind the Meter | Yes | Whitman Construction, LLC | AC Electric |  | Accepted | 2025-01-15 | 2025-01-24 | 2026-01-24 | Solar Panels | Trina Solar | TSM-425NE09RC.05 |  | 0.425 | 14 | 123 | 33 |  | Fixed | Roof
NJADRE1559035168 | Administratively Determined Incentive Program | Dunellen | 8812 | 8.2 | Residential | Behind the Meter | Yes | Pro Custom Solar dba Momentum Solar | PSE&G |  | Accepted | 2025-01-15 | 2025-01-28 | 2026-01-28 | Solar Panels | hanwha | q.peak duo blk ml-g10+410 |  | 0.41 | 7 | 83 | 10 |  | Fixed | Roof
NJADRE1559035168 | Administratively Determined Incentive Program | Dunellen | 8812 | 8.2 | Residential | Behind the Meter | Yes | Pro Custom Solar dba Momentum Solar | PSE&G |  | Accepted | 2025-01-15 | 2025-01-28 | 2026-01-28 | Solar Panels | hanwha | q.peak duo blk ml-g10+410 |  | 0.41 | 13 | 263 | 38 |  | Fixed | Roof
NJADRE1559035168 | Administratively Determined Incentive Program | Dunellen | 8812 | 8.2 | Residential | Behind the Meter | Yes | Pro Custom Solar dba Momentum Solar | PSE&G |  | Accepted | 2025-01-15 | 2025-01-28 | 2026-01-28 | Inverters | ENPHASE | iq8mc-72-m-us | 320 |  | 20 |  |  | 0.97 |  | Outside
NJADRE1559035258 | Administratively Determined Incentive Program | LINDEN | 7036 | 17.29 | Residential | Behind the Meter | Yes | Seapoint Solar Energy LLC | PSE&G |  | Accepted | 2025-01-20 | 2025-01-29 | 2026-01-29 | Inverters | ENPHASE IQ8PLUS | IQ8PLUS-72-M-US | 290 |  | 38 |  |  | 0.97 |  | Outdoor
NJADRE1559035258 | Administratively Determined Incentive Program | LINDEN | 7036 | 17.29 | Residential | Behind the Meter | Yes | Seapoint Solar Energy LLC | PSE&G |  | Accepted | 2025-01-20 | 2025-01-29 | 2026-01-29 | Solar Panels | Canadian Solar | CS6.1-54TM-455H |  | 0.455 | 38 | 326 | 38 |  | Fixed | Roof
NJADRE1559035404 | Administratively Determined Incentive Program | Fair Lawn | 7410 | 7.79 | Residential | Behind the Meter | Yes | Pro Custom Solar dba Momentum Solar | PSE&G |  | Accepted | 2025-01-15 | 2025-01-27 | 2026-01-27 | Solar Panels | HANWHA | Q.PEAK DUO BLK ML-G10+ 410 |  | 0.41 | 7 | 161 | 9 |  | Fixed | Roof
NJADRE1559035404 | Administratively Determined Incentive Program | Fair Lawn | 7410 | 7.79 | Residential | Behind the Meter | Yes | Pro Custom Solar dba Momentum Solar | PSE&G |  | Accepted | 2025-01-15 | 2025-01-27 | 2026-01-27 | Inverters | Enphase | IQ8HC-72-M-DOM-US | 380 |  | 19 |  |  | 0.97 |  | Outdoor
NJADRE1559035404 | Administratively Determined Incentive Program | Fair Lawn | 7410 | 7.79 | Residential | Behind the Meter | Yes | Pro Custom Solar dba Momentum Solar | PSE&G |  | Accepted | 2025-01-15 | 2025-01-27 | 2026-01-27 | Solar Panels | HANWHA | Q.PEAK DUO BLK ML-G10+ 410 |  | 0.41 | 12 | 341 | 39 |  | Fixed | Roof
NJADRE1559035411 | Administratively Determined Incentive Program | Union City | 7087 | 4.92 | Residential | Behind the Meter | Yes | EMT Renewables, LLC | PSE&G |  | Accepted | 2025-01-15 | 2025-02-06 | 2026-02-06 | Solar Panels | TRINA | TSM-NE09RC.05 |  | 0.41 | 12 | 211 | 4 |  | Fixed | Roof
NJADRE1559035411 | Administratively Determined Incentive Program | Union City | 7087 | 4.92 | Residential | Behind the Meter | Yes | EMT Renewables, LLC | PSE&G |  | Accepted | 2025-01-15 | 2025-02-06 | 2026-02-06 | Inverters | ENPHASE | IQ8+ | 290 |  | 12 |  |  | 0.98 |  | Other | UNDER EACH PANEL
NJADRE1559035419 | Administratively Determined Incentive Program | Bridgeton | 8302 | 3.69 | Residential | Behind the Meter | No | Trinity Solar, LLC | AC Electric |  | Accepted | 2025-01-15 | 2025-02-04 | 2026-02-04 | Solar Panels | HANWHA | Q.PEAK DUO BLK ML-G10+ 410 |  | 0.41 | 9 | 176 | 24 |  | Fixed | Roof
NJADRE1559035419 | Administratively Determined Incentive Program | Bridgeton | 8302 | 3.69 | Residential | Behind the Meter | No | Trinity Solar, LLC | AC Electric |  | Accepted | 2025-01-15 | 2025-02-04 | 2026-02-04 | Inverters | Solar Edge | SE3800H-US | 3800 |  | 1 |  |  | 0.97 |  | Outside
NJADRE1559035526 | Administratively Determined Incentive Program | NEWARK | 7105 | 6.97 | Residential | Behind the Meter | Yes | Pro Custom Solar dba Momentum Solar | PSE&G |  | Accepted | 2025-01-15 | 2025-01-24 | 2026-01-24 | Inverters | Enphase | IQ8HC-72-M-DOM-US | 380 |  | 17 |  |  | 0.97 |  | Outdoor
NJADRE1559035526 | Administratively Determined Incentive Program | NEWARK | 7105 | 6.97 | Residential | Behind the Meter | Yes | Pro Custom Solar dba Momentum Solar | PSE&G |  | Accepted | 2025-01-15 | 2025-01-24 | 2026-01-24 | Solar Panels | HANWHA | Q.PEAK DUO BLK ML-G10+ 410 |  | 0.41 | 17 | 24 | 4 |  | Fixed | Roof
NJADRE1559035648 | Administratively Determined Incentive Program | Medford | 8055 | 22.96 | Residential | Behind the Meter | No | Arma Renovations LLC DBA Arma Group | AC Electric |  | Accepted | 2025-01-16 | 2025-02-04 | 2026-02-04 | Solar Panels | Hanwha | qpeak duo 410 |  | 0.41 | 29 | 176 | 21 |  | Fixed | Roof
NJADRE1559035648 | Administratively Determined Incentive Program | Medford | 8055 | 22.96 | Residential | Behind the Meter | No | Arma Renovations LLC DBA Arma Group | AC Electric |  | Accepted | 2025-01-16 | 2025-02-04 | 2026-02-04 | Solar Panels | Hanwha | qpeak duo 410 |  | 0.41 | 11 | 176 | 21 |  | Fixed | Roof
NJADRE1559035648 | Administratively Determined Incentive Program | Medford | 8055 | 22.96 | Residential | Behind the Meter | No | Arma Renovations LLC DBA Arma Group | AC Electric |  | Accepted | 2025-01-16 | 2025-02-04 | 2026-02-04 | Solar Panels | Hanwha | qpeak duo 410 |  | 0.41 | 16 | 356 | 21 |  | Fixed | Roof
NJADRE1559035648 | Administratively Determined Incentive Program | Medford | 8055 | 22.96 | Residential | Behind the Meter | No | Arma Renovations LLC DBA Arma Group | AC Electric |  | Accepted | 2025-01-16 | 2025-02-04 | 2026-02-04 | Inverters | Enphase | IQ8 | 240 |  | 56 |  |  | 0.98 |  | Outside
NJADRE1559036301 | Administratively Determined Incentive Program | GALLOWAY | 8205 | 7.89 | Residential | Behind the Meter | Yes | SunPurity, LLC | AC Electric |  | Accepted | 2025-01-27 | 2025-02-06 | 2026-02-06 | Inverters | SOLAREDGE TECHNOLOGIES INC | SE7600H-USMNUBL75 | 7600 |  | 1 |  |  | 0.99 |  | Outside
NJADRE1559036301 | Administratively Determined Incentive Program | GALLOWAY | 8205 | 7.89 | Residential | Behind the Meter | Yes | SunPurity, LLC | AC Electric |  | Accepted | 2025-01-27 | 2025-02-06 | 2026-02-06 | Meters | SOLAREDGE TECHNOLOGIES INC | SE7600H-USMNUBL75 |  |  | 1 |  |  |  | Yes | Outdoor
NJADRE1559036301 | Administratively Determined Incentive Program | GALLOWAY | 8205 | 7.89 | Residential | Behind the Meter | Yes | SunPurity, LLC | AC Electric |  | Accepted | 2025-01-27 | 2025-02-06 | 2026-02-06 | Solar Panels | QCELL | Q.PEAK DUO BLK-ML-G10+ 415W |  | 0.415 | 19 | 101 | 27 |  | Fixed | Roof
NJADRE1559037229 | Administratively Determined Incentive Program | Brick | 8723 | 5.1 | Residential | Behind the Meter | Yes | Power Energy Solutions, LLC | JCP&L |  | Accepted | 2025-01-16 | 2025-01-24 | 2026-01-24 | Inverters | SolarEdge | SE3800H-US | 4 |  | 1 |  |  | 0.97 |  | Outdoor
NJADRE1559037229 | Administratively Determined Incentive Program | Brick | 8723 | 5.1 | Residential | Behind the Meter | Yes | Power Energy Solutions, LLC | JCP&L |  | Accepted | 2025-01-16 | 2025-01-24 | 2026-01-24 | Solar Panels | Trina Solar | TSM-425NE09RC.05 |  | 0.425 | 12 | 1 | 1 |  | Fixed | Roof
NJADRE1559037234 | Administratively Determined Incentive Program | SICKLERVILLE | 8081 | 9.35 | Residential | Behind the Meter | Yes | Whitman Construction LLC | AC Electric |  | Accepted | 2025-01-16 | 2025-01-24 | 2026-01-24 | Solar Panels | JINKO SOLAR | JKM425N-54HL4-B |  | 0.425 | 3 | 221 | 42 |  | Fixed | Roof
NJADRE1559037234 | Administratively Determined Incentive Program | SICKLERVILLE | 8081 | 9.35 | Residential | Behind the Meter | Yes | Whitman Construction LLC | AC Electric |  | Accepted | 2025-01-16 | 2025-01-24 | 2026-01-24 | Solar Panels | Jinko Solar | JKM425N-54HL4-B |  | 0.425 | 2 | 221 | 30 |  | Fixed | Roof
NJADRE1559037234 | Administratively Determined Incentive Program | SICKLERVILLE | 8081 | 9.35 | Residential | Behind the Meter | Yes | Whitman Construction LLC | AC Electric |  | Accepted | 2025-01-16 | 2025-01-24 | 2026-01-24 | Solar Panels | Jinko Solar | JKM425N-54HL4-B |  | 0.425 | 5 | 131 | 29 |  | Fixed | Roof
NJADRE1559037234 | Administratively Determined Incentive Program | SICKLERVILLE | 8081 | 9.35 | Residential | Behind the Meter | Yes | Whitman Construction LLC | AC Electric |  | Accepted | 2025-01-16 | 2025-01-24 | 2026-01-24 | Solar Panels | Jinko Solar | JKM425N-54HL4-B |  | 0.425 | 12 | 311 | 28 |  | Fixed | Roof
NJADRE1559037234 | Administratively Determined Incentive Program | SICKLERVILLE | 8081 | 9.35 | Residential | Behind the Meter | Yes | Whitman Construction LLC | AC Electric |  | Accepted | 2025-01-16 | 2025-01-24 | 2026-01-24 | Inverters | ENPHASE | IQ8PLUS-72-2-US | 290 |  | 22 |  |  | 0.975 |  | Outdoor
NJADRE1559037234 | Administratively Determined Incentive Program | SICKLERVILLE | 8081 | 9.35 | Residential | Behind the Meter | Yes | Whitman Construction LLC | AC Electric |  | Accepted | 2025-01-16 | 2025-01-24 | 2026-01-24 | Meters | ENPHASE | X-IQ-AM1-240-5-HDK |  |  | 1 |  |  |  | Yes | Outdoor
NJADRE1559037261 | Administratively Determined Incentive Program | Elizabeth | 7202 | 4.92 | Residential | Behind the Meter | Yes | Sunrun Installation Services, Inc. | PSE&G |  | Accepted | 2025-01-16 | 2025-01-27 | 2026-01-27 | Solar Panels | Hanwha Q-Cells | Q.PEAK DUO BLK ML-G10+ 410 |  | 0.41 | 12 | 149 | 38 |  | Fixed | Roof
NJADRE1559037261 | Administratively Determined Incentive Program | Elizabeth | 7202 | 4.92 | Residential | Behind the Meter | Yes | Sunrun Installation Services, Inc. | PSE&G |  | Accepted | 2025-01-16 | 2025-01-27 | 2026-01-27 | Inverters | TESLA | Powerwall 3 1707000-xx-y | 11500 |  | 1 |  |  | 0.97 |  | Outdoor | Next to meter
NJADRE1559037261 | Administratively Determined Incentive Program | Elizabeth | 7202 | 4.92 | Residential | Behind the Meter | Yes | Sunrun Installation Services, Inc. | PSE&G |  | Accepted | 2025-01-16 | 2025-01-27 | 2026-01-27 | Electric Storage Battery | TESLA | Powerwall 3 1707000-xx-y |  |  | 1 |  |  |  | Lithium Ion |  | OUTSIDE
NJADRE1559037269 | Administratively Determined Incentive Program | Wall | 7719 | 2.05 | Residential | Behind the Meter | Yes | Trinity Solar, LLC | JCP&L |  | Accepted | 2025-01-16 | 2025-01-24 | 2026-01-24 | Solar Panels | HANWHA | (Q.PEAK DUO BLK ML-G10+ 410) |  | 0.41 | 5 | 269 | 43 |  | Fixed | Roof
NJADRE1559037269 | Administratively Determined Incentive Program | Wall | 7719 | 2.05 | Residential | Behind the Meter | Yes | Trinity Solar, LLC | JCP&L |  | Accepted | 2025-01-16 | 2025-01-24 | 2026-01-24 | Inverters | Enphase | IQ8PLUS-72-2-US | 290 |  | 5 |  |  | 0.97 |  | Outdoor
NJADRE1559037271 | Administratively Determined Incentive Program | EGG HARBOR TOWNSHIP | 8234 | 10 | Residential | Behind the Meter | Yes | GenSun Roofing and Solar, LLC | AC Electric |  | Accepted | 2025-01-16 | 2025-01-24 | 2026-01-24 | Inverters | SOLAREDGE | SE10000H-US | 10000 |  | 1 |  |  | 0.99 |  | Outside
NJADRE1559037271 | Administratively Determined Incentive Program | EGG HARBOR TOWNSHIP | 8234 | 10 | Residential | Behind the Meter | Yes | GenSun Roofing and Solar, LLC | AC Electric |  | Accepted | 2025-01-16 | 2025-01-24 | 2026-01-24 | Solar Panels | LONGI SOLAR | LR5-54HABB- 400W |  | 0.4 | 3 | 79 | 20 |  | Fixed | Roof
NJADRE1559037271 | Administratively Determined Incentive Program | EGG HARBOR TOWNSHIP | 8234 | 10 | Residential | Behind the Meter | Yes | GenSun Roofing and Solar, LLC | AC Electric |  | Accepted | 2025-01-16 | 2025-01-24 | 2026-01-24 | Solar Panels | LONGI SOLAR | LR5-54HABB- 400W |  | 0.4 | 2 | 259 | 20 |  | Fixed | Roof
NJADRE1559037271 | Administratively Determined Incentive Program | EGG HARBOR TOWNSHIP | 8234 | 10 | Residential | Behind the Meter | Yes | GenSun Roofing and Solar, LLC | AC Electric |  | Accepted | 2025-01-16 | 2025-01-24 | 2026-01-24 | Solar Panels | LONGI SOLAR | LR5-54HABB- 400W |  | 0.4 | 3 | 169 | 0 |  | Fixed | Roof
NJADRE1559037271 | Administratively Determined Incentive Program | EGG HARBOR TOWNSHIP | 8234 | 10 | Residential | Behind the Meter | Yes | GenSun Roofing and Solar, LLC | AC Electric |  | Accepted | 2025-01-16 | 2025-01-24 | 2026-01-24 | Solar Panels | LONGI SOLAR | LR5-54HABB- 400W |  | 0.4 | 6 | 169 | 20 |  | Fixed | Roof
NJADRE1559037271 | Administratively Determined Incentive Program | EGG HARBOR TOWNSHIP | 8234 | 10 | Residential | Behind the Meter | Yes | GenSun Roofing and Solar, LLC | AC Electric |  | Accepted | 2025-01-16 | 2025-01-24 | 2026-01-24 | Solar Panels | LONGI SOLAR | LR5-54HABB- 400W |  | 0.4 | 11 | 349 | 20 |  | Fixed | Roof
NJADRE1559037309 | Administratively Determined Incentive Program | Mays Landing | 8330 | 7.79 | Residential | Behind the Meter | No | Powur, PBC | AC Electric |  | Accepted | 2025-01-16 | 2025-01-27 | 2026-01-27 | Solar Panels | Q Cells | Q.PEAK DUO ML-G10+ |  | 0.41 | 4 | 314 | 4 |  | Fixed | Roof
NJADRE1559037309 | Administratively Determined Incentive Program | Mays Landing | 8330 | 7.79 | Residential | Behind the Meter | No | Powur, PBC | AC Electric |  | Accepted | 2025-01-16 | 2025-01-27 | 2026-01-27 | Solar Panels | Q Cells | Q.PEAK DUO ML-G10+ |  | 0.41 | 10 | 134 | 27 |  | Fixed | Roof
NJADRE1559037309 | Administratively Determined Incentive Program | Mays Landing | 8330 | 7.79 | Residential | Behind the Meter | No | Powur, PBC | AC Electric |  | Accepted | 2025-01-16 | 2025-01-27 | 2026-01-27 | Inverters | Enphase | IQ8M-72-2-US | 330 |  | 19 |  |  | 0.97 |  | Outside
NJADRE1559037309 | Administratively Determined Incentive Program | Mays Landing | 8330 | 7.79 | Residential | Behind the Meter | No | Powur, PBC | AC Electric |  | Accepted | 2025-01-16 | 2025-01-27 | 2026-01-27 | Solar Panels | Q Cells | Q.PEAK DUO ML-G10+ |  | 0.41 | 5 | 134 | 18 |  | Fixed | Roof
NJADRE1559037321 | Administratively Determined Incentive Program | GALLOWAY | 8205 | 19.55 | Residential | Behind the Meter | Yes | Sun Up Zero Down, LLC | AC Electric |  | Accepted | 2025-01-16 | 2025-01-27 | 2026-01-27 | Inverters | Enphase | IQ8PLUS-72-2-US | 290 |  | 46 |  |  | 0.976 |  | Outdoor
NJADRE1559037321 | Administratively Determined Incentive Program | GALLOWAY | 8205 | 19.55 | Residential | Behind the Meter | Yes | Sun Up Zero Down, LLC | AC Electric |  | Accepted | 2025-01-16 | 2025-01-27 | 2026-01-27 | Meters | Enphase | TBD |  |  | 1 |  |  |  | Yes | Outdoor
NJADRE1559037321 | Administratively Determined Incentive Program | GALLOWAY | 8205 | 19.55 | Residential | Behind the Meter | Yes | Sun Up Zero Down, LLC | AC Electric |  | Accepted | 2025-01-16 | 2025-01-27 | 2026-01-27 | Solar Panels | Trina | TSM-425-NE09RC.05 Vertex S+ |  | 0.425 | 46 | 198 | 19 |  | Fixed | Roof
NJADRE1559037361 | Administratively Determined Incentive Program | Hawthorne | 7506 | 4.1 | Residential | Behind the Meter | Yes | Trinity Solar, LLC | PSE&G |  | Accepted | 2025-01-16 | 2025-01-24 | 2026-01-24 | Inverters | Tesla | Powerwall 3 (1707000-XX-Y) | 11500 |  | 2 |  |  | 0.97 |  | Outdoor
NJADRE1559037361 | Administratively Determined Incentive Program | Hawthorne | 7506 | 4.1 | Residential | Behind the Meter | Yes | Trinity Solar, LLC | PSE&G |  | Accepted | 2025-01-16 | 2025-01-24 | 2026-01-24 | Electric Storage Battery | Tesla | Powerwall 3 (1707000-XX-Y) |  |  | 2 |  |  |  | Lithium Ion |  | outside
NJADRE1559037361 | Administratively Determined Incentive Program | Hawthorne | 7506 | 4.1 | Residential | Behind the Meter | Yes | Trinity Solar, LLC | PSE&G |  | Accepted | 2025-01-16 | 2025-01-24 | 2026-01-24 | Solar Panels | HANWHA | (Q.PEAK DUO BLK ML-G10+ 410) |  | 0.41 | 10 | 262 | 10 |  | Fixed | Roof
NJADRE1559037399 | Administratively Determined Incentive Program | Monroe Twp | 8831 | 9.02 | Residential | Behind the Meter | Yes | Pro Custom Solar dba Momentum Solar | JCP&L |  | Accepted | 2025-01-16 | 2025-01-24 | 2026-01-24 | Solar Panels | HANWHA | Q.PEAK DUO BLK ML-G10+ 410 |  | 0.41 | 6 | 102 | 27 |  | Fixed | Roof
NJADRE1559037399 | Administratively Determined Incentive Program | Monroe Twp | 8831 | 9.02 | Residential | Behind the Meter | Yes | Pro Custom Solar dba Momentum Solar | JCP&L |  | Accepted | 2025-01-16 | 2025-01-24 | 2026-01-24 | Solar Panels | HANWHA | Q.PEAK DUO BLK ML-G10+ 410 |  | 0.41 | 4 | 192 | 42 |  | Fixed | Roof
NJADRE1559037399 | Administratively Determined Incentive Program | Monroe Twp | 8831 | 9.02 | Residential | Behind the Meter | Yes | Pro Custom Solar dba Momentum Solar | JCP&L |  | Accepted | 2025-01-16 | 2025-01-24 | 2026-01-24 | Inverters | Enphase | IQ8HC-72-M-DOM-US | 380 |  | 22 |  |  | 0.97 |  | Outdoor
NJADRE1559037399 | Administratively Determined Incentive Program | Monroe Twp | 8831 | 9.02 | Residential | Behind the Meter | Yes | Pro Custom Solar dba Momentum Solar | JCP&L |  | Accepted | 2025-01-16 | 2025-01-24 | 2026-01-24 | Solar Panels | HANWHA | Q.PEAK DUO BLK ML-G10+ 410 |  | 0.41 | 12 | 282 | 27 |  | Fixed | Roof
NJADRE1559037407 | Administratively Determined Incentive Program | Egg Harbor Twp | 8234 | 16 | Residential | Behind the Meter | Yes | GenSun Roofing and Solar, LLC | AC Electric |  | Accepted | 2025-01-16 | 2025-02-03 | 2026-02-03 | Solar Panels | LONGI SOLAR | LR5-54HABB- 400W |  | 0.4 | 10 | 174 | 33 |  | Fixed | Roof
NJADRE1559037407 | Administratively Determined Incentive Program | Egg Harbor Twp | 8234 | 16 | Residential | Behind the Meter | Yes | GenSun Roofing and Solar, LLC | AC Electric |  | Accepted | 2025-01-16 | 2025-02-03 | 2026-02-03 | Solar Panels | LONGI SOLAR | LR5-54HABB- 400W |  | 0.4 | 2 | 174 | 33 |  | Fixed | Roof
NJADRE1559037407 | Administratively Determined Incentive Program | Egg Harbor Twp | 8234 | 16 | Residential | Behind the Meter | Yes | GenSun Roofing and Solar, LLC | AC Electric |  | Accepted | 2025-01-16 | 2025-02-03 | 2026-02-03 | Inverters | solaredge | se10000h-us | 10000 |  | 1 |  |  | 0.99 |  | Outside
NJADRE1559037407 | Administratively Determined Incentive Program | Egg Harbor Twp | 8234 | 16 | Residential | Behind the Meter | Yes | GenSun Roofing and Solar, LLC | AC Electric |  | Accepted | 2025-01-16 | 2025-02-03 | 2026-02-03 | Solar Panels | LONGI SOLAR | LR5-54HABB- 400W |  | 0.4 | 4 | 174 | 33 |  | Fixed | Roof
NJADRE1559037407 | Administratively Determined Incentive Program | Egg Harbor Twp | 8234 | 16 | Residential | Behind the Meter | Yes | GenSun Roofing and Solar, LLC | AC Electric |  | Accepted | 2025-01-16 | 2025-02-03 | 2026-02-03 | Solar Panels | LONGI SOLAR | LR5-54HABB- 400W |  | 0.4 | 12 | 84 | 33 |  | Fixed | Roof
NJADRE1559037407 | Administratively Determined Incentive Program | Egg Harbor Twp | 8234 | 16 | Residential | Behind the Meter | Yes | GenSun Roofing and Solar, LLC | AC Electric |  | Accepted | 2025-01-16 | 2025-02-03 | 2026-02-03 | Solar Panels | LONGI SOLAR | LR5-54HABB- 400W |  | 0.4 | 2 | 174 | 33 |  | Fixed | Roof
NJADRE1559037407 | Administratively Determined Incentive Program | Egg Harbor Twp | 8234 | 16 | Residential | Behind the Meter | Yes | GenSun Roofing and Solar, LLC | AC Electric |  | Accepted | 2025-01-16 | 2025-02-03 | 2026-02-03 | Solar Panels | LONGI SOLAR | LR5-54HABB- 400W |  | 0.4 | 3 | 84 | 33 |  | Fixed | Roof
NJADRE1559037407 | Administratively Determined Incentive Program | Egg Harbor Twp | 8234 | 16 | Residential | Behind the Meter | Yes | GenSun Roofing and Solar, LLC | AC Electric |  | Accepted | 2025-01-16 | 2025-02-03 | 2026-02-03 | Solar Panels | LONGI SOLAR | LR5-54HABB- 400W |  | 0.4 | 7 | 264 | 33 |  | Fixed | Roof
NJADRE1559037445 | Administratively Determined Incentive Program | South Plainfield | 7080 | 16.61 | Residential | Behind the Meter | No | Morgan & Associates Consulting, LLC | PSE&G |  | Accepted | 2025-01-16 | 2025-07-02 | 2026-07-02 | Inverters | Enphase Energy | IQ8M-72-2-US [240V] | 325 |  | 41 |  |  | 0.98 |  | Outside | Roof
NJADRE1559037445 | Administratively Determined Incentive Program | South Plainfield | 7080 | 16.61 | Residential | Behind the Meter | No | Morgan & Associates Consulting, LLC | PSE&G |  | Accepted | 2025-01-16 | 2025-07-02 | 2026-07-02 | Solar Panels | REC Solar | REC405AA Pure Black |  | 0.405 | 4 | 151 | 42 |  | Fixed | Roof
NJADRE1559037445 | Administratively Determined Incentive Program | South Plainfield | 7080 | 16.61 | Residential | Behind the Meter | No | Morgan & Associates Consulting, LLC | PSE&G |  | Accepted | 2025-01-16 | 2025-07-02 | 2026-07-02 | Solar Panels | REC Solar | REC405AA Pure Black |  | 0.405 | 3 | 61 | 37 |  | Fixed | Roof
NJADRE1559037445 | Administratively Determined Incentive Program | South Plainfield | 7080 | 16.61 | Residential | Behind the Meter | No | Morgan & Associates Consulting, LLC | PSE&G |  | Accepted | 2025-01-16 | 2025-07-02 | 2026-07-02 | Solar Panels | REC Solar | REC405AA Pure Black |  | 0.405 | 9 | 61 | 30 |  | Fixed | Roof
NJADRE1559037445 | Administratively Determined Incentive Program | South Plainfield | 7080 | 16.61 | Residential | Behind the Meter | No | Morgan & Associates Consulting, LLC | PSE&G |  | Accepted | 2025-01-16 | 2025-07-02 | 2026-07-02 | Solar Panels | REC Solar | REC405AA Pure Black |  | 0.405 | 2 | 151 | 42 |  | Fixed | Roof
NJADRE1559037445 | Administratively Determined Incentive Program | South Plainfield | 7080 | 16.61 | Residential | Behind the Meter | No | Morgan & Associates Consulting, LLC | PSE&G |  | Accepted | 2025-01-16 | 2025-07-02 | 2026-07-02 | Solar Panels | REC Solar | REC405AA Pure Black |  | 0.405 | 23 | 241 | 30 |  | Fixed | Roof
NJADRE1559037481 | Administratively Determined Incentive Program | Barnegat | 8005 | 15.2 | Residential | Behind the Meter | Yes | GenSun Roofing and Solar, LLC | JCP&L |  | Accepted | 2025-01-16 | 2025-01-29 | 2026-01-29 | Inverters | solaredge | se6000h-us | 6000 |  | 2 |  |  | 0.99 |  | Outside
NJADRE1559037481 | Administratively Determined Incentive Program | Barnegat | 8005 | 15.2 | Residential | Behind the Meter | Yes | GenSun Roofing and Solar, LLC | JCP&L |  | Accepted | 2025-01-16 | 2025-01-29 | 2026-01-29 | Solar Panels | LONGI SOLAR | LR5-54HABB- 400W |  | 0.4 | 20 | 155 | 18 |  | Fixed | Roof
NJADRE1559037481 | Administratively Determined Incentive Program | Barnegat | 8005 | 15.2 | Residential | Behind the Meter | Yes | GenSun Roofing and Solar, LLC | JCP&L |  | Accepted | 2025-01-16 | 2025-01-29 | 2026-01-29 | Solar Panels | LONGI SOLAR | LR5-54HABB- 400W |  | 0.4 | 18 | 335 | 18 |  | Fixed | Roof
NJADRE1559037535 | Administratively Determined Incentive Program | Union | 7083 | 3.69 | Residential | Behind the Meter | Yes | Pro Custom Solar dba Momentum Solar | PSE&G |  | Accepted | 2025-01-16 | 2025-01-27 | 2026-01-27 | Solar Panels | HANWHA | Q.PEAK DUO BLK ML-G10+ 410 |  | 0.41 | 5 | 88 | 32 |  | Fixed | Roof
NJADRE1559037535 | Administratively Determined Incentive Program | Union | 7083 | 3.69 | Residential | Behind the Meter | Yes | Pro Custom Solar dba Momentum Solar | PSE&G |  | Accepted | 2025-01-16 | 2025-01-27 | 2026-01-27 | Inverters | Enphase | IQ8HC-72-M-DOM-US | 380 |  | 9 |  |  | 0.97 |  | Outdoor
NJADRE1559037535 | Administratively Determined Incentive Program | Union | 7083 | 3.69 | Residential | Behind the Meter | Yes | Pro Custom Solar dba Momentum Solar | PSE&G |  | Accepted | 2025-01-16 | 2025-01-27 | 2026-01-27 | Solar Panels | HANWHA | Q.PEAK DUO BLK ML-G10+ 410 |  | 0.41 | 4 | 268 | 33 |  | Fixed | Roof
NJADRE1559037538 | Administratively Determined Incentive Program | Bargaintown | 8234 | 12 | Residential | Behind the Meter | Yes | GenSun Roofing and Solar, LLC | AC Electric |  | Accepted | 2025-01-16 | 2025-02-03 | 2026-02-03 | Solar Panels | LONGI SOLAR | LR5-54HABB- 400W |  | 0.4 | 21 | 102 | 26 |  | Fixed | Roof
NJADRE1559037538 | Administratively Determined Incentive Program | Bargaintown | 8234 | 12 | Residential | Behind the Meter | Yes | GenSun Roofing and Solar, LLC | AC Electric |  | Accepted | 2025-01-16 | 2025-02-03 | 2026-02-03 | Inverters | solaredge | SE10000H-US | 10000 |  | 1 |  |  | 0.99 |  | Outside
NJADRE1559037538 | Administratively Determined Incentive Program | Bargaintown | 8234 | 12 | Residential | Behind the Meter | Yes | GenSun Roofing and Solar, LLC | AC Electric |  | Accepted | 2025-01-16 | 2025-02-03 | 2026-02-03 | Solar Panels | LONGI SOLAR | LR5-54HABB- 400W |  | 0.4 | 9 | 282 | 26 |  | Fixed | Roof
NJADRE1559037541 | Administratively Determined Incentive Program | West Orange | 7052 | 22.14 | Residential | Behind the Meter | Yes | Trinity Solar, LLC | PSE&G |  | Accepted | 2025-01-16 | 2025-01-24 | 2026-01-24 | Solar Panels | HANWHA | (Q.PEAK DUO BLK ML-G10+ 410) |  | 0.41 | 9 | 206 | 22 |  | Fixed | Roof
NJADRE1559037541 | Administratively Determined Incentive Program | West Orange | 7052 | 22.14 | Residential | Behind the Meter | Yes | Trinity Solar, LLC | PSE&G |  | Accepted | 2025-01-16 | 2025-01-24 | 2026-01-24 | Solar Panels | HANWHA | (Q.PEAK DUO BLK ML-G10+ 410) |  | 0.41 | 19 | 296 | 22 |  | Fixed | Roof
NJADRE1559037541 | Administratively Determined Incentive Program | West Orange | 7052 | 22.14 | Residential | Behind the Meter | Yes | Trinity Solar, LLC | PSE&G |  | Accepted | 2025-01-16 | 2025-01-24 | 2026-01-24 | Solar Panels | HANWHA | (Q.PEAK DUO BLK ML-G10+ 410) |  | 0.41 | 17 | 116 | 22 |  | Fixed | Roof
NJADRE1559037541 | Administratively Determined Incentive Program | West Orange | 7052 | 22.14 | Residential | Behind the Meter | Yes | Trinity Solar, LLC | PSE&G |  | Accepted | 2025-01-16 | 2025-01-24 | 2026-01-24 | Solar Panels | HANWHA | (Q.PEAK DUO BLK ML-G10+ 410) |  | 0.41 | 9 | 26 | 22 |  | Fixed | Roof
NJADRE1559037541 | Administratively Determined Incentive Program | West Orange | 7052 | 22.14 | Residential | Behind the Meter | Yes | Trinity Solar, LLC | PSE&G |  | Accepted | 2025-01-16 | 2025-01-24 | 2026-01-24 | Inverters | Solar Edge | USE5700H-USMNBL75 | 5760 |  | 1 |  |  | 0.97 |  | Outdoor
NJADRE1559037541 | Administratively Determined Incentive Program | West Orange | 7052 | 22.14 | Residential | Behind the Meter | Yes | Trinity Solar, LLC | PSE&G |  | Accepted | 2025-01-16 | 2025-01-24 | 2026-01-24 | Inverters | Solar Edge | USE11400H-USMNBL75 | 11400 |  | 1 |  |  | 0.97 |  | Outdoor
NJADRE1559037568 | Administratively Determined Incentive Program | Pittstown | 8867 | 6.97 | Residential | Behind the Meter | Yes | Pro Custom Solar dba Momentum Solar | JCP&L |  | Accepted | 2025-01-16 | 2025-01-27 | 2026-01-27 | Solar Panels | HANWHA | Q.PEAK DUO BLK ML-G10+ 410 |  | 0.41 | 6 | 38 | 32 |  | Fixed | Roof
NJADRE1559037568 | Administratively Determined Incentive Program | Pittstown | 8867 | 6.97 | Residential | Behind the Meter | Yes | Pro Custom Solar dba Momentum Solar | JCP&L |  | Accepted | 2025-01-16 | 2025-01-27 | 2026-01-27 | Inverters | Enphase | IQ8HC-72-M-DOM-US | 380 |  | 17 |  |  | 0.97 |  | Outdoor
NJADRE1559037568 | Administratively Determined Incentive Program | Pittstown | 8867 | 6.97 | Residential | Behind the Meter | Yes | Pro Custom Solar dba Momentum Solar | JCP&L |  | Accepted | 2025-01-16 | 2025-01-27 | 2026-01-27 | Solar Panels | HANWHA | Q.PEAK DUO BLK ML-G10+ 410 |  | 0.41 | 11 | 219 | 31 |  | Fixed | Roof
NJADRE1559038097 | Administratively Determined Incentive Program | Mantua | 8051 | 3.28 | Residential | Behind the Meter | Yes | Trinity Solar, LLC | AC Electric |  | Accepted | 2025-01-16 | 2025-01-24 | 2026-01-24 | Inverters | TESLA | 1707000-xx-y | 11500 |  | 1 |  |  | 0.97 |  | Outside
NJADRE1559038097 | Administratively Determined Incentive Program | Mantua | 8051 | 3.28 | Residential | Behind the Meter | Yes | Trinity Solar, LLC | AC Electric |  | Accepted | 2025-01-16 | 2025-01-24 | 2026-01-24 | Solar Panels | HANWHA | Q.PEAK DUO BLK ML-G10+ 410 |  | 0.41 | 8 | 129 | 25 |  | Fixed | Roof
NJADRE1559038097 | Administratively Determined Incentive Program | Mantua | 8051 | 3.28 | Residential | Behind the Meter | Yes | Trinity Solar, LLC | AC Electric |  | Accepted | 2025-01-16 | 2025-01-24 | 2026-01-24 | Electric Storage Battery | TESLA | 1707000-xx-y |  |  | 2 |  |  |  | Lithium Ion |  | Outdoors
NJADRE1559042143 | Administratively Determined Incentive Program | Marlboro | 7746 | 18.86 | Residential | Behind the Meter | Yes | Pro Custom Solar dba Momentum Solar | JCP&L |  | Accepted | 2025-01-16 | 2025-01-27 | 2026-01-27 | Inverters | Enphase | IQ8HC-72-M-DOM-US | 380 |  | 46 |  |  | 0.97 |  | Outdoor
NJADRE1559042143 | Administratively Determined Incentive Program | Marlboro | 7746 | 18.86 | Residential | Behind the Meter | Yes | Pro Custom Solar dba Momentum Solar | JCP&L |  | Accepted | 2025-01-16 | 2025-01-27 | 2026-01-27 | Solar Panels | HANWHA | Q.PEAK DUO BLK ML-G10+ 410 |  | 0.41 | 9 | 140 | 22 |  | Fixed | Roof
NJADRE1559042143 | Administratively Determined Incentive Program | Marlboro | 7746 | 18.86 | Residential | Behind the Meter | Yes | Pro Custom Solar dba Momentum Solar | JCP&L |  | Accepted | 2025-01-16 | 2025-01-27 | 2026-01-27 | Solar Panels | HANWHA | Q.PEAK DUO BLK ML-G10+ 410 |  | 0.41 | 8 | 50 | 25 |  | Fixed | Roof
NJADRE1559042143 | Administratively Determined Incentive Program | Marlboro | 7746 | 18.86 | Residential | Behind the Meter | Yes | Pro Custom Solar dba Momentum Solar | JCP&L |  | Accepted | 2025-01-16 | 2025-01-27 | 2026-01-27 | Solar Panels | HANWHA | Q.PEAK DUO BLK ML-G10+ 410 |  | 0.41 | 22 | 50 | 20 |  | Fixed | Roof
NJADRE1559042143 | Administratively Determined Incentive Program | Marlboro | 7746 | 18.86 | Residential | Behind the Meter | Yes | Pro Custom Solar dba Momentum Solar | JCP&L |  | Accepted | 2025-01-16 | 2025-01-27 | 2026-01-27 | Solar Panels | HANWHA | Q.PEAK DUO BLK ML-G10+ 410 |  | 0.41 | 5 | 230 | 40 |  | Fixed | Roof
NJADRE1559042143 | Administratively Determined Incentive Program | Marlboro | 7746 | 18.86 | Residential | Behind the Meter | Yes | Pro Custom Solar dba Momentum Solar | JCP&L |  | Accepted | 2025-01-16 | 2025-01-27 | 2026-01-27 | Solar Panels | HANWHA | Q.PEAK DUO BLK ML-G10+ 410 |  | 0.41 | 2 | 230 | 24 |  | Fixed | Roof
NJADRE1559042813 | Administratively Determined Incentive Program | PLEASANTVILLE | 8232 | 9.84 | Residential | Behind the Meter | Yes | EMT Renewables, LLC | AC Electric |  | Accepted | 2025-01-16 | 2025-01-27 | 2026-01-27 | Inverters | ENPHASE | IQ8+ | 290 |  | 24 |  |  | 0.98 |  | Other | UNDER EACH PANEL
NJADRE1559042813 | Administratively Determined Incentive Program | PLEASANTVILLE | 8232 | 9.84 | Residential | Behind the Meter | Yes | EMT Renewables, LLC | AC Electric |  | Accepted | 2025-01-16 | 2025-01-27 | 2026-01-27 | Solar Panels | TRINA | TSM-NE09RC.05 |  | 0.41 | 6 | 131 | 20 |  | Fixed | Roof
NJADRE1559042813 | Administratively Determined Incentive Program | PLEASANTVILLE | 8232 | 9.84 | Residential | Behind the Meter | Yes | EMT Renewables, LLC | AC Electric |  | Accepted | 2025-01-16 | 2025-01-27 | 2026-01-27 | Solar Panels | TRINA | TSM-NE09RC.05 |  | 0.41 | 8 | 311 | 20 |  | Fixed | Roof
NJADRE1559042813 | Administratively Determined Incentive Program | PLEASANTVILLE | 8232 | 9.84 | Residential | Behind the Meter | Yes | EMT Renewables, LLC | AC Electric |  | Accepted | 2025-01-16 | 2025-01-27 | 2026-01-27 | Solar Panels | TRINA | TSM-NE09RC.05 |  | 0.41 | 8 | 131 | 20 |  | Fixed | Roof
NJADRE1559042813 | Administratively Determined Incentive Program | PLEASANTVILLE | 8232 | 9.84 | Residential | Behind the Meter | Yes | EMT Renewables, LLC | AC Electric |  | Accepted | 2025-01-16 | 2025-01-27 | 2026-01-27 | Solar Panels | TRINA | TSM-NE09RC.05 |  | 0.41 | 2 | 311 | 20 |  | Fixed | Roof
NJADRE1559042908 | Administratively Determined Incentive Program | West Milford | 7480 | 5.74 | Residential | Behind the Meter | Yes | Trinity Solar, LLC | Orange Rockland Electric |  | Accepted | 2025-01-16 | 2025-01-27 | 2026-01-27 | Solar Panels | HANWHA | Q.PEAK DUO BLK ML-G10+ 410 |  | 0.41 | 14 | 131 | 18 |  | Fixed | Roof
NJADRE1559042908 | Administratively Determined Incentive Program | West Milford | 7480 | 5.74 | Residential | Behind the Meter | Yes | Trinity Solar, LLC | Orange Rockland Electric |  | Accepted | 2025-01-16 | 2025-01-27 | 2026-01-27 | Inverters | TESLA | 1538000-XX-Y | 5000 |  | 1 |  |  | 0.97 |  | Outside
NJADRE1559046929 | Administratively Determined Incentive Program | Millville | 8332 | 21.73 | Residential | Behind the Meter | Yes | Define Solar, LLC | AC Electric |  | Accepted | 2025-01-27 | 2025-02-06 | 2026-02-06 | Solar Panels | Znshine | ZXM7-SH108 410W |  | 0.41 | 23 | 202 | 31 |  | Fixed | Roof
NJADRE1559046929 | Administratively Determined Incentive Program | Millville | 8332 | 21.73 | Residential | Behind the Meter | Yes | Define Solar, LLC | AC Electric |  | Accepted | 2025-01-27 | 2025-02-06 | 2026-02-06 | Inverters | Enphase | IQ8PLUS-72-2-US | 290 |  | 16 |  |  | 0.976 |  | Outside | Under each pv panel
NJADRE1559046929 | Administratively Determined Incentive Program | Millville | 8332 | 21.73 | Residential | Behind the Meter | Yes | Define Solar, LLC | AC Electric |  | Accepted | 2025-01-27 | 2025-02-06 | 2026-02-06 | Solar Panels | Znshine | ZXM7-SH108 410W |  | 0.41 | 14 | 202 | 30 |  | Fixed | Roof
NJADRE1559046929 | Administratively Determined Incentive Program | Millville | 8332 | 21.73 | Residential | Behind the Meter | Yes | Define Solar, LLC | AC Electric |  | Accepted | 2025-01-27 | 2025-02-06 | 2026-02-06 | Inverters | Enphase | IQ8PLUS-72-2-US | 290 |  | 23 |  |  | 0.976 |  | Outside | Under each pv panel
NJADRE1559046929 | Administratively Determined Incentive Program | Millville | 8332 | 21.73 | Residential | Behind the Meter | Yes | Define Solar, LLC | AC Electric |  | Accepted | 2025-01-27 | 2025-02-06 | 2026-02-06 | Inverters | Enphase | IQ8PLUS-72-2-US | 290 |  | 14 |  |  | 0.976 |  | Outside | Under each pv panel
NJADRE1559046929 | Administratively Determined Incentive Program | Millville | 8332 | 21.73 | Residential | Behind the Meter | Yes | Define Solar, LLC | AC Electric |  | Accepted | 2025-01-27 | 2025-02-06 | 2026-02-06 | Solar Panels | Znshine | ZXM7-SH108 410W |  | 0.41 | 16 | 22 | 31 |  | Fixed | Roof
NJADRE1559046962 | Administratively Determined Incentive Program | LINDEN CITY | 7036 | 9.02 | Residential | Behind the Meter | Yes | Sunrun Installation Services, Inc. | PSE&G |  | Accepted | 2025-01-16 | 2025-01-27 | 2026-01-27 | Solar Panels | Hanwha Q Cells | Q.PEAK DUO BLK ML-G10+ 410 |  | 0.41 | 13 | 130 | 23 |  | Fixed | Roof
NJADRE1559046962 | Administratively Determined Incentive Program | LINDEN CITY | 7036 | 9.02 | Residential | Behind the Meter | Yes | Sunrun Installation Services, Inc. | PSE&G |  | Accepted | 2025-01-16 | 2025-01-27 | 2026-01-27 | Solar Panels | Hanwha Q Cells | Q.PEAK DUO BLK ML-G10+ 410 |  | 0.41 | 9 | 310 | 23 |  | Fixed | Roof
NJADRE1559046962 | Administratively Determined Incentive Program | LINDEN CITY | 7036 | 9.02 | Residential | Behind the Meter | Yes | Sunrun Installation Services, Inc. | PSE&G |  | Accepted | 2025-01-16 | 2025-01-27 | 2026-01-27 | Inverters | SolarEdge Technologies | SE7600H-USMN | 7600 |  | 1 |  |  | 0.99 |  | Outdoor
NJADRE1559046970 | Administratively Determined Incentive Program | SWEDESBORO | 8085 | 8.5 | Residential | Behind the Meter | Yes | Whitman Construction, LLC | AC Electric |  | Accepted | 2025-01-16 | 2025-01-27 | 2026-01-27 | Inverters | ENPHASE | IQ8PLUS-72-2-US | 290 |  | 20 |  |  | 0.975 |  | Outdoor
NJADRE1559046970 | Administratively Determined Incentive Program | SWEDESBORO | 8085 | 8.5 | Residential | Behind the Meter | Yes | Whitman Construction, LLC | AC Electric |  | Accepted | 2025-01-16 | 2025-01-27 | 2026-01-27 | Solar Panels | Trina Solar | TSM-425NE09RC.05 |  | 0.425 | 13 | 136 | 44 |  | Fixed | Roof
NJADRE1559046970 | Administratively Determined Incentive Program | SWEDESBORO | 8085 | 8.5 | Residential | Behind the Meter | Yes | Whitman Construction, LLC | AC Electric |  | Accepted | 2025-01-16 | 2025-01-27 | 2026-01-27 | Solar Panels | Trina Solar | TSM-425NE09RC.05 |  | 0.425 | 7 | 226 | 31 |  | Fixed | Roof
NJADRE1559047017 | Administratively Determined Incentive Program | PATERSON CITY | 7502 | 4.92 | Residential | Behind the Meter | Yes | Sunrun Installation Services, Inc. | PSE&G |  | Accepted | 2025-01-16 | 2025-01-27 | 2026-01-27 | Inverters | TESLA | Powerwall 3 1707000-xx-y | 11500 |  | 1 |  |  | 0.97 |  | Outdoor | Next to meter
NJADRE1559047017 | Administratively Determined Incentive Program | PATERSON CITY | 7502 | 4.92 | Residential | Behind the Meter | Yes | Sunrun Installation Services, Inc. | PSE&G |  | Accepted | 2025-01-16 | 2025-01-27 | 2026-01-27 | Electric Storage Battery | TESLA | Powerwall 3 1707000-xx-y |  |  | 1 |  |  |  | Lithium Ion |  | OUTSIDE
NJADRE1559047017 | Administratively Determined Incentive Program | PATERSON CITY | 7502 | 4.92 | Residential | Behind the Meter | Yes | Sunrun Installation Services, Inc. | PSE&G |  | Accepted | 2025-01-16 | 2025-01-27 | 2026-01-27 | Solar Panels | Hanwha Q-Cells | Q.PEAK DUO BLK ML-G10+ 410 |  | 0.41 | 6 | 69 | 19 |  | Fixed | Roof
NJADRE1559047017 | Administratively Determined Incentive Program | PATERSON CITY | 7502 | 4.92 | Residential | Behind the Meter | Yes | Sunrun Installation Services, Inc. | PSE&G |  | Accepted | 2025-01-16 | 2025-01-27 | 2026-01-27 | Solar Panels | Hanwha Q-Cells | Q.PEAK DUO BLK ML-G10+ 410 |  | 0.41 | 6 | 249 | 19 |  | Fixed | Roof
NJADRE1559047046 | Administratively Determined Incentive Program | Estell Manor | 8319 | 8.3 | Residential | Behind the Meter | No | Integrity Solar & Home Solutions, LLC | AC Electric |  | Accepted | 2025-01-16 | 2025-01-27 | 2026-01-27 | Inverters | ENPHASE | IQ8+ | 290 |  | 20 |  |  | 0.98 |  | Other | UNDER EACH PANEL
NJADRE1559047046 | Administratively Determined Incentive Program | Estell Manor | 8319 | 8.3 | Residential | Behind the Meter | No | Integrity Solar & Home Solutions, LLC | AC Electric |  | Accepted | 2025-01-16 | 2025-01-27 | 2026-01-27 | Solar Panels | Q CELLS | Q PEAK DUO |  | 0.415 | 20 | 183 | 30 |  | Fixed | Ground
NJADRE1559047098 | Administratively Determined Incentive Program | North Brunswick | 8902 | 9.43 | Residential | Behind the Meter | No | Fusion Solar Energy, LLC | PSE&G |  | Accepted | 2025-01-16 | 2025-01-27 | 2026-01-27 | Inverters | ENPHASE | IQ8PLUS-72-2-US | 290 |  | 23 |  |  | 0.975 |  | Outside | Roof
NJADRE1559047098 | Administratively Determined Incentive Program | North Brunswick | 8902 | 9.43 | Residential | Behind the Meter | No | Fusion Solar Energy, LLC | PSE&G |  | Accepted | 2025-01-16 | 2025-01-27 | 2026-01-27 | Solar Panels | REC SOLAR | REC410AA PURE |  | 0.41 | 19 | 130.01 | 27 |  | Fixed | Roof
NJADRE1559047098 | Administratively Determined Incentive Program | North Brunswick | 8902 | 9.43 | Residential | Behind the Meter | No | Fusion Solar Energy, LLC | PSE&G |  | Accepted | 2025-01-16 | 2025-01-27 | 2026-01-27 | Solar Panels | REC SOLAR | REC410AA PURE |  | 0.41 | 4 | 310.01 | 26 |  | Fixed | Roof
NJADRE1559047116 | Administratively Determined Incentive Program | PROSPECT PARK | 7508 | 6.56 | Residential | Behind the Meter | Yes | Pro Custom Solar dba Momentum Solar | PSE&G |  | Accepted | 2025-01-16 | 2025-01-27 | 2026-01-27 | Solar Panels | HANWHA | Q.PEAK DUO BLK ML-G10+ 410 |  | 0.41 | 16 | 139 | 30 |  | Fixed | Roof
NJADRE1559047116 | Administratively Determined Incentive Program | PROSPECT PARK | 7508 | 6.56 | Residential | Behind the Meter | Yes | Pro Custom Solar dba Momentum Solar | PSE&G |  | Accepted | 2025-01-16 | 2025-01-27 | 2026-01-27 | Inverters | Enphase | IQ8HC-72-M-DOM-US | 380 |  | 16 |  |  | 0.97 |  | Outdoor
NJADRE1559047201 | Administratively Determined Incentive Program | Pleasantville | 8232 | 4.92 | Residential | Behind the Meter | Yes | Sunrun Installation Services, Inc. | AC Electric |  | Accepted | 2025-01-16 | 2025-01-29 | 2026-01-29 | Solar Panels | Hanwha Q-Cells | Q.PEAK DUO BLK ML-G10+ 410 |  | 0.41 | 12 | 206 | 22 |  | Fixed | Roof
NJADRE1559047201 | Administratively Determined Incentive Program | Pleasantville | 8232 | 4.92 | Residential | Behind the Meter | Yes | Sunrun Installation Services, Inc. | AC Electric |  | Accepted | 2025-01-16 | 2025-01-29 | 2026-01-29 | Inverters | SolarEdge Technologies | SE3800H-USMN | 3800 |  | 1 |  |  | 0.99 |  | Outdoor | Next to meter
NJADRE1559047216 | Administratively Determined Incentive Program | Willingboro | 8046 | 6.56 | Residential | Behind the Meter | No | Powerlutions, LLC | PSE&G |  | Accepted | 2025-01-16 | 2025-01-29 | 2026-01-29 | Solar Panels | Qcells | Q.PEAK DUO ML-G10+ 410 |  | 0.41 | 8 | 266 | 27 |  | Fixed | Roof
NJADRE1559047216 | Administratively Determined Incentive Program | Willingboro | 8046 | 6.56 | Residential | Behind the Meter | No | Powerlutions, LLC | PSE&G |  | Accepted | 2025-01-16 | 2025-01-29 | 2026-01-29 | Meters | Enphase Energy Inc | ENV-IQ-AM1-240M |  |  | 1 |  |  |  | Yes | Outdoor
NJADRE1559047216 | Administratively Determined Incentive Program | Willingboro | 8046 | 6.56 | Residential | Behind the Meter | No | Powerlutions, LLC | PSE&G |  | Accepted | 2025-01-16 | 2025-01-29 | 2026-01-29 | Solar Panels | Qcells | Q.PEAK DUO ML-G10+ 410 |  | 0.41 | 8 | 86 | 27 |  | Fixed | Roof
NJADRE1559047216 | Administratively Determined Incentive Program | Willingboro | 8046 | 6.56 | Residential | Behind the Meter | No | Powerlutions, LLC | PSE&G |  | Accepted | 2025-01-16 | 2025-01-29 | 2026-01-29 | Inverters | Enphase Energy Inc | IQ8PLUS-72-M-US | 290 |  | 16 |  |  | 0.99 |  | Outside
NJADRE1559049760 | Administratively Determined Incentive Program | CHERRY HILL | 8034 | 9.96 | Residential | Behind the Meter | Yes | SunnyMac, LLC | PSE&G |  | Accepted | 2025-01-17 | 2025-01-27 | 2026-01-27 | Solar Panels | HANWHA | Q.PEAK DUO BLK ML-G10+ 415W |  | 0.415 | 12 | 155 | 27 |  | Fixed | Roof
NJADRE1559049760 | Administratively Determined Incentive Program | CHERRY HILL | 8034 | 9.96 | Residential | Behind the Meter | Yes | SunnyMac, LLC | PSE&G |  | Accepted | 2025-01-17 | 2025-01-27 | 2026-01-27 | Solar Panels | HANWHA | Q.PEAK DUO BLK ML-G10+ 415W |  | 0.415 | 12 | 335 | 27 |  | Fixed | Roof
NJADRE1559049760 | Administratively Determined Incentive Program | CHERRY HILL | 8034 | 9.96 | Residential | Behind the Meter | Yes | SunnyMac, LLC | PSE&G |  | Accepted | 2025-01-17 | 2025-01-27 | 2026-01-27 | Inverters | SOLAREDGE HOME HUB | SE7600H-US | 7600 |  | 1 |  |  | 0.99 |  | Outdoor | next to meter
NJADRE1559049789 | Administratively Determined Incentive Program | Rockaway | 7866 | 4.51 | Residential | Behind the Meter | Yes | Sunrun Installation Services, Inc. | JCP&L |  | Accepted | 2025-01-17 | 2025-01-27 | 2026-01-27 | Inverters | SOLAREDGE TECHNOLOGIES | SE3800H-USMN | 3800 |  | 1 |  |  | 0.99 |  | Outdoor
NJADRE1559049789 | Administratively Determined Incentive Program | Rockaway | 7866 | 4.51 | Residential | Behind the Meter | Yes | Sunrun Installation Services, Inc. | JCP&L |  | Accepted | 2025-01-17 | 2025-01-27 | 2026-01-27 | Solar Panels | HANWHA Q-CELLS | Q.PEAK DUO BLK ML-G10+ 410 |  | 0.41 | 11 | 195 | 42 |  | Fixed | Roof
NJADRE1559049832 | Administratively Determined Incentive Program | Gibbstown | 8027 | 13.18 | Residential | Behind the Meter | Yes | Power Energy Solutions, LLC | AC Electric |  | Accepted | 2025-01-17 | 2025-01-27 | 2026-01-27 | Inverters | SolarEdge | SE10000H-US | 10 |  | 1 |  |  | 0.97 |  | Outdoor
NJADRE1559049832 | Administratively Determined Incentive Program | Gibbstown | 8027 | 13.18 | Residential | Behind the Meter | Yes | Power Energy Solutions, LLC | AC Electric |  | Accepted | 2025-01-17 | 2025-01-27 | 2026-01-27 | Solar Panels | Trina Solar | TSM-425NE09RC.05 |  | 0.425 | 17 | 128 | 20 |  | Fixed | Roof
NJADRE1559049832 | Administratively Determined Incentive Program | Gibbstown | 8027 | 13.18 | Residential | Behind the Meter | Yes | Power Energy Solutions, LLC | AC Electric |  | Accepted | 2025-01-17 | 2025-01-27 | 2026-01-27 | Solar Panels | Trina Solar | TSM-425NE09RC.05 |  | 0.425 | 8 | 128 | 8 |  | Fixed | Roof
NJADRE1559049832 | Administratively Determined Incentive Program | Gibbstown | 8027 | 13.18 | Residential | Behind the Meter | Yes | Power Energy Solutions, LLC | AC Electric |  | Accepted | 2025-01-17 | 2025-01-27 | 2026-01-27 | Solar Panels | Trina Solar | TSM-425NE09RC.05 |  | 0.425 | 6 | 308 | 20 |  | Fixed | Roof
NJADRE1559049862 | Administratively Determined Incentive Program | Mays Landing | 8330 | 6.97 | Residential | Behind the Meter | Yes | Trinity Solar, LLC | AC Electric |  | Accepted | 2025-01-17 | 2025-01-27 | 2026-01-27 | Electric Storage Battery | Tesla | Tesla Powerwall 3 |  |  | 2 |  |  |  | Lithium Ion |  | outside
NJADRE1559049862 | Administratively Determined Incentive Program | Mays Landing | 8330 | 6.97 | Residential | Behind the Meter | Yes | Trinity Solar, LLC | AC Electric |  | Accepted | 2025-01-17 | 2025-01-27 | 2026-01-27 | Inverters | Tesla | Tesla Powerwall 3 | 11500 |  | 2 |  |  | 0.97 |  | Outdoor
NJADRE1559049862 | Administratively Determined Incentive Program | Mays Landing | 8330 | 6.97 | Residential | Behind the Meter | Yes | Trinity Solar, LLC | AC Electric |  | Accepted | 2025-01-17 | 2025-01-27 | 2026-01-27 | Solar Panels | Hanwha | HANWHA 410 (Q.PEAK DUO BLK ML-G10+ 410) |  | 0.41 | 7 | 22 | 28 |  | Fixed | Roof
NJADRE1559049862 | Administratively Determined Incentive Program | Mays Landing | 8330 | 6.97 | Residential | Behind the Meter | Yes | Trinity Solar, LLC | AC Electric |  | Accepted | 2025-01-17 | 2025-01-27 | 2026-01-27 | Solar Panels | Hanwha | HANWHA 410 (Q.PEAK DUO BLK ML-G10+ 410) |  | 0.41 | 3 | 112 | 15 |  | Fixed | Roof
NJADRE1559049862 | Administratively Determined Incentive Program | Mays Landing | 8330 | 6.97 | Residential | Behind the Meter | Yes | Trinity Solar, LLC | AC Electric |  | Accepted | 2025-01-17 | 2025-01-27 | 2026-01-27 | Solar Panels | Hanwha | HANWHA 410 (Q.PEAK DUO BLK ML-G10+ 410) |  | 0.41 | 7 | 202 | 28 |  | Fixed | Roof
NJADRE1559049896 | Administratively Determined Incentive Program | Columbus | 8022 | 7.38 | Residential | Behind the Meter | Yes | Pro Custom Solar dba Momentum Solar | PSE&G |  | Accepted | 2025-01-17 | 2025-01-27 | 2026-01-27 | Inverters | Enphase | IQ8HC-72-M-DOM-US | 380 |  | 18 |  |  | 0.97 |  | Outdoor
NJADRE1559049896 | Administratively Determined Incentive Program | Columbus | 8022 | 7.38 | Residential | Behind the Meter | Yes | Pro Custom Solar dba Momentum Solar | PSE&G |  | Accepted | 2025-01-17 | 2025-01-27 | 2026-01-27 | Solar Panels | HANWHA | Q.PEAK DUO BLK ML-G10+ 410 |  | 0.41 | 18 | 268 | 24 |  | Fixed | Roof
NJADRE1559049900 | Administratively Determined Incentive Program | GLOUCESTER CITY | 8030 | 6.97 | Residential | Behind the Meter | Yes | Pro Custom Solar dba Momentum Solar | PSE&G |  | Accepted | 2025-01-17 | 2025-01-27 | 2026-01-27 | Inverters | ENPHASE | iq8mc-72-m-us | 320 |  | 17 |  |  | 0.97 |  | Outside
NJADRE1559049900 | Administratively Determined Incentive Program | GLOUCESTER CITY | 8030 | 6.97 | Residential | Behind the Meter | Yes | Pro Custom Solar dba Momentum Solar | PSE&G |  | Accepted | 2025-01-17 | 2025-01-27 | 2026-01-27 | Solar Panels | hanwha | q.peak duo blk ml-g10+410 |  | 0.41 | 17 | 2 | 23 |  | Fixed | Roof
NJADRE1559049945 | Administratively Determined Incentive Program | EWING | 8618 | 12.3 | Residential | Behind the Meter | Yes | EMT Renewables, LLC | PSE&G |  | Accepted | 2025-01-17 | 2025-02-06 | 2026-02-06 | Inverters | ENPHASE | IQ8+ | 290 |  | 30 |  |  | 0.98 |  | Other | UNDER EACH PANEL
NJADRE1559049945 | Administratively Determined Incentive Program | EWING | 8618 | 12.3 | Residential | Behind the Meter | Yes | EMT Renewables, LLC | PSE&G |  | Accepted | 2025-01-17 | 2025-02-06 | 2026-02-06 | Solar Panels | Q CELLS | Q PEAK DUO BLK |  | 0.41 | 11 | 161 | 35 |  | Fixed | Roof
NJADRE1559049945 | Administratively Determined Incentive Program | EWING | 8618 | 12.3 | Residential | Behind the Meter | Yes | EMT Renewables, LLC | PSE&G |  | Accepted | 2025-01-17 | 2025-02-06 | 2026-02-06 | Solar Panels | Q CELLS | Q PEAK DUO BLK |  | 0.41 | 16 | 71 | 35 |  | Fixed | Roof
NJADRE1559049945 | Administratively Determined Incentive Program | EWING | 8618 | 12.3 | Residential | Behind the Meter | Yes | EMT Renewables, LLC | PSE&G |  | Accepted | 2025-01-17 | 2025-02-06 | 2026-02-06 | Solar Panels | Q CELLS | Q PEAK DUO BLK |  | 0.41 | 3 | 251 | 35 |  | Fixed | Roof
NJADRE1559050019 | Administratively Determined Incentive Program | Sewell | 8080 | 2.05 | Residential | Behind the Meter | Yes | Trinity Solar, LLC | AC Electric |  | Accepted | 2025-01-17 | 2025-01-28 | 2026-01-28 | Inverters | Enphase | IQ8PLUS-72-2-US | 290 |  | 5 |  |  | 0.97 |  | Outdoor
NJADRE1559050019 | Administratively Determined Incentive Program | Sewell | 8080 | 2.05 | Residential | Behind the Meter | Yes | Trinity Solar, LLC | AC Electric |  | Accepted | 2025-01-17 | 2025-01-28 | 2026-01-28 | Solar Panels | HANWHA | (Q.PEAK DUO BLK ML-G10+ 410) |  | 0.41 | 5 | 231 | 28 |  | Fixed | Roof
NJADRE1559050414 | Administratively Determined Incentive Program | Moorestown | 8057 | 5.33 | Residential | Behind the Meter | Yes | EMT Renewables, LLC | PSE&G |  | Accepted | 2025-01-17 | 2025-02-06 | 2026-02-06 | Solar Panels | TRINA | TSM-NE09RC.05 |  | 0.41 | 13 | 248 | 35 |  | Fixed | Roof
NJADRE1559050414 | Administratively Determined Incentive Program | Moorestown | 8057 | 5.33 | Residential | Behind the Meter | Yes | EMT Renewables, LLC | PSE&G |  | Accepted | 2025-01-17 | 2025-02-06 | 2026-02-06 | Inverters | ENPHASE | IQ8+ | 290 |  | 13 |  |  | 0.98 |  | Other | UNDER EACH PANEL
NJADRE1559050714 | Administratively Determined Incentive Program | Westfield | 7090 | 8.61 | Residential | Behind the Meter | Yes | Trinity Solar, LLC | PSE&G |  | Accepted | 2025-01-17 | 2025-01-28 | 2026-01-28 | Inverters | Tesla | Tesla Powerwall 3 | 11500 |  | 2 |  |  | 0.97 |  | Outdoor
NJADRE1559050714 | Administratively Determined Incentive Program | Westfield | 7090 | 8.61 | Residential | Behind the Meter | Yes | Trinity Solar, LLC | PSE&G |  | Accepted | 2025-01-17 | 2025-01-28 | 2026-01-28 | Solar Panels | Hanwha | HANWHA 410 (Q.PEAK DUO BLK ML-G10+ 410) |  | 0.41 | 10 | 127 | 37 |  | Fixed | Roof
NJADRE1559050714 | Administratively Determined Incentive Program | Westfield | 7090 | 8.61 | Residential | Behind the Meter | Yes | Trinity Solar, LLC | PSE&G |  | Accepted | 2025-01-17 | 2025-01-28 | 2026-01-28 | Solar Panels | Hanwha | HANWHA 410 (Q.PEAK DUO BLK ML-G10+ 410) |  | 0.41 | 9 | 127 | 35 |  | Fixed | Roof
NJADRE1559050714 | Administratively Determined Incentive Program | Westfield | 7090 | 8.61 | Residential | Behind the Meter | Yes | Trinity Solar, LLC | PSE&G |  | Accepted | 2025-01-17 | 2025-01-28 | 2026-01-28 | Solar Panels | Hanwha | HANWHA 410 (Q.PEAK DUO BLK ML-G10+ 410) |  | 0.41 | 2 | 217 | 38 |  | Fixed | Roof
NJADRE1559050714 | Administratively Determined Incentive Program | Westfield | 7090 | 8.61 | Residential | Behind the Meter | Yes | Trinity Solar, LLC | PSE&G |  | Accepted | 2025-01-17 | 2025-01-28 | 2026-01-28 | Electric Storage Battery | Tesla | Tesla Powerwall 3 |  |  | 2 |  |  |  | Lithium Ion |  | Inside
NJADRE1559050756 | Administratively Determined Incentive Program | Morganville | 7751 | 7.38 | Residential | Behind the Meter | Yes | Trinity Solar, LLC | JCP&L |  | Accepted | 2025-01-17 | 2025-01-28 | 2026-01-28 | Inverters | TESLA | 1707000-xx-y | 11500 |  | 1 |  |  | 0.97 |  | Outside
NJADRE1559050756 | Administratively Determined Incentive Program | Morganville | 7751 | 7.38 | Residential | Behind the Meter | Yes | Trinity Solar, LLC | JCP&L |  | Accepted | 2025-01-17 | 2025-01-28 | 2026-01-28 | Solar Panels | HANWHA | Q.PEAK DUO BLK ML-G10+ 410 |  | 0.41 | 12 | 204 | 19 |  | Fixed | Roof
NJADRE1559050756 | Administratively Determined Incentive Program | Morganville | 7751 | 7.38 | Residential | Behind the Meter | Yes | Trinity Solar, LLC | JCP&L |  | Accepted | 2025-01-17 | 2025-01-28 | 2026-01-28 | Solar Panels | HANWHA | Q.PEAK DUO BLK ML-G10+ 410 |  | 0.41 | 6 | 204 | 20 |  | Fixed | Roof
NJADRE1559050756 | Administratively Determined Incentive Program | Morganville | 7751 | 7.38 | Residential | Behind the Meter | Yes | Trinity Solar, LLC | JCP&L |  | Accepted | 2025-01-17 | 2025-01-28 | 2026-01-28 | Electric Storage Battery | TESLA | 1707000-xx-y |  |  | 2 |  |  |  | Lithium Ion |  | Outdoors
NJADRE1559050763 | Administratively Determined Incentive Program | Egg Harbor Township | 8234 | 12.71 | Residential | Behind the Meter | Yes | Sunrun Installation Services, Inc. | AC Electric |  | Accepted | 2025-01-17 | 2025-01-28 | 2026-01-28 | Inverters | TESLA | Powerwall 3 1707000-xx-y | 11500 |  | 1 |  |  | 0.99 |  | Outdoor | Next to meter
NJADRE1559050763 | Administratively Determined Incentive Program | Egg Harbor Township | 8234 | 12.71 | Residential | Behind the Meter | Yes | Sunrun Installation Services, Inc. | AC Electric |  | Accepted | 2025-01-17 | 2025-01-28 | 2026-01-28 | Solar Panels | Hanwha Q-Cells | Q.PEAK DUO BLK ML-G10+ 410 |  | 0.41 | 9 | 111 | 27 |  | Fixed | Roof
NJADRE1559050763 | Administratively Determined Incentive Program | Egg Harbor Township | 8234 | 12.71 | Residential | Behind the Meter | Yes | Sunrun Installation Services, Inc. | AC Electric |  | Accepted | 2025-01-17 | 2025-01-28 | 2026-01-28 | Solar Panels | Hanwha Q-Cells | Q.PEAK DUO BLK ML-G10+ 410 |  | 0.41 | 6 | 113 | 27 |  | Fixed | Roof
NJADRE1559050763 | Administratively Determined Incentive Program | Egg Harbor Township | 8234 | 12.71 | Residential | Behind the Meter | Yes | Sunrun Installation Services, Inc. | AC Electric |  | Accepted | 2025-01-17 | 2025-01-28 | 2026-01-28 | Electric Storage Battery | TESLA | Powerwall 3 1707000-xx-y |  |  | 1 |  |  |  | Lithium Ion |  | OUTSIDE
NJADRE1559050763 | Administratively Determined Incentive Program | Egg Harbor Township | 8234 | 12.71 | Residential | Behind the Meter | Yes | Sunrun Installation Services, Inc. | AC Electric |  | Accepted | 2025-01-17 | 2025-01-28 | 2026-01-28 | Solar Panels | Hanwha Q-Cells | Q.PEAK DUO BLK ML-G10+ 410 |  | 0.41 | 12 | 291 | 27 |  | Fixed | Roof
NJADRE1559050763 | Administratively Determined Incentive Program | Egg Harbor Township | 8234 | 12.71 | Residential | Behind the Meter | Yes | Sunrun Installation Services, Inc. | AC Electric |  | Accepted | 2025-01-17 | 2025-01-28 | 2026-01-28 | Solar Panels | Hanwha Q-Cells | Q.PEAK DUO BLK ML-G10+ 410 |  | 0.41 | 4 | 293 | 27 |  | Fixed | Roof
NJADRE1559051017 | Administratively Determined Incentive Program | SOMERSET | 8873 | 4.1 | Residential | Behind the Meter | Yes | Sunrun Installation Services, Inc. | PSE&G |  | Accepted | 2025-01-17 | 2025-01-28 | 2026-01-28 | Solar Panels | Hanwha Q Cells | Q.PEAK DUO BLK ML-G10+ 410 |  | 0.41 | 3 | 218 | 23 |  | Fixed | Roof
NJADRE1559051017 | Administratively Determined Incentive Program | SOMERSET | 8873 | 4.1 | Residential | Behind the Meter | Yes | Sunrun Installation Services, Inc. | PSE&G |  | Accepted | 2025-01-17 | 2025-01-28 | 2026-01-28 | Inverters | Tesla | Powerwall 3 1707000-xx-y | 11500 |  | 1 |  |  | 0.97 |  | Outdoor
NJADRE1559051017 | Administratively Determined Incentive Program | SOMERSET | 8873 | 4.1 | Residential | Behind the Meter | Yes | Sunrun Installation Services, Inc. | PSE&G |  | Accepted | 2025-01-17 | 2025-01-28 | 2026-01-28 | Electric Storage Battery | Tesla | Powerwall 3 1707000-xx-y |  |  | 1 |  |  |  | Lithium Ion |  | OUTSIDE
NJADRE1559051017 | Administratively Determined Incentive Program | SOMERSET | 8873 | 4.1 | Residential | Behind the Meter | Yes | Sunrun Installation Services, Inc. | PSE&G |  | Accepted | 2025-01-17 | 2025-01-28 | 2026-01-28 | Solar Panels | Hanwha Q Cells | Q.PEAK DUO BLK ML-G10+ 410 |  | 0.41 | 7 | 218 | 23 |  | Fixed | Roof
NJADRE1559051129 | Administratively Determined Incentive Program | Egg Harbor City | 8215 | 18.4 | Residential | Behind the Meter | No | AllSeason Solar | AC Electric |  | Accepted | 2025-01-17 | 2025-01-28 | 2026-01-28 | Solar Panels | Certainteed | CT400HC11-06 |  | 0.4 | 27 | 351 | 38 |  | Fixed | Roof
NJADRE1559051129 | Administratively Determined Incentive Program | Egg Harbor City | 8215 | 18.4 | Residential | Behind the Meter | No | AllSeason Solar | AC Electric |  | Accepted | 2025-01-17 | 2025-01-28 | 2026-01-28 | Solar Panels | Certainteed | CT400HC11-06 |  | 0.4 | 2 | 81 | 33 |  | Fixed | Roof
NJADRE1559051129 | Administratively Determined Incentive Program | Egg Harbor City | 8215 | 18.4 | Residential | Behind the Meter | No | AllSeason Solar | AC Electric |  | Accepted | 2025-01-17 | 2025-01-28 | 2026-01-28 | Inverters | Enphase | IQ8 Plus | 290 |  | 46 |  |  | 0.97 |  | Outside
NJADRE1559051129 | Administratively Determined Incentive Program | Egg Harbor City | 8215 | 18.4 | Residential | Behind the Meter | No | AllSeason Solar | AC Electric |  | Accepted | 2025-01-17 | 2025-01-28 | 2026-01-28 | Solar Panels | Certainteed | CT400HC11-06 |  | 0.4 | 15 | 171 | 38 |  | Fixed | Roof
NJADRE1559051129 | Administratively Determined Incentive Program | Egg Harbor City | 8215 | 18.4 | Residential | Behind the Meter | No | AllSeason Solar | AC Electric |  | Accepted | 2025-01-17 | 2025-01-28 | 2026-01-28 | Solar Panels | Certainteed | CT400HC11-06 |  | 0.4 | 2 | 261 | 33 |  | Fixed | Roof
NJADRE1559051244 | Administratively Determined Incentive Program | HASBROUCK HEIGHTS | 7604 | 12 | Residential | Behind the Meter | No | AllSeason Solar | PSE&G |  | Accepted | 2025-01-17 | 2025-01-28 | 2026-01-28 | Solar Panels | Certainteed | CT400HC11-06 |  | 0.4 | 5 | 216 | 33 |  | Fixed | Roof
NJADRE1559051244 | Administratively Determined Incentive Program | HASBROUCK HEIGHTS | 7604 | 12 | Residential | Behind the Meter | No | AllSeason Solar | PSE&G |  | Accepted | 2025-01-17 | 2025-01-28 | 2026-01-28 | Inverters | Tesla | Powerwall 3 | 240 |  | 1 |  |  | 0.97 |  | Outside
NJADRE1559051244 | Administratively Determined Incentive Program | HASBROUCK HEIGHTS | 7604 | 12 | Residential | Behind the Meter | No | AllSeason Solar | PSE&G |  | Accepted | 2025-01-17 | 2025-01-28 | 2026-01-28 | Solar Panels | Certainteed | CT400HC11-06 |  | 0.4 | 9 | 307 | 27 |  | Fixed | Roof
NJADRE1559051244 | Administratively Determined Incentive Program | HASBROUCK HEIGHTS | 7604 | 12 | Residential | Behind the Meter | No | AllSeason Solar | PSE&G |  | Accepted | 2025-01-17 | 2025-01-28 | 2026-01-28 | Solar Panels | Certainteed | CT400HC11-06 |  | 0.4 | 8 | 216 | 33 |  | Fixed | Roof
NJADRE1559051244 | Administratively Determined Incentive Program | HASBROUCK HEIGHTS | 7604 | 12 | Residential | Behind the Meter | No | AllSeason Solar | PSE&G |  | Accepted | 2025-01-17 | 2025-01-28 | 2026-01-28 | Solar Panels | Certainteed | CT400HC11-06 |  | 0.4 | 8 | 127 | 27 |  | Fixed | Roof
NJADRE1559051294 | Administratively Determined Incentive Program | Morganville | 7751 | 8.82 | Residential | Behind the Meter | No | Public Service Solar, LLC | JCP&L |  | Accepted | 2025-01-17 | 2025-01-28 | 2026-01-28 | Solar Panels | Panasonic | EVPV420HK2 |  | 0.42 | 21 | 98 | 31 |  | Fixed | Roof
NJADRE1559051294 | Administratively Determined Incentive Program | Morganville | 7751 | 8.82 | Residential | Behind the Meter | No | Public Service Solar, LLC | JCP&L |  | Accepted | 2025-01-17 | 2025-01-28 | 2026-01-28 | Inverters | Enphase | iQ8HC-72-M-US | 380 |  | 21 |  |  | 0.96 |  | Outdoor | Under panel
NJADRE1559051374 | Administratively Determined Incentive Program | NEWARK | 7103 | 4.74 | Residential | Behind the Meter | No | Bright Ops, Inc. | PSE&G |  | Accepted | 2025-01-17 | 2025-01-28 | 2026-01-28 | Inverters | SolarEdge | SE3800H-USRGM | 3800 |  | 1 |  |  | 0.98 |  | Outdoor | Outside
NJADRE1559051374 | Administratively Determined Incentive Program | NEWARK | 7103 | 4.74 | Residential | Behind the Meter | No | Bright Ops, Inc. | PSE&G |  | Accepted | 2025-01-17 | 2025-01-28 | 2026-01-28 | Solar Panels | Canadian Solar | CS3N-395MS |  | 0.395 | 12 | 206 | 5 |  | Fixed | Roof
NJADRE1559054628 | Administratively Determined Incentive Program | Berlin Township | 8091 | 6.3 | Residential | Behind the Meter | No | Onsite Energy, Inc. | AC Electric |  | Accepted | 2025-01-18 | 2025-01-28 | 2026-01-28 | Meters | SOLAREDGE TECHNOLOGIES | SE-1000-ZBGW-K-NA |  |  | 1 |  |  |  | Yes | Outdoor
NJADRE1559054628 | Administratively Determined Incentive Program | Berlin Township | 8091 | 6.3 | Residential | Behind the Meter | No | Onsite Energy, Inc. | AC Electric |  | Accepted | 2025-01-18 | 2025-01-28 | 2026-01-28 | Solar Panels | REC | REC Group Alpha Pure-R 420 W |  | 0.42 | 3 | 154 | 35 |  | Fixed | Roof
NJADRE1559054628 | Administratively Determined Incentive Program | Berlin Township | 8091 | 6.3 | Residential | Behind the Meter | No | Onsite Energy, Inc. | AC Electric |  | Accepted | 2025-01-18 | 2025-01-28 | 2026-01-28 | Inverters | SOLAREDGE TECHNOLOGIES | SE5000H-US Single Phase | 5000 |  | 1 |  |  | 0.992 |  | Outside | EXTERIOR
NJADRE1559054628 | Administratively Determined Incentive Program | Berlin Township | 8091 | 6.3 | Residential | Behind the Meter | No | Onsite Energy, Inc. | AC Electric |  | Accepted | 2025-01-18 | 2025-01-28 | 2026-01-28 | Solar Panels | REC | REC Group Alpha Pure-R 420 W |  | 0.42 | 3 | 154 | 18 |  | Fixed | Roof
NJADRE1559054628 | Administratively Determined Incentive Program | Berlin Township | 8091 | 6.3 | Residential | Behind the Meter | No | Onsite Energy, Inc. | AC Electric |  | Accepted | 2025-01-18 | 2025-01-28 | 2026-01-28 | Solar Panels | REC Group Alpha Pure-R 420 W | REC |  | 0.42 | 9 | 244 | 20 |  | Fixed | Roof
NJADRE1559054756 | Administratively Determined Incentive Program | CLEMENTON | 8021 | 4.98 | Residential | Behind the Meter | Yes | SunPurity LLC | AC Electric |  | Accepted | 2025-01-29 | 2025-02-18 | 2026-02-18 | Solar Panels | QCELL | Q.PEAK DUO BLK ML-G10+ 415 |  | 0.415 | 12 | 157 | 25 |  | Fixed | Roof
NJADRE1559054756 | Administratively Determined Incentive Program | CLEMENTON | 8021 | 4.98 | Residential | Behind the Meter | Yes | SunPurity LLC | AC Electric |  | Accepted | 2025-01-29 | 2025-02-18 | 2026-02-18 | Meters | SOLAREDGE TECHNOLOGIES INC | SE5000H-US000BEI4 |  |  | 1 |  |  |  | Yes | Outdoor
NJADRE1559054756 | Administratively Determined Incentive Program | CLEMENTON | 8021 | 4.98 | Residential | Behind the Meter | Yes | SunPurity LLC | AC Electric |  | Accepted | 2025-01-29 | 2025-02-18 | 2026-02-18 | Inverters | SOLAREDGE TECHNOLOGIES INC | SE5000H-US000BEI4 | 5000 |  | 1 |  |  | 0.99 |  | Outside
NJADRE1559054762 | Administratively Determined Incentive Program | Delran | 8075 | 20.75 | Residential | Behind the Meter | Yes | SunPurity, LLC | PSE&G |  | Accepted | 2025-01-29 | 2025-02-11 | 2026-02-11 | Solar Panels | QCELL | Q.PEAK DUO BLK ML-G10+ 415 |  | 0.415 | 12 | 38 | 20 |  | Fixed | Roof
NJADRE1559054762 | Administratively Determined Incentive Program | Delran | 8075 | 20.75 | Residential | Behind the Meter | Yes | SunPurity, LLC | PSE&G |  | Accepted | 2025-01-29 | 2025-02-11 | 2026-02-11 | Solar Panels | QCELL | Q.PEAK DUO BLK ML-G10+ 415 |  | 0.415 | 9 | 39 | 20 |  | Fixed | Roof
NJADRE1559054762 | Administratively Determined Incentive Program | Delran | 8075 | 20.75 | Residential | Behind the Meter | Yes | SunPurity, LLC | PSE&G |  | Accepted | 2025-01-29 | 2025-02-11 | 2026-02-11 | Inverters | SOLAREDGE TECHNOLOGIES INC | SE10000H-USMNUBL75 | 10000 |  | 2 |  |  | 0.99 |  | Outside
NJADRE1559054762 | Administratively Determined Incentive Program | Delran | 8075 | 20.75 | Residential | Behind the Meter | Yes | SunPurity, LLC | PSE&G |  | Accepted | 2025-01-29 | 2025-02-11 | 2026-02-11 | Solar Panels | QCELL | Q.PEAK DUO BLK ML-G10+ 415 |  | 0.415 | 7 | 218 | 20 |  | Fixed | Roof
NJADRE1559054762 | Administratively Determined Incentive Program | Delran | 8075 | 20.75 | Residential | Behind the Meter | Yes | SunPurity, LLC | PSE&G |  | Accepted | 2025-01-29 | 2025-02-11 | 2026-02-11 | Meters | SOLAREDGE TECHNOLOGIES INC | SE10000H-USMNUBL75 |  |  | 2 |  |  |  | Yes | Outdoor
NJADRE1559054762 | Administratively Determined Incentive Program | Delran | 8075 | 20.75 | Residential | Behind the Meter | Yes | SunPurity, LLC | PSE&G |  | Accepted | 2025-01-29 | 2025-02-11 | 2026-02-11 | Solar Panels | QCELL | Q.PEAK DUO BLK ML-G10+ 415 |  | 0.415 | 22 | 218 | 20 |  | Fixed | Roof
NJADRE1559054800 | Administratively Determined Incentive Program | Williamstown | 8094 | 8.82 | Residential | Behind the Meter | Yes | Sea Bright Solar, LLC | AC Electric |  | Accepted | 2025-01-22 | 2025-02-03 | 2026-02-03 | Inverters | Enphase | IQ8AC-72-M-US | 348 |  | 21 |  |  | 0.97 |  | Outdoor
NJADRE1559054800 | Administratively Determined Incentive Program | Williamstown | 8094 | 8.82 | Residential | Behind the Meter | Yes | Sea Bright Solar, LLC | AC Electric |  | Accepted | 2025-01-22 | 2025-02-03 | 2026-02-03 | Solar Panels | REC | REC420AA Pure-R |  | 0.42 | 13 | 146 | 30 |  | Fixed | Roof
NJADRE1559054800 | Administratively Determined Incentive Program | Williamstown | 8094 | 8.82 | Residential | Behind the Meter | Yes | Sea Bright Solar, LLC | AC Electric |  | Accepted | 2025-01-22 | 2025-02-03 | 2026-02-03 | Solar Panels | REC | REC420AA Pure-R |  | 0.42 | 8 | 146 | 30 |  | Fixed | Roof
NJADRE1559054801 | Administratively Determined Incentive Program | Bellmawr | 8031 | 8.72 | Residential | Behind the Meter | Yes | SunPurity, LLC | PSE&G |  | Accepted | 2025-01-29 | 2025-02-11 | 2026-02-11 | Solar Panels | QCELL | Q.PEAK DUO BLK-ML-G10+ 415W |  | 0.415 | 6 | 213 | 39 |  | Fixed | Roof
NJADRE1559054801 | Administratively Determined Incentive Program | Bellmawr | 8031 | 8.72 | Residential | Behind the Meter | Yes | SunPurity, LLC | PSE&G |  | Accepted | 2025-01-29 | 2025-02-11 | 2026-02-11 | Solar Panels | QCELL | Q.PEAK DUO BLK-ML-G10+ 415W |  | 0.415 | 7 | 33 | 14 |  | Fixed | Roof
NJADRE1559054801 | Administratively Determined Incentive Program | Bellmawr | 8031 | 8.72 | Residential | Behind the Meter | Yes | SunPurity, LLC | PSE&G |  | Accepted | 2025-01-29 | 2025-02-11 | 2026-02-11 | Solar Panels | QCELL | Q.PEAK DUO BLK-ML-G10+ 415W |  | 0.415 | 5 | 33 | 38 |  | Fixed | Roof
NJADRE1559054801 | Administratively Determined Incentive Program | Bellmawr | 8031 | 8.72 | Residential | Behind the Meter | Yes | SunPurity, LLC | PSE&G |  | Accepted | 2025-01-29 | 2025-02-11 | 2026-02-11 | Solar Panels | QCELL | Q.PEAK DUO BLK-ML-G10+ 415W |  | 0.415 | 3 | 213 | 46 |  | Fixed | Roof
NJADRE1559054801 | Administratively Determined Incentive Program | Bellmawr | 8031 | 8.72 | Residential | Behind the Meter | Yes | SunPurity, LLC | PSE&G |  | Accepted | 2025-01-29 | 2025-02-11 | 2026-02-11 | Inverters | SOLAREDGE TECHNOLOGIES INC | SE7600H-US000BEI4 | 7600 |  | 1 |  |  | 0.99 |  | Outside
NJADRE1559054801 | Administratively Determined Incentive Program | Bellmawr | 8031 | 8.72 | Residential | Behind the Meter | Yes | SunPurity, LLC | PSE&G |  | Accepted | 2025-01-29 | 2025-02-11 | 2026-02-11 | Meters | SOLAREDGE TECHNOLOGIES INC | SE7600H-US000BEI4 |  |  | 1 |  |  |  | Yes | Outdoor
NJADRE1559054804 | Administratively Determined Incentive Program | Fair Haven | 7704 | 11.62 | Residential | Behind the Meter | Yes | SunPurity, LLC | JCP&L |  | Accepted | 2025-01-29 | 2025-02-10 | 2026-02-10 | Solar Panels | QCELL | Q.PEAK DUO BLK ML-G10+ 415W |  | 0.415 | 13 | 320 | 20 |  | Fixed | Roof
NJADRE1559054804 | Administratively Determined Incentive Program | Fair Haven | 7704 | 11.62 | Residential | Behind the Meter | Yes | SunPurity, LLC | JCP&L |  | Accepted | 2025-01-29 | 2025-02-10 | 2026-02-10 | Inverters | SOLAREDGE TECHNOLOGIES INC | SE11400H-US000BEI5 | 11400 |  | 1 |  |  | 0.99 |  | Outside
NJADRE1559054804 | Administratively Determined Incentive Program | Fair Haven | 7704 | 11.62 | Residential | Behind the Meter | Yes | SunPurity, LLC | JCP&L |  | Accepted | 2025-01-29 | 2025-02-10 | 2026-02-10 | Meters | SOLAREDGE TECHNOLOGIES INC | SE11400H-US000BEI5 |  |  | 1 |  |  |  | Yes | Outdoor
NJADRE1559054804 | Administratively Determined Incentive Program | Fair Haven | 7704 | 11.62 | Residential | Behind the Meter | Yes | SunPurity, LLC | JCP&L |  | Accepted | 2025-01-29 | 2025-02-10 | 2026-02-10 | Solar Panels | QCELL | Q.PEAK DUO BLK ML-G10+ 415W |  | 0.415 | 15 | 140 | 20 |  | Fixed | Roof
NJADRE1559054806 | Administratively Determined Incentive Program | Bayville | 8721 | 8.3 | Residential | Behind the Meter | Yes | SunPurity, LLC | JCP&L |  | Accepted | 2025-01-29 | 2025-02-11 | 2026-02-11 | Meters | SOLAREDGE TECHNOLOGIES INC | SE7600H-US000BEI4 |  |  | 1 |  |  |  | Yes | Outdoor
NJADRE1559054806 | Administratively Determined Incentive Program | Bayville | 8721 | 8.3 | Residential | Behind the Meter | Yes | SunPurity, LLC | JCP&L |  | Accepted | 2025-01-29 | 2025-02-11 | 2026-02-11 | Inverters | SOLAREDGE TECHNOLOGIES INC | SE7600H-US000BEI4 | 7600 |  | 1 |  |  | 0.99 |  | Outside
NJADRE1559054806 | Administratively Determined Incentive Program | Bayville | 8721 | 8.3 | Residential | Behind the Meter | Yes | SunPurity, LLC | JCP&L |  | Accepted | 2025-01-29 | 2025-02-11 | 2026-02-11 | Solar Panels | QCELL | Q.PEAK DUO BLK-ML-G10+ 415W |  | 0.415 | 13 | 186 | 20 |  | Fixed | Roof
NJADRE1559054806 | Administratively Determined Incentive Program | Bayville | 8721 | 8.3 | Residential | Behind the Meter | Yes | SunPurity, LLC | JCP&L |  | Accepted | 2025-01-29 | 2025-02-11 | 2026-02-11 | Solar Panels | QCELL | Q.PEAK DUO BLK-ML-G10+ 415W |  | 0.415 | 3 | 96 | 16 |  | Fixed | Roof
NJADRE1559054806 | Administratively Determined Incentive Program | Bayville | 8721 | 8.3 | Residential | Behind the Meter | Yes | SunPurity, LLC | JCP&L |  | Accepted | 2025-01-29 | 2025-02-11 | 2026-02-11 | Solar Panels | QCELL | Q.PEAK DUO BLK-ML-G10+ 415W |  | 0.415 | 4 | 276 | 20 |  | Fixed | Roof
NJADRE1559054808 | Administratively Determined Incentive Program | Somerdale Boro | 8083 | 5.81 | Residential | Behind the Meter | Yes | SunPurity, LLC | PSE&G |  | Accepted | 2025-01-30 | 2025-02-12 | 2026-02-12 | Solar Panels | QCELL | Q.PEAK DUO BLK ML-G10+ 415 |  | 0.415 | 3 | 93 | 15 |  | Fixed | Roof
NJADRE1559054808 | Administratively Determined Incentive Program | Somerdale Boro | 8083 | 5.81 | Residential | Behind the Meter | Yes | SunPurity, LLC | PSE&G |  | Accepted | 2025-01-30 | 2025-02-12 | 2026-02-12 | Inverters | SOLAREDGE TECHNOLOGIES INC | SE5700H-USMNUBL15 | 5700 |  | 1 |  |  | 0.99 |  | Outside
NJADRE1559054808 | Administratively Determined Incentive Program | Somerdale Boro | 8083 | 5.81 | Residential | Behind the Meter | Yes | SunPurity, LLC | PSE&G |  | Accepted | 2025-01-30 | 2025-02-12 | 2026-02-12 | Solar Panels | QCELL | Q.PEAK DUO BLK ML-G10+ 415 |  | 0.415 | 11 | 273 | 10 |  | Fixed | Roof
NJADRE1559054808 | Administratively Determined Incentive Program | Somerdale Boro | 8083 | 5.81 | Residential | Behind the Meter | Yes | SunPurity, LLC | PSE&G |  | Accepted | 2025-01-30 | 2025-02-12 | 2026-02-12 | Meters | SOLAREDGE TECHNOLOGIES INC | SE5700H-USMNUBL15 |  |  | 1 |  |  |  | Yes | Outdoor
NJADRE1559055560 | Administratively Determined Incentive Program | BROWNS MILLS | 8015 | 7.47 | Residential | Behind the Meter | Yes | SunPurity LLC | JCP&L |  | Accepted | 2025-01-29 | 2025-02-11 | 2026-02-11 | Inverters | SOLAREDGE TECHNOLOGIES INC | SE6000H-US000BEI4 | 6000 |  | 1 |  |  | 0.99 |  | Outside
NJADRE1559055560 | Administratively Determined Incentive Program | BROWNS MILLS | 8015 | 7.47 | Residential | Behind the Meter | Yes | SunPurity LLC | JCP&L |  | Accepted | 2025-01-29 | 2025-02-11 | 2026-02-11 | Meters | SOLAREDGE TECHNOLOGIES INC | SE6000H-US000BEI4 |  |  | 1 |  |  |  | Yes | Outdoor
NJADRE1559055560 | Administratively Determined Incentive Program | BROWNS MILLS | 8015 | 7.47 | Residential | Behind the Meter | Yes | SunPurity LLC | JCP&L |  | Accepted | 2025-01-29 | 2025-02-11 | 2026-02-11 | Solar Panels | QCELL | Q.PEAK DUO BLK ML-G10+ 415 |  | 0.415 | 18 | 196 | 20 |  | Fixed | Roof
NJADRE1559055572 | Administratively Determined Incentive Program | Hurffville | 8080 | 9.55 | Residential | Behind the Meter | Yes | SunPurity, LLC | AC Electric |  | Accepted | 2025-01-30 | 2025-02-12 | 2026-02-12 | Inverters | SOLAREDGE TECHNOLOGIES INC | SE7600H-US000BEI4 | 7600 |  | 1 |  |  | 0.99 |  | Outside
NJADRE1559055572 | Administratively Determined Incentive Program | Hurffville | 8080 | 9.55 | Residential | Behind the Meter | Yes | SunPurity, LLC | AC Electric |  | Accepted | 2025-01-30 | 2025-02-12 | 2026-02-12 | Meters | SOLAREDGE TECHNOLOGIES INC | SE7600H-US000BEI4 |  |  | 1 |  |  |  | Yes | Outdoor
NJADRE1559055572 | Administratively Determined Incentive Program | Hurffville | 8080 | 9.55 | Residential | Behind the Meter | Yes | SunPurity, LLC | AC Electric |  | Accepted | 2025-01-30 | 2025-02-12 | 2026-02-12 | Solar Panels | QCELL | Q.PEAK DUO BLK ML-G10+ 415 |  | 0.415 | 2 | 321 | 19 |  | Fixed | Roof
NJADRE1559055572 | Administratively Determined Incentive Program | Hurffville | 8080 | 9.55 | Residential | Behind the Meter | Yes | SunPurity, LLC | AC Electric |  | Accepted | 2025-01-30 | 2025-02-12 | 2026-02-12 | Solar Panels | QCELL | Q.PEAK DUO BLK ML-G10+ 415 |  | 0.415 | 6 | 151 | 19 |  | Fixed | Roof
NJADRE1559055572 | Administratively Determined Incentive Program | Hurffville | 8080 | 9.55 | Residential | Behind the Meter | Yes | SunPurity, LLC | AC Electric |  | Accepted | 2025-01-30 | 2025-02-12 | 2026-02-12 | Solar Panels | QCELL | Q.PEAK DUO BLK ML-G10+ 415 |  | 0.415 | 9 | 241 | 18 |  | Fixed | Roof
NJADRE1559055572 | Administratively Determined Incentive Program | Hurffville | 8080 | 9.55 | Residential | Behind the Meter | Yes | SunPurity, LLC | AC Electric |  | Accepted | 2025-01-30 | 2025-02-12 | 2026-02-12 | Solar Panels | QCELL | Q.PEAK DUO BLK ML-G10+ 415 |  | 0.415 | 6 | 151 | 19 |  | Fixed | Roof
NJADRE1559055579 | Administratively Determined Incentive Program | CEDARVILLE | 8311 | 14.94 | Residential | Behind the Meter | Yes | SunPurity LLC | AC Electric |  | Accepted | 2025-01-30 | 2025-02-13 | 2026-02-13 | Solar Panels | QCELL | Q.PEAK DUO BLK ML-G10+ 415 |  | 0.415 | 18 | 225 | 34 |  | Fixed | Roof
NJADRE1559055579 | Administratively Determined Incentive Program | CEDARVILLE | 8311 | 14.94 | Residential | Behind the Meter | Yes | SunPurity LLC | AC Electric |  | Accepted | 2025-01-30 | 2025-02-13 | 2026-02-13 | Solar Panels | QCELL | Q.PEAK DUO BLK ML-G10+ 415 |  | 0.415 | 18 | 45 | 34 |  | Fixed | Roof
NJADRE1559055579 | Administratively Determined Incentive Program | CEDARVILLE | 8311 | 14.94 | Residential | Behind the Meter | Yes | SunPurity LLC | AC Electric |  | Accepted | 2025-01-30 | 2025-02-13 | 2026-02-13 | Inverters | SOLAREGDE TECHNOLOGIES INC | SE5700H-USMNUBL15 | 5700 |  | 2 |  |  | 0.99 |  | Outside
NJADRE1559055579 | Administratively Determined Incentive Program | CEDARVILLE | 8311 | 14.94 | Residential | Behind the Meter | Yes | SunPurity LLC | AC Electric |  | Accepted | 2025-01-30 | 2025-02-13 | 2026-02-13 | Meters | SOLAREDGE TECHNOLOGIES | SE5700H-USMNUBL15 |  |  | 2 |  |  |  | Yes | Outdoor
NJADRE1559055588 | Administratively Determined Incentive Program | BRICK | 8723 | 10.38 | Residential | Behind the Meter | Yes | SunPurity LLC | JCP&L |  | Accepted | 2025-01-29 | 2025-02-10 | 2026-02-10 | Solar Panels | QCELL | Q.PEAK DUO BLK ML-G10+ 415 |  | 0.415 | 2 | 195 | 20 |  | Fixed | Roof
NJADRE1559055588 | Administratively Determined Incentive Program | BRICK | 8723 | 10.38 | Residential | Behind the Meter | Yes | SunPurity LLC | JCP&L |  | Accepted | 2025-01-29 | 2025-02-10 | 2026-02-10 | Solar Panels | QCELL | Q.PEAK DUO BLK ML-G10+ 415 |  | 0.415 | 12 | 195 | 20 |  | Fixed | Roof
NJADRE1559055588 | Administratively Determined Incentive Program | BRICK | 8723 | 10.38 | Residential | Behind the Meter | Yes | SunPurity LLC | JCP&L |  | Accepted | 2025-01-29 | 2025-02-10 | 2026-02-10 | Solar Panels | QCELL | Q.PEAK DUO BLK ML-G10+ 415 |  | 0.415 | 11 | 15 | 20 |  | Fixed | Roof
NJADRE1559055588 | Administratively Determined Incentive Program | BRICK | 8723 | 10.38 | Residential | Behind the Meter | Yes | SunPurity LLC | JCP&L |  | Accepted | 2025-01-29 | 2025-02-10 | 2026-02-10 | Inverters | SOLAREDGE TECHNOLOGIES INC | SE10000H-USMNUBL75 | 10000 |  | 1 |  |  | 0.99 |  | Outside
NJADRE1559055588 | Administratively Determined Incentive Program | BRICK | 8723 | 10.38 | Residential | Behind the Meter | Yes | SunPurity LLC | JCP&L |  | Accepted | 2025-01-29 | 2025-02-10 | 2026-02-10 | Meters | SOLAREDGE TECHNOLOGIES INC | SE10000H-USMNUBL75 |  |  | 1 |  |  |  | Yes | Outdoor
NJADRE1559055594 | Administratively Determined Incentive Program | West Orange | 7052 | 7.06 | Residential | Behind the Meter | Yes | SunPurity, LLC | PSE&G |  | Accepted | 2025-01-28 | 2025-02-06 | 2026-02-06 | Meters | SOLAREDGE TECHNOLOGIES INC | SE5000H-US000BEI4 |  |  | 1 |  |  |  | Yes | Outdoor
NJADRE1559055594 | Administratively Determined Incentive Program | West Orange | 7052 | 7.06 | Residential | Behind the Meter | Yes | SunPurity, LLC | PSE&G |  | Accepted | 2025-01-28 | 2025-02-06 | 2026-02-06 | Solar Panels | QCELL | Q.PEAK DUO BLK ML-G10+ 415 |  | 0.415 | 5 | 212 | 22 |  | Fixed | Roof
NJADRE1559055594 | Administratively Determined Incentive Program | West Orange | 7052 | 7.06 | Residential | Behind the Meter | Yes | SunPurity, LLC | PSE&G |  | Accepted | 2025-01-28 | 2025-02-06 | 2026-02-06 | Solar Panels | QCELL | Q.PEAK DUO BLK ML-G10+ 415 |  | 0.415 | 5 | 302 | 22 |  | Fixed | Roof
NJADRE1559055594 | Administratively Determined Incentive Program | West Orange | 7052 | 7.06 | Residential | Behind the Meter | Yes | SunPurity, LLC | PSE&G |  | Accepted | 2025-01-28 | 2025-02-06 | 2026-02-06 | Solar Panels | QCELL | Q.PEAK DUO BLK ML-G10+ 415 |  | 0.415 | 7 | 302 | 22 |  | Fixed | Roof
NJADRE1559055594 | Administratively Determined Incentive Program | West Orange | 7052 | 7.06 | Residential | Behind the Meter | Yes | SunPurity, LLC | PSE&G |  | Accepted | 2025-01-28 | 2025-02-06 | 2026-02-06 | Inverters | SOALREDGE TECHNOLOGIES INC | SE5000H-US000BEI4 | 5000 |  | 1 |  |  | 0.99 |  | Outside
NJADRE1559055603 | Administratively Determined Incentive Program | Willingboro | 8046 | 4.57 | Residential | Behind the Meter | Yes | SunPurity LLC | PSE&G |  | Accepted | 2025-01-30 | 2025-02-12 | 2026-02-12 | Solar Panels | QCELL | Q.PEAK DUO BLK ML-G10+ 415 |  | 0.415 | 8 | 163 | 17 |  | Fixed | Roof
NJADRE1559055603 | Administratively Determined Incentive Program | Willingboro | 8046 | 4.57 | Residential | Behind the Meter | Yes | SunPurity LLC | PSE&G |  | Accepted | 2025-01-30 | 2025-02-12 | 2026-02-12 | Solar Panels | QCELL | Q.PEAK DUO BLK ML-G10+ 415 |  | 0.415 | 3 | 343 | 17 |  | Fixed | Roof
NJADRE1559055603 | Administratively Determined Incentive Program | Willingboro | 8046 | 4.57 | Residential | Behind the Meter | Yes | SunPurity LLC | PSE&G |  | Accepted | 2025-01-30 | 2025-02-12 | 2026-02-12 | Inverters | SOLAREDGE TECHNOLOGIES INC | SE3800H-US000BEI4 | 3800 |  | 1 |  |  | 0.99 |  | Outside
NJADRE1559055603 | Administratively Determined Incentive Program | Willingboro | 8046 | 4.57 | Residential | Behind the Meter | Yes | SunPurity LLC | PSE&G |  | Accepted | 2025-01-30 | 2025-02-12 | 2026-02-12 | Meters | SOLAREDGE TECHNOLOGIES INC | SE3800H-US000BEI4 |  |  | 1 |  |  |  | Yes | Outdoor
NJADRE1559056231 | Administratively Determined Incentive Program | LAKEWOOD | 8701 | 14.03 | Residential | Behind the Meter | Yes | Powur, PBC | JCP&L |  | Accepted | 2025-01-20 | 2025-02-03 | 2026-02-03 | Inverters | Enphase | IQ8HC-72-M-US | 380 |  | 33 |  |  | 0.97 |  | Outside
NJADRE1559056231 | Administratively Determined Incentive Program | LAKEWOOD | 8701 | 14.03 | Residential | Behind the Meter | Yes | Powur, PBC | JCP&L |  | Accepted | 2025-01-20 | 2025-02-03 | 2026-02-03 | Solar Panels | Jinko Solar | JKM425N-54HL4-B |  | 0.425 | 33 | 277 | 30 |  | Fixed | Roof
NJADRE1559056332 | Administratively Determined Incentive Program | Flemington | 8822 | 23.78 | Residential | Behind the Meter | Yes | Pro Custom Solar dba Momentum Solar | JCP&L |  | Accepted | 2025-01-20 | 2025-01-29 | 2026-01-29 | Solar Panels | HANWHA | Q.PEAK DUO BLK ML-G10+ 410 |  | 0.41 | 9 | 189 | 23 |  | Fixed | Roof
NJADRE1559056332 | Administratively Determined Incentive Program | Flemington | 8822 | 23.78 | Residential | Behind the Meter | Yes | Pro Custom Solar dba Momentum Solar | JCP&L |  | Accepted | 2025-01-20 | 2025-01-29 | 2026-01-29 | Solar Panels | HANWHA | Q.PEAK DUO BLK ML-G10+ 410 |  | 0.41 | 7 | 279 | 21 |  | Fixed | Roof
NJADRE1559056332 | Administratively Determined Incentive Program | Flemington | 8822 | 23.78 | Residential | Behind the Meter | Yes | Pro Custom Solar dba Momentum Solar | JCP&L |  | Accepted | 2025-01-20 | 2025-01-29 | 2026-01-29 | Solar Panels | HANWHA | Q.PEAK DUO BLK ML-G10+ 410 |  | 0.41 | 7 | 9 | 21 |  | Fixed | Roof
NJADRE1559056332 | Administratively Determined Incentive Program | Flemington | 8822 | 23.78 | Residential | Behind the Meter | Yes | Pro Custom Solar dba Momentum Solar | JCP&L |  | Accepted | 2025-01-20 | 2025-01-29 | 2026-01-29 | Solar Panels | HANWHA | Q.PEAK DUO BLK ML-G10+ 410 |  | 0.41 | 13 | 8 | 21 |  | Fixed | Roof
NJADRE1559056332 | Administratively Determined Incentive Program | Flemington | 8822 | 23.78 | Residential | Behind the Meter | Yes | Pro Custom Solar dba Momentum Solar | JCP&L |  | Accepted | 2025-01-20 | 2025-01-29 | 2026-01-29 | Solar Panels | HANWHA | Q.PEAK DUO BLK ML-G10+ 410 |  | 0.41 | 5 | 98 | 21 |  | Fixed | Roof
NJADRE1559056332 | Administratively Determined Incentive Program | Flemington | 8822 | 23.78 | Residential | Behind the Meter | Yes | Pro Custom Solar dba Momentum Solar | JCP&L |  | Accepted | 2025-01-20 | 2025-01-29 | 2026-01-29 | Solar Panels | HANWHA | Q.PEAK DUO BLK ML-G10+ 410 |  | 0.41 | 6 | 99 | 21 |  | Fixed | Roof
NJADRE1559056332 | Administratively Determined Incentive Program | Flemington | 8822 | 23.78 | Residential | Behind the Meter | Yes | Pro Custom Solar dba Momentum Solar | JCP&L |  | Accepted | 2025-01-20 | 2025-01-29 | 2026-01-29 | Inverters | Enphase | IQ8HC-72-M-DOM-US | 380 |  | 58 |  |  | 0.97 |  | Outdoor
NJADRE1559056332 | Administratively Determined Incentive Program | Flemington | 8822 | 23.78 | Residential | Behind the Meter | Yes | Pro Custom Solar dba Momentum Solar | JCP&L |  | Accepted | 2025-01-20 | 2025-01-29 | 2026-01-29 | Solar Panels | HANWHA | Q.PEAK DUO BLK ML-G10+ 410 |  | 0.41 | 11 | 188 | 21 |  | Fixed | Roof
NJADRE1559056400 | Administratively Determined Incentive Program | SICKLERVILLE | 8081 | 4.1 | Residential | Behind the Meter | Yes | Pro Custom Solar dba Momentum Solar | AC Electric |  | Accepted | 2025-01-20 | 2025-01-29 | 2026-01-29 | Inverters | Enphase | IQ8HC-72-M-DOM-US | 380 |  | 10 |  |  | 0.97 |  | Outdoor
NJADRE1559056400 | Administratively Determined Incentive Program | SICKLERVILLE | 8081 | 4.1 | Residential | Behind the Meter | Yes | Pro Custom Solar dba Momentum Solar | AC Electric |  | Accepted | 2025-01-20 | 2025-01-29 | 2026-01-29 | Solar Panels | HANWHA | Q.PEAK DUO BLK ML-G10+ 410 |  | 0.41 | 7 | 213 | 27 |  | Fixed | Roof
NJADRE1559056400 | Administratively Determined Incentive Program | SICKLERVILLE | 8081 | 4.1 | Residential | Behind the Meter | Yes | Pro Custom Solar dba Momentum Solar | AC Electric |  | Accepted | 2025-01-20 | 2025-01-29 | 2026-01-29 | Solar Panels | HANWHA | Q.PEAK DUO BLK ML-G10+ 410 |  | 0.41 | 3 | 33 | 24 |  | Fixed | Roof
NJADRE1559056472 | Administratively Determined Incentive Program | GALLOWAY | 8205 | 20.4 | Residential | Behind the Meter | No | AllSeason Solar | AC Electric |  | Accepted | 2025-01-20 | 2025-01-29 | 2026-01-29 | Solar Panels | Certainteed | CT400HC11-06 |  | 0.4 | 2 | 140 | 20 |  | Fixed | Roof
NJADRE1559056472 | Administratively Determined Incentive Program | GALLOWAY | 8205 | 20.4 | Residential | Behind the Meter | No | AllSeason Solar | AC Electric |  | Accepted | 2025-01-20 | 2025-01-29 | 2026-01-29 | Solar Panels | Certainteed | CT400HC11-06 |  | 0.4 | 16 | 50 | 20 |  | Fixed | Roof
NJADRE1559056472 | Administratively Determined Incentive Program | GALLOWAY | 8205 | 20.4 | Residential | Behind the Meter | No | AllSeason Solar | AC Electric |  | Accepted | 2025-01-20 | 2025-01-29 | 2026-01-29 | Solar Panels | Certainteed | CT400HC11-06 |  | 0.4 | 15 | 140 | 30 |  | Fixed | Roof
NJADRE1559056472 | Administratively Determined Incentive Program | GALLOWAY | 8205 | 20.4 | Residential | Behind the Meter | No | AllSeason Solar | AC Electric |  | Accepted | 2025-01-20 | 2025-01-29 | 2026-01-29 | Inverters | Enphase | IQ8Plus | 290 |  | 51 |  |  | 0.97 |  | Outside
NJADRE1559056472 | Administratively Determined Incentive Program | GALLOWAY | 8205 | 20.4 | Residential | Behind the Meter | No | AllSeason Solar | AC Electric |  | Accepted | 2025-01-20 | 2025-01-29 | 2026-01-29 | Solar Panels | Certainteed | CT400HC11-06 |  | 0.4 | 18 | 230 | 20 |  | Fixed | Roof
NJADRE1559056496 | Administratively Determined Incentive Program | Piscataway | 8854 | 4.92 | Residential | Behind the Meter | Yes | Sunrun Installation Services, Inc. | PSE&G |  | Accepted | 2025-01-20 | 2025-01-29 | 2026-01-29 | Solar Panels | Hanwha Q Cells | Q.PEAK DUO BLK ML-G10+ 410 |  | 0.41 | 12 | 162 | 23 |  | Fixed | Roof
NJADRE1559056496 | Administratively Determined Incentive Program | Piscataway | 8854 | 4.92 | Residential | Behind the Meter | Yes | Sunrun Installation Services, Inc. | PSE&G |  | Accepted | 2025-01-20 | 2025-01-29 | 2026-01-29 | Inverters | Growatt New Energy Technology Co Ltd | MIN 3800TL-XH-US | 3800 |  | 1 |  |  | 0.98 |  | Outdoor
NJADRE1559056505 | Administratively Determined Incentive Program | Lawrence Township | 8648 | 9.43 | Residential | Behind the Meter | Yes | Trinity Solar, LLC | PSE&G |  | Accepted | 2025-01-20 | 2025-01-29 | 2026-01-29 | Solar Panels | HANWHA | Q.PEAK DUO BLK ML-G10+ 410 |  | 0.41 | 6 | 4 | 10 |  | Fixed | Roof
NJADRE1559056505 | Administratively Determined Incentive Program | Lawrence Township | 8648 | 9.43 | Residential | Behind the Meter | Yes | Trinity Solar, LLC | PSE&G |  | Accepted | 2025-01-20 | 2025-01-29 | 2026-01-29 | Inverters | Tesla (PV Only) | 1538000-45-X | 7600 |  | 1 |  |  | 0.97 |  | Outside
NJADRE1559056505 | Administratively Determined Incentive Program | Lawrence Township | 8648 | 9.43 | Residential | Behind the Meter | Yes | Trinity Solar, LLC | PSE&G |  | Accepted | 2025-01-20 | 2025-01-29 | 2026-01-29 | Solar Panels | HANWHA | Q.PEAK DUO BLK ML-G10+ 410 |  | 0.41 | 5 | 184 | 38 |  | Fixed | Roof
NJADRE1559056505 | Administratively Determined Incentive Program | Lawrence Township | 8648 | 9.43 | Residential | Behind the Meter | Yes | Trinity Solar, LLC | PSE&G |  | Accepted | 2025-01-20 | 2025-01-29 | 2026-01-29 | Solar Panels | HANWHA | Q.PEAK DUO BLK ML-G10+ 410 |  | 0.41 | 12 | 184 | 10 |  | Fixed | Roof
NJADRE1559056527 | Administratively Determined Incentive Program | Paterson | 7504 | 14.76 | Residential | Behind the Meter | Yes | Sunrun Installation Services, Inc. | PSE&G |  | Accepted | 2025-01-20 | 2025-02-11 | 2026-02-11 | Solar Panels | Hanwha Q Cells | Q.PEAK DUO BLK ML-G10+ 410 |  | 0.41 | 13 | 191 | 33 |  | Fixed | Roof
NJADRE1559056527 | Administratively Determined Incentive Program | Paterson | 7504 | 14.76 | Residential | Behind the Meter | Yes | Sunrun Installation Services, Inc. | PSE&G |  | Accepted | 2025-01-20 | 2025-02-11 | 2026-02-11 | Solar Panels | Hanwha Q Cells | Q.PEAK DUO BLK ML-G10+ 410 |  | 0.41 | 13 | 11 | 35 |  | Fixed | Roof
NJADRE1559056527 | Administratively Determined Incentive Program | Paterson | 7504 | 14.76 | Residential | Behind the Meter | Yes | Sunrun Installation Services, Inc. | PSE&G |  | Accepted | 2025-01-20 | 2025-02-11 | 2026-02-11 | Solar Panels | Hanwha Q Cells | Q.PEAK DUO BLK ML-G10+ 410 |  | 0.41 | 3 | 11 | 33 |  | Fixed | Roof
NJADRE1559056527 | Administratively Determined Incentive Program | Paterson | 7504 | 14.76 | Residential | Behind the Meter | Yes | Sunrun Installation Services, Inc. | PSE&G |  | Accepted | 2025-01-20 | 2025-02-11 | 2026-02-11 | Inverters | SolarEdge Technologies | SE10000H-USMN | 10000 |  | 1 |  |  | 0.99 |  | Outdoor
NJADRE1559056527 | Administratively Determined Incentive Program | Paterson | 7504 | 14.76 | Residential | Behind the Meter | Yes | Sunrun Installation Services, Inc. | PSE&G |  | Accepted | 2025-01-20 | 2025-02-11 | 2026-02-11 | Solar Panels | Hanwha Q Cells | Q.PEAK DUO BLK ML-G10+ 410 |  | 0.41 | 4 | 281 | 34 |  | Fixed | Roof
NJADRE1559056527 | Administratively Determined Incentive Program | Paterson | 7504 | 14.76 | Residential | Behind the Meter | Yes | Sunrun Installation Services, Inc. | PSE&G |  | Accepted | 2025-01-20 | 2025-02-11 | 2026-02-11 | Solar Panels | Hanwha Q Cells | Q.PEAK DUO BLK ML-G10+ 410 |  | 0.41 | 3 | 101 | 33 |  | Fixed | Roof
NJADRE1559056568 | Administratively Determined Incentive Program | North Brunswick | 8902 | 9.02 | Residential | Behind the Meter | Yes | Sunrun Installation Services, Inc. | PSE&G |  | Accepted | 2025-01-20 | 2025-01-29 | 2026-01-29 | Solar Panels | Hanwha Q Cells | Q.PEAK DUO BLK ML-G10+ 410 |  | 0.41 | 10 | 51 | 34 |  | Fixed | Roof
NJADRE1559056568 | Administratively Determined Incentive Program | North Brunswick | 8902 | 9.02 | Residential | Behind the Meter | Yes | Sunrun Installation Services, Inc. | PSE&G |  | Accepted | 2025-01-20 | 2025-01-29 | 2026-01-29 | Inverters | SolarEdge Technologies | SE7600H-USMN | 7600 |  | 1 |  |  | 0.99 |  | Outdoor
NJADRE1559056568 | Administratively Determined Incentive Program | North Brunswick | 8902 | 9.02 | Residential | Behind the Meter | Yes | Sunrun Installation Services, Inc. | PSE&G |  | Accepted | 2025-01-20 | 2025-01-29 | 2026-01-29 | Solar Panels | Hanwha Q Cells | Q.PEAK DUO BLK ML-G10+ 410 |  | 0.41 | 12 | 231 | 37 |  | Fixed | Roof
NJADRE1559056570 | Administratively Determined Incentive Program | Camden | 8104 | 6.56 | Residential | Behind the Meter | Yes | Define Solar, LLC | PSE&G |  | Accepted | 2025-05-01 | 2025-05-29 | 2026-05-29 | Solar Panels | Znshine | ZXM7-SH108 410W |  | 0.41 | 6 | 66 | 29 |  | Fixed | Roof
NJADRE1559056570 | Administratively Determined Incentive Program | Camden | 8104 | 6.56 | Residential | Behind the Meter | Yes | Define Solar, LLC | PSE&G |  | Accepted | 2025-05-01 | 2025-05-29 | 2026-05-29 | Inverters | Enphase | IQ8PLUS-72-2-US | 290 |  | 6 |  |  | 0.976 |  | Outside | Under each pv panel
NJADRE1559056570 | Administratively Determined Incentive Program | Camden | 8104 | 6.56 | Residential | Behind the Meter | Yes | Define Solar, LLC | PSE&G |  | Accepted | 2025-05-01 | 2025-05-29 | 2026-05-29 | Solar Panels | Znshine | ZXM7-SH108 410W |  | 0.41 | 5 | 156 | 29 |  | Fixed | Roof
NJADRE1559056570 | Administratively Determined Incentive Program | Camden | 8104 | 6.56 | Residential | Behind the Meter | Yes | Define Solar, LLC | PSE&G |  | Accepted | 2025-05-01 | 2025-05-29 | 2026-05-29 | Inverters | Enphase | IQ8PLUS-72-2-US | 290 |  | 5 |  |  | 0.976 |  | Outside | Under each pv panel
NJADRE1559056570 | Administratively Determined Incentive Program | Camden | 8104 | 6.56 | Residential | Behind the Meter | Yes | Define Solar, LLC | PSE&G |  | Accepted | 2025-05-01 | 2025-05-29 | 2026-05-29 | Inverters | Enphase | IQ8PLUS-72-2-US | 290 |  | 5 |  |  | 0.976 |  | Outside | Under each pv panel
NJADRE1559056570 | Administratively Determined Incentive Program | Camden | 8104 | 6.56 | Residential | Behind the Meter | Yes | Define Solar, LLC | PSE&G |  | Accepted | 2025-05-01 | 2025-05-29 | 2026-05-29 | Solar Panels | Znshine | ZXM7-SH108 410W |  | 0.41 | 5 | 336 | 29 |  | Fixed | Roof
NJADRE1559056664 | Administratively Determined Incentive Program | Lumberton | 8048 | 23.8 | Residential | Behind the Meter | Yes | Velocity Energy & Home Solutions, Inc. | PSE&G |  | Accepted | 2025-01-20 | 2025-01-29 | 2026-01-29 | Solar Panels | trina | 425w |  | 0.425 | 56 | 180 | 27 |  | Fixed | Roof
NJADRE1559056664 | Administratively Determined Incentive Program | Lumberton | 8048 | 23.8 | Residential | Behind the Meter | Yes | Velocity Energy & Home Solutions, Inc. | PSE&G |  | Accepted | 2025-01-20 | 2025-01-29 | 2026-01-29 | Inverters | enphase | iq8plus | 290 |  | 56 |  |  | 0.99 |  | Outside | behind panels
NJADRE1559056708 | Administratively Determined Incentive Program | CLOSTER | 7624 | 22.54 | Residential | Behind the Meter | No | Harvest Power, LLC | Orange Rockland Electric |  | Accepted | 2025-02-04 | 2025-02-20 | 2026-02-20 | Inverters | Enphase | IQ8X-80-M-US | 380 |  | 49 |  |  | 0.975 |  | Other | Microinverter
NJADRE1559056708 | Administratively Determined Incentive Program | CLOSTER | 7624 | 22.54 | Residential | Behind the Meter | No | Harvest Power, LLC | Orange Rockland Electric |  | Accepted | 2025-02-04 | 2025-02-20 | 2026-02-20 | Meters | Enphase | Combiner Box |  |  | 1 |  |  |  | Yes | Outdoor
NJADRE1559056708 | Administratively Determined Incentive Program | CLOSTER | 7624 | 22.54 | Residential | Behind the Meter | No | Harvest Power, LLC | Orange Rockland Electric |  | Accepted | 2025-02-04 | 2025-02-20 | 2026-02-20 | Solar Panels | REC | REC460AA |  | 0.46 | 3 | 264 | 25 |  | Fixed | Roof
NJADRE1559056708 | Administratively Determined Incentive Program | CLOSTER | 7624 | 22.54 | Residential | Behind the Meter | No | Harvest Power, LLC | Orange Rockland Electric |  | Accepted | 2025-02-04 | 2025-02-20 | 2026-02-20 | Solar Panels | REC | REC460AA |  | 0.46 | 16 | 174 | 40 |  | Fixed | Roof
NJADRE1559056708 | Administratively Determined Incentive Program | CLOSTER | 7624 | 22.54 | Residential | Behind the Meter | No | Harvest Power, LLC | Orange Rockland Electric |  | Accepted | 2025-02-04 | 2025-02-20 | 2026-02-20 | Solar Panels | REC | REC460AA |  | 0.46 | 4 | 174 | 40 |  | Fixed | Roof
NJADRE1559056708 | Administratively Determined Incentive Program | CLOSTER | 7624 | 22.54 | Residential | Behind the Meter | No | Harvest Power, LLC | Orange Rockland Electric |  | Accepted | 2025-02-04 | 2025-02-20 | 2026-02-20 | Solar Panels | REC | REC460AA |  | 0.46 | 8 | 354 | 40 |  | Fixed | Roof
NJADRE1559056708 | Administratively Determined Incentive Program | CLOSTER | 7624 | 22.54 | Residential | Behind the Meter | No | Harvest Power, LLC | Orange Rockland Electric |  | Accepted | 2025-02-04 | 2025-02-20 | 2026-02-20 | Solar Panels | REC | REC460AA |  | 0.46 | 5 | 264 | 25 |  | Fixed | Roof
NJADRE1559056708 | Administratively Determined Incentive Program | CLOSTER | 7624 | 22.54 | Residential | Behind the Meter | No | Harvest Power, LLC | Orange Rockland Electric |  | Accepted | 2025-02-04 | 2025-02-20 | 2026-02-20 | Solar Panels | REC | REC460AA |  | 0.46 | 7 | 84 | 25 |  | Fixed | Roof
NJADRE1559056708 | Administratively Determined Incentive Program | CLOSTER | 7624 | 22.54 | Residential | Behind the Meter | No | Harvest Power, LLC | Orange Rockland Electric |  | Accepted | 2025-02-04 | 2025-02-20 | 2026-02-20 | Solar Panels | REC | REC460AA |  | 0.46 | 6 | 354 | 40 |  | Fixed | Roof
NJADRE1559058587 | Administratively Determined Incentive Program | Newark | 7107 | 2.87 | Residential | Behind the Meter | Yes | Pro Custom Solar dba Momentum Solar | PSE&G |  | Accepted | 2025-01-21 | 2025-02-03 | 2026-02-03 | Solar Panels | hanwha | q.peak duo blk ml-g10+410 |  | 0.41 | 3 | 201 | 28 |  | Fixed | Roof
NJADRE1559058587 | Administratively Determined Incentive Program | Newark | 7107 | 2.87 | Residential | Behind the Meter | Yes | Pro Custom Solar dba Momentum Solar | PSE&G |  | Accepted | 2025-01-21 | 2025-02-03 | 2026-02-03 | Inverters | ENPHASE | iq8mc-72-m-us | 320 |  | 7 |  |  | 0.97 |  | Outside
NJADRE1559058587 | Administratively Determined Incentive Program | Newark | 7107 | 2.87 | Residential | Behind the Meter | Yes | Pro Custom Solar dba Momentum Solar | PSE&G |  | Accepted | 2025-01-21 | 2025-02-03 | 2026-02-03 | Solar Panels | hanwha | q.peak duo blk ml-g10+410 |  | 0.41 | 4 | 21 | 28 |  | Fixed | Roof
NJADRE1559058622 | Administratively Determined Incentive Program | Fairfield | 8302 | 13.28 | Residential | Behind the Meter | Yes | SunPurity, LLC | AC Electric |  | Accepted | 2025-01-30 | 2025-02-12 | 2026-02-12 | Solar Panels | Hanwha Q.Cells | Q.PEAK DUO BLK-ML-G10+ 415W |  | 0.415 | 18 | 12 | 26 |  | Fixed | Roof
NJADRE1559058622 | Administratively Determined Incentive Program | Fairfield | 8302 | 13.28 | Residential | Behind the Meter | Yes | SunPurity, LLC | AC Electric |  | Accepted | 2025-01-30 | 2025-02-12 | 2026-02-12 | Solar Panels | Hanwha Q.Cells | Q.PEAK DUO BLK-ML-G10+ 415W |  | 0.415 | 14 | 192 | 26 |  | Fixed | Roof
NJADRE1559058622 | Administratively Determined Incentive Program | Fairfield | 8302 | 13.28 | Residential | Behind the Meter | Yes | SunPurity, LLC | AC Electric |  | Accepted | 2025-01-30 | 2025-02-12 | 2026-02-12 | Inverters | Solaredge | SE11400H-US | 11400 |  | 1 |  |  | 0.99 |  | Outdoor
NJADRE1559058625 | Administratively Determined Incentive Program | Elizabeth | 7208 | 13.12 | Residential | Behind the Meter | Yes | Sunrun Installation Services, Inc. | PSE&G |  | Accepted | 2025-01-21 | 2025-01-29 | 2026-01-29 | Solar Panels | Hanwha Q Cells | Q.PEAK DUO BLK ML-G10+ 410 |  | 0.41 | 16 | 21 | 32 |  | Fixed | Roof
NJADRE1559058625 | Administratively Determined Incentive Program | Elizabeth | 7208 | 13.12 | Residential | Behind the Meter | Yes | Sunrun Installation Services, Inc. | PSE&G |  | Accepted | 2025-01-21 | 2025-01-29 | 2026-01-29 | Inverters | SolarEdge Technologies | SE10000H-USMN | 10000 |  | 1 |  |  | 0.99 |  | Outdoor
NJADRE1559058625 | Administratively Determined Incentive Program | Elizabeth | 7208 | 13.12 | Residential | Behind the Meter | Yes | Sunrun Installation Services, Inc. | PSE&G |  | Accepted | 2025-01-21 | 2025-01-29 | 2026-01-29 | Solar Panels | Hanwha Q Cells | Q.PEAK DUO BLK ML-G10+ 410 |  | 0.41 | 16 | 201 | 32 |  | Fixed | Roof
NJADRE1559058625 | Administratively Determined Incentive Program | Elizabeth | 7208 | 13.12 | Residential | Behind the Meter | Yes | Sunrun Installation Services, Inc. | PSE&G |  | Accepted | 2025-01-21 | 2025-01-29 | 2026-01-29 | Meters | SOLAREDGE TECHNOLOGIES | SE10000H-USMN |  |  | 1 |  |  |  | Yes | Outdoor
NJADRE1559058645 | Administratively Determined Incentive Program | ORANGE | 7050 | 4.92 | Residential | Behind the Meter | Yes | Pro Custom Solar dba Momentum Solar | PSE&G |  | Accepted | 2025-01-21 | 2025-01-30 | 2026-01-30 | Solar Panels | hanwha | q.peak duo blk ml-g10+410 |  | 0.41 | 8 | 35 | 35 |  | Fixed | Roof
NJADRE1559058645 | Administratively Determined Incentive Program | ORANGE | 7050 | 4.92 | Residential | Behind the Meter | Yes | Pro Custom Solar dba Momentum Solar | PSE&G |  | Accepted | 2025-01-21 | 2025-01-30 | 2026-01-30 | Inverters | ENPHASE | iq8mc-72-m-us | 320 |  | 12 |  |  | 0.97 |  | Outside
NJADRE1559058645 | Administratively Determined Incentive Program | ORANGE | 7050 | 4.92 | Residential | Behind the Meter | Yes | Pro Custom Solar dba Momentum Solar | PSE&G |  | Accepted | 2025-01-21 | 2025-01-30 | 2026-01-30 | Solar Panels | hanwha | q.peak duo blk ml-g10+410 |  | 0.41 | 4 | 35 | 19 |  | Fixed | Roof
NJADRE1559058657 | Administratively Determined Incentive Program | Bergenfield | 7621 | 10.25 | Residential | Behind the Meter | Yes | Trinity Solar, LLC | PSE&G |  | Accepted | 2025-01-21 | 2025-01-29 | 2026-01-29 | Inverters | Tesla | Powerwall 3 (1707000-XX-Y) | 11500 |  | 2 |  |  | 0.97 |  | Outdoor
NJADRE1559058657 | Administratively Determined Incentive Program | Bergenfield | 7621 | 10.25 | Residential | Behind the Meter | Yes | Trinity Solar, LLC | PSE&G |  | Accepted | 2025-01-21 | 2025-01-29 | 2026-01-29 | Solar Panels | HANWHA | (Q.PEAK DUO BLK ML-G10+ 410) |  | 0.41 | 10 | 87 | 35 |  | Fixed | Roof
NJADRE1559058657 | Administratively Determined Incentive Program | Bergenfield | 7621 | 10.25 | Residential | Behind the Meter | Yes | Trinity Solar, LLC | PSE&G |  | Accepted | 2025-01-21 | 2025-01-29 | 2026-01-29 | Solar Panels | HANWHA | (Q.PEAK DUO BLK ML-G10+ 410) |  | 0.41 | 11 | 267 | 35 |  | Fixed | Roof
NJADRE1559058657 | Administratively Determined Incentive Program | Bergenfield | 7621 | 10.25 | Residential | Behind the Meter | Yes | Trinity Solar, LLC | PSE&G |  | Accepted | 2025-01-21 | 2025-01-29 | 2026-01-29 | Solar Panels | HANWHA | (Q.PEAK DUO BLK ML-G10+ 410) |  | 0.41 | 4 | 87 | 15 |  | Fixed | Roof
NJADRE1559058687 | Administratively Determined Incentive Program | Mount Laurel | 8054 | 11.05 | Residential | Behind the Meter | Yes | Whitman Construction, LLC | PSE&G |  | Accepted | 2025-01-21 | 2025-01-30 | 2026-01-30 | Inverters | ENPHASE | IQ8PLUS-72-2-US | 290 |  | 26 |  |  | 0.975 |  | Outdoor
NJADRE1559058687 | Administratively Determined Incentive Program | Mount Laurel | 8054 | 11.05 | Residential | Behind the Meter | Yes | Whitman Construction, LLC | PSE&G |  | Accepted | 2025-01-21 | 2025-01-30 | 2026-01-30 | Solar Panels | Trina Solar | TSM-425NE09RC.05 |  | 0.425 | 22 | 141 | 23 |  | Fixed | Roof
NJADRE1559058687 | Administratively Determined Incentive Program | Mount Laurel | 8054 | 11.05 | Residential | Behind the Meter | Yes | Whitman Construction, LLC | PSE&G |  | Accepted | 2025-01-21 | 2025-01-30 | 2026-01-30 | Solar Panels | Trina Solar | TSM-425NE09RC.05 |  | 0.425 | 4 | 321 | 23 |  | Fixed | Roof
NJADRE1559058687 | Administratively Determined Incentive Program | Mount Laurel | 8054 | 11.05 | Residential | Behind the Meter | Yes | Whitman Construction, LLC | PSE&G |  | Accepted | 2025-01-21 | 2025-01-30 | 2026-01-30 | Meters | ENPHASE | X-IQ-AM1-240-5-HDK |  |  | 1 |  |  |  | Yes | Outdoor
NJADRE1559058703 | Administratively Determined Incentive Program | Asbury | 8802 | 13.94 | Residential | Behind the Meter | Yes | Sunrun Installation Services, Inc. | JCP&L |  | Accepted | 2025-01-21 | 2025-01-29 | 2026-01-29 | Solar Panels | Hanwha Q-Cells | Q.PEAK DUO BLK ML-G10+ 410 |  | 0.41 | 5 | 133 | 30 |  | Fixed | Roof
NJADRE1559058703 | Administratively Determined Incentive Program | Asbury | 8802 | 13.94 | Residential | Behind the Meter | Yes | Sunrun Installation Services, Inc. | JCP&L |  | Accepted | 2025-01-21 | 2025-01-29 | 2026-01-29 | Solar Panels | Hanwha Q-Cells | Q.PEAK DUO BLK ML-G10+ 410 |  | 0.41 | 4 | 221 | 45 |  | Fixed | Roof
NJADRE1559058703 | Administratively Determined Incentive Program | Asbury | 8802 | 13.94 | Residential | Behind the Meter | Yes | Sunrun Installation Services, Inc. | JCP&L |  | Accepted | 2025-01-21 | 2025-01-29 | 2026-01-29 | Solar Panels | Hanwha Q-Cells | Q.PEAK DUO BLK ML-G10+ 410 |  | 0.41 | 9 | 313 | 30 |  | Fixed | Roof
NJADRE1559058703 | Administratively Determined Incentive Program | Asbury | 8802 | 13.94 | Residential | Behind the Meter | Yes | Sunrun Installation Services, Inc. | JCP&L |  | Accepted | 2025-01-21 | 2025-01-29 | 2026-01-29 | Solar Panels | Hanwha Q-Cells | Q.PEAK DUO BLK ML-G10+ 410 |  | 0.41 | 3 | 222 | 40 |  | Fixed | Roof
NJADRE1559058703 | Administratively Determined Incentive Program | Asbury | 8802 | 13.94 | Residential | Behind the Meter | Yes | Sunrun Installation Services, Inc. | JCP&L |  | Accepted | 2025-01-21 | 2025-01-29 | 2026-01-29 | Inverters | SOLAREDGE TECHNOLOGIES | SE10000H-USMN | 10000 |  | 1 |  |  | 0.99 |  | Outside
NJADRE1559058703 | Administratively Determined Incentive Program | Asbury | 8802 | 13.94 | Residential | Behind the Meter | Yes | Sunrun Installation Services, Inc. | JCP&L |  | Accepted | 2025-01-21 | 2025-01-29 | 2026-01-29 | Solar Panels | Hanwha Q-Cells | Q.PEAK DUO BLK ML-G10+ 410 |  | 0.41 | 8 | 133 | 30 |  | Fixed | Roof
NJADRE1559058703 | Administratively Determined Incentive Program | Asbury | 8802 | 13.94 | Residential | Behind the Meter | Yes | Sunrun Installation Services, Inc. | JCP&L |  | Accepted | 2025-01-21 | 2025-01-29 | 2026-01-29 | Solar Panels | Hanwha Q-Cells | Q.PEAK DUO BLK ML-G10+ 410 |  | 0.41 | 5 | 221 | 45 |  | Fixed | Roof
NJADRE1559058723 | Administratively Determined Incentive Program | Oxford | 7863 | 5.74 | Residential | Behind the Meter | Yes | Pro Custom Solar dba Momentum Solar | JCP&L |  | Accepted | 2025-01-21 | 2025-01-29 | 2026-01-29 | Inverters | Enphase | IQ8HC-72-M-DOM-US | 380 |  | 14 |  |  | 0.97 |  | Outdoor
NJADRE1559058723 | Administratively Determined Incentive Program | Oxford | 7863 | 5.74 | Residential | Behind the Meter | Yes | Pro Custom Solar dba Momentum Solar | JCP&L |  | Accepted | 2025-01-21 | 2025-01-29 | 2026-01-29 | Solar Panels | HANWHA | Q.PEAK DUO BLK ML-G10+ 410 |  | 0.41 | 14 | 219 | 18 |  | Fixed | Roof
NJADRE1559058760 | Administratively Determined Incentive Program | Hawthorne | 7506 | 7.65 | Residential | Behind the Meter | Yes | Big Wave Roofing and Solar, LLC | PSE&G |  | Accepted | 2025-01-21 | 2025-01-31 | 2026-01-31 | Solar Panels | TRINA SOLAR | TSM-425NE09RC.05 |  | 0.425 | 9 | 49 | 10 |  | Fixed | Roof
NJADRE1559058760 | Administratively Determined Incentive Program | Hawthorne | 7506 | 7.65 | Residential | Behind the Meter | Yes | Big Wave Roofing and Solar, LLC | PSE&G |  | Accepted | 2025-01-21 | 2025-01-31 | 2026-01-31 | Solar Panels | TRINA SOLAR | TSM-425NE09RC.05 |  | 0.425 | 9 | 229 | 10 |  | Fixed | Roof
NJADRE1559058760 | Administratively Determined Incentive Program | Hawthorne | 7506 | 7.65 | Residential | Behind the Meter | Yes | Big Wave Roofing and Solar, LLC | PSE&G |  | Accepted | 2025-01-21 | 2025-01-31 | 2026-01-31 | Inverters | Enphase Energy Inc | IQ8HC-72-M-DOM-US | 290 |  | 18 |  |  | 0.99 |  | Outdoor
NJADRE1559058760 | Administratively Determined Incentive Program | Hawthorne | 7506 | 7.65 | Residential | Behind the Meter | Yes | Big Wave Roofing and Solar, LLC | PSE&G |  | Accepted | 2025-01-21 | 2025-01-31 | 2026-01-31 | Meters | Enphase Energy Inc | X-IQ-AM1-240-5C |  |  | 1 |  |  |  | No | Outdoor
NJADRE1559058821 | Administratively Determined Incentive Program | Irvington | 7111 | 4.3 | Residential | Behind the Meter | Yes | PosiGen Developer, LLC | PSE&G |  | Accepted | 2025-01-21 | 2025-01-30 | 2026-01-30 | Solar Panels | SilFab Solar | SIL-430 QD |  | 0.43 | 3 | 192 | 33 |  | Fixed | Roof
NJADRE1559058821 | Administratively Determined Incentive Program | Irvington | 7111 | 4.3 | Residential | Behind the Meter | Yes | PosiGen Developer, LLC | PSE&G |  | Accepted | 2025-01-21 | 2025-01-30 | 2026-01-30 | Inverters | SolarEdge | SE3800H-US | 3800 |  | 1 |  |  | 0.99 |  | Outside | within ten feet of meter
NJADRE1559058821 | Administratively Determined Incentive Program | Irvington | 7111 | 4.3 | Residential | Behind the Meter | Yes | PosiGen Developer, LLC | PSE&G |  | Accepted | 2025-01-21 | 2025-01-30 | 2026-01-30 | Solar Panels | SilFab Solar | SIL-430 QD |  | 0.43 | 3 | 13 | 4 |  | Fixed | Roof
NJADRE1559058821 | Administratively Determined Incentive Program | Irvington | 7111 | 4.3 | Residential | Behind the Meter | Yes | PosiGen Developer, LLC | PSE&G |  | Accepted | 2025-01-21 | 2025-01-30 | 2026-01-30 | Solar Panels | SilFab Solar | SIL-430 QD |  | 0.43 | 4 | 13 | 34 |  | Fixed | Roof
NJADRE1559059378 | Administratively Determined Incentive Program | Millville | 8332 | 8.61 | Residential | Behind the Meter | Yes | Define Solar, LLC | AC Electric |  | Accepted | 2025-01-29 | 2025-02-10 | 2026-02-10 | Solar Panels | Znshine | ZXM7-SH108 410W |  | 0.41 | 6 | 1499 | 37 |  | Fixed | Roof
NJADRE1559059378 | Administratively Determined Incentive Program | Millville | 8332 | 8.61 | Residential | Behind the Meter | Yes | Define Solar, LLC | AC Electric |  | Accepted | 2025-01-29 | 2025-02-10 | 2026-02-10 | Inverters | Enphase | IQ8PLUS-72-2-US | 290 |  | 6 |  |  | 0.976 |  | Outside | Under each pv panel
NJADRE1559059378 | Administratively Determined Incentive Program | Millville | 8332 | 8.61 | Residential | Behind the Meter | Yes | Define Solar, LLC | AC Electric |  | Accepted | 2025-01-29 | 2025-02-10 | 2026-02-10 | Inverters | Enphase | IQ8PLUS-72-2-US | 290 |  | 15 |  |  | 0.976 |  | Outside | Under each pv panel
NJADRE1559059378 | Administratively Determined Incentive Program | Millville | 8332 | 8.61 | Residential | Behind the Meter | Yes | Define Solar, LLC | AC Electric |  | Accepted | 2025-01-29 | 2025-02-10 | 2026-02-10 | Solar Panels | Znshine | ZXM7-SH108 410W |  | 0.41 | 15 | 239 | 27 |  | Fixed | Roof
NJADRE1559059666 | Administratively Determined Incentive Program | SALEM | 8079 | 6.38 | Residential | Behind the Meter | Yes | Whitman Construction, LLC | AC Electric |  | Accepted | 2025-01-21 | 2025-01-31 | 2026-01-31 | Solar Panels | Trina Solar | TSM-425NE09RC.05 |  | 0.425 | 7 | 281 | 40 |  | Fixed | Roof
NJADRE1559059666 | Administratively Determined Incentive Program | SALEM | 8079 | 6.38 | Residential | Behind the Meter | Yes | Whitman Construction, LLC | AC Electric |  | Accepted | 2025-01-21 | 2025-01-31 | 2026-01-31 | Solar Panels | Trina Solar | TSM-425NE09RC.05 |  | 0.425 | 6 | 101 | 40 |  | Fixed | Roof
NJADRE1559059666 | Administratively Determined Incentive Program | SALEM | 8079 | 6.38 | Residential | Behind the Meter | Yes | Whitman Construction, LLC | AC Electric |  | Accepted | 2025-01-21 | 2025-01-31 | 2026-01-31 | Solar Panels | Trina Solar | TSM-425NE09RC.05 |  | 0.425 | 1 | 191 | 9 |  | Fixed | Roof
NJADRE1559059666 | Administratively Determined Incentive Program | SALEM | 8079 | 6.38 | Residential | Behind the Meter | Yes | Whitman Construction, LLC | AC Electric |  | Accepted | 2025-01-21 | 2025-01-31 | 2026-01-31 | Solar Panels | Trina Solar | TSM-425NE09RC.05 |  | 0.425 | 1 | 11 | 9 |  | Fixed | Roof
NJADRE1559059666 | Administratively Determined Incentive Program | SALEM | 8079 | 6.38 | Residential | Behind the Meter | Yes | Whitman Construction, LLC | AC Electric |  | Accepted | 2025-01-21 | 2025-01-31 | 2026-01-31 | Inverters | ENPHASE | IQ8PLUS-72-2-US | 290 |  | 15 |  |  | 0.975 |  | Outdoor
NJADRE1559059700 | Administratively Determined Incentive Program | FLEMINGTON | 8822 | 4.3 | Residential | Behind the Meter | Yes | PosiGen Developer, LLC | JCP&L |  | Accepted | 2025-01-21 | 2025-01-30 | 2026-01-30 | Inverters | SOLAREDGE | SE3800H-US | 3800 |  | 1 |  |  | 0.99 |  | Outside | Within ten feet of meter
NJADRE1559059700 | Administratively Determined Incentive Program | FLEMINGTON | 8822 | 4.3 | Residential | Behind the Meter | Yes | PosiGen Developer, LLC | JCP&L |  | Accepted | 2025-01-21 | 2025-01-30 | 2026-01-30 | Solar Panels | SILFAB | SIL-430 QD |  | 0.43 | 10 | 249 | 23 |  | Fixed | Roof
NJADRE1559059788 | Administratively Determined Incentive Program | MARLBORO TOWNSHIP | 7751 | 6.56 | Residential | Behind the Meter | Yes | Trinity Solar, LLC | JCP&L |  | Accepted | 2025-01-21 | 2025-01-30 | 2026-01-30 | Inverters | Solar Edge | USE5700H-USMNBL75 | 5760 |  | 1 |  |  | 0.97 |  | Outdoor
NJADRE1559059788 | Administratively Determined Incentive Program | MARLBORO TOWNSHIP | 7751 | 6.56 | Residential | Behind the Meter | Yes | Trinity Solar, LLC | JCP&L |  | Accepted | 2025-01-21 | 2025-01-30 | 2026-01-30 | Solar Panels | HANWHA | (Q.PEAK DUO BLK ML-G10+ 410) |  | 0.41 | 16 | 227 | 31 |  | Fixed | Roof
NJADRE1559059819 | Administratively Determined Incentive Program | Neptune | 7753 | 9.55 | Residential | Behind the Meter | Yes | SunPurity, LLC | JCP&L |  | Accepted | 2025-01-30 | 2025-02-12 | 2026-02-12 | Solar Panels | Hanwha Q.Cells | Q.PEAK DUO BLK-ML-G10+ 415W |  | 0.415 | 9 | 85 | 23 |  | Fixed | Roof
NJADRE1559059819 | Administratively Determined Incentive Program | Neptune | 7753 | 9.55 | Residential | Behind the Meter | Yes | SunPurity, LLC | JCP&L |  | Accepted | 2025-01-30 | 2025-02-12 | 2026-02-12 | Solar Panels | Hanwha Q.Cells | Q.PEAK DUO BLK-ML-G10+ 415W |  | 0.415 | 2 | 5 | 20 |  | Fixed | Roof
NJADRE1559059819 | Administratively Determined Incentive Program | Neptune | 7753 | 9.55 | Residential | Behind the Meter | Yes | SunPurity, LLC | JCP&L |  | Accepted | 2025-01-30 | 2025-02-12 | 2026-02-12 | Solar Panels | Hanwha Q.Cells | Q.PEAK DUO BLK-ML-G10+ 415W |  | 0.415 | 8 | 265 | 23 |  | Fixed | Roof
NJADRE1559059819 | Administratively Determined Incentive Program | Neptune | 7753 | 9.55 | Residential | Behind the Meter | Yes | SunPurity, LLC | JCP&L |  | Accepted | 2025-01-30 | 2025-02-12 | 2026-02-12 | Solar Panels | Hanwha Q.Cells | Q.PEAK DUO BLK-ML-G10+ 415W |  | 0.415 | 2 | 265 | 23 |  | Fixed | Roof
NJADRE1559059819 | Administratively Determined Incentive Program | Neptune | 7753 | 9.55 | Residential | Behind the Meter | Yes | SunPurity, LLC | JCP&L |  | Accepted | 2025-01-30 | 2025-02-12 | 2026-02-12 | Solar Panels | Hanwha Q.Cells | Q.PEAK DUO BLK-ML-G10+ 415W |  | 0.415 | 2 | 175 | 20 |  | Fixed | Roof
NJADRE1559059819 | Administratively Determined Incentive Program | Neptune | 7753 | 9.55 | Residential | Behind the Meter | Yes | SunPurity, LLC | JCP&L |  | Accepted | 2025-01-30 | 2025-02-12 | 2026-02-12 | Inverters | Enphase | IQ8PLUS-72-US | 290 |  | 23 |  |  | 0.976 |  | Outdoor
NJADRE1559059875 | Administratively Determined Incentive Program | WOODBURY | 8096 | 6.8 | Residential | Behind the Meter | Yes | Whitman Construction LLC | PSE&G |  | Accepted | 2025-01-21 | 2025-01-31 | 2026-01-31 | Solar Panels | Trina Solar | TSM-425NE09RC.05 |  | 0.425 | 1 | 108 | 40 |  | Fixed | Roof
NJADRE1559059875 | Administratively Determined Incentive Program | WOODBURY | 8096 | 6.8 | Residential | Behind the Meter | Yes | Whitman Construction LLC | PSE&G |  | Accepted | 2025-01-21 | 2025-01-31 | 2026-01-31 | Solar Panels | Trina Solar | TSM-425NE09RC.05 |  | 0.425 | 3 | 110 | 8 |  | Fixed | Roof
NJADRE1559059875 | Administratively Determined Incentive Program | WOODBURY | 8096 | 6.8 | Residential | Behind the Meter | Yes | Whitman Construction LLC | PSE&G |  | Accepted | 2025-01-21 | 2025-01-31 | 2026-01-31 | Solar Panels | Trina Solar | TSM-425NE09RC.05 |  | 0.425 | 2 | 288 | 40 |  | Fixed | Roof
NJADRE1559059875 | Administratively Determined Incentive Program | WOODBURY | 8096 | 6.8 | Residential | Behind the Meter | Yes | Whitman Construction LLC | PSE&G |  | Accepted | 2025-01-21 | 2025-01-31 | 2026-01-31 | Solar Panels | Trina Solar | TSM-425NE09RC.05 |  | 0.425 | 10 | 198 | 29 |  | Fixed | Roof
NJADRE1559059875 | Administratively Determined Incentive Program | WOODBURY | 8096 | 6.8 | Residential | Behind the Meter | Yes | Whitman Construction LLC | PSE&G |  | Accepted | 2025-01-21 | 2025-01-31 | 2026-01-31 | Inverters | ENPHASE | IQ8PLUS-72-2-US | 290 |  | 16 |  |  | 0.975 |  | Outdoor
NJADRE1559059875 | Administratively Determined Incentive Program | WOODBURY | 8096 | 6.8 | Residential | Behind the Meter | Yes | Whitman Construction LLC | PSE&G |  | Accepted | 2025-01-21 | 2025-01-31 | 2026-01-31 | Meters | ENPHASE | X-IQ-AM1-240-5-HDK |  |  | 1 |  |  |  | Yes | Outdoor
NJADRE1559059881 | Administratively Determined Incentive Program | PARAMUS | 7652 | 8.2 | Residential | Behind the Meter | Yes | Trinity Solar, LLC | PSE&G |  | Accepted | 2025-01-21 | 2025-01-31 | 2026-01-31 | Electric Storage Battery | Tesla | Tesla Powerwall 3 |  |  | 2 |  |  |  | Lithium Ion |  | outside
NJADRE1559059881 | Administratively Determined Incentive Program | PARAMUS | 7652 | 8.2 | Residential | Behind the Meter | Yes | Trinity Solar, LLC | PSE&G |  | Accepted | 2025-01-21 | 2025-01-31 | 2026-01-31 | Inverters | Tesla | Tesla Powerwall 3 | 11500 |  | 2 |  |  | 0.97 |  | Outdoor
NJADRE1559059881 | Administratively Determined Incentive Program | PARAMUS | 7652 | 8.2 | Residential | Behind the Meter | Yes | Trinity Solar, LLC | PSE&G |  | Accepted | 2025-01-21 | 2025-01-31 | 2026-01-31 | Solar Panels | Hanwha | HANWHA 410 (Q.PEAK DUO BLK ML-G10+ 410) |  | 0.41 | 12 | 58 | 14 |  | Fixed | Roof
NJADRE1559059881 | Administratively Determined Incentive Program | PARAMUS | 7652 | 8.2 | Residential | Behind the Meter | Yes | Trinity Solar, LLC | PSE&G |  | Accepted | 2025-01-21 | 2025-01-31 | 2026-01-31 | Solar Panels | Hanwha | HANWHA 410 (Q.PEAK DUO BLK ML-G10+ 410) |  | 0.41 | 8 | 238 | 18 |  | Fixed | Roof
NJADRE1559059896 | Administratively Determined Incentive Program | PATERSON CITY | 7504 | 7.74 | Residential | Behind the Meter | Yes | PosiGen Developer, LLC | PSE&G |  | Accepted | 2025-01-21 | 2025-01-31 | 2026-01-31 | Solar Panels | SILFAB | SIL-430 QD |  | 0.43 | 18 | 189 | 5 |  | Fixed | Roof
NJADRE1559059896 | Administratively Determined Incentive Program | PATERSON CITY | 7504 | 7.74 | Residential | Behind the Meter | Yes | PosiGen Developer, LLC | PSE&G |  | Accepted | 2025-01-21 | 2025-01-31 | 2026-01-31 | Inverters | SOLAREDGE | SE7600H-US | 7600 |  | 1 |  |  | 0.99 |  | Outside | Within ten feet of meter
NJADRE1559059908 | Administratively Determined Incentive Program | PATERSON | 7504 | 7.74 | Residential | Behind the Meter | Yes | PosiGen Developer, LLC | PSE&G |  | Accepted | 2025-01-21 | 2025-01-31 | 2026-01-31 | Inverters | SolarEdge | SE7600H-US | 7600 |  | 1 |  |  | 0.99 |  | Outside | within ten feet of meter
NJADRE1559059908 | Administratively Determined Incentive Program | PATERSON | 7504 | 7.74 | Residential | Behind the Meter | Yes | PosiGen Developer, LLC | PSE&G |  | Accepted | 2025-01-21 | 2025-01-31 | 2026-01-31 | Solar Panels | SilFab Solar | SIL-430 QD |  | 0.43 | 18 | 189 | 5 |  | Fixed | Roof
NJADRE1559060021 | Administratively Determined Incentive Program | PRINCETON JCT | 8550 | 6.02 | Residential | Behind the Meter | Yes | PosiGen Developer, LLC | JCP&L |  | Accepted | 2025-01-21 | 2025-01-31 | 2026-01-31 | Solar Panels | SILFAB | SIL-430 QD |  | 0.43 | 14 | 138 | 34 |  | Fixed | Roof
NJADRE1559060021 | Administratively Determined Incentive Program | PRINCETON JCT | 8550 | 6.02 | Residential | Behind the Meter | Yes | PosiGen Developer, LLC | JCP&L |  | Accepted | 2025-01-21 | 2025-01-31 | 2026-01-31 | Inverters | SOLAREDGE | SE5700H-US | 5700 |  | 1 |  |  | 0.99 |  | Outside | Within ten feet of meter
NJADRE1559060097 | Administratively Determined Incentive Program | East Orange | 7017 | 3.69 | Residential | Behind the Meter | Yes | Pro Custom Solar dba Momentum Solar | PSE&G |  | Accepted | 2025-01-21 | 2025-01-31 | 2026-01-31 | Solar Panels | hanwha | q.peak duo blk ml-g10+410 |  | 0.41 | 9 | 205 | 30 |  | Fixed | Roof
NJADRE1559060097 | Administratively Determined Incentive Program | East Orange | 7017 | 3.69 | Residential | Behind the Meter | Yes | Pro Custom Solar dba Momentum Solar | PSE&G |  | Accepted | 2025-01-21 | 2025-01-31 | 2026-01-31 | Inverters | ENPHASE | IQ8MC-208-72-M-US | 310 |  | 9 |  |  | 0.97 |  | Outside
NJADRE1559060109 | Administratively Determined Incentive Program | MILLVILLE | 8332 | 4.3 | Residential | Behind the Meter | Yes | PosiGen Developer, LLC | AC Electric |  | Accepted | 2025-01-21 | 2025-01-31 | 2026-01-31 | Solar Panels | SILFAB | SIL430QD |  | 0.43 | 3 | 176 | 41 |  | Fixed | Roof
NJADRE1559060109 | Administratively Determined Incentive Program | MILLVILLE | 8332 | 4.3 | Residential | Behind the Meter | Yes | PosiGen Developer, LLC | AC Electric |  | Accepted | 2025-01-21 | 2025-01-31 | 2026-01-31 | Inverters | SOLAREDGE | SE3800H-US | 3800 |  | 1 |  |  | 0.99 |  | Outside | WITHIN TEN FEET OF METER
NJADRE1559060109 | Administratively Determined Incentive Program | MILLVILLE | 8332 | 4.3 | Residential | Behind the Meter | Yes | PosiGen Developer, LLC | AC Electric |  | Accepted | 2025-01-21 | 2025-01-31 | 2026-01-31 | Solar Panels | SILFAB | SIL430QD |  | 0.43 | 7 | 356 | 6 |  | Fixed | Roof
NJADRE1559060228 | Administratively Determined Incentive Program | LITTLE FERRY | 7643 | 12.33 | Residential | Behind the Meter | Yes | Brilliant Installations, Inc. | PSE&G |  | Accepted | 2025-01-21 | 2025-02-03 | 2026-02-03 | Solar Panels | JINKO SOLAR | JKM 425N-54HL4-B |  | 0.425 | 7 | 18 | 18 |  | Fixed | Roof
NJADRE1559060228 | Administratively Determined Incentive Program | LITTLE FERRY | 7643 | 12.33 | Residential | Behind the Meter | Yes | Brilliant Installations, Inc. | PSE&G |  | Accepted | 2025-01-21 | 2025-02-03 | 2026-02-03 | Solar Panels | JINKO SOLAR | JKM 425N-54HL4-B |  | 0.425 | 4 | 198 | 36 |  | Fixed | Roof
NJADRE1559060228 | Administratively Determined Incentive Program | LITTLE FERRY | 7643 | 12.33 | Residential | Behind the Meter | Yes | Brilliant Installations, Inc. | PSE&G |  | Accepted | 2025-01-21 | 2025-02-03 | 2026-02-03 | Inverters | SolarEdge Technologies Inc. | USE10000H-USMNUBL75 | 10000 |  | 1 |  |  | 0.97 |  | Outdoor
NJADRE1559060228 | Administratively Determined Incentive Program | LITTLE FERRY | 7643 | 12.33 | Residential | Behind the Meter | Yes | Brilliant Installations, Inc. | PSE&G |  | Accepted | 2025-01-21 | 2025-02-03 | 2026-02-03 | Solar Panels | JINKO SOLAR | JKM 425N-54HL4-B |  | 0.425 | 4 | 108 | 24 |  | Fixed | Roof
NJADRE1559060228 | Administratively Determined Incentive Program | LITTLE FERRY | 7643 | 12.33 | Residential | Behind the Meter | Yes | Brilliant Installations, Inc. | PSE&G |  | Accepted | 2025-01-21 | 2025-02-03 | 2026-02-03 | Solar Panels | JINKO SOLAR | JKM 425N-54HL4-B |  | 0.425 | 6 | 288 | 14 |  | Fixed | Roof
NJADRE1559060228 | Administratively Determined Incentive Program | LITTLE FERRY | 7643 | 12.33 | Residential | Behind the Meter | Yes | Brilliant Installations, Inc. | PSE&G |  | Accepted | 2025-01-21 | 2025-02-03 | 2026-02-03 | Solar Panels | JINKO SOLAR | JKM 425N-54HL4-B |  | 0.425 | 8 | 198 | 36 |  | Fixed | Roof
NJADRE1559060238 | Administratively Determined Incentive Program | FRANKLIN TWP | 8540 | 4.92 | Residential | Behind the Meter | No | Tesla Energy Operations, Inc. | PSE&G |  | Accepted | 2025-01-21 | 2025-01-31 | 2026-01-31 | Inverters | Tesla | 1707000-XX-Y | 11500 |  | 1 |  |  | 0.98 |  | Outdoor
NJADRE1559060238 | Administratively Determined Incentive Program | FRANKLIN TWP | 8540 | 4.92 | Residential | Behind the Meter | No | Tesla Energy Operations, Inc. | PSE&G |  | Accepted | 2025-01-21 | 2025-01-31 | 2026-01-31 | Electric Storage Battery | Tesla | Powerwall 3 |  |  | 1 |  |  |  | Lithium Ion |  | OUTSIDE
NJADRE1559060238 | Administratively Determined Incentive Program | FRANKLIN TWP | 8540 | 4.92 | Residential | Behind the Meter | No | Tesla Energy Operations, Inc. | PSE&G |  | Accepted | 2025-01-21 | 2025-01-31 | 2026-01-31 | Solar Panels | Hanwha | Q.PEAK DUO BLK ML-G10.a+/TS 410 |  | 0.41 | 12 | 218 | 30 |  | Fixed | Roof
NJADRE1559062672 | Administratively Determined Incentive Program | ROBBINSVILLE | 8691 | 14.45 | Residential | Behind the Meter | Yes | Powur, PBC | JCP&L |  | Accepted | 2025-01-22 | 2025-01-31 | 2026-01-31 | Solar Panels | Q Cells | Q.TRON BLK M-G2+ |  | 0.425 | 25 | 198 | 30 |  | Fixed | Roof
NJADRE1559062672 | Administratively Determined Incentive Program | ROBBINSVILLE | 8691 | 14.45 | Residential | Behind the Meter | Yes | Powur, PBC | JCP&L |  | Accepted | 2025-01-22 | 2025-01-31 | 2026-01-31 | Inverters | Enphase | IQ8HC-72-M-US | 380 |  | 34 |  |  | 0.97 |  | Outside
NJADRE1559062672 | Administratively Determined Incentive Program | ROBBINSVILLE | 8691 | 14.45 | Residential | Behind the Meter | Yes | Powur, PBC | JCP&L |  | Accepted | 2025-01-22 | 2025-01-31 | 2026-01-31 | Solar Panels | Q Cells | Q.TRON BLK M-G2+ |  | 0.425 | 9 | 108 | 49 |  | Fixed | Roof
NJADRE1559062675 | Administratively Determined Incentive Program | WALL | 7719 | 8.2 | Residential | Behind the Meter | Yes | Sunrun Installation Services, Inc. | JCP&L |  | Accepted | 2025-01-22 | 2025-01-31 | 2026-01-31 | Electric Storage Battery | TESLA | Powerwall 3 1707000-xx-y |  |  | 2 |  |  |  | Lithium Ion |  | OUTSIDE
NJADRE1559062675 | Administratively Determined Incentive Program | WALL | 7719 | 8.2 | Residential | Behind the Meter | Yes | Sunrun Installation Services, Inc. | JCP&L |  | Accepted | 2025-01-22 | 2025-01-31 | 2026-01-31 | Inverters | TESLA | Powerwall 3 1707000-xx-y | 23000 |  | 2 |  |  | 0.97 |  | Outdoor | Next to meter
NJADRE1559062675 | Administratively Determined Incentive Program | WALL | 7719 | 8.2 | Residential | Behind the Meter | Yes | Sunrun Installation Services, Inc. | JCP&L |  | Accepted | 2025-01-22 | 2025-01-31 | 2026-01-31 | Solar Panels | Hanwha Q-Cells | Q.PEAK DUO BLK ML-G10+ 410 |  | 0.41 | 20 | 166 | 30 |  | Fixed | Roof
NJADRE1559062685 | Administratively Determined Incentive Program | PATERSON CITY | 7503 | 6.97 | Residential | Behind the Meter | Yes | Sunrun Installation Services, Inc. | PSE&G |  | Accepted | 2025-01-22 | 2025-01-31 | 2026-01-31 | Inverters | SolarEdge Technologies | SE3800H-USMN | 3800 |  | 1 |  |  | 0.99 |  | Outdoor
NJADRE1559062685 | Administratively Determined Incentive Program | PATERSON CITY | 7503 | 6.97 | Residential | Behind the Meter | Yes | Sunrun Installation Services, Inc. | PSE&G |  | Accepted | 2025-01-22 | 2025-01-31 | 2026-01-31 | Solar Panels | Hanwha Q Cells | Q.PEAK DUO BLK ML-G10+ 410 |  | 0.41 | 6 | 166 | 38 |  | Fixed | Roof
NJADRE1559062685 | Administratively Determined Incentive Program | PATERSON CITY | 7503 | 6.97 | Residential | Behind the Meter | Yes | Sunrun Installation Services, Inc. | PSE&G |  | Accepted | 2025-01-22 | 2025-01-31 | 2026-01-31 | Solar Panels | Hanwha Q Cells | Q.PEAK DUO BLK ML-G10+ 410 |  | 0.41 | 3 | 166 | 18 |  | Fixed | Roof
NJADRE1559062685 | Administratively Determined Incentive Program | PATERSON CITY | 7503 | 6.97 | Residential | Behind the Meter | Yes | Sunrun Installation Services, Inc. | PSE&G |  | Accepted | 2025-01-22 | 2025-01-31 | 2026-01-31 | Solar Panels | Hanwha Q Cells | Q.PEAK DUO BLK ML-G10+ 410 |  | 0.41 | 4 | 256 | 31 |  | Fixed | Roof
NJADRE1559062685 | Administratively Determined Incentive Program | PATERSON CITY | 7503 | 6.97 | Residential | Behind the Meter | Yes | Sunrun Installation Services, Inc. | PSE&G |  | Accepted | 2025-01-22 | 2025-01-31 | 2026-01-31 | Solar Panels | Hanwha Q Cells | Q.PEAK DUO BLK ML-G10+ 410 |  | 0.41 | 4 | 76 | 31 |  | Fixed | Roof
NJADRE1559062721 | Administratively Determined Incentive Program | Willingboro | 8046 | 11.48 | Residential | Behind the Meter | Yes | Whitman Construction, LLC | PSE&G |  | Accepted | 2025-01-22 | 2025-01-31 | 2026-01-31 | Solar Panels | Trina Solar | TSM-410NE09RC.05 |  | 0.41 | 10 | 316 | 28 |  | Fixed | Roof
NJADRE1559062721 | Administratively Determined Incentive Program | Willingboro | 8046 | 11.48 | Residential | Behind the Meter | Yes | Whitman Construction, LLC | PSE&G |  | Accepted | 2025-01-22 | 2025-01-31 | 2026-01-31 | Inverters | ENPHASE | IQ8PLUS-72-M-US | 290 |  | 28 |  |  | 0.975 |  | Outdoor
NJADRE1559062721 | Administratively Determined Incentive Program | Willingboro | 8046 | 11.48 | Residential | Behind the Meter | Yes | Whitman Construction, LLC | PSE&G |  | Accepted | 2025-01-22 | 2025-01-31 | 2026-01-31 | Solar Panels | Trina Solar | TSM-410NE09RC.05 |  | 0.41 | 18 | 136 | 28 |  | Fixed | Roof
NJADRE1559062724 | Administratively Determined Incentive Program | Hi-Nella Boro | 8083 | 6.56 | Residential | Behind the Meter | Yes | Sunrun Installation Services, Inc. | PSE&G |  | Accepted | 2025-01-22 | 2025-01-31 | 2026-01-31 | Solar Panels | Hanwha Q-Cells | Q.PEAK DUO BLK ML-G10+ 410 |  | 0.41 | 6 | 142 | 44 |  | Fixed | Roof
NJADRE1559062724 | Administratively Determined Incentive Program | Hi-Nella Boro | 8083 | 6.56 | Residential | Behind the Meter | Yes | Sunrun Installation Services, Inc. | PSE&G |  | Accepted | 2025-01-22 | 2025-01-31 | 2026-01-31 | Solar Panels | Hanwha Q-Cells | Q.PEAK DUO BLK ML-G10+ 410 |  | 0.41 | 10 | 50 | 9 |  | Fixed | Roof
NJADRE1559062724 | Administratively Determined Incentive Program | Hi-Nella Boro | 8083 | 6.56 | Residential | Behind the Meter | Yes | Sunrun Installation Services, Inc. | PSE&G |  | Accepted | 2025-01-22 | 2025-01-31 | 2026-01-31 | Inverters | SolarEdge Technologies | SE5700H-USMN | 5760 |  | 1 |  |  | 0.99 |  | Outdoor | Next to meter
NJADRE1559062736 | Administratively Determined Incentive Program | East Hanover | 7936 | 19.51 | Residential | Behind the Meter | Yes | SunnyMac, LLC | JCP&L |  | Accepted | 2025-01-22 | 2025-01-31 | 2026-01-31 | Solar Panels | HANWHA | Q.PEAK DUO BLK ML-G10+ 415W |  | 0.415 | 26 | 165 | 28 |  | Fixed | Roof
NJADRE1559062736 | Administratively Determined Incentive Program | East Hanover | 7936 | 19.51 | Residential | Behind the Meter | Yes | SunnyMac, LLC | JCP&L |  | Accepted | 2025-01-22 | 2025-01-31 | 2026-01-31 | Solar Panels | HANWHA | Q.PEAK DUO BLK ML-G10+ 415W |  | 0.415 | 21 | 345 | 28 |  | Fixed | Roof
NJADRE1559062736 | Administratively Determined Incentive Program | East Hanover | 7936 | 19.51 | Residential | Behind the Meter | Yes | SunnyMac, LLC | JCP&L |  | Accepted | 2025-01-22 | 2025-01-31 | 2026-01-31 | Inverters | SOLAREDGE HOME HUB | SE7600H-US | 7600 |  | 1 |  |  | 0.99 |  | Outdoor | next to meter
NJADRE1559062736 | Administratively Determined Incentive Program | East Hanover | 7936 | 19.51 | Residential | Behind the Meter | Yes | SunnyMac, LLC | JCP&L |  | Accepted | 2025-01-22 | 2025-01-31 | 2026-01-31 | Inverters | SOLAREDGE HOME HUB | SE10000H-US | 10000 |  | 1 |  |  | 0.99 |  | Outdoor | next to meter
NJADRE1559062737 | Administratively Determined Incentive Program | Bayonne | 7002 | 3.28 | Residential | Behind the Meter | Yes | Trinity Solar, LLC | PSE&G |  | Accepted | 2025-01-22 | 2025-02-03 | 2026-02-03 | Solar Panels | Hanwha | HANWHA 410 (Q.PEAK DUO BLK ML-G10+ 410) |  | 0.41 | 4 | 303 | 40 |  | Fixed | Roof
NJADRE1559062737 | Administratively Determined Incentive Program | Bayonne | 7002 | 3.28 | Residential | Behind the Meter | Yes | Trinity Solar, LLC | PSE&G |  | Accepted | 2025-01-22 | 2025-02-03 | 2026-02-03 | Solar Panels | Hanwha | HANWHA 410 (Q.PEAK DUO BLK ML-G10+ 410) |  | 0.41 | 4 | 123 | 40 |  | Fixed | Roof
NJADRE1559062737 | Administratively Determined Incentive Program | Bayonne | 7002 | 3.28 | Residential | Behind the Meter | Yes | Trinity Solar, LLC | PSE&G |  | Accepted | 2025-01-22 | 2025-02-03 | 2026-02-03 | Inverters | Solar Edge | SE3800H-US | 3800 |  | 1 |  |  | 0.97 |  | Outdoor
NJADRE1559062768 | Administratively Determined Incentive Program | WENONAH | 8090 | 6.8 | Residential | Behind the Meter | Yes | Whitman Construction, LLC | AC Electric |  | Accepted | 2025-01-22 | 2025-01-31 | 2026-01-31 | Solar Panels | Trina Solar | TSM-425NE09RC.05 |  | 0.425 | 16 | 82 | 22 |  | Fixed | Roof
NJADRE1559062768 | Administratively Determined Incentive Program | WENONAH | 8090 | 6.8 | Residential | Behind the Meter | Yes | Whitman Construction, LLC | AC Electric |  | Accepted | 2025-01-22 | 2025-01-31 | 2026-01-31 | Inverters | ENPHASE | IQ8PLUS-72-2-US | 290 |  | 16 |  |  | 0.975 |  | Outdoor
NJADRE1559062768 | Administratively Determined Incentive Program | WENONAH | 8090 | 6.8 | Residential | Behind the Meter | Yes | Whitman Construction, LLC | AC Electric |  | Accepted | 2025-01-22 | 2025-01-31 | 2026-01-31 | Meters | ENPHASE | X-IQ-AM1-240-5-HDK |  |  | 1 |  |  |  | Yes | Outdoor
NJADRE1559062772 | Administratively Determined Incentive Program | BRICK | 8723 | 9.02 | Residential | Behind the Meter | Yes | Pro Custom Solar dba Momentum Solar | JCP&L |  | Accepted | 2025-01-22 | 2025-01-31 | 2026-01-31 | Inverters | ENPHASE | IQ8PLUS-72-2-US | 290 |  | 22 |  |  | 0.97 |  | Outdoor
NJADRE1559062772 | Administratively Determined Incentive Program | BRICK | 8723 | 9.02 | Residential | Behind the Meter | Yes | Pro Custom Solar dba Momentum Solar | JCP&L |  | Accepted | 2025-01-22 | 2025-01-31 | 2026-01-31 | Solar Panels | Hanwha | Q.Peak Due Blk ML-G10+410 |  | 0.41 | 22 | 272 | 19 |  | Fixed | Roof
NJADRE1559062789 | Administratively Determined Incentive Program | WILLINGBORO | 8046 | 6.64 | Residential | Behind the Meter | Yes | SunnyMac, LLC | PSE&G |  | Accepted | 2025-01-22 | 2025-01-31 | 2026-01-31 | Inverters | SOLAREDGE HOME HUB | SE5700H-US | 5760 |  | 1 |  |  | 0.99 |  | Outdoor | next to meter
NJADRE1559062789 | Administratively Determined Incentive Program | WILLINGBORO | 8046 | 6.64 | Residential | Behind the Meter | Yes | SunnyMac, LLC | PSE&G |  | Accepted | 2025-01-22 | 2025-01-31 | 2026-01-31 | Solar Panels | HANWHA | Q.PEAK DUO BLK ML-G10+ 415W |  | 0.415 | 8 | 225 | 18 |  | Fixed | Roof
NJADRE1559062789 | Administratively Determined Incentive Program | WILLINGBORO | 8046 | 6.64 | Residential | Behind the Meter | Yes | SunnyMac, LLC | PSE&G |  | Accepted | 2025-01-22 | 2025-01-31 | 2026-01-31 | Solar Panels | HANWHA | Q.PEAK DUO BLK ML-G10+ 415W |  | 0.415 | 8 | 45 | 18 |  | Fixed | Roof
NJADRE1559062794 | Administratively Determined Incentive Program | JACKSON | 8527 | 17.63 | Residential | Behind the Meter | Yes | Trinity Solar, LLC | JCP&L |  | Accepted | 2025-01-22 | 2025-01-31 | 2026-01-31 | Electric Storage Battery | Tesla | Powerwall 3 (1707000-XX-Y) |  |  | 3 |  |  |  | Lithium Ion |  | inside
NJADRE1559062794 | Administratively Determined Incentive Program | JACKSON | 8527 | 17.63 | Residential | Behind the Meter | Yes | Trinity Solar, LLC | JCP&L |  | Accepted | 2025-01-22 | 2025-01-31 | 2026-01-31 | Inverters | Tesla | Powerwall 3 (1707000-XX-Y) | 11500 |  | 3 |  |  | 0.97 |  | Outdoor
NJADRE1559062794 | Administratively Determined Incentive Program | JACKSON | 8527 | 17.63 | Residential | Behind the Meter | Yes | Trinity Solar, LLC | JCP&L |  | Accepted | 2025-01-22 | 2025-01-31 | 2026-01-31 | Solar Panels | HANWHA | (Q.PEAK DUO BLK ML-G10+ 410) |  | 0.41 | 8 | 286 | 34 |  | Fixed | Roof
NJADRE1559062794 | Administratively Determined Incentive Program | JACKSON | 8527 | 17.63 | Residential | Behind the Meter | Yes | Trinity Solar, LLC | JCP&L |  | Accepted | 2025-01-22 | 2025-01-31 | 2026-01-31 | Solar Panels | HANWHA | (Q.PEAK DUO BLK ML-G10+ 410) |  | 0.41 | 16 | 106 | 34 |  | Fixed | Roof
NJADRE1559062794 | Administratively Determined Incentive Program | JACKSON | 8527 | 17.63 | Residential | Behind the Meter | Yes | Trinity Solar, LLC | JCP&L |  | Accepted | 2025-01-22 | 2025-01-31 | 2026-01-31 | Solar Panels | HANWHA | (Q.PEAK DUO BLK ML-G10+ 410) |  | 0.41 | 10 | 286 | 36 |  | Fixed | Roof
NJADRE1559062794 | Administratively Determined Incentive Program | JACKSON | 8527 | 17.63 | Residential | Behind the Meter | Yes | Trinity Solar, LLC | JCP&L |  | Accepted | 2025-01-22 | 2025-01-31 | 2026-01-31 | Solar Panels | HANWHA | (Q.PEAK DUO BLK ML-G10+ 410) |  | 0.41 | 9 | 106 | 36 |  | Fixed | Roof
NJADRE1559062816 | Administratively Determined Incentive Program | VINELAND | 8360 | 12.33 | Residential | Behind the Meter | Yes | Power Energy Solutions, LLC | Vineland Muni Electric |  | Accepted | 2025-01-22 | 2025-01-31 | 2026-01-31 | Inverters | SolarEdge | SE10000H-US | 10 |  | 1 |  |  | 0.97 |  | Outdoor
NJADRE1559062816 | Administratively Determined Incentive Program | VINELAND | 8360 | 12.33 | Residential | Behind the Meter | Yes | Power Energy Solutions, LLC | Vineland Muni Electric |  | Accepted | 2025-01-22 | 2025-01-31 | 2026-01-31 | Solar Panels | Trina Solar | TSM-425NE09RC.05 |  | 0.425 | 17 | 78 | 31 |  | Fixed | Roof
NJADRE1559062816 | Administratively Determined Incentive Program | VINELAND | 8360 | 12.33 | Residential | Behind the Meter | Yes | Power Energy Solutions, LLC | Vineland Muni Electric |  | Accepted | 2025-01-22 | 2025-01-31 | 2026-01-31 | Solar Panels | Trina Solar | TSM-425NE09RC.05 |  | 0.425 | 12 | 258 | 31 |  | Fixed | Roof
NJADRE1559062832 | Administratively Determined Incentive Program | RAHWAY | 7065 | 5.74 | Residential | Behind the Meter | Yes | Trinity Solar, LLC | PSE&G |  | Accepted | 2025-01-22 | 2025-01-31 | 2026-01-31 | Inverters | Solar Edge | USE5700H-USMNBL75 | 57600 |  | 1 |  |  | 0.97 |  | Outdoor
NJADRE1559062832 | Administratively Determined Incentive Program | RAHWAY | 7065 | 5.74 | Residential | Behind the Meter | Yes | Trinity Solar, LLC | PSE&G |  | Accepted | 2025-01-22 | 2025-01-31 | 2026-01-31 | Solar Panels | Hanwha | HANWHA 410 (Q.PEAK DUO BLK ML-G10+ 410) |  | 0.41 | 14 | 118 | 28 |  | Fixed | Roof
NJADRE1559062845 | Administratively Determined Incentive Program | Sicklerville | 8081 | 11.07 | Residential | Behind the Meter | Yes | EMT Renewables, LLC | AC Electric |  | Accepted | 2025-01-22 | 2025-01-31 | 2026-01-31 | Inverters | ENPHASE | IQ8+ | 290 |  | 27 |  |  | 0.98 |  | Other | UNDER EACH PANEL
NJADRE1559062845 | Administratively Determined Incentive Program | Sicklerville | 8081 | 11.07 | Residential | Behind the Meter | Yes | EMT Renewables, LLC | AC Electric |  | Accepted | 2025-01-22 | 2025-01-31 | 2026-01-31 | Solar Panels | TRINA | TSM-NE09RC.05 |  | 0.41 | 12 | 338 | 23 |  | Fixed | Roof
NJADRE1559062845 | Administratively Determined Incentive Program | Sicklerville | 8081 | 11.07 | Residential | Behind the Meter | Yes | EMT Renewables, LLC | AC Electric |  | Accepted | 2025-01-22 | 2025-01-31 | 2026-01-31 | Solar Panels | TRINA | TSM-NE09RC.05 |  | 0.41 | 15 | 158 | 23 |  | Fixed | Roof
NJADRE1559063079 | Administratively Determined Incentive Program | BRIDGETON | 8302 | 22.14 | Residential | Behind the Meter | Yes | EMT Renewables, LLC | AC Electric |  | Accepted | 2025-01-22 | 2025-02-06 | 2026-02-06 | Inverters | ENPHASE | IQ8+ | 290 |  | 54 |  |  | 0.98 |  | Other | UNDER EACH PANEL
NJADRE1559063079 | Administratively Determined Incentive Program | BRIDGETON | 8302 | 22.14 | Residential | Behind the Meter | Yes | EMT Renewables, LLC | AC Electric |  | Accepted | 2025-01-22 | 2025-02-06 | 2026-02-06 | Solar Panels | TRINA | TSM-NE09RC.05 |  | 0.41 | 17 | 170 | 40 |  | Fixed | Roof
NJADRE1559063079 | Administratively Determined Incentive Program | BRIDGETON | 8302 | 22.14 | Residential | Behind the Meter | Yes | EMT Renewables, LLC | AC Electric |  | Accepted | 2025-01-22 | 2025-02-06 | 2026-02-06 | Solar Panels | TRINA | TSM-NE09RC.05 |  | 0.41 | 15 | 261 | 27 |  | Fixed | Roof
NJADRE1559063079 | Administratively Determined Incentive Program | BRIDGETON | 8302 | 22.14 | Residential | Behind the Meter | Yes | EMT Renewables, LLC | AC Electric |  | Accepted | 2025-01-22 | 2025-02-06 | 2026-02-06 | Solar Panels | TRINA | TSM-NE09RC.05 |  | 0.41 | 18 | 81 | 27 |  | Fixed | Roof
NJADRE1559063079 | Administratively Determined Incentive Program | BRIDGETON | 8302 | 22.14 | Residential | Behind the Meter | Yes | EMT Renewables, LLC | AC Electric |  | Accepted | 2025-01-22 | 2025-02-06 | 2026-02-06 | Solar Panels | TRINA | TSM-NE09RC.05 |  | 0.41 | 2 | 260 | 26 |  | Fixed | Roof
NJADRE1559063079 | Administratively Determined Incentive Program | BRIDGETON | 8302 | 22.14 | Residential | Behind the Meter | Yes | EMT Renewables, LLC | AC Electric |  | Accepted | 2025-01-22 | 2025-02-06 | 2026-02-06 | Solar Panels | TRINA | TSM-NE09RC.05 |  | 0.41 | 2 | 80 | 26 |  | Fixed | Roof
NJADRE1559063093 | Administratively Determined Incentive Program | North Bergen | 7047 | 7.38 | Residential | Behind the Meter | Yes | Trinity Solar, LLC | PSE&G |  | Accepted | 2025-01-22 | 2025-01-31 | 2026-01-31 | Solar Panels | Hanwha | HANWHA 410 (Q.PEAK DUO BLK ML-G10+ 410) |  | 0.41 | 18 | 212 | 4 |  | Fixed | Roof
NJADRE1559063093 | Administratively Determined Incentive Program | North Bergen | 7047 | 7.38 | Residential | Behind the Meter | Yes | Trinity Solar, LLC | PSE&G |  | Accepted | 2025-01-22 | 2025-01-31 | 2026-01-31 | Inverters | Solar Edge | USE5700H-USMNBL75 | 5700 |  | 1 |  |  | 0.97 |  | Outdoor
NJADRE1559063121 | Administratively Determined Incentive Program | Franklin Twp Som | 8873 | 7.38 | Residential | Behind the Meter | Yes | Sunrun Installation Services, Inc. | PSE&G |  | Accepted | 2025-01-22 | 2025-01-31 | 2026-01-31 | Inverters | SolarEdge Technologies | SE5700H-USMN | 5760 |  | 1 |  |  | 0.99 |  | Outdoor
NJADRE1559063121 | Administratively Determined Incentive Program | Franklin Twp Som | 8873 | 7.38 | Residential | Behind the Meter | Yes | Sunrun Installation Services, Inc. | PSE&G |  | Accepted | 2025-01-22 | 2025-01-31 | 2026-01-31 | Solar Panels | Hanwha Q Cells | Q.PEAK DUO BLK ML-G10+ 410 |  | 0.41 | 18 | 128 | 24 |  | Fixed | Roof
NJADRE1559063149 | Administratively Determined Incentive Program | Pleasantville | 8232 | 8.61 | Residential | Behind the Meter | Yes | EMT Renewables, LLC | AC Electric |  | Accepted | 2025-01-22 | 2025-02-06 | 2026-02-06 | Solar Panels | TRINA | TSM-NE09RC.05 |  | 0.41 | 10 | 34 | 25 |  | Fixed | Roof
NJADRE1559063149 | Administratively Determined Incentive Program | Pleasantville | 8232 | 8.61 | Residential | Behind the Meter | Yes | EMT Renewables, LLC | AC Electric |  | Accepted | 2025-01-22 | 2025-02-06 | 2026-02-06 | Inverters | ENPHASE | IQ8+ | 290 |  | 21 |  |  | 0.98 |  | Other | UNDER EACH PANEL
NJADRE1559063149 | Administratively Determined Incentive Program | Pleasantville | 8232 | 8.61 | Residential | Behind the Meter | Yes | EMT Renewables, LLC | AC Electric |  | Accepted | 2025-01-22 | 2025-02-06 | 2026-02-06 | Solar Panels | TRINA | TSM-NE09RC.05 |  | 0.41 | 4 | 214 | 18 |  | Fixed | Roof
NJADRE1559063149 | Administratively Determined Incentive Program | Pleasantville | 8232 | 8.61 | Residential | Behind the Meter | Yes | EMT Renewables, LLC | AC Electric |  | Accepted | 2025-01-22 | 2025-02-06 | 2026-02-06 | Solar Panels | TRINA | TSM-NE09RC.05 |  | 0.41 | 7 | 214 | 25 |  | Fixed | Roof
NJADRE1559063157 | Administratively Determined Incentive Program | Phillipsburg | 8865 | 6.56 | Residential | Behind the Meter | Yes | Trinity Solar, LLC | JCP&L |  | Accepted | 2025-01-22 | 2025-01-31 | 2026-01-31 | Inverters | Solar Edge | USE5700H-USMNBL75 | 5760 |  | 1 |  |  | 0.97 |  | Outdoor
NJADRE1559063157 | Administratively Determined Incentive Program | Phillipsburg | 8865 | 6.56 | Residential | Behind the Meter | Yes | Trinity Solar, LLC | JCP&L |  | Accepted | 2025-01-22 | 2025-01-31 | 2026-01-31 | Solar Panels | HANWHA | (Q.PEAK DUO BLK ML-G10+ 410) |  | 0.41 | 7 | 143 | 37 |  | Fixed | Roof
NJADRE1559063157 | Administratively Determined Incentive Program | Phillipsburg | 8865 | 6.56 | Residential | Behind the Meter | Yes | Trinity Solar, LLC | JCP&L |  | Accepted | 2025-01-22 | 2025-01-31 | 2026-01-31 | Solar Panels | HANWHA | (Q.PEAK DUO BLK ML-G10+ 410) |  | 0.41 | 6 | 53 | 38 |  | Fixed | Roof
NJADRE1559063157 | Administratively Determined Incentive Program | Phillipsburg | 8865 | 6.56 | Residential | Behind the Meter | Yes | Trinity Solar, LLC | JCP&L |  | Accepted | 2025-01-22 | 2025-01-31 | 2026-01-31 | Solar Panels | HANWHA | (Q.PEAK DUO BLK ML-G10+ 410) |  | 0.41 | 3 | 323 | 37 |  | Fixed | Roof
NJADRE1559063186 | Administratively Determined Incentive Program | Hamilton | 8690 | 4.51 | Residential | Behind the Meter | Yes | Trinity Solar, LLC | PSE&G |  | Accepted | 2025-01-22 | 2025-02-03 | 2026-02-03 | Solar Panels | HANWHA | Q.PEAK DUO BLK ML-G10+ 410 |  | 0.41 | 11 | 185 | 23 |  | Fixed | Roof
NJADRE1559063186 | Administratively Determined Incentive Program | Hamilton | 8690 | 4.51 | Residential | Behind the Meter | Yes | Trinity Solar, LLC | PSE&G |  | Accepted | 2025-01-22 | 2025-02-03 | 2026-02-03 | Inverters | Solar Edge | SE3800H-US | 3800 |  | 1 |  |  | 0.97 |  | Outside
NJADRE1559063217 | Administratively Determined Incentive Program | Roselle | 7203 | 7.79 | Residential | Behind the Meter | Yes | Sunrun Installation Services, Inc. | PSE&G |  | Accepted | 2025-01-22 | 2025-02-03 | 2026-02-03 | Inverters | Tesla | Powerwall 3 1707000-xx-y | 11500 |  | 1 |  |  | 0.97 |  | Outdoor
NJADRE1559063217 | Administratively Determined Incentive Program | Roselle | 7203 | 7.79 | Residential | Behind the Meter | Yes | Sunrun Installation Services, Inc. | PSE&G |  | Accepted | 2025-01-22 | 2025-02-03 | 2026-02-03 | Electric Storage Battery | Tesla | Powerwall 3 1707000-xx-y |  |  | 1 |  |  |  | Lithium Ion |  | OUTSIDE
NJADRE1559063217 | Administratively Determined Incentive Program | Roselle | 7203 | 7.79 | Residential | Behind the Meter | Yes | Sunrun Installation Services, Inc. | PSE&G |  | Accepted | 2025-01-22 | 2025-02-03 | 2026-02-03 | Solar Panels | Hanwha Q Cells | Q.PEAK DUO BLK ML-G10+ 410 |  | 0.41 | 11 | 170 | 40 |  | Fixed | Roof
NJADRE1559063217 | Administratively Determined Incentive Program | Roselle | 7203 | 7.79 | Residential | Behind the Meter | Yes | Sunrun Installation Services, Inc. | PSE&G |  | Accepted | 2025-01-22 | 2025-02-03 | 2026-02-03 | Solar Panels | Hanwha Q Cells | Q.PEAK DUO BLK ML-G10+ 410 |  | 0.41 | 8 | 350 | 40 |  | Fixed | Roof
NJADRE1559063680 | Administratively Determined Incentive Program | Pleasantville | 8232 | 4.1 | Residential | Behind the Meter | Yes | Trinity Solar, LLC | AC Electric |  | Accepted | 2025-01-22 | 2025-02-03 | 2026-02-03 | Solar Panels | HANWHA | (Q.PEAK DUO BLK ML-G10+ 410) |  | 0.41 | 6 | 26 | 22 |  | Fixed | Roof
NJADRE1559063680 | Administratively Determined Incentive Program | Pleasantville | 8232 | 4.1 | Residential | Behind the Meter | Yes | Trinity Solar, LLC | AC Electric |  | Accepted | 2025-01-22 | 2025-02-03 | 2026-02-03 | Solar Panels | HANWHA | (Q.PEAK DUO BLK ML-G10+ 410) |  | 0.41 | 4 | 26 | 22 |  | Fixed | Roof
NJADRE1559063680 | Administratively Determined Incentive Program | Pleasantville | 8232 | 4.1 | Residential | Behind the Meter | Yes | Trinity Solar, LLC | AC Electric |  | Accepted | 2025-01-22 | 2025-02-03 | 2026-02-03 | Inverters | Solar Edge | USE3800H-USMNBL75 | 3800 |  | 1 |  |  | 0.97 |  | Outdoor
NJADRE1559063804 | Administratively Determined Incentive Program | Union | 7083 | 3.69 | Residential | Behind the Meter | Yes | Sunrun Installation Services, Inc. | PSE&G |  | Accepted | 2025-01-22 | 2025-02-03 | 2026-02-03 | Inverters | SolarEdge Technologies | SE3800H-USMN | 3800 |  | 1 |  |  | 0.99 |  | Outdoor
NJADRE1559063804 | Administratively Determined Incentive Program | Union | 7083 | 3.69 | Residential | Behind the Meter | Yes | Sunrun Installation Services, Inc. | PSE&G |  | Accepted | 2025-01-22 | 2025-02-03 | 2026-02-03 | Solar Panels | Hanwha Q Cells | Q.PEAK DUO BLK ML-G10+ 410 |  | 0.41 | 9 | 292 | 10 |  | Fixed | Roof
NJADRE1559063811 | Administratively Determined Incentive Program | WEST CREEK | 8092 | 9.84 | Residential | Behind the Meter | Yes | Trinity Solar, LLC | AC Electric |  | Accepted | 2025-01-22 | 2025-02-03 | 2026-02-03 | Inverters | Solar Edge | USE7600H-USMNBL75 | 7600 |  | 1 |  |  | 0.97 |  | Outdoor
NJADRE1559063811 | Administratively Determined Incentive Program | WEST CREEK | 8092 | 9.84 | Residential | Behind the Meter | Yes | Trinity Solar, LLC | AC Electric |  | Accepted | 2025-01-22 | 2025-02-03 | 2026-02-03 | Solar Panels | HANWHA | (Q.PEAK DUO BLK ML-G10+ 410) |  | 0.41 | 14 | 287 | 34 |  | Fixed | Roof
NJADRE1559063811 | Administratively Determined Incentive Program | WEST CREEK | 8092 | 9.84 | Residential | Behind the Meter | Yes | Trinity Solar, LLC | AC Electric |  | Accepted | 2025-01-22 | 2025-02-03 | 2026-02-03 | Solar Panels | HANWHA | (Q.PEAK DUO BLK ML-G10+ 410) |  | 0.41 | 10 | 287 | 34 |  | Fixed | Roof
NJADRE1559063837 | Administratively Determined Incentive Program | TURNERSVILLE | 8012 | 6.35 | Residential | Behind the Meter | No | GAF Energy | AC Electric |  | Accepted | 2025-01-23 | 2025-02-04 | 2026-02-04 | Inverters | Delta | M6-TL-US | 6000 |  | 1 |  |  | 0.975 |  | Outside
NJADRE1559063837 | Administratively Determined Incentive Program | TURNERSVILLE | 8012 | 6.35 | Residential | Behind the Meter | No | GAF Energy | AC Electric |  | Accepted | 2025-01-23 | 2025-02-04 | 2026-02-04 | Solar Panels | GAF Energy | TLS-1 |  | 0.046 | 72 | 125 | 20 |  | Fixed | Roof
NJADRE1559063837 | Administratively Determined Incentive Program | TURNERSVILLE | 8012 | 6.35 | Residential | Behind the Meter | No | GAF Energy | AC Electric |  | Accepted | 2025-01-23 | 2025-02-04 | 2026-02-04 | Solar Panels | GAF Energy | TLS-1 |  | 0.046 | 66 | 126 | 23 |  | Fixed | Roof
NJADRE1559063855 | Administratively Determined Incentive Program | Irvington | 7111 | 7.32 | Residential | Behind the Meter | Yes | Freedom Forever New Jersey, LLC | PSE&G |  | Accepted | 2025-02-12 | 2025-02-28 | 2026-02-28 | Solar Panels | JINKO SOLAR | JKM385M-6RL3-B |  | 0.385 | 10 | 217 | 18 |  | Fixed | Roof
NJADRE1559063855 | Administratively Determined Incentive Program | Irvington | 7111 | 7.32 | Residential | Behind the Meter | Yes | Freedom Forever New Jersey, LLC | PSE&G |  | Accepted | 2025-02-12 | 2025-02-28 | 2026-02-28 | Inverters | Solar Edge | SE6000H-USRGM [SI1] | 6000 |  | 1 |  |  | 0.99 |  | Outside
NJADRE1559063855 | Administratively Determined Incentive Program | Irvington | 7111 | 7.32 | Residential | Behind the Meter | Yes | Freedom Forever New Jersey, LLC | PSE&G |  | Accepted | 2025-02-12 | 2025-02-28 | 2026-02-28 | Solar Panels | JINKO SOLAR | JKM385M-6RL3-B |  | 0.385 | 9 | 37 | 18 |  | Fixed | Roof
NJADRE1559063864 | Administratively Determined Incentive Program | MOUNT EPHRAIM | 8059 | 4.8 | Residential | Behind the Meter | Yes | SunnyMac, LLC | PSE&G |  | Accepted | 2025-01-22 | 2025-02-03 | 2026-02-03 | Solar Panels | HANWHA | 400 Q.PEAK DUO BLK ML-G10+ |  | 0.4 | 9 | 113 | 37 |  | Fixed | Roof
NJADRE1559063864 | Administratively Determined Incentive Program | MOUNT EPHRAIM | 8059 | 4.8 | Residential | Behind the Meter | Yes | SunnyMac, LLC | PSE&G |  | Accepted | 2025-01-22 | 2025-02-03 | 2026-02-03 | Solar Panels | HANWHA | 400 Q.PEAK DUO BLK ML-G10+ |  | 0.4 | 3 | 113 | 25 |  | Fixed | Roof
NJADRE1559063864 | Administratively Determined Incentive Program | MOUNT EPHRAIM | 8059 | 4.8 | Residential | Behind the Meter | Yes | SunnyMac, LLC | PSE&G |  | Accepted | 2025-01-22 | 2025-02-03 | 2026-02-03 | Inverters | Solaredge | SE 3800H -US | 3800 |  | 1 |  |  | 0.99 |  | Outdoor | next to meter
NJADRE1559063868 | Administratively Determined Incentive Program | Woodbridge | 7095 | 13.53 | Residential | Behind the Meter | Yes | Trinity Solar, LLC | PSE&G |  | Accepted | 2025-01-22 | 2025-02-03 | 2026-02-03 | Solar Panels | HANWHA | Q.PEAK DUO BLK ML-G10+ 410 |  | 0.41 | 8 | 350 | 22 |  | Fixed | Roof
NJADRE1559063868 | Administratively Determined Incentive Program | Woodbridge | 7095 | 13.53 | Residential | Behind the Meter | Yes | Trinity Solar, LLC | PSE&G |  | Accepted | 2025-01-22 | 2025-02-03 | 2026-02-03 | Solar Panels | HANWHA | Q.PEAK DUO BLK ML-G10+ 410 |  | 0.41 | 2 | 260 | 23 |  | Fixed | Roof
NJADRE1559063868 | Administratively Determined Incentive Program | Woodbridge | 7095 | 13.53 | Residential | Behind the Meter | Yes | Trinity Solar, LLC | PSE&G |  | Accepted | 2025-01-22 | 2025-02-03 | 2026-02-03 | Solar Panels | HANWHA | Q.PEAK DUO BLK ML-G10+ 410 |  | 0.41 | 8 | 170 | 22 |  | Fixed | Roof
NJADRE1559063868 | Administratively Determined Incentive Program | Woodbridge | 7095 | 13.53 | Residential | Behind the Meter | Yes | Trinity Solar, LLC | PSE&G |  | Accepted | 2025-01-22 | 2025-02-03 | 2026-02-03 | Inverters | Tesla (PV Only) | 1538000-45-X | 5000 |  | 1 |  |  | 0.97 |  | Outside
NJADRE1559063868 | Administratively Determined Incentive Program | Woodbridge | 7095 | 13.53 | Residential | Behind the Meter | Yes | Trinity Solar, LLC | PSE&G |  | Accepted | 2025-01-22 | 2025-02-03 | 2026-02-03 | Solar Panels | HANWHA | Q.PEAK DUO BLK ML-G10+ 410 |  | 0.41 | 5 | 170 | 23 |  | Fixed | Roof
NJADRE1559063868 | Administratively Determined Incentive Program | Woodbridge | 7095 | 13.53 | Residential | Behind the Meter | Yes | Trinity Solar, LLC | PSE&G |  | Accepted | 2025-01-22 | 2025-02-03 | 2026-02-03 | Solar Panels | HANWHA | Q.PEAK DUO BLK ML-G10+ 410 |  | 0.41 | 7 | 80 | 23 |  | Fixed | Roof
NJADRE1559063868 | Administratively Determined Incentive Program | Woodbridge | 7095 | 13.53 | Residential | Behind the Meter | Yes | Trinity Solar, LLC | PSE&G |  | Accepted | 2025-01-22 | 2025-02-03 | 2026-02-03 | Inverters | Tesla (PV Only) | 1538000-45-X | 5700 |  | 1 |  |  | 0.97 |  | Outside
NJADRE1559063868 | Administratively Determined Incentive Program | Woodbridge | 7095 | 13.53 | Residential | Behind the Meter | Yes | Trinity Solar, LLC | PSE&G |  | Accepted | 2025-01-22 | 2025-02-03 | 2026-02-03 | Solar Panels | HANWHA | Q.PEAK DUO BLK ML-G10+ 410 |  | 0.41 | 3 | 350 | 23 |  | Fixed | Roof
NJADRE1559063873 | Administratively Determined Incentive Program | Sicklerville | 8081 | 13.94 | Residential | Behind the Meter | Yes | EMT Renewables, LLC | AC Electric |  | Accepted | 2025-01-22 | 2025-02-06 | 2026-02-06 | Solar Panels | TRINA | TSM-NE09RC.05 |  | 0.41 | 6 | 218 | 25 |  | Fixed | Roof
NJADRE1559063873 | Administratively Determined Incentive Program | Sicklerville | 8081 | 13.94 | Residential | Behind the Meter | Yes | EMT Renewables, LLC | AC Electric |  | Accepted | 2025-01-22 | 2025-02-06 | 2026-02-06 | Solar Panels | TRINA | TSM-NE09RC.05 |  | 0.41 | 12 | 128 | 22 |  | Fixed | Roof
NJADRE1559063873 | Administratively Determined Incentive Program | Sicklerville | 8081 | 13.94 | Residential | Behind the Meter | Yes | EMT Renewables, LLC | AC Electric |  | Accepted | 2025-01-22 | 2025-02-06 | 2026-02-06 | Solar Panels | TRINA | TSM-NE09RC.05 |  | 0.41 | 6 | 308 | 8 |  | Fixed | Roof
NJADRE1559063873 | Administratively Determined Incentive Program | Sicklerville | 8081 | 13.94 | Residential | Behind the Meter | Yes | EMT Renewables, LLC | AC Electric |  | Accepted | 2025-01-22 | 2025-02-06 | 2026-02-06 | Solar Panels | TRINA | TSM-NE09RC.05 |  | 0.41 | 8 | 308 | 22 |  | Fixed | Roof
NJADRE1559063873 | Administratively Determined Incentive Program | Sicklerville | 8081 | 13.94 | Residential | Behind the Meter | Yes | EMT Renewables, LLC | AC Electric |  | Accepted | 2025-01-22 | 2025-02-06 | 2026-02-06 | Inverters | ENPHASE | IQ8+ | 290 |  | 34 |  |  | 0.98 |  | Other | UNDER EACH PANEL
NJADRE1559063873 | Administratively Determined Incentive Program | Sicklerville | 8081 | 13.94 | Residential | Behind the Meter | Yes | EMT Renewables, LLC | AC Electric |  | Accepted | 2025-01-22 | 2025-02-06 | 2026-02-06 | Solar Panels | TRINA | TSM-NE09RC.05 |  | 0.41 | 2 | 38 | 25 |  | Fixed | Roof
NJADRE1559063901 | Administratively Determined Incentive Program | Newark | 7107 | 8.61 | Residential | Behind the Meter | Yes | Trinity Solar, LLC | PSE&G |  | Accepted | 2025-01-22 | 2025-02-03 | 2026-02-03 | Solar Panels | HANWHA | Q.PEAK DUO BLK ML-G10+ 410 |  | 0.41 | 3 | 292 | 22 |  | Fixed | Roof
NJADRE1559063901 | Administratively Determined Incentive Program | Newark | 7107 | 8.61 | Residential | Behind the Meter | Yes | Trinity Solar, LLC | PSE&G |  | Accepted | 2025-01-22 | 2025-02-03 | 2026-02-03 | Inverters | TESLA | 1538000-XX-Y | 7600 |  | 1 |  |  | 0.97 |  | Outside
NJADRE1559063901 | Administratively Determined Incentive Program | Newark | 7107 | 8.61 | Residential | Behind the Meter | Yes | Trinity Solar, LLC | PSE&G |  | Accepted | 2025-01-22 | 2025-02-03 | 2026-02-03 | Solar Panels | HANWHA | Q.PEAK DUO BLK ML-G10+ 410 |  | 0.41 | 18 | 112 | 22 |  | Fixed | Roof
NJADRE1559063920 | Administratively Determined Incentive Program | Pennsville Twp | 8070 | 3.74 | Residential | Behind the Meter | Yes | SunnyMac, LLC | AC Electric |  | Accepted | 2025-01-22 | 2025-02-04 | 2026-02-04 | Inverters | SOLAREDGE | SE 5700H-US | 5760 |  | 1 |  |  | 0.99 |  | Outdoor | next to meter
NJADRE1559063920 | Administratively Determined Incentive Program | Pennsville Twp | 8070 | 3.74 | Residential | Behind the Meter | Yes | SunnyMac, LLC | AC Electric |  | Accepted | 2025-01-22 | 2025-02-04 | 2026-02-04 | Solar Panels | HANWHA | Q.PEAK DUO BLK ML-G10+ 415W |  | 0.415 | 9 | 127 | 19 |  | Fixed | Roof
NJADRE1559063925 | Administratively Determined Incentive Program | Marlton | 8053 | 13.94 | Residential | Behind the Meter | Yes | Sunrun Installation Services, Inc. | AC Electric |  | Accepted | 2025-01-22 | 2025-02-03 | 2026-02-03 | Inverters | SolarEdge Technologies | SE10000H-USMN | 10000 |  | 1 |  |  | 0.99 |  | Outdoor
NJADRE1559063925 | Administratively Determined Incentive Program | Marlton | 8053 | 13.94 | Residential | Behind the Meter | Yes | Sunrun Installation Services, Inc. | AC Electric |  | Accepted | 2025-01-22 | 2025-02-03 | 2026-02-03 | Solar Panels | Hanwha Q Cells | Q.PEAK DUO BLK ML-G10+ 410 |  | 0.41 | 24 | 3 | 19 |  | Fixed | Roof
NJADRE1559063925 | Administratively Determined Incentive Program | Marlton | 8053 | 13.94 | Residential | Behind the Meter | Yes | Sunrun Installation Services, Inc. | AC Electric |  | Accepted | 2025-01-22 | 2025-02-03 | 2026-02-03 | Solar Panels | Hanwha Q Cells | Q.PEAK DUO BLK ML-G10+ 410 |  | 0.41 | 3 | 185 | 17 |  | Fixed | Roof
NJADRE1559063925 | Administratively Determined Incentive Program | Marlton | 8053 | 13.94 | Residential | Behind the Meter | Yes | Sunrun Installation Services, Inc. | AC Electric |  | Accepted | 2025-01-22 | 2025-02-03 | 2026-02-03 | Solar Panels | Hanwha Q Cells | Q.PEAK DUO BLK ML-G10+ 410 |  | 0.41 | 7 | 273 | 17 |  | Fixed | Roof
NJADRE1559063928 | Administratively Determined Incentive Program | SALEM | 8079 | 11.48 | Residential | Behind the Meter | Yes | EMT Renewables, LLC | AC Electric |  | Accepted | 2025-01-22 | 2025-02-06 | 2026-02-06 | Inverters | ENPHASE | IQ8+ | 290 |  | 28 |  |  | 0.98 |  | Other | UNDER EACH PANEL
NJADRE1559063928 | Administratively Determined Incentive Program | SALEM | 8079 | 11.48 | Residential | Behind the Meter | Yes | EMT Renewables, LLC | AC Electric |  | Accepted | 2025-01-22 | 2025-02-06 | 2026-02-06 | Solar Panels | TRINA | TSM-NE09RC.05 |  | 0.41 | 28 | 142 | 37 |  | Fixed | Roof
NJADRE1559064259 | Administratively Determined Incentive Program | NEWARK CITY | 7112 | 7.23 | Residential | Behind the Meter | Yes | Integrity Solar & Home Solutions, LLC | PSE&G |  | Accepted | 2025-01-22 | 2025-02-03 | 2026-02-03 | Inverters | ENPHASE | IQ8+ | 290 |  | 17 |  |  | 0.98 |  | Other | UNDER EACH PANEL
NJADRE1559064259 | Administratively Determined Incentive Program | NEWARK CITY | 7112 | 7.23 | Residential | Behind the Meter | Yes | Integrity Solar & Home Solutions, LLC | PSE&G |  | Accepted | 2025-01-22 | 2025-02-03 | 2026-02-03 | Solar Panels | TRINA SOLAR | TSM-425 NEG9R.25 |  | 0.425 | 10 | 210 | 36 |  | Fixed | Roof
NJADRE1559064259 | Administratively Determined Incentive Program | NEWARK CITY | 7112 | 7.23 | Residential | Behind the Meter | Yes | Integrity Solar & Home Solutions, LLC | PSE&G |  | Accepted | 2025-01-22 | 2025-02-03 | 2026-02-03 | Solar Panels | TRINA SOLAR | TSM-425 NEG9R.25 |  | 0.425 | 7 | 30 | 36 |  | Fixed | Roof
NJADRE1559064305 | Administratively Determined Incentive Program | Cranford | 7016 | 4.68 | Residential | Behind the Meter | No | Power Energy Solutions, LLC | PSE&G |  | Accepted | 2025-01-22 | 2025-02-03 | 2026-02-03 | Inverters | SolarEdge | SE3800H-US | 4 |  | 1 |  |  | 0.97 |  | Outdoor
NJADRE1559064305 | Administratively Determined Incentive Program | Cranford | 7016 | 4.68 | Residential | Behind the Meter | No | Power Energy Solutions, LLC | PSE&G |  | Accepted | 2025-01-22 | 2025-02-03 | 2026-02-03 | Solar Panels | Trina Solar | TSM-425NE09RC.05 |  | 0.425 | 11 | 217 | 1 |  | Fixed | Roof
NJADRE1559064991 | Administratively Determined Incentive Program | Union Twp Uni | 7083 | 2.87 | Residential | Behind the Meter | Yes | Sunrun Installation Services, Inc. | PSE&G |  | Accepted | 2025-01-22 | 2025-02-03 | 2026-02-03 | Inverters | Tesla | Powerwall 3 1707000-xx-y | 11500 |  | 1 |  |  | 0.97 |  | Outdoor
NJADRE1559064991 | Administratively Determined Incentive Program | Union Twp Uni | 7083 | 2.87 | Residential | Behind the Meter | Yes | Sunrun Installation Services, Inc. | PSE&G |  | Accepted | 2025-01-22 | 2025-02-03 | 2026-02-03 | Electric Storage Battery | Tesla | Powerwall 3 1707000-xx-y |  |  | 1 |  |  |  | Lithium Ion |  | OUTSIDE
NJADRE1559064991 | Administratively Determined Incentive Program | Union Twp Uni | 7083 | 2.87 | Residential | Behind the Meter | Yes | Sunrun Installation Services, Inc. | PSE&G |  | Accepted | 2025-01-22 | 2025-02-03 | 2026-02-03 | Solar Panels | Hanwha Q Cells | Q.PEAK DUO BLK ML-G10+ 410 |  | 0.41 | 7 | 116 | 40 |  | Fixed | Roof
NJADRE1559067603 | Administratively Determined Incentive Program | FRANKLIN TWP | 8873 | 3.28 | Residential | Behind the Meter | Yes | Sunrun Installation Services, Inc. | PSE&G |  | Accepted | 2025-01-23 | 2025-02-03 | 2026-02-03 | Inverters | SolarEdge Technologies | SE3800H-USMN | 3800 |  | 1 |  |  | 0.99 |  | Outdoor | Next to meter
NJADRE1559067603 | Administratively Determined Incentive Program | FRANKLIN TWP | 8873 | 3.28 | Residential | Behind the Meter | Yes | Sunrun Installation Services, Inc. | PSE&G |  | Accepted | 2025-01-23 | 2025-02-03 | 2026-02-03 | Solar Panels | Hanwha Q-Cells | Q.PEAK DUO BLK ML-G10+ 410 |  | 0.41 | 8 | 198 | 40 |  | Fixed | Roof
NJADRE1559067985 | Administratively Determined Incentive Program | Sewell | 8080 | 2.46 | Residential | Behind the Meter | Yes | Trinity Solar, LLC | AC Electric |  | Accepted | 2025-01-23 | 2025-01-28 | 2026-01-28 | Inverters | Solar Edge | SE3000H-US | 3000 |  | 1 |  |  | 0.97 |  | Outdoor
NJADRE1559067985 | Administratively Determined Incentive Program | Sewell | 8080 | 2.46 | Residential | Behind the Meter | Yes | Trinity Solar, LLC | AC Electric |  | Accepted | 2025-01-23 | 2025-01-28 | 2026-01-28 | Solar Panels | HANWHA | (Q.PEAK DUO BLK ML-G10+ 410) |  | 0.41 | 6 | 231 | 28 |  | Fixed | Roof
NJADRE1559068773 | Administratively Determined Incentive Program | Millstone Township | 8510 | 4.51 | Residential | Behind the Meter | Yes | Pro Custom Solar dba Momentum Solar | JCP&L |  | Accepted | 2025-01-23 | 2025-02-04 | 2026-02-04 | Solar Panels | hanwha | q.peak duo blk ml-g10+410 |  | 0.41 | 3 | 173 | 22 |  | Fixed | Roof
NJADRE1559068773 | Administratively Determined Incentive Program | Millstone Township | 8510 | 4.51 | Residential | Behind the Meter | Yes | Pro Custom Solar dba Momentum Solar | JCP&L |  | Accepted | 2025-01-23 | 2025-02-04 | 2026-02-04 | Inverters | ENPHASE | iq8mc-72-m-us | 320 |  | 11 |  |  | 0.97 |  | Outside
NJADRE1559068773 | Administratively Determined Incentive Program | Millstone Township | 8510 | 4.51 | Residential | Behind the Meter | Yes | Pro Custom Solar dba Momentum Solar | JCP&L |  | Accepted | 2025-01-23 | 2025-02-04 | 2026-02-04 | Solar Panels | hanwha | q.peak duo blk ml-g10+410 |  | 0.41 | 3 | 353 | 23 |  | Fixed | Roof
NJADRE1559068773 | Administratively Determined Incentive Program | Millstone Township | 8510 | 4.51 | Residential | Behind the Meter | Yes | Pro Custom Solar dba Momentum Solar | JCP&L |  | Accepted | 2025-01-23 | 2025-02-04 | 2026-02-04 | Solar Panels | hanwha | q.peak duo blk ml-g10+410 |  | 0.41 | 5 | 83 | 32 |  | Fixed | Roof
NJADRE1559069471 | Administratively Determined Incentive Program | Sewell | 8080 | 2.05 | Residential | Behind the Meter | Yes | Trinity Solar, LLC | AC Electric |  | Accepted | 2025-01-23 | 2025-01-28 | 2026-01-28 | Inverters | Enphase | IQ8PLUS-72-2-US | 290 |  | 5 |  |  | 0.97 |  | Outdoor
NJADRE1559069471 | Administratively Determined Incentive Program | Sewell | 8080 | 2.05 | Residential | Behind the Meter | Yes | Trinity Solar, LLC | AC Electric |  | Accepted | 2025-01-23 | 2025-01-28 | 2026-01-28 | Solar Panels | HANWHA | (Q.PEAK DUO BLK ML-G10+ 410) |  | 0.41 | 5 | 51 | 28 |  | Fixed | Roof
NJADRE1559070937 | Administratively Determined Incentive Program | Sewell | 8080 | 2.05 | Residential | Behind the Meter | Yes | Trinity Solar, LLC | AC Electric |  | Accepted | 2025-01-23 | 2025-01-28 | 2026-01-28 | Solar Panels | HANWHA | (Q.PEAK DUO BLK ML-G10+ 410) |  | 0.41 | 5 | 51 | 28 |  | Fixed | Roof
NJADRE1559070937 | Administratively Determined Incentive Program | Sewell | 8080 | 2.05 | Residential | Behind the Meter | Yes | Trinity Solar, LLC | AC Electric |  | Accepted | 2025-01-23 | 2025-01-28 | 2026-01-28 | Inverters | Enphase | IQ8PLUS-72-2-US | 290 |  | 5 |  |  | 0.97 |  | Outdoor
NJADRE1559071520 | Administratively Determined Incentive Program | Brick | 8723 | 7.38 | Residential | Behind the Meter | No | Trinity Solar, LLC | JCP&L |  | Accepted | 2025-01-23 | 2025-02-04 | 2026-02-04 | Solar Panels | HANWHA | Q.PEAK DUO BLK ML-G10+ 410 |  | 0.41 | 10 | 93 | 36 |  | Fixed | Roof
NJADRE1559071520 | Administratively Determined Incentive Program | Brick | 8723 | 7.38 | Residential | Behind the Meter | No | Trinity Solar, LLC | JCP&L |  | Accepted | 2025-01-23 | 2025-02-04 | 2026-02-04 | Inverters | Solar Edge | USE5700H-US | 5760 |  | 1 |  |  | 0.97 |  | Outside
NJADRE1559071520 | Administratively Determined Incentive Program | Brick | 8723 | 7.38 | Residential | Behind the Meter | No | Trinity Solar, LLC | JCP&L |  | Accepted | 2025-01-23 | 2025-02-04 | 2026-02-04 | Solar Panels | HANWHA | Q.PEAK DUO BLK ML-G10+ 410 |  | 0.41 | 2 | 183 | 43 |  | Fixed | Roof
NJADRE1559071520 | Administratively Determined Incentive Program | Brick | 8723 | 7.38 | Residential | Behind the Meter | No | Trinity Solar, LLC | JCP&L |  | Accepted | 2025-01-23 | 2025-02-04 | 2026-02-04 | Solar Panels | HANWHA | Q.PEAK DUO BLK ML-G10+ 410 |  | 0.41 | 6 | 273 | 36 |  | Fixed | Roof
NJADRE1559071786 | Administratively Determined Incentive Program | Irvington | 7111 | 8.61 | Residential | Behind the Meter | Yes | Pro Custom Solar dba Momentum Solar | PSE&G |  | Accepted | 2025-01-23 | 2025-02-03 | 2026-02-03 | Inverters | ENPHASE | iq8mc-72-m-us | 320 |  | 21 |  |  | 0.97 |  | Outside
NJADRE1559071786 | Administratively Determined Incentive Program | Irvington | 7111 | 8.61 | Residential | Behind the Meter | Yes | Pro Custom Solar dba Momentum Solar | PSE&G |  | Accepted | 2025-01-23 | 2025-02-03 | 2026-02-03 | Solar Panels | hanwha | q.peak duo blk ml-g10+410 |  | 0.41 | 18 | 301 | 23 |  | Fixed | Roof
NJADRE1559071786 | Administratively Determined Incentive Program | Irvington | 7111 | 8.61 | Residential | Behind the Meter | Yes | Pro Custom Solar dba Momentum Solar | PSE&G |  | Accepted | 2025-01-23 | 2025-02-03 | 2026-02-03 | Solar Panels | hanwha | q.peak duo blk ml-g10+410 |  | 0.41 | 3 | 121 | 23 |  | Fixed | Roof
NJADRE1559071794 | Administratively Determined Incentive Program | Bridgeton | 8302 | 13.7 | Residential | Behind the Meter | Yes | SunnyMac, LLC | AC Electric |  | Accepted | 2025-01-23 | 2025-02-11 | 2026-02-11 | Meters | SolarEdge Technologies Inc. | SolarEdge Built-in Consumption Monitor |  |  | 1 |  |  |  | Yes | Outdoor
NJADRE1559071794 | Administratively Determined Incentive Program | Bridgeton | 8302 | 13.7 | Residential | Behind the Meter | Yes | SunnyMac, LLC | AC Electric |  | Accepted | 2025-01-23 | 2025-02-11 | 2026-02-11 | Inverters | SolarEdge Technologies Inc. | SE11400H-USMNUBL75 | 11400 |  | 1 |  |  | 0.99 |  | Outdoor
NJADRE1559071794 | Administratively Determined Incentive Program | Bridgeton | 8302 | 13.7 | Residential | Behind the Meter | Yes | SunnyMac, LLC | AC Electric |  | Accepted | 2025-01-23 | 2025-02-11 | 2026-02-11 | Solar Panels | Qcells | Q.PEAK DUO BLK ML-G10+ 415 |  | 0.415 | 33 | 173 | 24 |  | Fixed | Roof
NJADRE1559071808 | Administratively Determined Incentive Program | WEST ORANGE TWP | 7052 | 5.74 | Residential | Behind the Meter | Yes | Sunrun Installation Services, Inc. | PSE&G |  | Accepted | 2025-01-23 | 2025-02-03 | 2026-02-03 | Inverters | TESLA | POWERWALL 3 1707000-XX-Y | 11500 |  | 1 |  |  | 0.97 |  | Outside
NJADRE1559071808 | Administratively Determined Incentive Program | WEST ORANGE TWP | 7052 | 5.74 | Residential | Behind the Meter | Yes | Sunrun Installation Services, Inc. | PSE&G |  | Accepted | 2025-01-23 | 2025-02-03 | 2026-02-03 | Electric Storage Battery | TESLA | POWERWALL 3 1707000-XX-Y |  |  | 1 |  |  |  | Lithium Ion |  | Outside
NJADRE1559071808 | Administratively Determined Incentive Program | WEST ORANGE TWP | 7052 | 5.74 | Residential | Behind the Meter | Yes | Sunrun Installation Services, Inc. | PSE&G |  | Accepted | 2025-01-23 | 2025-02-03 | 2026-02-03 | Solar Panels | Hanwha Q-Cells | Q.PEAK DUO BLK ML-G10+ 410 |  | 0.41 | 5 | 29 | 18 |  | Fixed | Roof
NJADRE1559071808 | Administratively Determined Incentive Program | WEST ORANGE TWP | 7052 | 5.74 | Residential | Behind the Meter | Yes | Sunrun Installation Services, Inc. | PSE&G |  | Accepted | 2025-01-23 | 2025-02-03 | 2026-02-03 | Solar Panels | Hanwha Q-Cells | Q.PEAK DUO BLK ML-G10+ 410 |  | 0.41 | 9 | 118 | 7 |  | Fixed | Roof
NJADRE1559071820 | Administratively Determined Incentive Program | Paterson | 7502 | 5.53 | Residential | Behind the Meter | Yes | Power Energy Solutions, LLC | PSE&G |  | Accepted | 2025-01-23 | 2025-02-04 | 2026-02-04 | Inverters | SolarEdge | SE3800H-US | 4 |  | 1 |  |  | 0.97 |  | Outdoor
NJADRE1559071820 | Administratively Determined Incentive Program | Paterson | 7502 | 5.53 | Residential | Behind the Meter | Yes | Power Energy Solutions, LLC | PSE&G |  | Accepted | 2025-01-23 | 2025-02-04 | 2026-02-04 | Solar Panels | Trina Solar | TSM-425NE09RC.05 |  | 0.425 | 4 | 50 | 31 |  | Fixed | Roof
NJADRE1559071820 | Administratively Determined Incentive Program | Paterson | 7502 | 5.53 | Residential | Behind the Meter | Yes | Power Energy Solutions, LLC | PSE&G |  | Accepted | 2025-01-23 | 2025-02-04 | 2026-02-04 | Solar Panels | Trina Solar | TSM-425NE09RC.05 |  | 0.425 | 5 | 230 | 31 |  | Fixed | Roof
NJADRE1559071820 | Administratively Determined Incentive Program | Paterson | 7502 | 5.53 | Residential | Behind the Meter | Yes | Power Energy Solutions, LLC | PSE&G |  | Accepted | 2025-01-23 | 2025-02-04 | 2026-02-04 | Solar Panels | Trina Solar | TSM-425NE09RC.05 |  | 0.425 | 4 | 230 | 7 |  | Fixed | Roof
NJADRE1559071822 | Administratively Determined Incentive Program | Marlton | 8053 | 14.35 | Residential | Behind the Meter | Yes | Pro Custom Solar dba Momentum Solar | AC Electric |  | Accepted | 2025-01-23 | 2025-02-03 | 2026-02-03 | Solar Panels | Hanwha | Q.Peak Due Blk ML-G10+410 |  | 0.41 | 3 | 301 | 26 |  | Fixed | Roof
NJADRE1559071822 | Administratively Determined Incentive Program | Marlton | 8053 | 14.35 | Residential | Behind the Meter | Yes | Pro Custom Solar dba Momentum Solar | AC Electric |  | Accepted | 2025-01-23 | 2025-02-03 | 2026-02-03 | Inverters | ENPHASE | IQ8HC-72-M-DOM-US | 380 |  | 35 |  |  | 0.97 |  | Outdoor
NJADRE1559071822 | Administratively Determined Incentive Program | Marlton | 8053 | 14.35 | Residential | Behind the Meter | Yes | Pro Custom Solar dba Momentum Solar | AC Electric |  | Accepted | 2025-01-23 | 2025-02-03 | 2026-02-03 | Solar Panels | Hanwha | Q.Peak Due Blk ML-G10+410 |  | 0.41 | 19 | 121 | 26 |  | Fixed | Roof
NJADRE1559071822 | Administratively Determined Incentive Program | Marlton | 8053 | 14.35 | Residential | Behind the Meter | Yes | Pro Custom Solar dba Momentum Solar | AC Electric |  | Accepted | 2025-01-23 | 2025-02-03 | 2026-02-03 | Solar Panels | Hanwha | Q.Peak Due Blk ML-G10+410 |  | 0.41 | 13 | 301 | 28 |  | Fixed | Roof
NJADRE1559071829 | Administratively Determined Incentive Program | WOOD-RIDGE | 7075 | 14 | Residential | Behind the Meter | No | AllSeason Solar | PSE&G |  | Accepted | 2025-01-23 | 2025-02-04 | 2026-02-04 | Inverters | Tesla | Powerwall 3 | 240 |  | 1 |  |  | 0.97 |  | Outside
NJADRE1559071829 | Administratively Determined Incentive Program | WOOD-RIDGE | 7075 | 14 | Residential | Behind the Meter | No | AllSeason Solar | PSE&G |  | Accepted | 2025-01-23 | 2025-02-04 | 2026-02-04 | Solar Panels | Certainteed | CT400HC11-06 |  | 0.4 | 35 | 128 | 20 |  | Fixed | Roof
NJADRE1559071837 | Administratively Determined Incentive Program | Franklinville | 8322 | 13.12 | Residential | Behind the Meter | Yes | Sunrun Installation Services, Inc. | AC Electric |  | Accepted | 2025-01-23 | 2025-02-03 | 2026-02-03 | Solar Panels | Hanwha Q-Cells | Q.PEAK DUO BLK ML-G10+ 410 |  | 0.41 | 8 | 147 | 26 |  | Fixed | Roof
NJADRE1559071837 | Administratively Determined Incentive Program | Franklinville | 8322 | 13.12 | Residential | Behind the Meter | Yes | Sunrun Installation Services, Inc. | AC Electric |  | Accepted | 2025-01-23 | 2025-02-03 | 2026-02-03 | Inverters | SolarEdge Technologies | SE10000H-USMN | 10000 |  | 1 |  |  | 0.99 |  | Outdoor | Next to meter
NJADRE1559071837 | Administratively Determined Incentive Program | Franklinville | 8322 | 13.12 | Residential | Behind the Meter | Yes | Sunrun Installation Services, Inc. | AC Electric |  | Accepted | 2025-01-23 | 2025-02-03 | 2026-02-03 | Solar Panels | Hanwha Q-Cells | Q.PEAK DUO BLK ML-G10+ 410 |  | 0.41 | 4 | 326 | 26 |  | Fixed | Roof
NJADRE1559071837 | Administratively Determined Incentive Program | Franklinville | 8322 | 13.12 | Residential | Behind the Meter | Yes | Sunrun Installation Services, Inc. | AC Electric |  | Accepted | 2025-01-23 | 2025-02-03 | 2026-02-03 | Solar Panels | Hanwha Q-Cells | Q.PEAK DUO BLK ML-G10+ 410 |  | 0.41 | 5 | 146 | 26 |  | Fixed | Roof
NJADRE1559071837 | Administratively Determined Incentive Program | Franklinville | 8322 | 13.12 | Residential | Behind the Meter | Yes | Sunrun Installation Services, Inc. | AC Electric |  | Accepted | 2025-01-23 | 2025-02-03 | 2026-02-03 | Solar Panels | Hanwha Q-Cells | Q.PEAK DUO BLK ML-G10+ 410 |  | 0.41 | 15 | 327 | 26 |  | Fixed | Roof
NJADRE1559071860 | Administratively Determined Incentive Program | Hasbrouck Heights | 7604 | 5.67 | Residential | Behind the Meter | No | Power Home Remodeling Group | PSE&G |  | Accepted | 2025-01-23 | 2025-02-04 | 2026-02-04 | Solar Panels | JA Solar | JAM54S31 405/MR |  | 0.405 | 6 | 127 | 17 |  | Fixed | Roof
NJADRE1559071860 | Administratively Determined Incentive Program | Hasbrouck Heights | 7604 | 5.67 | Residential | Behind the Meter | No | Power Home Remodeling Group | PSE&G |  | Accepted | 2025-01-23 | 2025-02-04 | 2026-02-04 | Solar Panels | JA Solar | JAM54S31 405/MR |  | 0.405 | 8 | 307 | 40 |  | Fixed | Roof
NJADRE1559071860 | Administratively Determined Incentive Program | Hasbrouck Heights | 7604 | 5.67 | Residential | Behind the Meter | No | Power Home Remodeling Group | PSE&G |  | Accepted | 2025-01-23 | 2025-02-04 | 2026-02-04 | Meters | SolarEdge | Revenue Grade Data Ansi C12.20 |  |  | 1 |  |  |  | Yes | Outdoor
NJADRE1559071860 | Administratively Determined Incentive Program | Hasbrouck Heights | 7604 | 5.67 | Residential | Behind the Meter | No | Power Home Remodeling Group | PSE&G |  | Accepted | 2025-01-23 | 2025-02-04 | 2026-02-04 | Inverters | SolarEdge | SE3800H-US | 3800 |  | 1 |  |  | 0.99 |  | Outdoor
NJADRE1559071861 | Administratively Determined Incentive Program | Lumberton | 8048 | 20 | Residential | Behind the Meter | No | AllSeason Solar | PSE&G |  | Accepted | 2025-01-23 | 2025-02-03 | 2026-02-03 | Solar Panels | Certainteed | CT400HC11-06 |  | 0.4 | 50 | 180 | 25 |  | Fixed | Ground
NJADRE1559071861 | Administratively Determined Incentive Program | Lumberton | 8048 | 20 | Residential | Behind the Meter | No | AllSeason Solar | PSE&G |  | Accepted | 2025-01-23 | 2025-02-03 | 2026-02-03 | Inverters | Tesla | Powerwall 3 | 240 |  | 1 |  |  | 0.97 |  | Outside
NJADRE1559071865 | Administratively Determined Incentive Program | Waldwick | 7463 | 16.19 | Residential | Behind the Meter | No | EMT Renewables, LLC | PSE&G |  | Accepted | 2025-01-23 | 2025-02-06 | 2026-02-06 | Inverters | ENPHASE | IQ8+ | 290 |  | 39 |  |  | 0.98 |  | Other | UNDER EACH PANEL
NJADRE1559071865 | Administratively Determined Incentive Program | Waldwick | 7463 | 16.19 | Residential | Behind the Meter | No | EMT Renewables, LLC | PSE&G |  | Accepted | 2025-01-23 | 2025-02-06 | 2026-02-06 | Solar Panels | Q CELLS | Q PEAK DUO BLK |  | 0.415 | 30 | 103 | 32 |  | Fixed | Roof
NJADRE1559071865 | Administratively Determined Incentive Program | Waldwick | 7463 | 16.19 | Residential | Behind the Meter | No | EMT Renewables, LLC | PSE&G |  | Accepted | 2025-01-23 | 2025-02-06 | 2026-02-06 | Solar Panels | Q CELLS | Q PEAK DUO BLK |  | 0.415 | 9 | 103 | 32 |  | Fixed | Roof
NJADRE1559071887 | Administratively Determined Incentive Program | COllingswood | 8108 | 7.79 | Residential | Behind the Meter | Yes | Sunrun Installation Services, Inc. | PSE&G |  | Accepted | 2025-01-23 | 2025-02-03 | 2026-02-03 | Inverters | SolarEdge Technologies | SE5700H-USMN | 5760 |  | 1 |  |  | 0.99 |  | Outdoor | Next to meter
NJADRE1559071887 | Administratively Determined Incentive Program | COllingswood | 8108 | 7.79 | Residential | Behind the Meter | Yes | Sunrun Installation Services, Inc. | PSE&G |  | Accepted | 2025-01-23 | 2025-02-03 | 2026-02-03 | Solar Panels | Hanwha Q-Cells | Q.PEAK DUO BLK ML-G10+ 410 |  | 0.41 | 19 | 114 | 23 |  | Fixed | Roof
NJADRE1559071924 | Administratively Determined Incentive Program | EAST ORANGE | 7017 | 8.61 | Residential | Behind the Meter | Yes | Trinity Solar, LLC | PSE&G |  | Accepted | 2025-01-23 | 2025-02-03 | 2026-02-03 | Solar Panels | HANWHA | Q.PEAK DUO BLK ML-G10+ 410 |  | 0.41 | 7 | 111 | 40 |  | Fixed | Roof
NJADRE1559071924 | Administratively Determined Incentive Program | EAST ORANGE | 7017 | 8.61 | Residential | Behind the Meter | Yes | Trinity Solar, LLC | PSE&G |  | Accepted | 2025-01-23 | 2025-02-03 | 2026-02-03 | Solar Panels | HANWHA | Q.PEAK DUO BLK ML-G10+ 410 |  | 0.41 | 3 | 111 | 23 |  | Fixed | Roof
NJADRE1559071924 | Administratively Determined Incentive Program | EAST ORANGE | 7017 | 8.61 | Residential | Behind the Meter | Yes | Trinity Solar, LLC | PSE&G |  | Accepted | 2025-01-23 | 2025-02-03 | 2026-02-03 | Inverters | Solar Edge | SE7600H-US | 7600 |  | 1 |  |  | 0.97 |  | Outside
NJADRE1559071924 | Administratively Determined Incentive Program | EAST ORANGE | 7017 | 8.61 | Residential | Behind the Meter | Yes | Trinity Solar, LLC | PSE&G |  | Accepted | 2025-01-23 | 2025-02-03 | 2026-02-03 | Solar Panels | HANWHA | Q.PEAK DUO BLK ML-G10+ 410 |  | 0.41 | 11 | 291 | 40 |  | Fixed | Roof
NJADRE1559071986 | Administratively Determined Incentive Program | HIGHLAND PARK | 8904 | 8.61 | Residential | Behind the Meter | Yes | Pro Custom Solar dba Momentum Solar | PSE&G |  | Accepted | 2025-01-23 | 2025-02-04 | 2026-02-04 | Solar Panels | Hanwha | Q.Peak Due Blk ML-G10+410 |  | 0.41 | 7 | 65 | 25 |  | Fixed | Roof
NJADRE1559071986 | Administratively Determined Incentive Program | HIGHLAND PARK | 8904 | 8.61 | Residential | Behind the Meter | Yes | Pro Custom Solar dba Momentum Solar | PSE&G |  | Accepted | 2025-01-23 | 2025-02-04 | 2026-02-04 | Solar Panels | Hanwha | Q.Peak Due Blk ML-G10+410 |  | 0.41 | 14 | 245 | 25 |  | Fixed | Roof
NJADRE1559071986 | Administratively Determined Incentive Program | HIGHLAND PARK | 8904 | 8.61 | Residential | Behind the Meter | Yes | Pro Custom Solar dba Momentum Solar | PSE&G |  | Accepted | 2025-01-23 | 2025-02-04 | 2026-02-04 | Inverters | ENPHASE | IQ8HC-72-M-DOM-US | 380 |  | 21 |  |  | 0.97 |  | Outdoor
NJADRE1559071998 | Administratively Determined Incentive Program | WEST DEPTFORD | 8096 | 8.93 | Residential | Behind the Meter | Yes | Sun Up Zero Down, LLC | PSE&G |  | Accepted | 2025-01-23 | 2025-02-04 | 2026-02-04 | Inverters | Enphase | IQ8PLUS-72-2-US | 290 |  | 21 |  |  | 0.976 |  | Outdoor
NJADRE1559071998 | Administratively Determined Incentive Program | WEST DEPTFORD | 8096 | 8.93 | Residential | Behind the Meter | Yes | Sun Up Zero Down, LLC | PSE&G |  | Accepted | 2025-01-23 | 2025-02-04 | 2026-02-04 | Solar Panels | Trina | TSM-425-NE09RC.05 |  | 0.425 | 21 | 185 | 30 |  | Fixed | Roof
NJADRE1559071998 | Administratively Determined Incentive Program | WEST DEPTFORD | 8096 | 8.93 | Residential | Behind the Meter | Yes | Sun Up Zero Down, LLC | PSE&G |  | Accepted | 2025-01-23 | 2025-02-04 | 2026-02-04 | Meters | Enphase | TBD |  |  | 1 |  |  |  | Yes | Outdoor
NJADRE1559072001 | Administratively Determined Incentive Program | MINE HILL TOWNSHIP | 7803 | 6.56 | Residential | Behind the Meter | Yes | Trinity Solar, LLC | JCP&L |  | Accepted | 2025-01-23 | 2025-02-04 | 2026-02-04 | Inverters | Tesla | TESLA 5.0kW (1538000-XX-Y) | 5000 |  | 1 |  |  | 0.97 |  | Outdoor
NJADRE1559072001 | Administratively Determined Incentive Program | MINE HILL TOWNSHIP | 7803 | 6.56 | Residential | Behind the Meter | Yes | Trinity Solar, LLC | JCP&L |  | Accepted | 2025-01-23 | 2025-02-04 | 2026-02-04 | Solar Panels | HANWHA | (Q.PEAK DUO BLK ML-G10+ 410) |  | 0.41 | 16 | 103 | 22 |  | Fixed | Roof
NJADRE1559072023 | Administratively Determined Incentive Program | Irvington | 7111 | 4.73 | Residential | Behind the Meter | Yes | Skyline Solar NJ | PSE&G |  | Accepted | 2025-01-23 | 2025-02-04 | 2026-02-04 | Solar Panels | HANWA SOLAR | Q.TRON BLK M-G2+ 430 |  | 0.43 | 11 | 122 | 42 |  | Fixed | Roof
NJADRE1559072023 | Administratively Determined Incentive Program | Irvington | 7111 | 4.73 | Residential | Behind the Meter | Yes | Skyline Solar NJ | PSE&G |  | Accepted | 2025-01-23 | 2025-02-04 | 2026-02-04 | Inverters | ENPHASE | IQ8PLUS-72-2-US | 290 |  | 11 |  |  | 0.977 |  | Outside | UNDER PANELS
NJADRE1559072068 | Administratively Determined Incentive Program | SICKLERVILLE | 8081 | 14.94 | Residential | Behind the Meter | Yes | SunnyMac, LLC | AC Electric |  | Accepted | 2025-01-23 | 2025-02-05 | 2026-02-05 | Solar Panels | HANWHA | Q.PEAK DUO BLK ML-G10+ 415W |  | 0.415 | 9 | 76 | 37 |  | Fixed | Roof
NJADRE1559072068 | Administratively Determined Incentive Program | SICKLERVILLE | 8081 | 14.94 | Residential | Behind the Meter | Yes | SunnyMac, LLC | AC Electric |  | Accepted | 2025-01-23 | 2025-02-05 | 2026-02-05 | Solar Panels | HANWHA | Q.PEAK DUO BLK ML-G10+ 415W |  | 0.415 | 24 | 256 | 37 |  | Fixed | Roof
NJADRE1559072068 | Administratively Determined Incentive Program | SICKLERVILLE | 8081 | 14.94 | Residential | Behind the Meter | Yes | SunnyMac, LLC | AC Electric |  | Accepted | 2025-01-23 | 2025-02-05 | 2026-02-05 | Solar Panels | HANWHA | Q.PEAK DUO BLK ML-G10+ 415W |  | 0.415 | 3 | 76 | 15 |  | Fixed | Roof
NJADRE1559072068 | Administratively Determined Incentive Program | SICKLERVILLE | 8081 | 14.94 | Residential | Behind the Meter | Yes | SunnyMac, LLC | AC Electric |  | Accepted | 2025-01-23 | 2025-02-05 | 2026-02-05 | Inverters | SOLAREDGE HOME HUB | SE10000H-US | 10000 |  | 1 |  |  | 0.99 |  | Outdoor | next to meter
NJADRE1559072095 | Administratively Determined Incentive Program | Leonia | 7605 | 8.2 | Residential | Behind the Meter | Yes | Sunrun Installation Services, Inc. | PSE&G |  | Accepted | 2025-01-23 | 2025-02-04 | 2026-02-04 | Solar Panels | Hanwha Q-Cells | Q.PEAK DUO BLK ML-G10+ 410 |  | 0.41 | 4 | 29 | 25 |  | Fixed | Roof
NJADRE1559072095 | Administratively Determined Incentive Program | Leonia | 7605 | 8.2 | Residential | Behind the Meter | Yes | Sunrun Installation Services, Inc. | PSE&G |  | Accepted | 2025-01-23 | 2025-02-04 | 2026-02-04 | Solar Panels | Hanwha Q-Cells | Q.PEAK DUO BLK ML-G10+ 410 |  | 0.41 | 16 | 208 | 26 |  | Fixed | Roof
NJADRE1559072095 | Administratively Determined Incentive Program | Leonia | 7605 | 8.2 | Residential | Behind the Meter | Yes | Sunrun Installation Services, Inc. | PSE&G |  | Accepted | 2025-01-23 | 2025-02-04 | 2026-02-04 | Inverters | SolarEdge Technologies | SE5700H-USMN | 5760 |  | 1 |  |  | 0.99 |  | Outdoor | Next to meter
NJADRE1559072328 | Administratively Determined Incentive Program | MIDLAND PARK | 7432 | 9.02 | Residential | Behind the Meter | Yes | Trinity Solar, LLC | PSE&G |  | Accepted | 2025-01-23 | 2025-02-04 | 2026-02-04 | Electric Storage Battery | Tesla | Tesla Powerwall 3 |  |  | 2 |  |  |  | Lithium Ion |  | Inside
NJADRE1559072328 | Administratively Determined Incentive Program | MIDLAND PARK | 7432 | 9.02 | Residential | Behind the Meter | Yes | Trinity Solar, LLC | PSE&G |  | Accepted | 2025-01-23 | 2025-02-04 | 2026-02-04 | Solar Panels | Hanwha | HANWHA 410 (Q.PEAK DUO BLK ML-G10+ 410) |  | 0.41 | 12 | 123 | 31 |  | Fixed | Roof
NJADRE1559072328 | Administratively Determined Incentive Program | MIDLAND PARK | 7432 | 9.02 | Residential | Behind the Meter | Yes | Trinity Solar, LLC | PSE&G |  | Accepted | 2025-01-23 | 2025-02-04 | 2026-02-04 | Solar Panels | Hanwha | HANWHA 410 (Q.PEAK DUO BLK ML-G10+ 410) |  | 0.41 | 5 | 213 | 24 |  | Fixed | Roof
NJADRE1559072328 | Administratively Determined Incentive Program | MIDLAND PARK | 7432 | 9.02 | Residential | Behind the Meter | Yes | Trinity Solar, LLC | PSE&G |  | Accepted | 2025-01-23 | 2025-02-04 | 2026-02-04 | Solar Panels | Hanwha | HANWHA 410 (Q.PEAK DUO BLK ML-G10+ 410) |  | 0.41 | 2 | 303 | 31 |  | Fixed | Roof
NJADRE1559072328 | Administratively Determined Incentive Program | MIDLAND PARK | 7432 | 9.02 | Residential | Behind the Meter | Yes | Trinity Solar, LLC | PSE&G |  | Accepted | 2025-01-23 | 2025-02-04 | 2026-02-04 | Inverters | Tesla | Tesla Powerwall 3 | 11500 |  | 1 |  |  | 0.97 |  | Indoor
NJADRE1559072328 | Administratively Determined Incentive Program | MIDLAND PARK | 7432 | 9.02 | Residential | Behind the Meter | Yes | Trinity Solar, LLC | PSE&G |  | Accepted | 2025-01-23 | 2025-02-04 | 2026-02-04 | Solar Panels | Hanwha | HANWHA 410 (Q.PEAK DUO BLK ML-G10+ 410) |  | 0.41 | 3 | 33 | 24 |  | Fixed | Roof
NJADRE1559072347 | Administratively Determined Incentive Program | Pilesgrove | 8098 | 9.02 | Residential | Behind the Meter | Yes | Trinity Solar, LLC | AC Electric |  | Accepted | 2025-01-23 | 2025-02-04 | 2026-02-04 | Inverters | Tesla | TESLA 7.6kW (1538000-XX-Y) | 7600 |  | 1 |  |  | 0.97 |  | Outdoor
NJADRE1559072347 | Administratively Determined Incentive Program | Pilesgrove | 8098 | 9.02 | Residential | Behind the Meter | Yes | Trinity Solar, LLC | AC Electric |  | Accepted | 2025-01-23 | 2025-02-04 | 2026-02-04 | Solar Panels | HANWHA | (Q.PEAK DUO BLK ML-G10+ 410) |  | 0.41 | 22 | 191 | 18 |  | Fixed | Roof
NJADRE1559072439 | Administratively Determined Incentive Program | MONROE TOWNSHIP | 8831 | 21.73 | Residential | Behind the Meter | Yes | Freedom Forever New Jersey, LLC | JCP&L |  | Accepted | 2025-01-23 | 2025-02-25 | 2026-02-25 | Inverters | Solar Edge | USE10000H-USMNBL75 | 10000 |  | 1 |  |  | 0.99 |  | Outside
NJADRE1559072439 | Administratively Determined Incentive Program | MONROE TOWNSHIP | 8831 | 21.73 | Residential | Behind the Meter | Yes | Freedom Forever New Jersey, LLC | JCP&L |  | Accepted | 2025-01-23 | 2025-02-25 | 2026-02-25 | Solar Panels | Hanwha | Q.PEAK DUO BLK ML-G10+ 410 |  | 0.41 | 6 | 266 | 34 |  | Fixed | Roof
NJADRE1559072439 | Administratively Determined Incentive Program | MONROE TOWNSHIP | 8831 | 21.73 | Residential | Behind the Meter | Yes | Freedom Forever New Jersey, LLC | JCP&L |  | Accepted | 2025-01-23 | 2025-02-25 | 2026-02-25 | Solar Panels | Hanwha | Q.PEAK DUO BLK ML-G10+ 410 |  | 0.41 | 6 | 86 | 34 |  | Fixed | Roof
NJADRE1559072439 | Administratively Determined Incentive Program | MONROE TOWNSHIP | 8831 | 21.73 | Residential | Behind the Meter | Yes | Freedom Forever New Jersey, LLC | JCP&L |  | Accepted | 2025-01-23 | 2025-02-25 | 2026-02-25 | Solar Panels | Hanwha | Q.PEAK DUO BLK ML-G10+ 410 |  | 0.41 | 13 | 86 | 34 |  | Fixed | Roof
NJADRE1559072439 | Administratively Determined Incentive Program | MONROE TOWNSHIP | 8831 | 21.73 | Residential | Behind the Meter | Yes | Freedom Forever New Jersey, LLC | JCP&L |  | Accepted | 2025-01-23 | 2025-02-25 | 2026-02-25 | Solar Panels | Hanwha | Q.PEAK DUO BLK ML-G10+ 410 |  | 0.41 | 10 | 176 | 40 |  | Fixed | Roof
NJADRE1559072439 | Administratively Determined Incentive Program | MONROE TOWNSHIP | 8831 | 21.73 | Residential | Behind the Meter | Yes | Freedom Forever New Jersey, LLC | JCP&L |  | Accepted | 2025-01-23 | 2025-02-25 | 2026-02-25 | Solar Panels | Hanwha | Q.PEAK DUO BLK ML-G10+ 410 |  | 0.41 | 18 | 266 | 34 |  | Fixed | Roof
NJADRE1559072447 | Administratively Determined Incentive Program | EGG HARBOR TOWNSHIP | 8234 | 11.89 | Residential | Behind the Meter | Yes | Whitman Construction, LLC | AC Electric |  | Accepted | 2025-01-23 | 2025-02-04 | 2026-02-04 | Solar Panels | Trina Solar | TSM-410NE09RC.05 |  | 0.41 | 17 | 291 | 13 |  | Fixed | Roof
NJADRE1559072447 | Administratively Determined Incentive Program | EGG HARBOR TOWNSHIP | 8234 | 11.89 | Residential | Behind the Meter | Yes | Whitman Construction, LLC | AC Electric |  | Accepted | 2025-01-23 | 2025-02-04 | 2026-02-04 | Inverters | ENPHASE | IQ8PLUS-72-2-US | 290 |  | 29 |  |  | 0.975 |  | Outdoor
NJADRE1559072447 | Administratively Determined Incentive Program | EGG HARBOR TOWNSHIP | 8234 | 11.89 | Residential | Behind the Meter | Yes | Whitman Construction, LLC | AC Electric |  | Accepted | 2025-01-23 | 2025-02-04 | 2026-02-04 | Solar Panels | Trina Solar | TSM-410NE09RC.05 |  | 0.41 | 12 | 112 | 13 |  | Fixed | Roof
NJADRE1559072469 | Administratively Determined Incentive Program | Pennsauken | 8109 | 66.45 | Commercial | Behind the Meter | No | Geoscape Solar | PSE&G |  | Accepted | 2025-01-27 | 2025-02-27 | 2026-02-27 | Solar Panels | Hanwha | Q.PEAK DUO XL-G10.3/BFG 485 |  | 0.485 | 137 | 183 | 5 |  | Fixed | Roof
NJADRE1559072469 | Administratively Determined Incentive Program | Pennsauken | 8109 | 66.45 | Commercial | Behind the Meter | No | Geoscape Solar | PSE&G |  | Accepted | 2025-01-27 | 2025-02-27 | 2026-02-27 | Inverters | Solar Edge | SE50KUS | 50000 |  | 1 |  |  | 0.97 |  | Outdoor
NJADRE1559072475 | Administratively Determined Incentive Program | Phillipsburg | 8865 | 10.2 | Residential | Behind the Meter | Yes | Big Wave Roofing and Solar, LLC | JCP&L |  | Accepted | 2025-01-23 | 2025-02-04 | 2026-02-04 | Inverters | Enphase | IQ8PLUS-72-2-US | 290 |  | 24 |  |  | 0.98 |  | Outside
NJADRE1559072475 | Administratively Determined Incentive Program | Phillipsburg | 8865 | 10.2 | Residential | Behind the Meter | Yes | Big Wave Roofing and Solar, LLC | JCP&L |  | Accepted | 2025-01-23 | 2025-02-04 | 2026-02-04 | Solar Panels | Jinko | JKM425N-54HL4-B |  | 0.425 | 2 | 335 | 10 |  | Fixed | Roof
NJADRE1559072475 | Administratively Determined Incentive Program | Phillipsburg | 8865 | 10.2 | Residential | Behind the Meter | Yes | Big Wave Roofing and Solar, LLC | JCP&L |  | Accepted | 2025-01-23 | 2025-02-04 | 2026-02-04 | Solar Panels | Jinko | JKM425N-54HL4-B |  | 0.425 | 22 | 155 | 10 |  | Fixed | Roof
NJADRE1559072498 | Administratively Determined Incentive Program | Pennsauken | 8109 | 80.51 | Commercial | Behind the Meter | No | Geoscape Solar | PSE&G |  | Accepted | 2025-01-27 | 2025-02-27 | 2026-02-27 | Solar Panels | Hanwha | Q.PEAK DUO XL-G10.3/BFG 485 |  | 0.485 | 166 | 183 | 5 |  | Fixed | Roof
NJADRE1559072498 | Administratively Determined Incentive Program | Pennsauken | 8109 | 80.51 | Commercial | Behind the Meter | No | Geoscape Solar | PSE&G |  | Accepted | 2025-01-27 | 2025-02-27 | 2026-02-27 | Inverters | Solar Edge | SE10KUS | 10000 |  | 1 |  |  | 0.97 |  | Outdoor
NJADRE1559072498 | Administratively Determined Incentive Program | Pennsauken | 8109 | 80.51 | Commercial | Behind the Meter | No | Geoscape Solar | PSE&G |  | Accepted | 2025-01-27 | 2025-02-27 | 2026-02-27 | Inverters | Solar Edge | SE50KUS | 50000 |  | 1 |  |  | 0.97 |  | Outdoor
NJADRE1559072552 | Administratively Determined Incentive Program | Princeton | 8540 | 9.13 | Residential | Behind the Meter | No | SunnyMac, LLC | PSE&G |  | Accepted | 2025-01-23 | 2025-02-05 | 2026-02-05 | Solar Panels | Phono Solar Technology | PS365M4H-20/UHB |  | 0.365 | 25 | 102 | 27 |  | Fixed | Roof
NJADRE1559072552 | Administratively Determined Incentive Program | Princeton | 8540 | 9.13 | Residential | Behind the Meter | No | SunnyMac, LLC | PSE&G |  | Accepted | 2025-01-23 | 2025-02-05 | 2026-02-05 | Meters | SolarEdge Technologies Inc. | SolarEdge Built-in Consumption Monitor |  |  | 1 |  |  |  | Yes | Outdoor
NJADRE1559072552 | Administratively Determined Incentive Program | Princeton | 8540 | 9.13 | Residential | Behind the Meter | No | SunnyMac, LLC | PSE&G |  | Accepted | 2025-01-23 | 2025-02-05 | 2026-02-05 | Inverters | SolarEdge Technologies Inc. | SE7600H-US000BNI4 | 7600 |  | 1 |  |  | 0.99 |  | Outdoor
NJADRE1559072782 | Administratively Determined Incentive Program | IRVINGTON | 7111 | 3.28 | Residential | Behind the Meter | Yes | Trinity Solar, LLC | PSE&G |  | Accepted | 2025-01-23 | 2025-02-04 | 2026-02-04 | Inverters | Solar Edge | SE3800H-US | 3800 |  | 1 |  |  | 0.97 |  | Outdoor
NJADRE1559072782 | Administratively Determined Incentive Program | IRVINGTON | 7111 | 3.28 | Residential | Behind the Meter | Yes | Trinity Solar, LLC | PSE&G |  | Accepted | 2025-01-23 | 2025-02-04 | 2026-02-04 | Solar Panels | Hanwha | HANWHA 410 (Q.PEAK DUO BLK ML-G10+ 410) |  | 0.41 | 8 | 118 | 23 |  | Fixed | Roof
NJADRE1559073992 | Administratively Determined Incentive Program | South Orange | 7079 | 3.68 | Residential | Behind the Meter | No | GAF Energy | PSE&G |  | Accepted | 2025-01-23 | 2025-02-06 | 2026-02-06 | Solar Panels | GAF Energy | TLS-1 |  | 0.046 | 12 | 30 | 12 |  | Fixed | Roof
NJADRE1559073992 | Administratively Determined Incentive Program | South Orange | 7079 | 3.68 | Residential | Behind the Meter | No | GAF Energy | PSE&G |  | Accepted | 2025-01-23 | 2025-02-06 | 2026-02-06 | Inverters | Delta Electronics | M6-TL-US | 6000 |  | 1 |  |  | 0.975 |  | Outdoor
NJADRE1559073992 | Administratively Determined Incentive Program | South Orange | 7079 | 3.68 | Residential | Behind the Meter | No | GAF Energy | PSE&G |  | Accepted | 2025-01-23 | 2025-02-06 | 2026-02-06 | Solar Panels | GAF Energy | TLS-1 |  | 0.046 | 44 | 210 | 40 |  | Fixed | Roof
NJADRE1559073992 | Administratively Determined Incentive Program | South Orange | 7079 | 3.68 | Residential | Behind the Meter | No | GAF Energy | PSE&G |  | Accepted | 2025-01-23 | 2025-02-06 | 2026-02-06 | Solar Panels | GAF Energy | TLS-1 |  | 0.046 | 24 | 210 | 12 |  | Fixed | Roof
NJADRE1559077459 | Administratively Determined Incentive Program | Millville | 8332 | 9.84 | Residential | Behind the Meter | Yes | Whitman Construction LLC | AC Electric |  | Accepted | 2025-01-24 | 2025-02-04 | 2026-02-04 | Inverters | ENPHASE | IQ8PLUS-72-2-US | 290 |  | 24 |  |  | 0.975 |  | Outdoor
NJADRE1559077459 | Administratively Determined Incentive Program | Millville | 8332 | 9.84 | Residential | Behind the Meter | Yes | Whitman Construction LLC | AC Electric |  | Accepted | 2025-01-24 | 2025-02-04 | 2026-02-04 | Solar Panels | Trina Solar | TSM-410NE09RC.05 |  | 0.41 | 24 | 89 | 30 |  | Fixed | Roof
NJADRE1559077466 | Administratively Determined Incentive Program | Somers Point | 8244 | 5.95 | Residential | Behind the Meter | Yes | Whitman Construction, LLC | AC Electric |  | Accepted | 2025-01-24 | 2025-02-04 | 2026-02-04 | Inverters | ENPHASE | IQ8PLUS-72-2-US | 290 |  | 14 |  |  | 0.975 |  | Outdoor
NJADRE1559077466 | Administratively Determined Incentive Program | Somers Point | 8244 | 5.95 | Residential | Behind the Meter | Yes | Whitman Construction, LLC | AC Electric |  | Accepted | 2025-01-24 | 2025-02-04 | 2026-02-04 | Solar Panels | Trina Solar | TSM-425NE09RC.05 |  | 0.425 | 14 | 222 | 19 |  | Fixed | Roof
NJADRE1559077516 | Administratively Determined Incentive Program | Franklin Township | 8873 | 11.62 | Residential | Behind the Meter | Yes | Venture Home Solar, LLC | PSE&G |  | Accepted | 2025-01-24 | 2025-02-06 | 2026-02-06 | Solar Panels | Hanwha | Q.PEAK DUO BLK ML-G10+ 415W |  | 0.415 | 9 | 98 | 34 |  | Fixed | Roof
NJADRE1559077516 | Administratively Determined Incentive Program | Franklin Township | 8873 | 11.62 | Residential | Behind the Meter | Yes | Venture Home Solar, LLC | PSE&G |  | Accepted | 2025-01-24 | 2025-02-06 | 2026-02-06 | Inverters | EnPhase | IQ8MC-72-M-US (240V) | 330 |  | 28 |  |  | 0.9697 |  | Outside
NJADRE1559077516 | Administratively Determined Incentive Program | Franklin Township | 8873 | 11.62 | Residential | Behind the Meter | Yes | Venture Home Solar, LLC | PSE&G |  | Accepted | 2025-01-24 | 2025-02-06 | 2026-02-06 | Solar Panels | Hanwha | Q.PEAK DUO BLK ML-G10+ 415W |  | 0.415 | 19 | 188 | 34 |  | Fixed | Roof
NJADRE1559077536 | Administratively Determined Incentive Program | East Orange | 7018 | 6.56 | Residential | Behind the Meter | Yes | Trinity Solar, LLC | PSE&G |  | Accepted | 2025-01-24 | 2025-02-04 | 2026-02-04 | Solar Panels | HANWHA | (Q.PEAK DUO BLK ML-G10+ 410) |  | 0.41 | 8 | 111 | 18 |  | Fixed | Roof
NJADRE1559077536 | Administratively Determined Incentive Program | East Orange | 7018 | 6.56 | Residential | Behind the Meter | Yes | Trinity Solar, LLC | PSE&G |  | Accepted | 2025-01-24 | 2025-02-04 | 2026-02-04 | Inverters | Solar Edge | USE5700H-USMNBL75 | 5760 |  | 1 |  |  | 0.97 |  | Outdoor
NJADRE1559077536 | Administratively Determined Incentive Program | East Orange | 7018 | 6.56 | Residential | Behind the Meter | Yes | Trinity Solar, LLC | PSE&G |  | Accepted | 2025-01-24 | 2025-02-04 | 2026-02-04 | Solar Panels | HANWHA | (Q.PEAK DUO BLK ML-G10+ 410) |  | 0.41 | 8 | 291 | 18 |  | Fixed | Roof
NJADRE1559077668 | Administratively Determined Incentive Program | Bloomfield | 7003 | 6.56 | Residential | Behind the Meter | Yes | Sunrun Installation Services, Inc. | PSE&G |  | Accepted | 2025-01-24 | 2025-02-05 | 2026-02-05 | Inverters | SOLAREDGE TECHNOLOGIES | SE5700H-USMN | 5760 |  | 1 |  |  | 0.99 |  | Outside
NJADRE1559077668 | Administratively Determined Incentive Program | Bloomfield | 7003 | 6.56 | Residential | Behind the Meter | Yes | Sunrun Installation Services, Inc. | PSE&G |  | Accepted | 2025-01-24 | 2025-02-05 | 2026-02-05 | Solar Panels | Hanwha Q-Cells | Q.PEAK DUO BLK ML-G10+ 410 |  | 0.41 | 8 | 34 | 23 |  | Fixed | Roof
NJADRE1559077668 | Administratively Determined Incentive Program | Bloomfield | 7003 | 6.56 | Residential | Behind the Meter | Yes | Sunrun Installation Services, Inc. | PSE&G |  | Accepted | 2025-01-24 | 2025-02-05 | 2026-02-05 | Solar Panels | Hanwha Q-Cells | Q.PEAK DUO BLK ML-G10+ 410 |  | 0.41 | 8 | 215 | 23 |  | Fixed | Roof
NJADRE1559078613 | Administratively Determined Incentive Program | Paterson | 7514 | 3.28 | Residential | Behind the Meter | Yes | Trinity Solar, LLC | PSE&G |  | Accepted | 2025-01-24 | 2025-02-05 | 2026-02-05 | Solar Panels | HANWHA | (Q.PEAK DUO BLK ML-G10+ 410) |  | 0.41 | 8 | 193 | 43 |  | Fixed | Roof
NJADRE1559078613 | Administratively Determined Incentive Program | Paterson | 7514 | 3.28 | Residential | Behind the Meter | Yes | Trinity Solar, LLC | PSE&G |  | Accepted | 2025-01-24 | 2025-02-05 | 2026-02-05 | Inverters | Solar Edge | USE3800H-USMNBL75 | 3800 |  | 1 |  |  | 0.97 |  | Outdoor
NJADRE1559078646 | Administratively Determined Incentive Program | Vineland | 8360 | 6.56 | Residential | Behind the Meter | Yes | EMT Renewables, LLC | Vineland Muni Electric |  | Accepted | 2025-01-24 | 2025-02-06 | 2026-02-06 | Inverters | ENPHASE | IQ8+ | 290 |  | 16 |  |  | 0.98 |  | Other | UNDER EACH PANEL
NJADRE1559078646 | Administratively Determined Incentive Program | Vineland | 8360 | 6.56 | Residential | Behind the Meter | Yes | EMT Renewables, LLC | Vineland Muni Electric |  | Accepted | 2025-01-24 | 2025-02-06 | 2026-02-06 | Solar Panels | TRINA | TSM-NE09RC.05 |  | 0.41 | 16 | 183 | 1 |  | Fixed | Roof
NJADRE1559078651 | Administratively Determined Incentive Program | Newark | 7107 | 6.38 | Residential | Behind the Meter | Yes | Power Energy Solutions, LLC | PSE&G |  | Accepted | 2025-01-24 | 2025-02-05 | 2026-02-05 | Inverters | SolarEdge | SE6000H-US | 6 |  | 1 |  |  | 0.97 |  | Outdoor
NJADRE1559078651 | Administratively Determined Incentive Program | Newark | 7107 | 6.38 | Residential | Behind the Meter | Yes | Power Energy Solutions, LLC | PSE&G |  | Accepted | 2025-01-24 | 2025-02-05 | 2026-02-05 | Solar Panels | Trina Solar | TSM-425NE09RC.05 |  | 0.425 | 3 | 207 | 9 |  | Fixed | Roof
NJADRE1559078651 | Administratively Determined Incentive Program | Newark | 7107 | 6.38 | Residential | Behind the Meter | Yes | Power Energy Solutions, LLC | PSE&G |  | Accepted | 2025-01-24 | 2025-02-05 | 2026-02-05 | Solar Panels | Trina Solar | TSM-425NE09RC.05 |  | 0.425 | 3 | 26 | 9 |  | Fixed | Roof
NJADRE1559078651 | Administratively Determined Incentive Program | Newark | 7107 | 6.38 | Residential | Behind the Meter | Yes | Power Energy Solutions, LLC | PSE&G |  | Accepted | 2025-01-24 | 2025-02-05 | 2026-02-05 | Solar Panels | Trina Solar | TSM-425NE09RC.05 |  | 0.425 | 9 | 206 | 43 |  | Fixed | Roof
NJADRE1559078687 | Administratively Determined Incentive Program | Egg Harbor Twp | 8234 | 2.55 | Residential | Behind the Meter | Yes | Velocity Energy & Home Solutions, Inc. | AC Electric |  | Accepted | 2025-01-27 | 2025-02-06 | 2026-02-06 | Solar Panels | TRINA | 425w |  | 0.425 | 6 | 170 | 20 |  | Fixed | Roof
NJADRE1559078687 | Administratively Determined Incentive Program | Egg Harbor Twp | 8234 | 2.55 | Residential | Behind the Meter | Yes | Velocity Energy & Home Solutions, Inc. | AC Electric |  | Accepted | 2025-01-27 | 2025-02-06 | 2026-02-06 | Inverters | enphase | iq8plus | 290 |  | 6 |  |  | 0.99 |  | Outside | behind panels
NJADRE1559078728 | Administratively Determined Incentive Program | PLEASANTVILLE | 8232 | 6.56 | Residential | Behind the Meter | Yes | Trinity Solar, LLC | AC Electric |  | Accepted | 2025-01-24 | 2025-02-05 | 2026-02-05 | Inverters | Solar Edge | USE5700H-USMNBL75 | 57600 |  | 1 |  |  | 0.97 |  | Outdoor
NJADRE1559078728 | Administratively Determined Incentive Program | PLEASANTVILLE | 8232 | 6.56 | Residential | Behind the Meter | Yes | Trinity Solar, LLC | AC Electric |  | Accepted | 2025-01-24 | 2025-02-05 | 2026-02-05 | Solar Panels | Hanwha | HANWHA 410 (Q.PEAK DUO BLK ML-G10+ 410) |  | 0.41 | 16 | 25 | 21 |  | Fixed | Roof
NJADRE1559078764 | Administratively Determined Incentive Program | Paterson | 7514 | 3.28 | Residential | Behind the Meter | Yes | Trinity Solar, LLC | PSE&G |  | Accepted | 2025-01-24 | 2025-02-05 | 2026-02-05 | Solar Panels | HANWHA | (Q.PEAK DUO BLK ML-G10+ 410) |  | 0.41 | 8 | 193 | 43 |  | Fixed | Roof
NJADRE1559078764 | Administratively Determined Incentive Program | Paterson | 7514 | 3.28 | Residential | Behind the Meter | Yes | Trinity Solar, LLC | PSE&G |  | Accepted | 2025-01-24 | 2025-02-05 | 2026-02-05 | Inverters | Solar Edge | USE3800H-USMNBL75 | 3800 |  | 1 |  |  | 0.97 |  | Outdoor
NJADRE1559078812 | Administratively Determined Incentive Program | EGG HARBOR CITY | 8215 | 4.8 | Residential | Behind the Meter | Yes | Suntuity Solar, LLC | AC Electric |  | Accepted | 2025-02-13 | 2025-03-05 | 2026-03-05 | Solar Panels | Canadian Solar | CS6R-400MS-HL |  | 0.4 | 12 | 223 | 14 |  | Fixed | Roof
NJADRE1559078812 | Administratively Determined Incentive Program | EGG HARBOR CITY | 8215 | 4.8 | Residential | Behind the Meter | Yes | Suntuity Solar, LLC | AC Electric |  | Accepted | 2025-02-13 | 2025-03-05 | 2026-03-05 | Meters | Enphase Energy Inc | X-IQ-AM1-240-4 |  |  | 1 |  |  |  | Yes | Outdoor
NJADRE1559078812 | Administratively Determined Incentive Program | EGG HARBOR CITY | 8215 | 4.8 | Residential | Behind the Meter | Yes | Suntuity Solar, LLC | AC Electric |  | Accepted | 2025-02-13 | 2025-03-05 | 2026-03-05 | Inverters | Enphase Energy Inc | IQ8PLUS-72-2-US | 290 |  | 12 |  |  | 0.99 |  | Outdoor
NJADRE1559082248 | Administratively Determined Incentive Program | Clark | 7066 | 11.89 | Residential | Behind the Meter | Yes | Freedom Forever New Jersey, LLC | PSE&G |  | Accepted | 2025-01-24 | 2025-02-05 | 2026-02-05 | Solar Panels | Hanwha | Q.PEAK DUO BLK ML-G10+ 410 |  | 0.41 | 18 | 145 | 34 |  | Fixed | Roof
NJADRE1559082248 | Administratively Determined Incentive Program | Clark | 7066 | 11.89 | Residential | Behind the Meter | Yes | Freedom Forever New Jersey, LLC | PSE&G |  | Accepted | 2025-01-24 | 2025-02-05 | 2026-02-05 | Inverters | Tesla | TESLA POWERWALL 3 PV INVERTER | 12 |  | 2 |  |  | 0.99 |  | Outdoor
NJADRE1559082248 | Administratively Determined Incentive Program | Clark | 7066 | 11.89 | Residential | Behind the Meter | Yes | Freedom Forever New Jersey, LLC | PSE&G |  | Accepted | 2025-01-24 | 2025-02-05 | 2026-02-05 | Solar Panels | Hanwha | Q.PEAK DUO BLK ML-G10+ 410 |  | 0.41 | 6 | 325 | 34 |  | Fixed | Roof
NJADRE1559082248 | Administratively Determined Incentive Program | Clark | 7066 | 11.89 | Residential | Behind the Meter | Yes | Freedom Forever New Jersey, LLC | PSE&G |  | Accepted | 2025-01-24 | 2025-02-05 | 2026-02-05 | Solar Panels | Hanwha | Q.PEAK DUO BLK ML-G10+ 410 |  | 0.41 | 5 | 235 | 34 |  | Fixed | Roof
NJADRE1559083738 | Administratively Determined Incentive Program | Morganville | 7751 | 9.02 | Residential | Behind the Meter | Yes | Pro Custom Solar dba Momentum Solar | JCP&L |  | Accepted | 2025-01-24 | 2025-02-05 | 2026-02-05 | Solar Panels | hanwha | q.peak duo blk ml-g10+410 |  | 0.41 | 22 | 285 | 16 |  | Fixed | Roof
NJADRE1559083738 | Administratively Determined Incentive Program | Morganville | 7751 | 9.02 | Residential | Behind the Meter | Yes | Pro Custom Solar dba Momentum Solar | JCP&L |  | Accepted | 2025-01-24 | 2025-02-05 | 2026-02-05 | Inverters | ENPHASE | iq8mc-72-m-us | 320 |  | 22 |  |  | 0.97 |  | Outside
NJADRE1559083768 | Administratively Determined Incentive Program | EAST WINDSOR | 8520 | 6.15 | Residential | Behind the Meter | Yes | Pro Custom Solar dba Momentum Solar | JCP&L |  | Accepted | 2025-01-24 | 2025-02-05 | 2026-02-05 | Inverters | ENPHASE | iq8mc-72-m-us | 320 |  | 15 |  |  | 0.97 |  | Outside
NJADRE1559083768 | Administratively Determined Incentive Program | EAST WINDSOR | 8520 | 6.15 | Residential | Behind the Meter | Yes | Pro Custom Solar dba Momentum Solar | JCP&L |  | Accepted | 2025-01-24 | 2025-02-05 | 2026-02-05 | Solar Panels | hanwha | q.peak duo blk ml-g10+410 |  | 0.41 | 10 | 187 | 23 |  | Fixed | Roof
NJADRE1559083768 | Administratively Determined Incentive Program | EAST WINDSOR | 8520 | 6.15 | Residential | Behind the Meter | Yes | Pro Custom Solar dba Momentum Solar | JCP&L |  | Accepted | 2025-01-24 | 2025-02-05 | 2026-02-05 | Solar Panels | hanwha | q.peak duo blk ml-g10+410 |  | 0.41 | 5 | 7 | 23 |  | Fixed | Roof
NJADRE1559083794 | Administratively Determined Incentive Program | HAMILTON TWP | 8619 | 12.3 | Residential | Behind the Meter | Yes | Sunrun Installation Services, Inc. | PSE&G |  | Accepted | 2025-01-24 | 2025-02-05 | 2026-02-05 | Solar Panels | Hanwha Q-Cells | Q.PEAK DUO BLK ML-G10+ 410 |  | 0.41 | 24 | 27 | 34 |  | Fixed | Roof
NJADRE1559083794 | Administratively Determined Incentive Program | HAMILTON TWP | 8619 | 12.3 | Residential | Behind the Meter | Yes | Sunrun Installation Services, Inc. | PSE&G |  | Accepted | 2025-01-24 | 2025-02-05 | 2026-02-05 | Solar Panels | Hanwha Q-Cells | Q.PEAK DUO BLK ML-G10+ 410 |  | 0.41 | 6 | 208 | 45 |  | Fixed | Roof
NJADRE1559083794 | Administratively Determined Incentive Program | HAMILTON TWP | 8619 | 12.3 | Residential | Behind the Meter | Yes | Sunrun Installation Services, Inc. | PSE&G |  | Accepted | 2025-01-24 | 2025-02-05 | 2026-02-05 | Inverters | SolarEdge Technologies | SE10000H-USMN | 10000 |  | 1 |  |  | 0.99 |  | Outdoor | Next to meter
NJADRE1559084363 | Administratively Determined Incentive Program | SALEM | 8079 | 13.28 | Residential | Behind the Meter | Yes | SunnyMac, LLC | AC Electric |  | Accepted | 2025-01-24 | 2025-02-11 | 2026-02-11 | Inverters | SolarEdge Technologies Inc. | SE10000H-USMNUBL15 | 10000 |  | 1 |  |  | 0.99 |  | Outdoor
NJADRE1559084363 | Administratively Determined Incentive Program | SALEM | 8079 | 13.28 | Residential | Behind the Meter | Yes | SunnyMac, LLC | AC Electric |  | Accepted | 2025-01-24 | 2025-02-11 | 2026-02-11 | Solar Panels | Qcells | Q.PEAK DUO BLK ML-G10+ 415 |  | 0.415 | 16 | 299 | 34 |  | Fixed | Roof
NJADRE1559084363 | Administratively Determined Incentive Program | SALEM | 8079 | 13.28 | Residential | Behind the Meter | Yes | SunnyMac, LLC | AC Electric |  | Accepted | 2025-01-24 | 2025-02-11 | 2026-02-11 | Solar Panels | Qcells | Q.PEAK DUO BLK ML-G10+ 415 |  | 0.415 | 16 | 119 | 34 |  | Fixed | Roof
NJADRE1559084363 | Administratively Determined Incentive Program | SALEM | 8079 | 13.28 | Residential | Behind the Meter | Yes | SunnyMac, LLC | AC Electric |  | Accepted | 2025-01-24 | 2025-02-11 | 2026-02-11 | Meters | SolarEdge Technologies Inc. | SolarEdge Built-in Consumption Monitor |  |  | 1 |  |  |  | Yes | Outdoor
NJADRE1559086793 | Administratively Determined Incentive Program | Carteret | 7008 | 7.29 | Residential | Behind the Meter | No | Power Home Remodeling Group | PSE&G |  | Accepted | 2025-01-25 | 2025-02-11 | 2026-02-11 | Inverters | SolarEdge | SE5700H-US | 5700 |  | 1 |  |  | 0.99 |  | Outdoor
NJADRE1559086793 | Administratively Determined Incentive Program | Carteret | 7008 | 7.29 | Residential | Behind the Meter | No | Power Home Remodeling Group | PSE&G |  | Accepted | 2025-01-25 | 2025-02-11 | 2026-02-11 | Solar Panels | JA Solar | JAM54S31 405/MR |  | 0.405 | 6 | 282 | 17 |  | Fixed | Roof
NJADRE1559086793 | Administratively Determined Incentive Program | Carteret | 7008 | 7.29 | Residential | Behind the Meter | No | Power Home Remodeling Group | PSE&G |  | Accepted | 2025-01-25 | 2025-02-11 | 2026-02-11 | Meters | SolarEdge | Revenue Grade Data Ansi C12.20 |  |  | 1 |  |  |  | Yes | Outdoor
NJADRE1559086793 | Administratively Determined Incentive Program | Carteret | 7008 | 7.29 | Residential | Behind the Meter | No | Power Home Remodeling Group | PSE&G |  | Accepted | 2025-01-25 | 2025-02-11 | 2026-02-11 | Solar Panels | JA Solar | JAM54S31 405/MR |  | 0.405 | 12 | 282 | 36 |  | Fixed | Roof
NJADRE1559090069 | Administratively Determined Incentive Program | Lakewood | 8701 | 19.98 | Residential | Behind the Meter | No | Powerlutions, LLC | JCP&L |  | Accepted | 2025-01-29 | 2025-02-12 | 2026-02-12 | Solar Panels | Trina | TSM425NE09RC.05 |  | 0.425 | 6 | 187 | 45 |  | Fixed | Roof
NJADRE1559090069 | Administratively Determined Incentive Program | Lakewood | 8701 | 19.98 | Residential | Behind the Meter | No | Powerlutions, LLC | JCP&L |  | Accepted | 2025-01-29 | 2025-02-12 | 2026-02-12 | Solar Panels | Trina | TSM425NE09RC.05 |  | 0.425 | 21 | 97 | 30 |  | Fixed | Roof
NJADRE1559090069 | Administratively Determined Incentive Program | Lakewood | 8701 | 19.98 | Residential | Behind the Meter | No | Powerlutions, LLC | JCP&L |  | Accepted | 2025-01-29 | 2025-02-12 | 2026-02-12 | Solar Panels | Enphase | TSM425NE09RC.05 |  | 0.425 | 14 | 277 | 30 |  | Fixed | Roof
NJADRE1559090069 | Administratively Determined Incentive Program | Lakewood | 8701 | 19.98 | Residential | Behind the Meter | No | Powerlutions, LLC | JCP&L |  | Accepted | 2025-01-29 | 2025-02-12 | 2026-02-12 | Solar Panels | Trina | TSM425NE09RC.05 |  | 0.425 | 1 | 187 | 42 |  | Fixed | Roof
NJADRE1559090069 | Administratively Determined Incentive Program | Lakewood | 8701 | 19.98 | Residential | Behind the Meter | No | Powerlutions, LLC | JCP&L |  | Accepted | 2025-01-29 | 2025-02-12 | 2026-02-12 | Inverters | Enphase | IQ8M-72-2-US | 325 |  | 47 |  |  | 0.98 |  | Outside
NJADRE1559090069 | Administratively Determined Incentive Program | Lakewood | 8701 | 19.98 | Residential | Behind the Meter | No | Powerlutions, LLC | JCP&L |  | Accepted | 2025-01-29 | 2025-02-12 | 2026-02-12 | Solar Panels | Trina | TSM425NE09RC.05 |  | 0.425 | 5 | 187 | 30 |  | Fixed | Roof
NJADRE1559090160 | Administratively Determined Incentive Program | Ringoes | 8551 | 12.3 | Residential | Behind the Meter | No | EMT Renewables, LLC | JCP&L |  | Accepted | 2025-01-26 | 2025-02-06 | 2026-02-06 | Inverters | ENPHASE | IQ8+ | 290 |  | 30 |  |  | 0.98 |  | Other | UNDER EACH PANEL
NJADRE1559090160 | Administratively Determined Incentive Program | Ringoes | 8551 | 12.3 | Residential | Behind the Meter | No | EMT Renewables, LLC | JCP&L |  | Accepted | 2025-01-26 | 2025-02-06 | 2026-02-06 | Solar Panels | Q.CELLS | Q.PEAK DUO |  | 0.41 | 23 | 174 | 37 |  | Fixed | Roof
NJADRE1559090160 | Administratively Determined Incentive Program | Ringoes | 8551 | 12.3 | Residential | Behind the Meter | No | EMT Renewables, LLC | JCP&L |  | Accepted | 2025-01-26 | 2025-02-06 | 2026-02-06 | Solar Panels | Q.CELLS | Q.PEAK DUO |  | 0.41 | 3 | 84 | 44 |  | Fixed | Roof
NJADRE1559090160 | Administratively Determined Incentive Program | Ringoes | 8551 | 12.3 | Residential | Behind the Meter | No | EMT Renewables, LLC | JCP&L |  | Accepted | 2025-01-26 | 2025-02-06 | 2026-02-06 | Solar Panels | Q.CELLS | Q.PEAK DUO |  | 0.41 | 4 | 84 | 45 |  | Fixed | Roof
NJADRE1559090190 | Administratively Determined Incentive Program | New Brunswick | 8901 | 7.38 | Residential | Behind the Meter | Yes | Bright Ops, Inc. | PSE&G |  | Accepted | 2025-01-26 | 2025-02-05 | 2026-02-05 | Solar Panels | Hanwha Q-Cells | Q.PEAK DUO BLK ML-G10+ 410 |  | 0.41 | 15 | 129 | 37 |  | Fixed | Roof
NJADRE1559090190 | Administratively Determined Incentive Program | New Brunswick | 8901 | 7.38 | Residential | Behind the Meter | Yes | Bright Ops, Inc. | PSE&G |  | Accepted | 2025-01-26 | 2025-02-05 | 2026-02-05 | Inverters | SolarEdge Technologies | SE5700H-USRGM | 5700 |  | 1 |  |  | 0.98 |  | Outdoor | Outside
NJADRE1559090190 | Administratively Determined Incentive Program | New Brunswick | 8901 | 7.38 | Residential | Behind the Meter | Yes | Bright Ops, Inc. | PSE&G |  | Accepted | 2025-01-26 | 2025-02-05 | 2026-02-05 | Solar Panels | Hanwha Q-Cells | Q.PEAK DUO BLK ML-G10+ 410 |  | 0.41 | 3 | 309 | 37 |  | Fixed | Roof
NJADRE1559090618 | Administratively Determined Incentive Program | EAST BRUNSWICK | 8816 | 20.4 | Residential | Behind the Meter | No | Panatec Corporation | JCP&L |  | Accepted | 2025-01-28 | 2025-02-07 | 2026-02-07 | Inverters | Enphase | IQ8H | 380 |  | 48 |  |  | 0.975 |  | Outdoor
NJADRE1559090618 | Administratively Determined Incentive Program | EAST BRUNSWICK | 8816 | 20.4 | Residential | Behind the Meter | No | Panatec Corporation | JCP&L |  | Accepted | 2025-01-28 | 2025-02-07 | 2026-02-07 | Solar Panels | Canadian Solar | CS3W-425MB |  | 0.425 | 48 | 140 | 25 |  | Fixed | Roof
NJADRE1559090618 | Administratively Determined Incentive Program | EAST BRUNSWICK | 8816 | 20.4 | Residential | Behind the Meter | No | Panatec Corporation | JCP&L |  | Accepted | 2025-01-28 | 2025-02-07 | 2026-02-07 | Meters | Enphase | X2-IQ-AM1-240-4 |  |  | 1 |  |  |  | Yes | Outdoor
NJADRE1559090653 | Administratively Determined Incentive Program | Pennsauken | 8109 | 17.22 | Residential | Behind the Meter | Yes | Whitman Construction, LLC | PSE&G |  | Accepted | 2025-01-27 | 2025-02-05 | 2026-02-05 | Solar Panels | Trina Solar | TSM-410NE09RC.05 |  | 0.41 | 10 | 82 | 21 |  | Fixed | Roof
NJADRE1559090653 | Administratively Determined Incentive Program | Pennsauken | 8109 | 17.22 | Residential | Behind the Meter | Yes | Whitman Construction, LLC | PSE&G |  | Accepted | 2025-01-27 | 2025-02-05 | 2026-02-05 | Solar Panels | Trina Solar | TSM-410NE09RC.05 |  | 0.41 | 9 | 83 | 18 |  | Fixed | Roof
NJADRE1559090653 | Administratively Determined Incentive Program | Pennsauken | 8109 | 17.22 | Residential | Behind the Meter | Yes | Whitman Construction, LLC | PSE&G |  | Accepted | 2025-01-27 | 2025-02-05 | 2026-02-05 | Solar Panels | Trina Solar | TSM-410NE09RC.05 |  | 0.41 | 2 | 82 | 23 |  | Fixed | Roof
NJADRE1559090653 | Administratively Determined Incentive Program | Pennsauken | 8109 | 17.22 | Residential | Behind the Meter | Yes | Whitman Construction, LLC | PSE&G |  | Accepted | 2025-01-27 | 2025-02-05 | 2026-02-05 | Solar Panels | Trina Solar | TSM-410NE09RC.05 |  | 0.41 | 12 | 262 | 21 |  | Fixed | Roof
NJADRE1559090653 | Administratively Determined Incentive Program | Pennsauken | 8109 | 17.22 | Residential | Behind the Meter | Yes | Whitman Construction, LLC | PSE&G |  | Accepted | 2025-01-27 | 2025-02-05 | 2026-02-05 | Inverters | ENPHASE | IQ8PLUS-72-M-US | 290 |  | 42 |  |  | 0.975 |  | Outdoor
NJADRE1559090653 | Administratively Determined Incentive Program | Pennsauken | 8109 | 17.22 | Residential | Behind the Meter | Yes | Whitman Construction, LLC | PSE&G |  | Accepted | 2025-01-27 | 2025-02-05 | 2026-02-05 | Solar Panels | Trina Solar | TSM-410NE09RC.05 |  | 0.41 | 9 | 263 | 18 |  | Fixed | Roof
NJADRE1559090664 | Administratively Determined Incentive Program | MAHWAH | 7430 | 7.31 | Residential | Behind the Meter | No | Infinity Solar Systems, LLC | Orange Rockland Electric |  | Accepted | 2025-01-27 | 2025-02-05 | 2026-02-05 | Solar Panels | SEG SOLAR | SEG-430-BTD-BG |  | 0.43 | 11 | 195 | 26 |  | Fixed | Roof
NJADRE1559090664 | Administratively Determined Incentive Program | MAHWAH | 7430 | 7.31 | Residential | Behind the Meter | No | Infinity Solar Systems, LLC | Orange Rockland Electric |  | Accepted | 2025-01-27 | 2025-02-05 | 2026-02-05 | Solar Panels | SEG SOLAR | SEG-430-BTD-BG |  | 0.43 | 6 | 195 | 26 |  | Fixed | Roof
NJADRE1559090664 | Administratively Determined Incentive Program | MAHWAH | 7430 | 7.31 | Residential | Behind the Meter | No | Infinity Solar Systems, LLC | Orange Rockland Electric |  | Accepted | 2025-01-27 | 2025-02-05 | 2026-02-05 | Inverters | Enphase | IQ8MC-72-M-US | 320 |  | 17 |  |  | 0.97 |  | Outdoor
NJADRE1559090671 | Administratively Determined Incentive Program | Freehold | 7728 | 17.43 | Residential | Behind the Meter | Yes | Power Energy Solutions, LLC | JCP&L |  | Accepted | 2025-01-29 | 2025-02-17 | 2026-02-17 | Solar Panels | Trina Solar | TSM-425NE09RC.05 |  | 0.425 | 7 | 301 | 9 |  | Fixed | Roof
NJADRE1559090671 | Administratively Determined Incentive Program | Freehold | 7728 | 17.43 | Residential | Behind the Meter | Yes | Power Energy Solutions, LLC | JCP&L |  | Accepted | 2025-01-29 | 2025-02-17 | 2026-02-17 | Inverters | SolarEdge | SE11400H-US | 11 |  | 1 |  |  | 0.97 |  | Outdoor
NJADRE1559090671 | Administratively Determined Incentive Program | Freehold | 7728 | 17.43 | Residential | Behind the Meter | Yes | Power Energy Solutions, LLC | JCP&L |  | Accepted | 2025-01-29 | 2025-02-17 | 2026-02-17 | Solar Panels | Trina Solar | TSM-425NE09RC.05 |  | 0.425 | 3 | 31 | 21 |  | Fixed | Roof
NJADRE1559090671 | Administratively Determined Incentive Program | Freehold | 7728 | 17.43 | Residential | Behind the Meter | Yes | Power Energy Solutions, LLC | JCP&L |  | Accepted | 2025-01-29 | 2025-02-17 | 2026-02-17 | Solar Panels | Trina Solar | TSM-425NE09RC.05 |  | 0.425 | 16 | 121 | 34 |  | Fixed | Roof
NJADRE1559090671 | Administratively Determined Incentive Program | Freehold | 7728 | 17.43 | Residential | Behind the Meter | Yes | Power Energy Solutions, LLC | JCP&L |  | Accepted | 2025-01-29 | 2025-02-17 | 2026-02-17 | Solar Panels | Trina Solar | TSM-425NE09RC.05 |  | 0.425 | 15 | 300 | 3 |  | Fixed | Roof
NJADRE1559090733 | Administratively Determined Incentive Program | Winslow Twp | 8081 | 8.2 | Residential | Behind the Meter | Yes | Whitman Construction, LLC | AC Electric |  | Accepted | 2025-01-27 | 2025-02-05 | 2026-02-05 | Solar Panels | Trina Solar | TSM-410NE09RC.05 |  | 0.41 | 5 | 195 | 33 |  | Fixed | Roof
NJADRE1559090733 | Administratively Determined Incentive Program | Winslow Twp | 8081 | 8.2 | Residential | Behind the Meter | Yes | Whitman Construction, LLC | AC Electric |  | Accepted | 2025-01-27 | 2025-02-05 | 2026-02-05 | Solar Panels | Trina Solar | TSM-410NE09RC.05 |  | 0.41 | 10 | 15 | 33 |  | Fixed | Roof
NJADRE1559090733 | Administratively Determined Incentive Program | Winslow Twp | 8081 | 8.2 | Residential | Behind the Meter | Yes | Whitman Construction, LLC | AC Electric |  | Accepted | 2025-01-27 | 2025-02-05 | 2026-02-05 | Inverters | ENPHASE | IQ8PLUS-72-2-US | 290 |  | 20 |  |  | 0.975 |  | Outdoor
NJADRE1559090733 | Administratively Determined Incentive Program | Winslow Twp | 8081 | 8.2 | Residential | Behind the Meter | Yes | Whitman Construction, LLC | AC Electric |  | Accepted | 2025-01-27 | 2025-02-05 | 2026-02-05 | Solar Panels | Trina Solar | TSM-410NE09RC.05 |  | 0.41 | 5 | 195 | 33 |  | Fixed | Roof
NJADRE1559090734 | Administratively Determined Incentive Program | Newark | 7107 | 4.8 | Residential | Behind the Meter | Yes | PosiGen Developer, LLC | PSE&G |  | Accepted | 2025-01-27 | 2025-02-05 | 2026-02-05 | Inverters | SOLAREDGE | SE5700H-US | 5700 |  | 1 |  |  | 0.99 |  | Outside | Within ten feet of meter
NJADRE1559090734 | Administratively Determined Incentive Program | Newark | 7107 | 4.8 | Residential | Behind the Meter | Yes | PosiGen Developer, LLC | PSE&G |  | Accepted | 2025-01-27 | 2025-02-05 | 2026-02-05 | Solar Panels | SILFAB | SIL-400 HC+ |  | 0.4 | 12 | 112 | 5 |  | Fixed | Roof
NJADRE1559091117 | Administratively Determined Incentive Program | PATERSON | 7522 | 8.08 | Residential | Behind the Meter | Yes | Power Energy Solutions, LLC | PSE&G |  | Accepted | 2025-01-27 | 2025-02-05 | 2026-02-05 | Solar Panels | Trina Solar | TSM-425NE09RC.05 |  | 0.425 | 12 | 138 | 28 |  | Fixed | Roof
NJADRE1559091117 | Administratively Determined Incentive Program | PATERSON | 7522 | 8.08 | Residential | Behind the Meter | Yes | Power Energy Solutions, LLC | PSE&G |  | Accepted | 2025-01-27 | 2025-02-05 | 2026-02-05 | Inverters | SolarEdge | SE6000H-US | 6 |  | 1 |  |  | 0.97 |  | Outdoor
NJADRE1559091117 | Administratively Determined Incentive Program | PATERSON | 7522 | 8.08 | Residential | Behind the Meter | Yes | Power Energy Solutions, LLC | PSE&G |  | Accepted | 2025-01-27 | 2025-02-05 | 2026-02-05 | Solar Panels | Trina Solar | TSM-425NE09RC.05 |  | 0.425 | 5 | 34 | 34 |  | Fixed | Roof
NJADRE1559091117 | Administratively Determined Incentive Program | PATERSON | 7522 | 8.08 | Residential | Behind the Meter | Yes | Power Energy Solutions, LLC | PSE&G |  | Accepted | 2025-01-27 | 2025-02-05 | 2026-02-05 | Solar Panels | Trina Solar | TSM-425NE09RC.05 |  | 0.425 | 2 | 228 | 34 |  | Fixed | Roof
NJADRE1559091136 | Administratively Determined Incentive Program | HAMILTON | 8619 | 5.59 | Residential | Behind the Meter | Yes | PosiGen Developer, LLC | PSE&G |  | Accepted | 2025-01-27 | 2025-02-05 | 2026-02-05 | Solar Panels | SILFAB | SIL-430 QD |  | 0.43 | 13 | 11 | 21 |  | Fixed | Roof
NJADRE1559091136 | Administratively Determined Incentive Program | HAMILTON | 8619 | 5.59 | Residential | Behind the Meter | Yes | PosiGen Developer, LLC | PSE&G |  | Accepted | 2025-01-27 | 2025-02-05 | 2026-02-05 | Inverters | SOLAREDGE | SE5700H-US | 5700 |  | 1 |  |  | 0.99 |  | Outside | Within ten feet of meter
NJADRE1559091159 | Administratively Determined Incentive Program | BURLINGTON | 8016 | 7.79 | Residential | Behind the Meter | Yes | Trinity Solar, LLC | PSE&G |  | Accepted | 2025-01-27 | 2025-02-06 | 2026-02-06 | Electric Storage Battery | TESLA | 1707000-xx-y |  |  | 2 |  |  |  | Lithium Ion |  | Outdoors
NJADRE1559091159 | Administratively Determined Incentive Program | BURLINGTON | 8016 | 7.79 | Residential | Behind the Meter | Yes | Trinity Solar, LLC | PSE&G |  | Accepted | 2025-01-27 | 2025-02-06 | 2026-02-06 | Solar Panels | HANWHA | Q.PEAK DUO BLK ML-G10+ 410 |  | 0.41 | 2 | 167 | 10 |  | Fixed | Roof
NJADRE1559091159 | Administratively Determined Incentive Program | BURLINGTON | 8016 | 7.79 | Residential | Behind the Meter | Yes | Trinity Solar, LLC | PSE&G |  | Accepted | 2025-01-27 | 2025-02-06 | 2026-02-06 | Solar Panels | HANWHA | Q.PEAK DUO BLK ML-G10+ 410 |  | 0.41 | 17 | 167 | 40 |  | Fixed | Roof
NJADRE1559091159 | Administratively Determined Incentive Program | BURLINGTON | 8016 | 7.79 | Residential | Behind the Meter | Yes | Trinity Solar, LLC | PSE&G |  | Accepted | 2025-01-27 | 2025-02-06 | 2026-02-06 | Inverters | TESLA | 1707000-xx-y | 11500 |  | 1 |  |  | 0.97 |  | Outside
NJADRE1559091223 | Administratively Determined Incentive Program | Elizabeth | 7202 | 3.69 | Residential | Behind the Meter | Yes | Trinity Solar, LLC | PSE&G |  | Accepted | 2025-01-27 | 2025-02-05 | 2026-02-05 | Inverters | Solar Edge | SE3000H-US | 3000 |  | 1 |  |  | 0.97 |  | Outdoor
NJADRE1559091223 | Administratively Determined Incentive Program | Elizabeth | 7202 | 3.69 | Residential | Behind the Meter | Yes | Trinity Solar, LLC | PSE&G |  | Accepted | 2025-01-27 | 2025-02-05 | 2026-02-05 | Solar Panels | HANWHA | (Q.PEAK DUO BLK ML-G10+ 410) |  | 0.41 | 9 | 58 | 36 |  | Fixed | Roof
NJADRE1559091525 | Administratively Determined Incentive Program | Branchville | 7826 | 10.66 | Residential | Behind the Meter | No | EMT Renewables, LLC | JCP&L |  | Accepted | 2025-01-27 | 2025-02-06 | 2026-02-06 | Inverters | ENPHASE | IQ8+ | 290 |  | 26 |  |  | 0.98 |  | Other | UNDER EACH PANEL
NJADRE1559091525 | Administratively Determined Incentive Program | Branchville | 7826 | 10.66 | Residential | Behind the Meter | No | EMT Renewables, LLC | JCP&L |  | Accepted | 2025-01-27 | 2025-02-06 | 2026-02-06 | Solar Panels | Q CELLS | Q PEAK DUO BLK |  | 0.41 | 8 | 233 | 20 |  | Fixed | Roof
NJADRE1559091525 | Administratively Determined Incentive Program | Branchville | 7826 | 10.66 | Residential | Behind the Meter | No | EMT Renewables, LLC | JCP&L |  | Accepted | 2025-01-27 | 2025-02-06 | 2026-02-06 | Solar Panels | Q CELLS | Q PEAK DUO BLK |  | 0.41 | 18 | 143 | 31 |  | Fixed | Roof
NJADRE1559091544 | Administratively Determined Incentive Program | Camden | 8105 | 14.8 | Residential | Behind the Meter | Yes | Sunrun Installation Services, Inc. | PSE&G |  | Accepted | 2025-01-27 | 2025-02-05 | 2026-02-05 | Solar Panels | Hanwha Q-Cells | Q.PEAK DUO BLK ML-G10+/T 400 |  | 0.4 | 16 | 326 | 28 |  | Fixed | Roof
NJADRE1559091544 | Administratively Determined Incentive Program | Camden | 8105 | 14.8 | Residential | Behind the Meter | Yes | Sunrun Installation Services, Inc. | PSE&G |  | Accepted | 2025-01-27 | 2025-02-05 | 2026-02-05 | Solar Panels | Hanwha Q-Cells | Q.PEAK DUO BLK ML-G10+/T 400 |  | 0.4 | 21 | 146 | 27 |  | Fixed | Roof
NJADRE1559091544 | Administratively Determined Incentive Program | Camden | 8105 | 14.8 | Residential | Behind the Meter | Yes | Sunrun Installation Services, Inc. | PSE&G |  | Accepted | 2025-01-27 | 2025-02-05 | 2026-02-05 | Inverters | SOLAREDGE TECHNOLOGIES | SE10000H-USMN | 10000 |  | 1 |  |  | 0.99 |  | Outside
NJADRE1559091544 | Administratively Determined Incentive Program | Camden | 8105 | 14.8 | Residential | Behind the Meter | Yes | Sunrun Installation Services, Inc. | PSE&G |  | Accepted | 2025-01-27 | 2025-02-05 | 2026-02-05 | Meters | SOLAREDGE TECHNOLOGIES | SE10000H-USMN |  |  | 1 |  |  |  | Yes | Outdoor
NJADRE1559091555 | Administratively Determined Incentive Program | East Orange | 7019 | 7.79 | Residential | Behind the Meter | Yes | Trinity Solar, LLC | PSE&G |  | Accepted | 2025-01-27 | 2025-02-05 | 2026-02-05 | Solar Panels | Hanwha | HANWHA 410 (Q.PEAK DUO BLK ML-G10+ 410) |  | 0.41 | 8 | 124 | 45 |  | Fixed | Roof
NJADRE1559091555 | Administratively Determined Incentive Program | East Orange | 7019 | 7.79 | Residential | Behind the Meter | Yes | Trinity Solar, LLC | PSE&G |  | Accepted | 2025-01-27 | 2025-02-05 | 2026-02-05 | Inverters | Solar Edge | SE6000H-US | 6000 |  | 1 |  |  | 0.97 |  | Outdoor
NJADRE1559091555 | Administratively Determined Incentive Program | East Orange | 7019 | 7.79 | Residential | Behind the Meter | Yes | Trinity Solar, LLC | PSE&G |  | Accepted | 2025-01-27 | 2025-02-05 | 2026-02-05 | Solar Panels | Hanwha | HANWHA 410 (Q.PEAK DUO BLK ML-G10+ 410) |  | 0.41 | 6 | 124 | 27 |  | Fixed | Roof
NJADRE1559091555 | Administratively Determined Incentive Program | East Orange | 7019 | 7.79 | Residential | Behind the Meter | Yes | Trinity Solar, LLC | PSE&G |  | Accepted | 2025-01-27 | 2025-02-05 | 2026-02-05 | Solar Panels | Hanwha | HANWHA 410 (Q.PEAK DUO BLK ML-G10+ 410) |  | 0.41 | 5 | 304 | 27 |  | Fixed | Roof
NJADRE1559091606 | Administratively Determined Incentive Program | IRVINGTON | 7111 | 5.74 | Residential | Behind the Meter | Yes | Trinity Solar, LLC | PSE&G |  | Accepted | 2025-01-27 | 2025-02-05 | 2026-02-05 | Inverters | Solar Edge | USE5700H-US | 5760 |  | 1 |  |  | 0.97 |  | Outside
NJADRE1559091606 | Administratively Determined Incentive Program | IRVINGTON | 7111 | 5.74 | Residential | Behind the Meter | Yes | Trinity Solar, LLC | PSE&G |  | Accepted | 2025-01-27 | 2025-02-05 | 2026-02-05 | Solar Panels | HANWHA | Q.PEAK DUO BLK ML-G10+ 410 |  | 0.41 | 14 | 111 | 28 |  | Fixed | Roof
NJADRE1559091612 | Administratively Determined Incentive Program | PENNSAUKEN | 8109 | 7.38 | Residential | Behind the Meter | Yes | Whitman Construction LLC | PSE&G |  | Accepted | 2025-01-27 | 2025-02-05 | 2026-02-05 | Inverters | ENPHASE | IQ8PLUS-72-2-US | 290 |  | 18 |  |  | 0.975 |  | Outdoor
NJADRE1559091612 | Administratively Determined Incentive Program | PENNSAUKEN | 8109 | 7.38 | Residential | Behind the Meter | Yes | Whitman Construction LLC | PSE&G |  | Accepted | 2025-01-27 | 2025-02-05 | 2026-02-05 | Solar Panels | Trina Solar | TSM-410NE09RC.05 |  | 0.41 | 8 | 171 | 29 |  | Fixed | Roof
NJADRE1559091612 | Administratively Determined Incentive Program | PENNSAUKEN | 8109 | 7.38 | Residential | Behind the Meter | Yes | Whitman Construction LLC | PSE&G |  | Accepted | 2025-01-27 | 2025-02-05 | 2026-02-05 | Solar Panels | Trina Solar | TSM-410NE09RC.05 |  | 0.41 | 2 | 171 | 30 |  | Fixed | Roof
NJADRE1559091612 | Administratively Determined Incentive Program | PENNSAUKEN | 8109 | 7.38 | Residential | Behind the Meter | Yes | Whitman Construction LLC | PSE&G |  | Accepted | 2025-01-27 | 2025-02-05 | 2026-02-05 | Solar Panels | Trina Solar | TSM-410NE09RC.05 |  | 0.41 | 8 | 351 | 29 |  | Fixed | Roof
NJADRE1559091617 | Administratively Determined Incentive Program | TOMS RIVER | 8757 | 7.06 | Residential | Behind the Meter | Yes | SunPurity LLC | JCP&L |  | Accepted | 2025-01-27 | 2025-02-11 | 2026-02-11 | Solar Panels | Hanwha Q.Cells | Q.PEAK DUO BLK-ML-G10+ 415W |  | 0.415 | 17 | 175 | 20 |  | Fixed | Roof
NJADRE1559091617 | Administratively Determined Incentive Program | TOMS RIVER | 8757 | 7.06 | Residential | Behind the Meter | Yes | SunPurity LLC | JCP&L |  | Accepted | 2025-01-27 | 2025-02-11 | 2026-02-11 | Inverters | Solaredge | SE5700H-US | 5760 |  | 1 |  |  | 0.99 |  | Outdoor
NJADRE1559091617 | Administratively Determined Incentive Program | TOMS RIVER | 8757 | 7.06 | Residential | Behind the Meter | Yes | SunPurity LLC | JCP&L |  | Accepted | 2025-01-27 | 2025-02-11 | 2026-02-11 | Meters | Solaredge | SE5700H-US |  |  | 1 |  |  |  | Yes | Outdoor
NJADRE1559091638 | Administratively Determined Incentive Program | East Orange | 7017 | 8.61 | Residential | Behind the Meter | Yes | Trinity Solar, LLC | PSE&G |  | Accepted | 2025-01-27 | 2025-02-06 | 2026-02-06 | Solar Panels | HANWHA | (Q.PEAK DUO BLK ML-G10+ 410) |  | 0.41 | 5 | 32 | 24 |  | Fixed | Roof
NJADRE1559091638 | Administratively Determined Incentive Program | East Orange | 7017 | 8.61 | Residential | Behind the Meter | Yes | Trinity Solar, LLC | PSE&G |  | Accepted | 2025-01-27 | 2025-02-06 | 2026-02-06 | Inverters | Tesla | Powerwall 3 (1707000-XX-Y) | 11500 |  | 1 |  |  | 0.97 |  | Outdoor
NJADRE1559091638 | Administratively Determined Incentive Program | East Orange | 7017 | 8.61 | Residential | Behind the Meter | Yes | Trinity Solar, LLC | PSE&G |  | Accepted | 2025-01-27 | 2025-02-06 | 2026-02-06 | Solar Panels | HANWHA | (Q.PEAK DUO BLK ML-G10+ 410) |  | 0.41 | 12 | 302 | 7 |  | Fixed | Roof
NJADRE1559091638 | Administratively Determined Incentive Program | East Orange | 7017 | 8.61 | Residential | Behind the Meter | Yes | Trinity Solar, LLC | PSE&G |  | Accepted | 2025-01-27 | 2025-02-06 | 2026-02-06 | Solar Panels | HANWHA | (Q.PEAK DUO BLK ML-G10+ 410) |  | 0.41 | 4 | 212 | 24 |  | Fixed | Roof
NJADRE1559091638 | Administratively Determined Incentive Program | East Orange | 7017 | 8.61 | Residential | Behind the Meter | Yes | Trinity Solar, LLC | PSE&G |  | Accepted | 2025-01-27 | 2025-02-06 | 2026-02-06 | Electric Storage Battery | Tesla | Powerwall 3 (1707000-XX-Y) |  |  | 1 |  |  |  | Lithium Ion |  | inside
NJADRE1559091648 | Administratively Determined Incentive Program | HAMILTON | 8330 | 14.35 | Residential | Behind the Meter | No | Trinity Solar, LLC | AC Electric |  | Accepted | 2025-01-27 | 2025-02-05 | 2026-02-05 | Solar Panels | Hanwha | HANWHA 410 (Q.PEAK DUO BLK ML-G10+ 410) |  | 0.41 | 35 | 180 | 30 |  | Fixed | Roof
NJADRE1559091648 | Administratively Determined Incentive Program | HAMILTON | 8330 | 14.35 | Residential | Behind the Meter | No | Trinity Solar, LLC | AC Electric |  | Accepted | 2025-01-27 | 2025-02-05 | 2026-02-05 | Inverters | Solar Edge | SE11400H-US | 11400 |  | 1 |  |  | 0.97 |  | Outdoor
NJADRE1559091780 | Administratively Determined Incentive Program | Belleville | 7109 | 6.56 | Residential | Behind the Meter | Yes | Trinity Solar, LLC | PSE&G |  | Accepted | 2025-01-27 | 2025-02-05 | 2026-02-05 | Inverters | Solar Edge | USE5760H-USMNBL75 | 5760 |  | 1 |  |  | 0.986 |  | Outdoor
NJADRE1559091780 | Administratively Determined Incentive Program | Belleville | 7109 | 6.56 | Residential | Behind the Meter | Yes | Trinity Solar, LLC | PSE&G |  | Accepted | 2025-01-27 | 2025-02-05 | 2026-02-05 | Solar Panels | Hanwha | Q.PEAK DUO BLK ML-G10+ 410 |  | 0.41 | 8 | 286 | 27 |  | Fixed | Roof
NJADRE1559091780 | Administratively Determined Incentive Program | Belleville | 7109 | 6.56 | Residential | Behind the Meter | Yes | Trinity Solar, LLC | PSE&G |  | Accepted | 2025-01-27 | 2025-02-05 | 2026-02-05 | Solar Panels | Hanwha | Q.PEAK DUO BLK ML-G10+ 410 |  | 0.41 | 8 | 106 | 27 |  | Fixed | Roof
NJADRE1559091810 | Administratively Determined Incentive Program | Mannington | 8079 | 8.08 | Residential | Behind the Meter | Yes | Whitman Construction LLC | AC Electric |  | Accepted | 2025-01-27 | 2025-02-06 | 2026-02-06 | Solar Panels | Trina Solar | TSM-425NE09RC.05 |  | 0.425 | 11 | 226 | 33 |  | Fixed | Roof
NJADRE1559091810 | Administratively Determined Incentive Program | Mannington | 8079 | 8.08 | Residential | Behind the Meter | Yes | Whitman Construction LLC | AC Electric |  | Accepted | 2025-01-27 | 2025-02-06 | 2026-02-06 | Solar Panels | Trina Solar | TSM-425NE09RC.05 |  | 0.425 | 8 | 46 | 33 |  | Fixed | Roof
NJADRE1559091810 | Administratively Determined Incentive Program | Mannington | 8079 | 8.08 | Residential | Behind the Meter | Yes | Whitman Construction LLC | AC Electric |  | Accepted | 2025-01-27 | 2025-02-06 | 2026-02-06 | Inverters | ENPHASE | IQ8PLUS-72-2-US | 290 |  | 19 |  |  | 0.975 |  | Outdoor
NJADRE1559091826 | Administratively Determined Incentive Program | Elmer | 8318 | 4.92 | Residential | Behind the Meter | Yes | EMT Renewables, LLC | AC Electric |  | Accepted | 2025-01-27 | 2025-02-06 | 2026-02-06 | Inverters | ENPHASE | IQ8+ | 290 |  | 12 |  |  | 0.98 |  | Other | UNDER EACH PANEL
NJADRE1559091826 | Administratively Determined Incentive Program | Elmer | 8318 | 4.92 | Residential | Behind the Meter | Yes | EMT Renewables, LLC | AC Electric |  | Accepted | 2025-01-27 | 2025-02-06 | 2026-02-06 | Solar Panels | TRINA | TSM-NE09RC.05 |  | 0.41 | 4 | 281 | 23 |  | Fixed | Roof
NJADRE1559091826 | Administratively Determined Incentive Program | Elmer | 8318 | 4.92 | Residential | Behind the Meter | Yes | EMT Renewables, LLC | AC Electric |  | Accepted | 2025-01-27 | 2025-02-06 | 2026-02-06 | Solar Panels | TRINA | TSM-NE09RC.05 |  | 0.41 | 8 | 101 | 23 |  | Fixed | Roof
NJADRE1559091830 | Administratively Determined Incentive Program | Paramus | 7652 | 30.75 | Residential | Behind the Meter | No | EMT Renewables, LLC | PSE&G |  | Accepted | 2025-01-27 | 2025-02-06 | 2026-02-06 | Solar Panels | Q.CELLS | Q.PEAK DUO |  | 0.41 | 3 | 216 | 24 |  | Fixed | Roof
NJADRE1559091830 | Administratively Determined Incentive Program | Paramus | 7652 | 30.75 | Residential | Behind the Meter | No | EMT Renewables, LLC | PSE&G |  | Accepted | 2025-01-27 | 2025-02-06 | 2026-02-06 | Solar Panels | Q.CELLS | Q.PEAK DUO |  | 0.41 | 2 | 306 | 23 |  | Fixed | Roof
NJADRE1559091830 | Administratively Determined Incentive Program | Paramus | 7652 | 30.75 | Residential | Behind the Meter | No | EMT Renewables, LLC | PSE&G |  | Accepted | 2025-01-27 | 2025-02-06 | 2026-02-06 | Solar Panels | Q.CELLS | Q.PEAK DUO |  | 0.41 | 9 | 92 | 24 |  | Fixed | Roof
NJADRE1559091830 | Administratively Determined Incentive Program | Paramus | 7652 | 30.75 | Residential | Behind the Meter | No | EMT Renewables, LLC | PSE&G |  | Accepted | 2025-01-27 | 2025-02-06 | 2026-02-06 | Solar Panels | Q.CELLS | Q.PEAK DUO |  | 0.41 | 17 | 68 | 23 |  | Fixed | Roof
NJADRE1559091830 | Administratively Determined Incentive Program | Paramus | 7652 | 30.75 | Residential | Behind the Meter | No | EMT Renewables, LLC | PSE&G |  | Accepted | 2025-01-27 | 2025-02-06 | 2026-02-06 | Solar Panels | Q.CELLS | Q.PEAK DUO |  | 0.41 | 6 | 126 | 23 |  | Fixed | Roof
NJADRE1559091830 | Administratively Determined Incentive Program | Paramus | 7652 | 30.75 | Residential | Behind the Meter | No | EMT Renewables, LLC | PSE&G |  | Accepted | 2025-01-27 | 2025-02-06 | 2026-02-06 | Solar Panels | Q.CELLS | Q.PEAK DUO |  | 0.41 | 4 | 6 | 24 |  | Fixed | Roof
NJADRE1559091830 | Administratively Determined Incentive Program | Paramus | 7652 | 30.75 | Residential | Behind the Meter | No | EMT Renewables, LLC | PSE&G |  | Accepted | 2025-01-27 | 2025-02-06 | 2026-02-06 | Solar Panels | Q.CELLS | Q.PEAK DUO |  | 0.41 | 9 | 272 | 24 |  | Fixed | Roof
NJADRE1559091830 | Administratively Determined Incentive Program | Paramus | 7652 | 30.75 | Residential | Behind the Meter | No | EMT Renewables, LLC | PSE&G |  | Accepted | 2025-01-27 | 2025-02-06 | 2026-02-06 | Inverters | ENPHASE | IQ8+ | 290 |  | 75 |  |  | 0.98 |  | Other | UNDER EACH PANEL
NJADRE1559091830 | Administratively Determined Incentive Program | Paramus | 7652 | 30.75 | Residential | Behind the Meter | No | EMT Renewables, LLC | PSE&G |  | Accepted | 2025-01-27 | 2025-02-06 | 2026-02-06 | Solar Panels | Q.CELLS | Q.PEAK DUO |  | 0.41 | 10 | 251 | 23 |  | Fixed | Roof
NJADRE1559091830 | Administratively Determined Incentive Program | Paramus | 7652 | 30.75 | Residential | Behind the Meter | No | EMT Renewables, LLC | PSE&G |  | Accepted | 2025-01-27 | 2025-02-06 | 2026-02-06 | Solar Panels | Q.CELLS | Q.PEAK DUO |  | 0.41 | 3 | 2 | 24 |  | Fixed | Roof
NJADRE1559091830 | Administratively Determined Incentive Program | Paramus | 7652 | 30.75 | Residential | Behind the Meter | No | EMT Renewables, LLC | PSE&G |  | Accepted | 2025-01-27 | 2025-02-06 | 2026-02-06 | Solar Panels | Q.CELLS | Q.PEAK DUO |  | 0.41 | 3 | 182 | 24 |  | Fixed | Roof
NJADRE1559091830 | Administratively Determined Incentive Program | Paramus | 7652 | 30.75 | Residential | Behind the Meter | No | EMT Renewables, LLC | PSE&G |  | Accepted | 2025-01-27 | 2025-02-06 | 2026-02-06 | Solar Panels | Q.CELLS | Q.PEAK DUO |  | 0.41 | 2 | 7 | 23 |  | Fixed | Roof
NJADRE1559091830 | Administratively Determined Incentive Program | Paramus | 7652 | 30.75 | Residential | Behind the Meter | No | EMT Renewables, LLC | PSE&G |  | Accepted | 2025-01-27 | 2025-02-06 | 2026-02-06 | Solar Panels | Q.CELLS | Q.PEAK DUO |  | 0.41 | 2 | 276 | 24 |  | Fixed | Roof
NJADRE1559091830 | Administratively Determined Incentive Program | Paramus | 7652 | 30.75 | Residential | Behind the Meter | No | EMT Renewables, LLC | PSE&G |  | Accepted | 2025-01-27 | 2025-02-06 | 2026-02-06 | Solar Panels | Q.CELLS | Q.PEAK DUO |  | 0.41 | 3 | 160 | 24 |  | Fixed | Roof
NJADRE1559091830 | Administratively Determined Incentive Program | Paramus | 7652 | 30.75 | Residential | Behind the Meter | No | EMT Renewables, LLC | PSE&G |  | Accepted | 2025-01-27 | 2025-02-06 | 2026-02-06 | Solar Panels | Q.CELLS | Q.PEAK DUO |  | 0.41 | 2 | 306 | 23 |  | Fixed | Roof
NJADRE1559091845 | Administratively Determined Incentive Program | Millville | 8332 | 4.25 | Residential | Behind the Meter | Yes | Power Energy Solutions, LLC | AC Electric |  | Accepted | 2025-01-27 | 2025-02-06 | 2026-02-06 | Inverters | SolarEdge | SE3800H-US | 4 |  | 1 |  |  | 0.97 |  | Outdoor
NJADRE1559091845 | Administratively Determined Incentive Program | Millville | 8332 | 4.25 | Residential | Behind the Meter | Yes | Power Energy Solutions, LLC | AC Electric |  | Accepted | 2025-01-27 | 2025-02-06 | 2026-02-06 | Solar Panels | Trina Solar | TSM-425NE09RC.05 |  | 0.425 | 1 | 179 | 1 |  | Fixed | Roof
NJADRE1559091845 | Administratively Determined Incentive Program | Millville | 8332 | 4.25 | Residential | Behind the Meter | Yes | Power Energy Solutions, LLC | AC Electric |  | Accepted | 2025-01-27 | 2025-02-06 | 2026-02-06 | Solar Panels | Trina Solar | TSM-425NE09RC.05 |  | 0.425 | 3 | 179 | 47 |  | Fixed | Roof
NJADRE1559091845 | Administratively Determined Incentive Program | Millville | 8332 | 4.25 | Residential | Behind the Meter | Yes | Power Energy Solutions, LLC | AC Electric |  | Accepted | 2025-01-27 | 2025-02-06 | 2026-02-06 | Solar Panels | Trina Solar | TSM-425NE09RC.05 |  | 0.425 | 3 | 90 | 49 |  | Fixed | Roof
NJADRE1559091845 | Administratively Determined Incentive Program | Millville | 8332 | 4.25 | Residential | Behind the Meter | Yes | Power Energy Solutions, LLC | AC Electric |  | Accepted | 2025-01-27 | 2025-02-06 | 2026-02-06 | Solar Panels | Trina Solar | TSM-425NE09RC.05 |  | 0.425 | 3 | 86 | 5 |  | Fixed | Roof
NJADRE1559092215 | Administratively Determined Incentive Program | Orange | 7050 | 7.38 | Residential | Behind the Meter | Yes | Sunrun Installation Services, Inc. | PSE&G |  | Accepted | 2025-01-27 | 2025-02-06 | 2026-02-06 | Inverters | SOLAREDGE TECHNOLOGIES | SE5700H-USMN | 5760 |  | 1 |  |  | 0.99 |  | Outdoor
NJADRE1559092215 | Administratively Determined Incentive Program | Orange | 7050 | 7.38 | Residential | Behind the Meter | Yes | Sunrun Installation Services, Inc. | PSE&G |  | Accepted | 2025-01-27 | 2025-02-06 | 2026-02-06 | Solar Panels | HANWHA Q-CELLS | Q.PEAK DUO BLK ML-G10+ 410 |  | 0.41 | 3 | 121 | 19 |  | Fixed | Roof
NJADRE1559092215 | Administratively Determined Incentive Program | Orange | 7050 | 7.38 | Residential | Behind the Meter | Yes | Sunrun Installation Services, Inc. | PSE&G |  | Accepted | 2025-01-27 | 2025-02-06 | 2026-02-06 | Solar Panels | HANWHA Q-CELLS | Q.PEAK DUO BLK ML-G10+ 410 |  | 0.41 | 5 | 210 | 17 |  | Fixed | Roof
NJADRE1559092215 | Administratively Determined Incentive Program | Orange | 7050 | 7.38 | Residential | Behind the Meter | Yes | Sunrun Installation Services, Inc. | PSE&G |  | Accepted | 2025-01-27 | 2025-02-06 | 2026-02-06 | Solar Panels | HANWHA Q-CELLS | Q.PEAK DUO BLK ML-G10+ 410 |  | 0.41 | 3 | 300 | 15 |  | Fixed | Roof
NJADRE1559092215 | Administratively Determined Incentive Program | Orange | 7050 | 7.38 | Residential | Behind the Meter | Yes | Sunrun Installation Services, Inc. | PSE&G |  | Accepted | 2025-01-27 | 2025-02-06 | 2026-02-06 | Solar Panels | HANWHA Q-CELLS | Q.PEAK DUO BLK ML-G10+ 410 |  | 0.41 | 3 | 301 | 16 |  | Fixed | Roof
NJADRE1559092215 | Administratively Determined Incentive Program | Orange | 7050 | 7.38 | Residential | Behind the Meter | Yes | Sunrun Installation Services, Inc. | PSE&G |  | Accepted | 2025-01-27 | 2025-02-06 | 2026-02-06 | Solar Panels | HANWHA Q-CELLS | Q.PEAK DUO BLK ML-G10+ 410 |  | 0.41 | 4 | 120 | 18 |  | Fixed | Roof
NJADRE1559092458 | Administratively Determined Incentive Program | Maplewood | 7040 | 5.74 | Residential | Behind the Meter | Yes | Sunrun Installation Services, Inc. | PSE&G |  | Accepted | 2025-01-27 | 2025-02-06 | 2026-02-06 | Electric Storage Battery | Tesla | Powerwall 3 1707000-xx-y |  |  | 1 |  |  |  | Lithium Ion |  | OUTSIDE
NJADRE1559092458 | Administratively Determined Incentive Program | Maplewood | 7040 | 5.74 | Residential | Behind the Meter | Yes | Sunrun Installation Services, Inc. | PSE&G |  | Accepted | 2025-01-27 | 2025-02-06 | 2026-02-06 | Solar Panels | Hanwha Q Cells | Q.PEAK DUO BLK ML-G10+ 410 |  | 0.41 | 5 | 131 | 45 |  | Fixed | Roof
NJADRE1559092458 | Administratively Determined Incentive Program | Maplewood | 7040 | 5.74 | Residential | Behind the Meter | Yes | Sunrun Installation Services, Inc. | PSE&G |  | Accepted | 2025-01-27 | 2025-02-06 | 2026-02-06 | Inverters | Tesla | Powerwall 3 1707000-xx-y | 11500 |  | 1 |  |  | 0.97 |  | Outdoor
NJADRE1559092458 | Administratively Determined Incentive Program | Maplewood | 7040 | 5.74 | Residential | Behind the Meter | Yes | Sunrun Installation Services, Inc. | PSE&G |  | Accepted | 2025-01-27 | 2025-02-06 | 2026-02-06 | Solar Panels | Hanwha Q Cells | Q.PEAK DUO BLK ML-G10+ 410 |  | 0.41 | 3 | 220 | 24 |  | Fixed | Roof
NJADRE1559092458 | Administratively Determined Incentive Program | Maplewood | 7040 | 5.74 | Residential | Behind the Meter | Yes | Sunrun Installation Services, Inc. | PSE&G |  | Accepted | 2025-01-27 | 2025-02-06 | 2026-02-06 | Solar Panels | Hanwha Q Cells | Q.PEAK DUO BLK ML-G10+ 410 |  | 0.41 | 3 | 41 | 25 |  | Fixed | Roof
NJADRE1559092458 | Administratively Determined Incentive Program | Maplewood | 7040 | 5.74 | Residential | Behind the Meter | Yes | Sunrun Installation Services, Inc. | PSE&G |  | Accepted | 2025-01-27 | 2025-02-06 | 2026-02-06 | Solar Panels | Hanwha Q Cells | Q.PEAK DUO BLK ML-G10+ 410 |  | 0.41 | 3 | 131 | 45 |  | Fixed | Roof
NJADRE1559092458 | Administratively Determined Incentive Program | Maplewood | 7040 | 5.74 | Residential | Behind the Meter | Yes | Sunrun Installation Services, Inc. | PSE&G |  | Accepted | 2025-01-27 | 2025-02-06 | 2026-02-06 | Meters | Tesla | POWERWALL 3 1707000-XX-Y |  |  | 1 |  |  |  | Yes | Outdoor
NJADRE1559092758 | Administratively Determined Incentive Program | BAYONNE | 7002 | 4.86 | Residential | Behind the Meter | No | Freedom Forever New Jersey, LLC | PSE&G |  | Accepted | 2025-02-12 | 2025-03-03 | 2026-03-03 | Inverters | Solar Edge | SE3800H-USRGM [SI1 | 3800 |  | 1 |  |  | 0.99 |  | Outside
NJADRE1559092758 | Administratively Determined Incentive Program | BAYONNE | 7002 | 4.86 | Residential | Behind the Meter | No | Freedom Forever New Jersey, LLC | PSE&G |  | Accepted | 2025-02-12 | 2025-03-03 | 2026-03-03 | Solar Panels | REC Solar | REC405AA PURE |  | 0.405 | 12 | 123 | 6 |  | Fixed | Roof
NJADRE1559094264 | Administratively Determined Incentive Program | Lumberton Twp | 8048 | 6.225 | Residential | Behind the Meter | Yes | SunnyMac, LLC | PSE&G |  | Accepted | 2025-01-28 | 2025-02-06 | 2026-02-06 | Solar Panels | HANWHA | Q.PEAK DUO BLK ML-G10+ 415W |  | 0.415 | 3 | 315 | 36 |  | Fixed | Roof
NJADRE1559094264 | Administratively Determined Incentive Program | Lumberton Twp | 8048 | 6.225 | Residential | Behind the Meter | Yes | SunnyMac, LLC | PSE&G |  | Accepted | 2025-01-28 | 2025-02-06 | 2026-02-06 | Solar Panels | HANWHA | Q.PEAK DUO BLK ML-G10+ 415W |  | 0.415 | 3 | 45 | 38 |  | Fixed | Roof
NJADRE1559094264 | Administratively Determined Incentive Program | Lumberton Twp | 8048 | 6.225 | Residential | Behind the Meter | Yes | SunnyMac, LLC | PSE&G |  | Accepted | 2025-01-28 | 2025-02-06 | 2026-02-06 | Solar Panels | HANWHA | Q.PEAK DUO BLK ML-G10+ 415W |  | 0.415 | 5 | 315 | 30 |  | Fixed | Roof
NJADRE1559094264 | Administratively Determined Incentive Program | Lumberton Twp | 8048 | 6.225 | Residential | Behind the Meter | Yes | SunnyMac, LLC | PSE&G |  | Accepted | 2025-01-28 | 2025-02-06 | 2026-02-06 | Solar Panels | HANWHA | Q.PEAK DUO BLK ML-G10+ 415W |  | 0.415 | 2 | 45 | 40 |  | Fixed | Roof
NJADRE1559094264 | Administratively Determined Incentive Program | Lumberton Twp | 8048 | 6.225 | Residential | Behind the Meter | Yes | SunnyMac, LLC | PSE&G |  | Accepted | 2025-01-28 | 2025-02-06 | 2026-02-06 | Inverters | SOLAREDGE HOME HUB | SE3800H-US | 3800 |  | 1 |  |  | 0.99 |  | Outdoor | next to meter
NJADRE1559094264 | Administratively Determined Incentive Program | Lumberton Twp | 8048 | 6.225 | Residential | Behind the Meter | Yes | SunnyMac, LLC | PSE&G |  | Accepted | 2025-01-28 | 2025-02-06 | 2026-02-06 | Solar Panels | HANWHA | Q.PEAK DUO BLK ML-G10+ 415W |  | 0.415 | 2 | 135 | 36 |  | Fixed | Roof
NJADRE1559094310 | Administratively Determined Incentive Program | Passaic | 7055 | 4.1 | Residential | Behind the Meter | Yes | Trinity Solar, LLC | PSE&G |  | Accepted | 2025-01-28 | 2025-02-06 | 2026-02-06 | Solar Panels | HANWHA | Q.PEAK DUO BLK ML-G10+ 410 |  | 0.41 | 10 | 354 | 37 |  | Fixed | Roof
NJADRE1559094310 | Administratively Determined Incentive Program | Passaic | 7055 | 4.1 | Residential | Behind the Meter | Yes | Trinity Solar, LLC | PSE&G |  | Accepted | 2025-01-28 | 2025-02-06 | 2026-02-06 | Inverters | TESLA | 1707000-xx-y | 11500 |  | 1 |  |  | 0.97 |  | Outside
NJADRE1559094310 | Administratively Determined Incentive Program | Passaic | 7055 | 4.1 | Residential | Behind the Meter | Yes | Trinity Solar, LLC | PSE&G |  | Accepted | 2025-01-28 | 2025-02-06 | 2026-02-06 | Electric Storage Battery | TESLA | 1707000-xx-y |  |  | 2 |  |  |  | Lithium Ion |  | Outdoors
NJADRE1559094320 | Administratively Determined Incentive Program | Freehold | 7728 | 6.56 | Residential | Behind the Meter | Yes | Sunrun Installation Services, Inc. | JCP&L |  | Accepted | 2025-01-28 | 2025-02-06 | 2026-02-06 | Electric Storage Battery | TESLA | Powerwall 3 1707000-xx-y |  |  | 1 |  |  |  | Lithium Ion |  | OUTSIDE
NJADRE1559094320 | Administratively Determined Incentive Program | Freehold | 7728 | 6.56 | Residential | Behind the Meter | Yes | Sunrun Installation Services, Inc. | JCP&L |  | Accepted | 2025-01-28 | 2025-02-06 | 2026-02-06 | Inverters | TESLA | Powerwall 3 1707000-xx-y | 11500 |  | 1 |  |  | 0.97 |  | Outdoor | Next to meter
NJADRE1559094320 | Administratively Determined Incentive Program | Freehold | 7728 | 6.56 | Residential | Behind the Meter | Yes | Sunrun Installation Services, Inc. | JCP&L |  | Accepted | 2025-01-28 | 2025-02-06 | 2026-02-06 | Solar Panels | Hanwha Q-Cells | Q.PEAK DUO BLK ML-G10+ 410 |  | 0.41 | 16 | 185 | 22 |  | Fixed | Roof
NJADRE1559094323 | Administratively Determined Incentive Program | Orange City | 7050 | 3.69 | Residential | Behind the Meter | Yes | Sunrun Installation Services, Inc. | PSE&G |  | Accepted | 2025-01-28 | 2025-02-06 | 2026-02-06 | Solar Panels | HANWHA Q-CELLS | Q.PEAK DUO BLK ML-G10+ 410 |  | 0.41 | 9 | 122 | 27 |  | Fixed | Roof
NJADRE1559094323 | Administratively Determined Incentive Program | Orange City | 7050 | 3.69 | Residential | Behind the Meter | Yes | Sunrun Installation Services, Inc. | PSE&G |  | Accepted | 2025-01-28 | 2025-02-06 | 2026-02-06 | Inverters | SOLAREDGE TECHNOLOGIES | SE3800H-USMN | 3800 |  | 1 |  |  | 0.99 |  | Outdoor
NJADRE1559096534 | Administratively Determined Incentive Program | SOUTH PLAINFIELD | 7080 | 5.4 | Residential | Behind the Meter | Yes | SunPurity LLC | PSE&G |  | Accepted | 2025-01-28 | 2025-02-10 | 2026-02-10 | Inverters | Solaredge | SE5700H-US | 5760 |  | 1 |  |  | 0.99 |  | Outdoor
NJADRE1559096534 | Administratively Determined Incentive Program | SOUTH PLAINFIELD | 7080 | 5.4 | Residential | Behind the Meter | Yes | SunPurity LLC | PSE&G |  | Accepted | 2025-01-28 | 2025-02-10 | 2026-02-10 | Solar Panels | Hanwha Q.Cells | Q.PEAK DUO BLK ML-G10+ 415W |  | 0.415 | 13 | 215 | 23 |  | Fixed | Roof
NJADRE1559096534 | Administratively Determined Incentive Program | SOUTH PLAINFIELD | 7080 | 5.4 | Residential | Behind the Meter | Yes | SunPurity LLC | PSE&G |  | Accepted | 2025-01-28 | 2025-02-10 | 2026-02-10 | Meters | Solaredge | SE5700H-US |  |  | 1 |  |  |  | Yes | Outdoor
NJADRE1559096543 | Administratively Determined Incentive Program | WENONAH | 8090 | 5.1 | Residential | Behind the Meter | Yes | Integrity Solar & Home Solutions, LLC | AC Electric |  | Accepted | 2025-01-28 | 2025-02-06 | 2026-02-06 | Solar Panels | JINKO | JKM425N-54HL4-B |  | 0.425 | 12 | 226 | 37 |  | Fixed | Roof
NJADRE1559096543 | Administratively Determined Incentive Program | WENONAH | 8090 | 5.1 | Residential | Behind the Meter | Yes | Integrity Solar & Home Solutions, LLC | AC Electric |  | Accepted | 2025-01-28 | 2025-02-06 | 2026-02-06 | Inverters | ENPHASE | IQ8+ | 290 |  | 12 |  |  | 0.98 |  | Other | UNDER EACH PANEL
NJADRE1559096563 | Administratively Determined Incentive Program | Sicklerville | 8081 | 10.25 | Residential | Behind the Meter | Yes | Sunrun Installation Services, Inc. | AC Electric |  | Accepted | 2025-01-28 | 2025-02-06 | 2026-02-06 | Solar Panels | Hanwha Q-Cells | Q.PEAK DUO BLK ML-G10+ 410 |  | 0.41 | 16 | 354 | 32 |  | Fixed | Roof
NJADRE1559096563 | Administratively Determined Incentive Program | Sicklerville | 8081 | 10.25 | Residential | Behind the Meter | Yes | Sunrun Installation Services, Inc. | AC Electric |  | Accepted | 2025-01-28 | 2025-02-06 | 2026-02-06 | Solar Panels | Hanwha Q-Cells | Q.PEAK DUO BLK ML-G10+ 410 |  | 0.41 | 9 | 174 | 32 |  | Fixed | Roof
NJADRE1559096563 | Administratively Determined Incentive Program | Sicklerville | 8081 | 10.25 | Residential | Behind the Meter | Yes | Sunrun Installation Services, Inc. | AC Electric |  | Accepted | 2025-01-28 | 2025-02-06 | 2026-02-06 | Inverters | SolarEdge Technologies | SE7600H-USMN | 7600 |  | 1 |  |  | 0.99 |  | Outdoor | Next to meter
NJADRE1559096564 | Administratively Determined Incentive Program | Egg Harbor Township | 8234 | 9.78 | Residential | Behind the Meter | Yes | GenSun Roofing and Solar, LLC | AC Electric |  | Accepted | 2025-01-28 | 2025-02-06 | 2026-02-06 | Solar Panels | JINKO SOLAR | JKM 425N-54HL4-B 425W |  | 0.425 | 3 | 89 | 22 |  | Fixed | Roof
NJADRE1559096564 | Administratively Determined Incentive Program | Egg Harbor Township | 8234 | 9.78 | Residential | Behind the Meter | Yes | GenSun Roofing and Solar, LLC | AC Electric |  | Accepted | 2025-01-28 | 2025-02-06 | 2026-02-06 | Inverters | SOLAREDGE | SE10000H-US | 10000 |  | 1 |  |  | 0.99 |  | Outside
NJADRE1559096564 | Administratively Determined Incentive Program | Egg Harbor Township | 8234 | 9.78 | Residential | Behind the Meter | Yes | GenSun Roofing and Solar, LLC | AC Electric |  | Accepted | 2025-01-28 | 2025-02-06 | 2026-02-06 | Solar Panels | JINKO SOLAR | JKM 425N-54HL4-B 425W |  | 0.425 | 20 | 269 | 22 |  | Fixed | Roof
NJADRE1559096580 | Administratively Determined Incentive Program | Union | 7083 | 9.84 | Residential | Behind the Meter | Yes | Trinity Solar, LLC | PSE&G |  | Accepted | 2025-01-28 | 2025-02-06 | 2026-02-06 | Inverters | Solar Edge | SE10000H-US | 10000 |  | 1 |  |  | 0.97 |  | Outdoor
NJADRE1559096580 | Administratively Determined Incentive Program | Union | 7083 | 9.84 | Residential | Behind the Meter | Yes | Trinity Solar, LLC | PSE&G |  | Accepted | 2025-01-28 | 2025-02-06 | 2026-02-06 | Solar Panels | HANWHA | (Q.PEAK DUO BLK ML-G10+ 410) |  | 0.41 | 14 | 38 | 19 |  | Fixed | Roof
NJADRE1559096580 | Administratively Determined Incentive Program | Union | 7083 | 9.84 | Residential | Behind the Meter | Yes | Trinity Solar, LLC | PSE&G |  | Accepted | 2025-01-28 | 2025-02-06 | 2026-02-06 | Solar Panels | HANWHA | (Q.PEAK DUO BLK ML-G10+ 410) |  | 0.41 | 10 | 218 | 23 |  | Fixed | Roof
NJADRE1559096601 | Administratively Determined Incentive Program | Newark | 7107 | 6.15 | Residential | Behind the Meter | Yes | Trinity Solar, LLC | PSE&G |  | Accepted | 2025-01-28 | 2025-02-06 | 2026-02-06 | Solar Panels | HANWHA | Q.PEAK DUO BLK ML-G10+ 410 |  | 0.41 | 8 | 112 | 43 |  | Fixed | Roof
NJADRE1559096601 | Administratively Determined Incentive Program | Newark | 7107 | 6.15 | Residential | Behind the Meter | Yes | Trinity Solar, LLC | PSE&G |  | Accepted | 2025-01-28 | 2025-02-06 | 2026-02-06 | Inverters | Solar Edge | USE5700H-US | 5760 |  | 1 |  |  | 0.97 |  | Outside
NJADRE1559096601 | Administratively Determined Incentive Program | Newark | 7107 | 6.15 | Residential | Behind the Meter | Yes | Trinity Solar, LLC | PSE&G |  | Accepted | 2025-01-28 | 2025-02-06 | 2026-02-06 | Solar Panels | HANWHA | Q.PEAK DUO BLK ML-G10+ 410 |  | 0.41 | 7 | 292 | 43 |  | Fixed | Roof
NJADRE1559096734 | Administratively Determined Incentive Program | Kearny | 7032 | 4.51 | Residential | Behind the Meter | Yes | EMT Renewables, LLC | PSE&G |  | Accepted | 2025-01-28 | 2025-02-07 | 2026-02-07 | Solar Panels | TRINA | TSM-NE09RC.05 |  | 0.41 | 1 | 219 | 20 |  | Fixed | Roof
NJADRE1559096734 | Administratively Determined Incentive Program | Kearny | 7032 | 4.51 | Residential | Behind the Meter | Yes | EMT Renewables, LLC | PSE&G |  | Accepted | 2025-01-28 | 2025-02-07 | 2026-02-07 | Inverters | ENPHASE | IQ8+ | 290 |  | 11 |  |  | 0.98 |  | Other | UNDER EACH PANEL
NJADRE1559096734 | Administratively Determined Incentive Program | Kearny | 7032 | 4.51 | Residential | Behind the Meter | Yes | EMT Renewables, LLC | PSE&G |  | Accepted | 2025-01-28 | 2025-02-07 | 2026-02-07 | Solar Panels | TRINA | TSM-NE09RC.05 |  | 0.41 | 10 | 219 | 45 |  | Fixed | Roof
NJADRE1559096788 | Administratively Determined Incentive Program | Egg Harbor Township | 8234 | 9.02 | Residential | Behind the Meter | Yes | Trinity Solar, LLC | AC Electric |  | Accepted | 2025-01-28 | 2025-02-07 | 2026-02-07 | Inverters | Tesla | 1538000-XX-Y | 7600 |  | 1 |  |  | 0.986 |  | Outdoor
NJADRE1559096788 | Administratively Determined Incentive Program | Egg Harbor Township | 8234 | 9.02 | Residential | Behind the Meter | Yes | Trinity Solar, LLC | AC Electric |  | Accepted | 2025-01-28 | 2025-02-07 | 2026-02-07 | Solar Panels | Hanwha | Q.PEAK DUO BLK ML-G10+ 410 |  | 0.41 | 22 | 111 | 27 |  | Fixed | Roof
NJADRE1559096832 | Administratively Determined Incentive Program | Linwood | 8221 | 47.97 | Residential | Behind the Meter | Yes | EMT Renewables, LLC | AC Electric |  | Accepted | 2025-01-28 | 2025-02-07 | 2026-02-07 | Solar Panels | Q.CELLS | Q.PEAK DUO |  | 0.41 | 1 | 104 | 31 |  | Fixed | Roof
NJADRE1559096832 | Administratively Determined Incentive Program | Linwood | 8221 | 47.97 | Residential | Behind the Meter | Yes | EMT Renewables, LLC | AC Electric |  | Accepted | 2025-01-28 | 2025-02-07 | 2026-02-07 | Solar Panels | Q.CELLS | Q.PEAK DUO |  | 0.41 | 7 | 284 | 21 |  | Fixed | Roof
NJADRE1559096832 | Administratively Determined Incentive Program | Linwood | 8221 | 47.97 | Residential | Behind the Meter | Yes | EMT Renewables, LLC | AC Electric |  | Accepted | 2025-01-28 | 2025-02-07 | 2026-02-07 | Solar Panels | Q.CELLS | Q.PEAK DUO |  | 0.41 | 8 | 105 | 20 |  | Fixed | Roof
NJADRE1559096832 | Administratively Determined Incentive Program | Linwood | 8221 | 47.97 | Residential | Behind the Meter | Yes | EMT Renewables, LLC | AC Electric |  | Accepted | 2025-01-28 | 2025-02-07 | 2026-02-07 | Inverters | ENPHASE | IQ8+ | 290 |  | 117 |  |  | 0.98 |  | Other | UNDER EACH PANEL
NJADRE1559096832 | Administratively Determined Incentive Program | Linwood | 8221 | 47.97 | Residential | Behind the Meter | Yes | EMT Renewables, LLC | AC Electric |  | Accepted | 2025-01-28 | 2025-02-07 | 2026-02-07 | Solar Panels | Q.CELLS | Q.PEAK DUO |  | 0.41 | 33 | 194 | 21 |  | Fixed | Roof
NJADRE1559096832 | Administratively Determined Incentive Program | Linwood | 8221 | 47.97 | Residential | Behind the Meter | Yes | EMT Renewables, LLC | AC Electric |  | Accepted | 2025-01-28 | 2025-02-07 | 2026-02-07 | Solar Panels | Q.CELLS | Q.PEAK DUO |  | 0.41 | 56 | 14 | 21 |  | Fixed | Roof
NJADRE1559096832 | Administratively Determined Incentive Program | Linwood | 8221 | 47.97 | Residential | Behind the Meter | Yes | EMT Renewables, LLC | AC Electric |  | Accepted | 2025-01-28 | 2025-02-07 | 2026-02-07 | Solar Panels | Q.CELLS | Q.PEAK DUO |  | 0.41 | 6 | 104 | 21 |  | Fixed | Roof
NJADRE1559096832 | Administratively Determined Incentive Program | Linwood | 8221 | 47.97 | Residential | Behind the Meter | Yes | EMT Renewables, LLC | AC Electric |  | Accepted | 2025-01-28 | 2025-02-07 | 2026-02-07 | Solar Panels | Q.CELLS | Q.PEAK DUO |  | 0.41 | 6 | 285 | 20 |  | Fixed | Roof
NJADRE1559096841 | Administratively Determined Incentive Program | ESTELL MANOR | 8319 | 14.35 | Residential | Behind the Meter | Yes | Trinity Solar, LLC | AC Electric |  | Accepted | 2025-01-28 | 2025-02-07 | 2026-02-07 | Solar Panels | HANWHA | Q.PEAK DUO BLK ML-G10+ 410 |  | 0.41 | 10 | 168 | 8 |  | Fixed | Roof
NJADRE1559096841 | Administratively Determined Incentive Program | ESTELL MANOR | 8319 | 14.35 | Residential | Behind the Meter | Yes | Trinity Solar, LLC | AC Electric |  | Accepted | 2025-01-28 | 2025-02-07 | 2026-02-07 | Solar Panels | HANWHA | Q.PEAK DUO BLK ML-G10+ 410 |  | 0.41 | 3 | 168 | 18 |  | Fixed | Roof
NJADRE1559096841 | Administratively Determined Incentive Program | ESTELL MANOR | 8319 | 14.35 | Residential | Behind the Meter | Yes | Trinity Solar, LLC | AC Electric |  | Accepted | 2025-01-28 | 2025-02-07 | 2026-02-07 | Solar Panels | HANWHA | Q.PEAK DUO BLK ML-G10+ 410 |  | 0.41 | 6 | 348 | 18 |  | Fixed | Roof
NJADRE1559096841 | Administratively Determined Incentive Program | ESTELL MANOR | 8319 | 14.35 | Residential | Behind the Meter | Yes | Trinity Solar, LLC | AC Electric |  | Accepted | 2025-01-28 | 2025-02-07 | 2026-02-07 | Inverters | Solar Edge | SE11400H-US | 11400 |  | 1 |  |  | 0.97 |  | Outside
NJADRE1559096841 | Administratively Determined Incentive Program | ESTELL MANOR | 8319 | 14.35 | Residential | Behind the Meter | Yes | Trinity Solar, LLC | AC Electric |  | Accepted | 2025-01-28 | 2025-02-07 | 2026-02-07 | Solar Panels | HANWHA | Q.PEAK DUO BLK ML-G10+ 410 |  | 0.41 | 14 | 348 | 18 |  | Fixed | Roof
NJADRE1559096841 | Administratively Determined Incentive Program | ESTELL MANOR | 8319 | 14.35 | Residential | Behind the Meter | Yes | Trinity Solar, LLC | AC Electric |  | Accepted | 2025-01-28 | 2025-02-07 | 2026-02-07 | Solar Panels | HANWHA | Q.PEAK DUO BLK ML-G10+ 410 |  | 0.41 | 2 | 258 | 21 |  | Fixed | Roof
NJADRE1559096848 | Administratively Determined Incentive Program | Toms River | 8755 | 6.64 | Residential | Behind the Meter | Yes | SunPurity, LLC | JCP&L |  | Accepted | 2025-01-28 | 2025-02-07 | 2026-02-07 | Meters | Solaredge | SE5700H-US |  |  | 1 |  |  |  | Yes | Outdoor
NJADRE1559096848 | Administratively Determined Incentive Program | Toms River | 8755 | 6.64 | Residential | Behind the Meter | Yes | SunPurity, LLC | JCP&L |  | Accepted | 2025-01-28 | 2025-02-07 | 2026-02-07 | Inverters | Solaredge | SE5700H-US | 5700 |  | 1 |  |  | 0.99 |  | Outdoor
NJADRE1559096848 | Administratively Determined Incentive Program | Toms River | 8755 | 6.64 | Residential | Behind the Meter | Yes | SunPurity, LLC | JCP&L |  | Accepted | 2025-01-28 | 2025-02-07 | 2026-02-07 | Solar Panels | Hanwha Q.Cells | Q.PEAK DUO BLK ML-G10+ 415W |  | 0.415 | 16 | 144 | 33 |  | Fixed | Roof
NJADRE1559096898 | Administratively Determined Incentive Program | North Brunswick | 8902 | 19.68 | Residential | Behind the Meter | No | Powur, PBC | PSE&G |  | Accepted | 2025-01-28 | 2025-02-12 | 2026-02-12 | Solar Panels | Q Cells | Q.PEAK DUO BLK ML-G10 |  | 0.41 | 3 | 112 | 21 |  | Fixed | Roof
NJADRE1559096898 | Administratively Determined Incentive Program | North Brunswick | 8902 | 19.68 | Residential | Behind the Meter | No | Powur, PBC | PSE&G |  | Accepted | 2025-01-28 | 2025-02-12 | 2026-02-12 | Solar Panels | Q Cells | Q.PEAK DUO BLK ML-G10 |  | 0.41 | 20 | 292 | 21 |  | Fixed | Roof
NJADRE1559096898 | Administratively Determined Incentive Program | North Brunswick | 8902 | 19.68 | Residential | Behind the Meter | No | Powur, PBC | PSE&G |  | Accepted | 2025-01-28 | 2025-02-12 | 2026-02-12 | Solar Panels | Q Cells | Q.PEAK DUO BLK ML-G10 |  | 0.41 | 17 | 112 | 21 |  | Fixed | Roof
NJADRE1559096898 | Administratively Determined Incentive Program | North Brunswick | 8902 | 19.68 | Residential | Behind the Meter | No | Powur, PBC | PSE&G |  | Accepted | 2025-01-28 | 2025-02-12 | 2026-02-12 | Inverters | Tesla | POWERWALL 3 (1707000-XX-Y) | 12 |  | 2 |  |  | 0.975 |  | Outside
NJADRE1559096898 | Administratively Determined Incentive Program | North Brunswick | 8902 | 19.68 | Residential | Behind the Meter | No | Powur, PBC | PSE&G |  | Accepted | 2025-01-28 | 2025-02-12 | 2026-02-12 | Solar Panels | Q Cells | Q.PEAK DUO BLK ML-G10 |  | 0.41 | 8 | 292 | 21 |  | Fixed | Roof
NJADRE1559096913 | Administratively Determined Incentive Program | FREEHOLD | 7728 | 7.79 | Residential | Behind the Meter | Yes | Trinity Solar, LLC | JCP&L |  | Accepted | 2025-01-28 | 2025-02-07 | 2026-02-07 | Solar Panels | HANWHA | (Q.PEAK DUO BLK ML-G10+ 410) |  | 0.41 | 19 | 231 | 19 |  | Fixed | Roof
NJADRE1559096913 | Administratively Determined Incentive Program | FREEHOLD | 7728 | 7.79 | Residential | Behind the Meter | Yes | Trinity Solar, LLC | JCP&L |  | Accepted | 2025-01-28 | 2025-02-07 | 2026-02-07 | Inverters | Tesla | Powerwall 3 (1707000-XX-Y) | 11500 |  | 2 |  |  | 0.97 |  | Outdoor
NJADRE1559096913 | Administratively Determined Incentive Program | FREEHOLD | 7728 | 7.79 | Residential | Behind the Meter | Yes | Trinity Solar, LLC | JCP&L |  | Accepted | 2025-01-28 | 2025-02-07 | 2026-02-07 | Electric Storage Battery | Tesla | Powerwall 3 (1707000-XX-Y) |  |  | 2 |  |  |  | Lithium Ion |  | outside
NJADRE1559096917 | Administratively Determined Incentive Program | WEST MILFORD | 7480 | 5.74 | Residential | Behind the Meter | Yes | Trinity Solar, LLC | Orange Rockland Electric |  | Accepted | 2025-01-28 | 2025-02-07 | 2026-02-07 | Inverters | Tesla | Tesla Powerwall 3 | 11500 |  | 1 |  |  | 0.97 |  | Outdoor
NJADRE1559096917 | Administratively Determined Incentive Program | WEST MILFORD | 7480 | 5.74 | Residential | Behind the Meter | Yes | Trinity Solar, LLC | Orange Rockland Electric |  | Accepted | 2025-01-28 | 2025-02-07 | 2026-02-07 | Solar Panels | Hanwha | HANWHA 410 (Q.PEAK DUO BLK ML-G10+ 410) |  | 0.41 | 6 | 188 | 37 |  | Fixed | Roof
NJADRE1559096917 | Administratively Determined Incentive Program | WEST MILFORD | 7480 | 5.74 | Residential | Behind the Meter | Yes | Trinity Solar, LLC | Orange Rockland Electric |  | Accepted | 2025-01-28 | 2025-02-07 | 2026-02-07 | Electric Storage Battery | Tesla | Tesla Powerwall 3 |  |  | 1 |  |  |  | Lithium Ion |  | Inside
NJADRE1559096917 | Administratively Determined Incentive Program | WEST MILFORD | 7480 | 5.74 | Residential | Behind the Meter | Yes | Trinity Solar, LLC | Orange Rockland Electric |  | Accepted | 2025-01-28 | 2025-02-07 | 2026-02-07 | Solar Panels | Hanwha | HANWHA 410 (Q.PEAK DUO BLK ML-G10+ 410) |  | 0.41 | 8 | 189 | 37 |  | Fixed | Roof
NJADRE1559096972 | Administratively Determined Incentive Program | Bradley Beach | 7720 | 9.43 | Residential | Behind the Meter | Yes | Trinity Solar, LLC | JCP&L |  | Accepted | 2025-01-28 | 2025-02-07 | 2026-02-07 | Inverters | Tesla | Tesla 7.6KW 1538000-XX-Y | 7600 |  | 1 |  |  | 0.986 |  | Outdoor
NJADRE1559096972 | Administratively Determined Incentive Program | Bradley Beach | 7720 | 9.43 | Residential | Behind the Meter | Yes | Trinity Solar, LLC | JCP&L |  | Accepted | 2025-01-28 | 2025-02-07 | 2026-02-07 | Solar Panels | Hanwha | Q.PEAK DUO BLK ML-G10+ 410 |  | 0.41 | 12 | 279 | 36 |  | Fixed | Roof
NJADRE1559096972 | Administratively Determined Incentive Program | Bradley Beach | 7720 | 9.43 | Residential | Behind the Meter | Yes | Trinity Solar, LLC | JCP&L |  | Accepted | 2025-01-28 | 2025-02-07 | 2026-02-07 | Solar Panels | Hanwha | Q.PEAK DUO BLK ML-G10+ 410 |  | 0.41 | 11 | 99 | 36 |  | Fixed | Roof
NJADRE1559097002 | Administratively Determined Incentive Program | Newark | 7114 | 268.76 | Commercial | Behind the Meter | No | Warner Energy, LLC | PSE&G |  | Accepted | 2025-01-28 | 2025-02-10 | 2026-02-10 | Solar Panels | VSUN | VSUN 345-72PH |  | 0.345 | 779 | 207 | 10 |  | Fixed | Roof
NJADRE1559097002 | Administratively Determined Incentive Program | Newark | 7114 | 268.76 | Commercial | Behind the Meter | No | Warner Energy, LLC | PSE&G |  | Accepted | 2025-01-28 | 2025-02-10 | 2026-02-10 | Inverters | SMA America | STP CORE1-62-US | 62 |  | 4 |  |  | 1 |  | Outside
NJADRE1559097032 | Administratively Determined Incentive Program | Magnolia | 8049 | 6.56 | Residential | Behind the Meter | Yes | EMT Renewables, LLC | PSE&G |  | Accepted | 2025-01-28 | 2025-02-07 | 2026-02-07 | Inverters | ENPHASE | IQ8+ | 290 |  | 16 |  |  | 0.98 |  | Other | UNDER EACH PANEL
NJADRE1559097032 | Administratively Determined Incentive Program | Magnolia | 8049 | 6.56 | Residential | Behind the Meter | Yes | EMT Renewables, LLC | PSE&G |  | Accepted | 2025-01-28 | 2025-02-07 | 2026-02-07 | Solar Panels | TRINA | TSM-NE09RC.05 |  | 0.41 | 16 | 261 | 32 |  | Fixed | Roof
NJADRE1559097048 | Administratively Determined Incentive Program | RAHWAY | 7065 | 24.12 | Residential | Behind the Meter | Yes | SeaPoint Solar Energy LLC | PSE&G |  | Accepted | 2025-01-29 | 2025-02-11 | 2026-02-11 | Solar Panels | CANADIAN SOLAR | TOPHIKU6 CS6.1-54TM-455H |  | 0.455 | 53 | 172 | 33 |  | Fixed | Roof
NJADRE1559097048 | Administratively Determined Incentive Program | RAHWAY | 7065 | 24.12 | Residential | Behind the Meter | Yes | SeaPoint Solar Energy LLC | PSE&G |  | Accepted | 2025-01-29 | 2025-02-11 | 2026-02-11 | Inverters | Enphase | IQ8PLUS-72-M-US | 290 |  | 53 |  |  | 0.97 |  | Outdoor
NJADRE1559097064 | Administratively Determined Incentive Program | Galloway | 8205 | 4.15 | Residential | Behind the Meter | No | Green Power Energy, LLC | AC Electric |  | Accepted | 2025-01-28 | 2025-02-07 | 2026-02-07 | Inverters | Enphase Energy | IQ8M-72-M-US [240V] | 325 |  | 10 |  |  | 0.98 |  | Outside | Roof
NJADRE1559097064 | Administratively Determined Incentive Program | Galloway | 8205 | 4.15 | Residential | Behind the Meter | No | Green Power Energy, LLC | AC Electric |  | Accepted | 2025-01-28 | 2025-02-07 | 2026-02-07 | Solar Panels | Hanwha | Q.PEAK DUO BLK ML-G10+ 415 |  | 0.415 | 10 | 98 | 34 |  | Fixed | Roof
NJADRE1559097089 | Administratively Determined Incentive Program | WOODBRIDGE TOWNSHIP | 7067 | 7.54 | Residential | Behind the Meter | No | GAF Energy | PSE&G |  | Accepted | 2025-01-28 | 2025-02-07 | 2026-02-07 | Solar Panels | GAF Energy | TLS-1 |  | 0.046 | 66 | 137 | 18 |  | Fixed | Roof
NJADRE1559097089 | Administratively Determined Incentive Program | WOODBRIDGE TOWNSHIP | 7067 | 7.54 | Residential | Behind the Meter | No | GAF Energy | PSE&G |  | Accepted | 2025-01-28 | 2025-02-07 | 2026-02-07 | Solar Panels | GAF Energy | TLS-1 |  | 0.046 | 44 | 317 | 45 |  | Fixed | Roof
NJADRE1559097089 | Administratively Determined Incentive Program | WOODBRIDGE TOWNSHIP | 7067 | 7.54 | Residential | Behind the Meter | No | GAF Energy | PSE&G |  | Accepted | 2025-01-28 | 2025-02-07 | 2026-02-07 | Solar Panels | GAF Energy | TLS-1 |  | 0.046 | 54 | 137 | 45 |  | Fixed | Roof
NJADRE1559097089 | Administratively Determined Incentive Program | WOODBRIDGE TOWNSHIP | 7067 | 7.54 | Residential | Behind the Meter | No | GAF Energy | PSE&G |  | Accepted | 2025-01-28 | 2025-02-07 | 2026-02-07 | Inverters | Delta Electronics | M10-4-TL-US | 10000 |  | 1 |  |  | 0.975 |  | Outdoor
NJADRE1559097107 | Administratively Determined Incentive Program | JACKSON | 8527 | 6.23 | Residential | Behind the Meter | No | Ecological Systems, LLC | JCP&L |  | Accepted | 2025-01-28 | 2025-02-07 | 2026-02-07 | Inverters | Solar Edge | SE5000 | 5000 |  | 1 |  |  | 0.99 |  | Outside | Roof Top
NJADRE1559097107 | Administratively Determined Incentive Program | JACKSON | 8527 | 6.23 | Residential | Behind the Meter | No | Ecological Systems, LLC | JCP&L |  | Accepted | 2025-01-28 | 2025-02-07 | 2026-02-07 | Solar Panels | Bluesun | BSM415 |  | 0.415 | 15 | 180 | 25 |  | Fixed | Roof | Roof Top
NJADRE1559097107 | Administratively Determined Incentive Program | JACKSON | 8527 | 6.23 | Residential | Behind the Meter | No | Ecological Systems, LLC | JCP&L |  | Accepted | 2025-01-28 | 2025-02-07 | 2026-02-07 | Meters | Solar Edge | Solar Edge | 5000 |  | 1 |  |  |  | Yes | Outdoor
NJADRE1559097115 | Administratively Determined Incentive Program | Stafford Township | 8050 | 9.43 | Residential | Behind the Meter | Yes | Trinity Solar, LLC | AC Electric |  | Accepted | 2025-01-28 | 2025-02-10 | 2026-02-10 | Inverters | TESLA | 1707000-xx-y | 11500 |  | 2 |  |  | 0.97 |  | Outside
NJADRE1559097115 | Administratively Determined Incentive Program | Stafford Township | 8050 | 9.43 | Residential | Behind the Meter | Yes | Trinity Solar, LLC | AC Electric |  | Accepted | 2025-01-28 | 2025-02-10 | 2026-02-10 | Solar Panels | HANWHA | Q.PEAK DUO BLK ML-G10+ 410 |  | 0.41 | 4 | 116 | 37 |  | Fixed | Roof
NJADRE1559097115 | Administratively Determined Incentive Program | Stafford Township | 8050 | 9.43 | Residential | Behind the Meter | Yes | Trinity Solar, LLC | AC Electric |  | Accepted | 2025-01-28 | 2025-02-10 | 2026-02-10 | Solar Panels | HANWHA | Q.PEAK DUO BLK ML-G10+ 410 |  | 0.41 | 8 | 26 | 30 |  | Fixed | Roof
NJADRE1559097115 | Administratively Determined Incentive Program | Stafford Township | 8050 | 9.43 | Residential | Behind the Meter | Yes | Trinity Solar, LLC | AC Electric |  | Accepted | 2025-01-28 | 2025-02-10 | 2026-02-10 | Solar Panels | HANWHA | Q.PEAK DUO BLK ML-G10+ 410 |  | 0.41 | 7 | 296 | 36 |  | Fixed | Roof
NJADRE1559097115 | Administratively Determined Incentive Program | Stafford Township | 8050 | 9.43 | Residential | Behind the Meter | Yes | Trinity Solar, LLC | AC Electric |  | Accepted | 2025-01-28 | 2025-02-10 | 2026-02-10 | Solar Panels | HANWHA | Q.PEAK DUO BLK ML-G10+ 410 |  | 0.41 | 4 | 296 | 37 |  | Fixed | Roof
NJADRE1559097115 | Administratively Determined Incentive Program | Stafford Township | 8050 | 9.43 | Residential | Behind the Meter | Yes | Trinity Solar, LLC | AC Electric |  | Accepted | 2025-01-28 | 2025-02-10 | 2026-02-10 | Electric Storage Battery | TESLA | 1707000-xx-y |  |  | 2 |  |  |  | Lithium Ion |  | Outdoors
NJADRE1559097123 | Administratively Determined Incentive Program | BARNEGAT LIGHT | 8006 | 11.48 | Residential | Behind the Meter | Yes | Trinity Solar, LLC | AC Electric |  | Accepted | 2025-01-28 | 2025-02-07 | 2026-02-07 | Solar Panels | HANWHA | (Q.PEAK DUO BLK ML-G10+ 410) |  | 0.41 | 17 | 115 | 30 |  | Fixed | Roof
NJADRE1559097123 | Administratively Determined Incentive Program | BARNEGAT LIGHT | 8006 | 11.48 | Residential | Behind the Meter | Yes | Trinity Solar, LLC | AC Electric |  | Accepted | 2025-01-28 | 2025-02-07 | 2026-02-07 | Solar Panels | HANWHA | (Q.PEAK DUO BLK ML-G10+ 410) |  | 0.41 | 11 | 295 | 30 |  | Fixed | Roof
NJADRE1559097123 | Administratively Determined Incentive Program | BARNEGAT LIGHT | 8006 | 11.48 | Residential | Behind the Meter | Yes | Trinity Solar, LLC | AC Electric |  | Accepted | 2025-01-28 | 2025-02-07 | 2026-02-07 | Inverters | Solar Edge | USE10000H-USMNBL75 | 10000 |  | 1 |  |  | 0.97 |  | Outdoor
NJADRE1559097124 | Administratively Determined Incentive Program | NEWARK | 7112 | 8.5 | Residential | Behind the Meter | Yes | Power Energy Solutions, LLC | PSE&G |  | Accepted | 2025-01-28 | 2025-02-07 | 2026-02-07 | Inverters | SolarEdge | SE6000H-US | 6 |  | 1 |  |  | 0.97 |  | Outdoor
NJADRE1559097124 | Administratively Determined Incentive Program | NEWARK | 7112 | 8.5 | Residential | Behind the Meter | Yes | Power Energy Solutions, LLC | PSE&G |  | Accepted | 2025-01-28 | 2025-02-07 | 2026-02-07 | Solar Panels | Trina Solar | TSM-425NE09RC.05 |  | 0.425 | 10 | 216 | 38 |  | Fixed | Roof
NJADRE1559097124 | Administratively Determined Incentive Program | NEWARK | 7112 | 8.5 | Residential | Behind the Meter | Yes | Power Energy Solutions, LLC | PSE&G |  | Accepted | 2025-01-28 | 2025-02-07 | 2026-02-07 | Solar Panels | Trina Solar | TSM-425NE09RC.05 |  | 0.425 | 10 | 36 | 38 |  | Fixed | Roof
NJADRE1559097682 | Administratively Determined Incentive Program | Lakewood | 8701 | 8.3 | Residential | Behind the Meter | Yes | SunPurity, LLC | JCP&L |  | Accepted | 2025-01-28 | 2025-02-10 | 2026-02-10 | Solar Panels | Hanwha Q.Cells | Q.PEAK DUO BLK ML-G10+ 415W |  | 0.415 | 9 | 98 | 30 |  | Fixed | Roof
NJADRE1559097682 | Administratively Determined Incentive Program | Lakewood | 8701 | 8.3 | Residential | Behind the Meter | Yes | SunPurity, LLC | JCP&L |  | Accepted | 2025-01-28 | 2025-02-10 | 2026-02-10 | Solar Panels | Hanwha Q.Cells | Q.PEAK DUO BLK-ML-G10+ 415W |  | 0.415 | 11 | 278 | 30 |  | Fixed | Roof
NJADRE1559097682 | Administratively Determined Incentive Program | Lakewood | 8701 | 8.3 | Residential | Behind the Meter | Yes | SunPurity, LLC | JCP&L |  | Accepted | 2025-01-28 | 2025-02-10 | 2026-02-10 | Meters | Solaredge | SE7600H-US |  |  | 1 |  |  |  | Yes | Outdoor
NJADRE1559097682 | Administratively Determined Incentive Program | Lakewood | 8701 | 8.3 | Residential | Behind the Meter | Yes | SunPurity, LLC | JCP&L |  | Accepted | 2025-01-28 | 2025-02-10 | 2026-02-10 | Inverters | Solaredge | SE7600H-US | 7600 |  | 1 |  |  | 0.99 |  | Outdoor
NJADRE1559097736 | Administratively Determined Incentive Program | Woodbridge Twp | 8830 | 7.38 | Residential | Behind the Meter | Yes | Sunrun Installation Services, Inc. | PSE&G |  | Accepted | 2025-01-28 | 2025-02-07 | 2026-02-07 | Solar Panels | Hanwha Q Cells | Q.PEAK DUO BLK ML-G10+ 410 |  | 0.41 | 10 | 302 | 36 |  | Fixed | Roof
NJADRE1559097736 | Administratively Determined Incentive Program | Woodbridge Twp | 8830 | 7.38 | Residential | Behind the Meter | Yes | Sunrun Installation Services, Inc. | PSE&G |  | Accepted | 2025-01-28 | 2025-02-07 | 2026-02-07 | Inverters | SolarEdge Technologies | SE5700H-USMN | 5760 |  | 1 |  |  | 0.99 |  | Outdoor
NJADRE1559097736 | Administratively Determined Incentive Program | Woodbridge Twp | 8830 | 7.38 | Residential | Behind the Meter | Yes | Sunrun Installation Services, Inc. | PSE&G |  | Accepted | 2025-01-28 | 2025-02-07 | 2026-02-07 | Solar Panels | Hanwha Q Cells | Q.PEAK DUO BLK ML-G10+ 410 |  | 0.41 | 8 | 122 | 37 |  | Fixed | Roof
NJADRE1559097755 | Administratively Determined Incentive Program | Lakewood | 8701 | 226.2 | Commercial | Behind the Meter | No | Freedom Solar, LLC | JCP&L |  | Accepted | 2025-02-03 | 2025-02-18 | 2026-02-18 | Solar Panels | SUNPOWER | SPR-P19-390-COM |  | 0.39 | 290 | 99 | 8 |  | Fixed | Roof
NJADRE1559097755 | Administratively Determined Incentive Program | Lakewood | 8701 | 226.2 | Commercial | Behind the Meter | No | Freedom Solar, LLC | JCP&L |  | Accepted | 2025-02-03 | 2025-02-18 | 2026-02-18 | Inverters | SolarEdge Technologies | SE50KUS (120/280V, 3PH) | 50000 |  | 4 |  |  | 0.985 |  | Outdoor
NJADRE1559097755 | Administratively Determined Incentive Program | Lakewood | 8701 | 226.2 | Commercial | Behind the Meter | No | Freedom Solar, LLC | JCP&L |  | Accepted | 2025-02-03 | 2025-02-18 | 2026-02-18 | Solar Panels | SUNPOWER | SPR-P19-390-COM |  | 0.39 | 290 | 279 | 8 |  | Fixed | Roof
NJADRE1559097755 | Administratively Determined Incentive Program | Lakewood | 8701 | 226.2 | Commercial | Behind the Meter | No | Freedom Solar, LLC | JCP&L |  | Accepted | 2025-02-03 | 2025-02-18 | 2026-02-18 | Meters | eGauge Systems | EG4115 |  |  | 1 |  |  |  | Yes | Outdoor
NJADRE1559098319 | Administratively Determined Incentive Program | EGG HARBOR TOWNSHIP | 8234 | 15.73 | Residential | Behind the Meter | Yes | Team Sunshine Contruction, LLC | AC Electric |  | Accepted | 2025-01-30 | 2025-02-12 | 2026-02-12 | Solar Panels | JINKO SOLAR | JKM425N-54HL4-B |  | 0.425 | 7 | 291 | 33 |  | Fixed | Roof
NJADRE1559098319 | Administratively Determined Incentive Program | EGG HARBOR TOWNSHIP | 8234 | 15.73 | Residential | Behind the Meter | Yes | Team Sunshine Contruction, LLC | AC Electric |  | Accepted | 2025-01-30 | 2025-02-12 | 2026-02-12 | Inverters | SOLAREDGE | SE10000H-US | 10 |  | 1 |  |  | 0.992 |  | Outdoor
NJADRE1559098319 | Administratively Determined Incentive Program | EGG HARBOR TOWNSHIP | 8234 | 15.73 | Residential | Behind the Meter | Yes | Team Sunshine Contruction, LLC | AC Electric |  | Accepted | 2025-01-30 | 2025-02-12 | 2026-02-12 | Solar Panels | JINKO SOLAR | JKM425N-54HL4-B |  | 0.425 | 15 | 111 | 35 |  | Fixed | Roof
NJADRE1559098319 | Administratively Determined Incentive Program | EGG HARBOR TOWNSHIP | 8234 | 15.73 | Residential | Behind the Meter | Yes | Team Sunshine Contruction, LLC | AC Electric |  | Accepted | 2025-01-30 | 2025-02-12 | 2026-02-12 | Solar Panels | JINKO SOLAR | JKM425N-54HL4-B |  | 0.425 | 3 | 291 | 21 |  | Fixed | Roof
NJADRE1559098319 | Administratively Determined Incentive Program | EGG HARBOR TOWNSHIP | 8234 | 15.73 | Residential | Behind the Meter | Yes | Team Sunshine Contruction, LLC | AC Electric |  | Accepted | 2025-01-30 | 2025-02-12 | 2026-02-12 | Solar Panels | JINKO SOLAR | JKM425N-54HL4-B |  | 0.425 | 12 | 291 | 35 |  | Fixed | Roof
NJADRE1559098319 | Administratively Determined Incentive Program | EGG HARBOR TOWNSHIP | 8234 | 15.73 | Residential | Behind the Meter | Yes | Team Sunshine Contruction, LLC | AC Electric |  | Accepted | 2025-01-30 | 2025-02-12 | 2026-02-12 | Meters | SOLAREDGE | SE-RGMTR-1D-240C-B |  |  | 1 |  |  |  | Yes | Outdoor
NJADRE1559099811 | Administratively Determined Incentive Program | EGG HARBOR | 8234 | 8.61 | Residential | Behind the Meter | Yes | Whitman Construction LLC | AC Electric |  | Accepted | 2025-01-29 | 2025-02-07 | 2026-02-07 | Inverters | ENPHASE | IQ8PLUS-72-2-US | 290 |  | 21 |  |  | 0.975 |  | Outdoor
NJADRE1559099811 | Administratively Determined Incentive Program | EGG HARBOR | 8234 | 8.61 | Residential | Behind the Meter | Yes | Whitman Construction LLC | AC Electric |  | Accepted | 2025-01-29 | 2025-02-07 | 2026-02-07 | Solar Panels | Trina Solar | TSM-410NE09RC.05 |  | 0.41 | 12 | 30 | 9 |  | Fixed | Roof
NJADRE1559099811 | Administratively Determined Incentive Program | EGG HARBOR | 8234 | 8.61 | Residential | Behind the Meter | Yes | Whitman Construction LLC | AC Electric |  | Accepted | 2025-01-29 | 2025-02-07 | 2026-02-07 | Solar Panels | Trina Solar | TSM-410NE09RC.05 |  | 0.41 | 9 | 210 | 9 |  | Fixed | Roof
NJADRE1559099835 | Administratively Determined Incentive Program | Maplewood | 7040 | 4.25 | Residential | Behind the Meter | Yes | Power Energy Solutions, LLC | PSE&G |  | Accepted | 2025-01-29 | 2025-02-10 | 2026-02-10 | Inverters | SolarEdge | SE3800H-US | 4 |  | 1 |  |  | 0.97 |  | Outdoor
NJADRE1559099835 | Administratively Determined Incentive Program | Maplewood | 7040 | 4.25 | Residential | Behind the Meter | Yes | Power Energy Solutions, LLC | PSE&G |  | Accepted | 2025-01-29 | 2025-02-10 | 2026-02-10 | Solar Panels | Trina Solar | TSM-425NE09RC.05 |  | 0.425 | 2 | 52 | 33 |  | Fixed | Roof
NJADRE1559099835 | Administratively Determined Incentive Program | Maplewood | 7040 | 4.25 | Residential | Behind the Meter | Yes | Power Energy Solutions, LLC | PSE&G |  | Accepted | 2025-01-29 | 2025-02-10 | 2026-02-10 | Solar Panels | Trina Solar | TSM-425NE09RC.05 |  | 0.425 | 8 | 233 | 33 |  | Fixed | Roof
NJADRE1559099836 | Administratively Determined Incentive Program | Paterson | 7503 | 9.02 | Residential | Behind the Meter | Yes | Trinity Solar, LLC | PSE&G |  | Accepted | 2025-01-29 | 2025-02-10 | 2026-02-10 | Solar Panels | HANWHA | Q.PEAK DUO BLK ML-G10+ 410 |  | 0.41 | 5 | 217 | 8 |  | Fixed | Roof
NJADRE1559099836 | Administratively Determined Incentive Program | Paterson | 7503 | 9.02 | Residential | Behind the Meter | Yes | Trinity Solar, LLC | PSE&G |  | Accepted | 2025-01-29 | 2025-02-10 | 2026-02-10 | Inverters | Solar Edge | SE7600H-US | 7600 |  | 1 |  |  | 0.97 |  | Outside
NJADRE1559099836 | Administratively Determined Incentive Program | Paterson | 7503 | 9.02 | Residential | Behind the Meter | Yes | Trinity Solar, LLC | PSE&G |  | Accepted | 2025-01-29 | 2025-02-10 | 2026-02-10 | Solar Panels | HANWHA | Q.PEAK DUO BLK ML-G10+ 410 |  | 0.41 | 12 | 217 | 36 |  | Fixed | Roof
NJADRE1559099836 | Administratively Determined Incentive Program | Paterson | 7503 | 9.02 | Residential | Behind the Meter | Yes | Trinity Solar, LLC | PSE&G |  | Accepted | 2025-01-29 | 2025-02-10 | 2026-02-10 | Solar Panels | HANWHA | Q.PEAK DUO BLK ML-G10+ 410 |  | 0.41 | 5 | 37 | 36 |  | Fixed | Roof
NJADRE1559099852 | Administratively Determined Incentive Program | PATERSON | 7501 | 5.33 | Residential | Behind the Meter | Yes | Trinity Solar, LLC | PSE&G |  | Accepted | 2025-01-29 | 2025-02-10 | 2026-02-10 | Solar Panels | HANWHA | (Q.PEAK DUO BLK ML-G10+ 410) |  | 0.41 | 13 | 273 | 32 |  | Fixed | Roof
NJADRE1559099852 | Administratively Determined Incentive Program | PATERSON | 7501 | 5.33 | Residential | Behind the Meter | Yes | Trinity Solar, LLC | PSE&G |  | Accepted | 2025-01-29 | 2025-02-10 | 2026-02-10 | Inverters | Solar Edge | SE6000H-US | 6000 |  | 1 |  |  | 0.97 |  | Outdoor
NJADRE1559100571 | Administratively Determined Incentive Program | Pemberton | 8068 | 5.81 | Residential | Behind the Meter | Yes | SunnyMac, LLC | JCP&L |  | Accepted | 2025-01-29 | 2025-02-10 | 2026-02-10 | Inverters | SOLAREDGE HOME HUB | SE5700H-US | 5760 |  | 1 |  |  | 0.99 |  | Outdoor | next to meter
NJADRE1559100571 | Administratively Determined Incentive Program | Pemberton | 8068 | 5.81 | Residential | Behind the Meter | Yes | SunnyMac, LLC | JCP&L |  | Accepted | 2025-01-29 | 2025-02-10 | 2026-02-10 | Solar Panels | HANWHA | Q.PEAK DUO BLK ML-G10+ 415W |  | 0.415 | 8 | 191 | 24 |  | Fixed | Roof
NJADRE1559100571 | Administratively Determined Incentive Program | Pemberton | 8068 | 5.81 | Residential | Behind the Meter | Yes | SunnyMac, LLC | JCP&L |  | Accepted | 2025-01-29 | 2025-02-10 | 2026-02-10 | Solar Panels | HANWHA | Q.PEAK DUO BLK ML-G10+ 415W |  | 0.415 | 4 | 191 | 23 |  | Fixed | Roof
NJADRE1559100571 | Administratively Determined Incentive Program | Pemberton | 8068 | 5.81 | Residential | Behind the Meter | Yes | SunnyMac, LLC | JCP&L |  | Accepted | 2025-01-29 | 2025-02-10 | 2026-02-10 | Solar Panels | HANWHA | Q.PEAK DUO BLK ML-G10+ 415W |  | 0.415 | 2 | 11 | 23 |  | Fixed | Roof
NJADRE1559100617 | Administratively Determined Incentive Program | Spring Lake | 7762 | 13.94 | Residential | Behind the Meter | Yes | Trinity Solar, LLC | JCP&L |  | Accepted | 2025-01-29 | 2025-02-10 | 2026-02-10 | Solar Panels | HANWHA | (Q.PEAK DUO BLK ML-G10+ 410) |  | 0.41 | 16 | 104 | 39 |  | Fixed | Roof
NJADRE1559100617 | Administratively Determined Incentive Program | Spring Lake | 7762 | 13.94 | Residential | Behind the Meter | Yes | Trinity Solar, LLC | JCP&L |  | Accepted | 2025-01-29 | 2025-02-10 | 2026-02-10 | Electric Storage Battery | Tesla | Powerwall 3 (1707000-XX-Y) |  |  | 1 |  |  |  | Lithium Ion |  | outside
NJADRE1559100617 | Administratively Determined Incentive Program | Spring Lake | 7762 | 13.94 | Residential | Behind the Meter | Yes | Trinity Solar, LLC | JCP&L |  | Accepted | 2025-01-29 | 2025-02-10 | 2026-02-10 | Solar Panels | HANWHA | (Q.PEAK DUO BLK ML-G10+ 410) |  | 0.41 | 16 | 284 | 39 |  | Fixed | Roof
NJADRE1559100617 | Administratively Determined Incentive Program | Spring Lake | 7762 | 13.94 | Residential | Behind the Meter | Yes | Trinity Solar, LLC | JCP&L |  | Accepted | 2025-01-29 | 2025-02-10 | 2026-02-10 | Inverters | Tesla | Powerwall 3 (1707000-XX-Y) | 11500 |  | 1 |  |  | 0.97 |  | Outdoor
NJADRE1559100617 | Administratively Determined Incentive Program | Spring Lake | 7762 | 13.94 | Residential | Behind the Meter | Yes | Trinity Solar, LLC | JCP&L |  | Accepted | 2025-01-29 | 2025-02-10 | 2026-02-10 | Solar Panels | HANWHA | (Q.PEAK DUO BLK ML-G10+ 410) |  | 0.41 | 2 | 104 | 33 |  | Fixed | Roof
NJADRE1559100622 | Administratively Determined Incentive Program | SOUTHAMPTON | 8088 | 8.2 | Residential | Behind the Meter | Yes | Trinity Solar, LLC | PSE&G |  | Accepted | 2025-01-29 | 2025-02-10 | 2026-02-10 | Solar Panels | HANWHA | Q.PEAK DUO BLK ML-G10+ 410 |  | 0.41 | 9 | 273 | 11 |  | Fixed | Roof
NJADRE1559100622 | Administratively Determined Incentive Program | SOUTHAMPTON | 8088 | 8.2 | Residential | Behind the Meter | Yes | Trinity Solar, LLC | PSE&G |  | Accepted | 2025-01-29 | 2025-02-10 | 2026-02-10 | Solar Panels | HANWHA | Q.PEAK DUO BLK ML-G10+ 410 |  | 0.41 | 3 | 3 | 25 |  | Fixed | Roof
NJADRE1559100622 | Administratively Determined Incentive Program | SOUTHAMPTON | 8088 | 8.2 | Residential | Behind the Meter | Yes | Trinity Solar, LLC | PSE&G |  | Accepted | 2025-01-29 | 2025-02-10 | 2026-02-10 | Inverters | Solar Edge | SE7600H-US | 7600 |  | 1 |  |  | 0.97 |  | Outside
NJADRE1559100622 | Administratively Determined Incentive Program | SOUTHAMPTON | 8088 | 8.2 | Residential | Behind the Meter | Yes | Trinity Solar, LLC | PSE&G |  | Accepted | 2025-01-29 | 2025-02-10 | 2026-02-10 | Solar Panels | HANWHA | Q.PEAK DUO BLK ML-G10+ 410 |  | 0.41 | 6 | 273 | 25 |  | Fixed | Roof
NJADRE1559100622 | Administratively Determined Incentive Program | SOUTHAMPTON | 8088 | 8.2 | Residential | Behind the Meter | Yes | Trinity Solar, LLC | PSE&G |  | Accepted | 2025-01-29 | 2025-02-10 | 2026-02-10 | Solar Panels | HANWHA | Q.PEAK DUO BLK ML-G10+ 410 |  | 0.41 | 2 | 183 | 26 |  | Fixed | Roof
NJADRE1559100632 | Administratively Determined Incentive Program | Hillside | 7205 | 9.84 | Residential | Behind the Meter | Yes | Pro Custom Solar dba Momentum Solar | PSE&G |  | Accepted | 2025-01-29 | 2025-02-10 | 2026-02-10 | Solar Panels | HANWHA | Q.PEAK DUO BLK ML-G10+410 |  | 0.41 | 6 | 299 | 33 |  | Fixed | Roof
NJADRE1559100632 | Administratively Determined Incentive Program | Hillside | 7205 | 9.84 | Residential | Behind the Meter | Yes | Pro Custom Solar dba Momentum Solar | PSE&G |  | Accepted | 2025-01-29 | 2025-02-10 | 2026-02-10 | Inverters | ENPHASE | IQ8HC-72-M-DOM-US | 380 |  | 24 |  |  | 0.97 |  | Outdoor
NJADRE1559100632 | Administratively Determined Incentive Program | Hillside | 7205 | 9.84 | Residential | Behind the Meter | Yes | Pro Custom Solar dba Momentum Solar | PSE&G |  | Accepted | 2025-01-29 | 2025-02-10 | 2026-02-10 | Solar Panels | HANWHA | Q.PEAK DUO BLK ML-G10+410 |  | 0.41 | 18 | 123 | 22 |  | Fixed | Roof
NJADRE1559100710 | Administratively Determined Incentive Program | Franklin Lakes | 7417 | 29.88 | Residential | Behind the Meter | Yes | EMT Renewables, LLC | Orange Rockland Electric |  | Accepted | 2025-01-29 | 2025-02-10 | 2026-02-10 | Inverters | ENPHASE | IQ8+ | 290 |  | 39 |  |  | 0.98 |  | Other | UNDER EACH PANEL
NJADRE1559100710 | Administratively Determined Incentive Program | Franklin Lakes | 7417 | 29.88 | Residential | Behind the Meter | Yes | EMT Renewables, LLC | Orange Rockland Electric |  | Accepted | 2025-01-29 | 2025-02-10 | 2026-02-10 | Solar Panels | Q.CELLS | Q.PEAK DUO |  | 0.415 | 39 | 108 | 28 |  | Fixed | Roof
NJADRE1559100710 | Administratively Determined Incentive Program | Franklin Lakes | 7417 | 29.88 | Residential | Behind the Meter | Yes | EMT Renewables, LLC | Orange Rockland Electric |  | Accepted | 2025-01-29 | 2025-02-10 | 2026-02-10 | Solar Panels | Q.CELLS | Q.PEAK DUO |  | 0.415 | 12 | 108 | 28 |  | Fixed | Roof
NJADRE1559100710 | Administratively Determined Incentive Program | Franklin Lakes | 7417 | 29.88 | Residential | Behind the Meter | Yes | EMT Renewables, LLC | Orange Rockland Electric |  | Accepted | 2025-01-29 | 2025-02-10 | 2026-02-10 | Solar Panels | Q.CELLS | Q.PEAK DUO |  | 0.415 | 3 | 198 | 44 |  | Fixed | Roof
NJADRE1559100710 | Administratively Determined Incentive Program | Franklin Lakes | 7417 | 29.88 | Residential | Behind the Meter | Yes | EMT Renewables, LLC | Orange Rockland Electric |  | Accepted | 2025-01-29 | 2025-02-10 | 2026-02-10 | Solar Panels | Q.CELLS | Q.PEAK DUO |  | 0.415 | 6 | 109 | 15 |  | Fixed | Roof
NJADRE1559100710 | Administratively Determined Incentive Program | Franklin Lakes | 7417 | 29.88 | Residential | Behind the Meter | Yes | EMT Renewables, LLC | Orange Rockland Electric |  | Accepted | 2025-01-29 | 2025-02-10 | 2026-02-10 | Solar Panels | Q.CELLS | Q.PEAK DUO |  | 0.415 | 12 | 199 | 30 |  | Fixed | Roof
NJADRE1559100711 | Administratively Determined Incentive Program | Camden | 8104 | 6.4 | Residential | Behind the Meter | Yes | PosiGen Developer, LLC | PSE&G |  | Accepted | 2025-01-29 | 2025-02-10 | 2026-02-10 | Solar Panels | SilFab Solar | SIL-400 HC+ |  | 0.4 | 16 | 2 | 0 |  | Fixed | Roof
NJADRE1559100711 | Administratively Determined Incentive Program | Camden | 8104 | 6.4 | Residential | Behind the Meter | Yes | PosiGen Developer, LLC | PSE&G |  | Accepted | 2025-01-29 | 2025-02-10 | 2026-02-10 | Inverters | SolarEdge | SE6000H-US | 6000 |  | 1 |  |  | 0.99 |  | Outside | within ten feet of meter
NJADRE1559100734 | Administratively Determined Incentive Program | Brick | 8723 | 5.81 | Residential | Behind the Meter | No | EMT Renewables, LLC | JCP&L |  | Accepted | 2025-01-29 | 2025-02-10 | 2026-02-10 | Solar Panels | Q CELLS | Q PEAK DUO BLK |  | 0.415 | 4 | 273 | 12 |  | Fixed | Roof
NJADRE1559100734 | Administratively Determined Incentive Program | Brick | 8723 | 5.81 | Residential | Behind the Meter | No | EMT Renewables, LLC | JCP&L |  | Accepted | 2025-01-29 | 2025-02-10 | 2026-02-10 | Solar Panels | Q CELLS | Q PEAK DUO BLK |  | 0.415 | 2 | 93 | 11 |  | Fixed | Roof
NJADRE1559100734 | Administratively Determined Incentive Program | Brick | 8723 | 5.81 | Residential | Behind the Meter | No | EMT Renewables, LLC | JCP&L |  | Accepted | 2025-01-29 | 2025-02-10 | 2026-02-10 | Inverters | ENPHASE | IQ8+ | 290 |  | 14 |  |  | 0.98 |  | Other | UNDER EACH PANEL
NJADRE1559100734 | Administratively Determined Incentive Program | Brick | 8723 | 5.81 | Residential | Behind the Meter | No | EMT Renewables, LLC | JCP&L |  | Accepted | 2025-01-29 | 2025-02-10 | 2026-02-10 | Solar Panels | Q CELLS | Q PEAK DUO BLK |  | 0.415 | 8 | 183 | 34 |  | Fixed | Roof
NJADRE1559100743 | Administratively Determined Incentive Program | Runnemede | 8078 | 2.05 | Residential | Behind the Meter | Yes | EMT Renewables, LLC | PSE&G |  | Accepted | 2025-01-29 | 2025-02-10 | 2026-02-10 | Solar Panels | Q.CELLS | Q.PEAK DUO |  | 0.41 | 2 | 305 | 16 |  | Fixed | Roof
NJADRE1559100743 | Administratively Determined Incentive Program | Runnemede | 8078 | 2.05 | Residential | Behind the Meter | Yes | EMT Renewables, LLC | PSE&G |  | Accepted | 2025-01-29 | 2025-02-10 | 2026-02-10 | Solar Panels | Q.CELLS | Q.PEAK DUO |  | 0.41 | 1 | 307 | 29 |  | Fixed | Roof
NJADRE1559100743 | Administratively Determined Incentive Program | Runnemede | 8078 | 2.05 | Residential | Behind the Meter | Yes | EMT Renewables, LLC | PSE&G |  | Accepted | 2025-01-29 | 2025-02-10 | 2026-02-10 | Inverters | ENPHASE | IQ8+ | 290 |  | 5 |  |  | 0.98 |  | Other | UNDER EACH PANEL
NJADRE1559100743 | Administratively Determined Incentive Program | Runnemede | 8078 | 2.05 | Residential | Behind the Meter | Yes | EMT Renewables, LLC | PSE&G |  | Accepted | 2025-01-29 | 2025-02-10 | 2026-02-10 | Solar Panels | Q.CELLS | Q.PEAK DUO |  | 0.41 | 1 | 216 | 29 |  | Fixed | Roof
NJADRE1559100743 | Administratively Determined Incentive Program | Runnemede | 8078 | 2.05 | Residential | Behind the Meter | Yes | EMT Renewables, LLC | PSE&G |  | Accepted | 2025-01-29 | 2025-02-10 | 2026-02-10 | Solar Panels | Q.CELLS | Q.PEAK DUO |  | 0.41 | 1 | 126 | 11 |  | Fixed | Roof
NJADRE1559100747 | Administratively Determined Incentive Program | Vineland | 8360 | 13.28 | Residential | Behind the Meter | Yes | Integrity Solar & Home Solutions, LLC | AC Electric |  | Accepted | 2025-01-29 | 2025-02-11 | 2026-02-11 | Solar Panels | Q CELLS | Q PEAK DUO |  | 0.415 | 7 | 273 | 25 |  | Fixed | Roof
NJADRE1559100747 | Administratively Determined Incentive Program | Vineland | 8360 | 13.28 | Residential | Behind the Meter | Yes | Integrity Solar & Home Solutions, LLC | AC Electric |  | Accepted | 2025-01-29 | 2025-02-11 | 2026-02-11 | Solar Panels | Q CELLS | Q PEAK DUO |  | 0.415 | 1 | 182 | 23 |  | Fixed | Roof
NJADRE1559100747 | Administratively Determined Incentive Program | Vineland | 8360 | 13.28 | Residential | Behind the Meter | Yes | Integrity Solar & Home Solutions, LLC | AC Electric |  | Accepted | 2025-01-29 | 2025-02-11 | 2026-02-11 | Solar Panels | Q CELLS | Q PEAK DUO |  | 0.415 | 4 | 273 | 25 |  | Fixed | Roof
NJADRE1559100747 | Administratively Determined Incentive Program | Vineland | 8360 | 13.28 | Residential | Behind the Meter | Yes | Integrity Solar & Home Solutions, LLC | AC Electric |  | Accepted | 2025-01-29 | 2025-02-11 | 2026-02-11 | Solar Panels | Q CELLS | Q PEAK DUO |  | 0.415 | 10 | 93 | 25 |  | Fixed | Roof
NJADRE1559100747 | Administratively Determined Incentive Program | Vineland | 8360 | 13.28 | Residential | Behind the Meter | Yes | Integrity Solar & Home Solutions, LLC | AC Electric |  | Accepted | 2025-01-29 | 2025-02-11 | 2026-02-11 | Solar Panels | Q CELLS | Q PEAK DUO |  | 0.415 | 7 | 2 | 23 |  | Fixed | Roof
NJADRE1559100747 | Administratively Determined Incentive Program | Vineland | 8360 | 13.28 | Residential | Behind the Meter | Yes | Integrity Solar & Home Solutions, LLC | AC Electric |  | Accepted | 2025-01-29 | 2025-02-11 | 2026-02-11 | Inverters | ENPHASE | IQ8+ | 290 |  | 32 |  |  | 0.98 |  | Other | UNDER EACH PANEL
NJADRE1559100747 | Administratively Determined Incentive Program | Vineland | 8360 | 13.28 | Residential | Behind the Meter | Yes | Integrity Solar & Home Solutions, LLC | AC Electric |  | Accepted | 2025-01-29 | 2025-02-11 | 2026-02-11 | Solar Panels | Q CELLS | Q PEAK DUO |  | 0.415 | 3 | 3 | 1 |  | Fixed | Roof
NJADRE1559100775 | Administratively Determined Incentive Program | Ewing | 8638 | 7.38 | Residential | Behind the Meter | Yes | EMT Renewables, LLC | PSE&G |  | Accepted | 2025-01-29 | 2025-02-11 | 2026-02-11 | Inverters | ENPHASE | IQ8+ | 290 |  | 18 |  |  | 0.98 |  | Other | UNDER EACH PANEL
NJADRE1559100775 | Administratively Determined Incentive Program | Ewing | 8638 | 7.38 | Residential | Behind the Meter | Yes | EMT Renewables, LLC | PSE&G |  | Accepted | 2025-01-29 | 2025-02-11 | 2026-02-11 | Solar Panels | TRINA | TSM-NE09RC.05 |  | 0.41 | 2 | 129 | 38 |  | Fixed | Roof
NJADRE1559100775 | Administratively Determined Incentive Program | Ewing | 8638 | 7.38 | Residential | Behind the Meter | Yes | EMT Renewables, LLC | PSE&G |  | Accepted | 2025-01-29 | 2025-02-11 | 2026-02-11 | Solar Panels | TRINA | TSM-NE09RC.05 |  | 0.41 | 4 | 309 | 8 |  | Fixed | Roof
NJADRE1559100775 | Administratively Determined Incentive Program | Ewing | 8638 | 7.38 | Residential | Behind the Meter | Yes | EMT Renewables, LLC | PSE&G |  | Accepted | 2025-01-29 | 2025-02-11 | 2026-02-11 | Solar Panels | TRINA | TSM-NE09RC.05 |  | 0.41 | 12 | 129 | 30 |  | Fixed | Roof
NJADRE1559100850 | Administratively Determined Incentive Program | Absecon | 8201 | 6.97 | Residential | Behind the Meter | Yes | Sunrun Installation Services, Inc. | AC Electric |  | Accepted | 2025-01-29 | 2025-02-10 | 2026-02-10 | Inverters | SOLAREDGE TECHNOLOGIES | SE5700H-USMN | 5760 |  | 1 |  |  | 0.99 |  | Outside
NJADRE1559100850 | Administratively Determined Incentive Program | Absecon | 8201 | 6.97 | Residential | Behind the Meter | Yes | Sunrun Installation Services, Inc. | AC Electric |  | Accepted | 2025-01-29 | 2025-02-10 | 2026-02-10 | Solar Panels | Hanwha Q-Cells | Q.PEAK DUO BLK ML-G10+ 410 |  | 0.41 | 17 | 194 | 23 |  | Fixed | Roof
NJADRE1559100913 | Administratively Determined Incentive Program | Hillside | 7205 | 11.38 | Residential | Behind the Meter | Yes | Seapoint Solar Energy, LLC | PSE&G |  | Accepted | 2025-02-13 | 2025-03-03 | 2026-03-03 | Inverters | Enphase | IQ8PLUS-72-M-US | 290 |  | 25 |  |  | 0.97 |  | Outdoor
NJADRE1559100913 | Administratively Determined Incentive Program | Hillside | 7205 | 11.38 | Residential | Behind the Meter | Yes | Seapoint Solar Energy, LLC | PSE&G |  | Accepted | 2025-02-13 | 2025-03-03 | 2026-03-03 | Solar Panels | CANADIAN SOLAR | TOPHIKU6 CS6.1-54TM-455H |  | 0.455 | 25 | 37 | 32 |  | Fixed | Roof
NJADRE1559100959 | Administratively Determined Incentive Program | Piscataway | 8854 | 8.2 | Residential | Behind the Meter | Yes | Sunrun Installation Services, Inc. | PSE&G |  | Accepted | 2025-01-29 | 2025-02-11 | 2026-02-11 | Solar Panels | Hanwha Q Cells | Q.PEAK DUO BLK ML-G10+ 410 |  | 0.41 | 11 | 37 | 29 |  | Fixed | Roof
NJADRE1559100959 | Administratively Determined Incentive Program | Piscataway | 8854 | 8.2 | Residential | Behind the Meter | Yes | Sunrun Installation Services, Inc. | PSE&G |  | Accepted | 2025-01-29 | 2025-02-11 | 2026-02-11 | Inverters | SolarEdge Technologies | SE5700H-USMN | 5760 |  | 1 |  |  | 0.99 |  | Outdoor
NJADRE1559100959 | Administratively Determined Incentive Program | Piscataway | 8854 | 8.2 | Residential | Behind the Meter | Yes | Sunrun Installation Services, Inc. | PSE&G |  | Accepted | 2025-01-29 | 2025-02-11 | 2026-02-11 | Solar Panels | Hanwha Q Cells | Q.PEAK DUO BLK ML-G10+ 410 |  | 0.41 | 6 | 307 | 20 |  | Fixed | Roof
NJADRE1559100959 | Administratively Determined Incentive Program | Piscataway | 8854 | 8.2 | Residential | Behind the Meter | Yes | Sunrun Installation Services, Inc. | PSE&G |  | Accepted | 2025-01-29 | 2025-02-11 | 2026-02-11 | Solar Panels | Hanwha Q Cells | Q.PEAK DUO BLK ML-G10+ 410 |  | 0.41 | 3 | 217 | 29 |  | Fixed | Roof
NJADRE1559100971 | Administratively Determined Incentive Program | Pennsauken | 8109 | 8.61 | Residential | Behind the Meter | Yes | Sunrun Installation Services, Inc. | PSE&G |  | Accepted | 2025-01-29 | 2025-02-10 | 2026-02-10 | Solar Panels | Hanwha Q-Cells | Q.PEAK DUO BLK ML-G10+ 410 |  | 0.41 | 8 | 148 | 24 |  | Fixed | Roof
NJADRE1559100971 | Administratively Determined Incentive Program | Pennsauken | 8109 | 8.61 | Residential | Behind the Meter | Yes | Sunrun Installation Services, Inc. | PSE&G |  | Accepted | 2025-01-29 | 2025-02-10 | 2026-02-10 | Solar Panels | Hanwha Q-Cells | Q.PEAK DUO BLK ML-G10+ 410 |  | 0.41 | 8 | 328 | 25 |  | Fixed | Roof
NJADRE1559100971 | Administratively Determined Incentive Program | Pennsauken | 8109 | 8.61 | Residential | Behind the Meter | Yes | Sunrun Installation Services, Inc. | PSE&G |  | Accepted | 2025-01-29 | 2025-02-10 | 2026-02-10 | Inverters | SOLAREDGE TECHNOLOGIES | SE5700H-USMN | 5760 |  | 1 |  |  | 0.99 |  | Outside
NJADRE1559100971 | Administratively Determined Incentive Program | Pennsauken | 8109 | 8.61 | Residential | Behind the Meter | Yes | Sunrun Installation Services, Inc. | PSE&G |  | Accepted | 2025-01-29 | 2025-02-10 | 2026-02-10 | Solar Panels | Hanwha Q-Cells | Q.PEAK DUO BLK ML-G10+ 410 |  | 0.41 | 5 | 148 | 11 |  | Fixed | Roof
NJADRE1559101026 | Administratively Determined Incentive Program | Hamburg | 7419 | 12.96 | Residential | Behind the Meter | Yes | Freedom Forever New Jersey, LLC | JCP&L |  | Accepted | 2025-01-29 | 2025-02-10 | 2026-02-10 | Solar Panels | Trina | TSM-405NE09RC.05 |  | 0.405 | 4 | 26 | 26 |  | Fixed | Roof
NJADRE1559101026 | Administratively Determined Incentive Program | Hamburg | 7419 | 12.96 | Residential | Behind the Meter | Yes | Freedom Forever New Jersey, LLC | JCP&L |  | Accepted | 2025-01-29 | 2025-02-10 | 2026-02-10 | Solar Panels | Trina | TSM-405NE09RC.05 |  | 0.405 | 9 | 206 | 26 |  | Fixed | Roof
NJADRE1559101026 | Administratively Determined Incentive Program | Hamburg | 7419 | 12.96 | Residential | Behind the Meter | Yes | Freedom Forever New Jersey, LLC | JCP&L |  | Accepted | 2025-01-29 | 2025-02-10 | 2026-02-10 | Solar Panels | Trina | TSM-405NE09RC.05 |  | 0.405 | 8 | 206 | 26 |  | Fixed | Roof
NJADRE1559101026 | Administratively Determined Incentive Program | Hamburg | 7419 | 12.96 | Residential | Behind the Meter | Yes | Freedom Forever New Jersey, LLC | JCP&L |  | Accepted | 2025-01-29 | 2025-02-10 | 2026-02-10 | Solar Panels | Trina | TSM-405NE09RC.05 |  | 0.405 | 1 | 206 | 26 |  | Fixed | Roof
NJADRE1559101026 | Administratively Determined Incentive Program | Hamburg | 7419 | 12.96 | Residential | Behind the Meter | Yes | Freedom Forever New Jersey, LLC | JCP&L |  | Accepted | 2025-01-29 | 2025-02-10 | 2026-02-10 | Solar Panels | Trina | TSM-405NE09RC.05 |  | 0.405 | 8 | 26 | 26 |  | Fixed | Roof
NJADRE1559101026 | Administratively Determined Incentive Program | Hamburg | 7419 | 12.96 | Residential | Behind the Meter | Yes | Freedom Forever New Jersey, LLC | JCP&L |  | Accepted | 2025-01-29 | 2025-02-10 | 2026-02-10 | Solar Panels | Trina | TSM-405NE09RC.05 |  | 0.405 | 2 | 207 | 28 |  | Fixed | Roof
NJADRE1559101026 | Administratively Determined Incentive Program | Hamburg | 7419 | 12.96 | Residential | Behind the Meter | Yes | Freedom Forever New Jersey, LLC | JCP&L |  | Accepted | 2025-01-29 | 2025-02-10 | 2026-02-10 | Inverters | Solar Edge | USE10000H-USMNBL75 | 10000 |  | 1 |  |  | 0.99 |  | Outside
NJADRE1559101044 | Administratively Determined Incentive Program | Mays Landing | 8330 | 11.48 | Residential | Behind the Meter | Yes | Trinity Solar, LLC | AC Electric |  | Accepted | 2025-01-29 | 2025-02-10 | 2026-02-10 | Solar Panels | HANWHA | Q.PEAK DUO BLK ML-G10+ 410 |  | 0.41 | 14 | 144 | 10 |  | Fixed | Roof
NJADRE1559101044 | Administratively Determined Incentive Program | Mays Landing | 8330 | 11.48 | Residential | Behind the Meter | Yes | Trinity Solar, LLC | AC Electric |  | Accepted | 2025-01-29 | 2025-02-10 | 2026-02-10 | Solar Panels | HANWHA | Q.PEAK DUO BLK ML-G10+ 410 |  | 0.41 | 8 | 146 | 23 |  | Fixed | Roof
NJADRE1559101044 | Administratively Determined Incentive Program | Mays Landing | 8330 | 11.48 | Residential | Behind the Meter | Yes | Trinity Solar, LLC | AC Electric |  | Accepted | 2025-01-29 | 2025-02-10 | 2026-02-10 | Solar Panels | HANWHA | Q.PEAK DUO BLK ML-G10+ 410 |  | 0.41 | 6 | 147 | 23 |  | Fixed | Roof
NJADRE1559101044 | Administratively Determined Incentive Program | Mays Landing | 8330 | 11.48 | Residential | Behind the Meter | Yes | Trinity Solar, LLC | AC Electric |  | Accepted | 2025-01-29 | 2025-02-10 | 2026-02-10 | Inverters | Solar Edge | USE10000H-USMNBL75 | 10000 |  | 1 |  |  | 0.97 |  | Outside
NJADRE1559101065 | Administratively Determined Incentive Program | Willingboro | 8046 | 6.4 | Residential | Behind the Meter | Yes | GenSun Roofing and Solar, LLC | PSE&G |  | Accepted | 2025-06-16 | 2025-07-15 | 2026-07-15 | Meters | Solar Edge | SE6000H - US |  |  | 1 |  |  |  | Yes | Outdoor
NJADRE1559101065 | Administratively Determined Incentive Program | Willingboro | 8046 | 6.4 | Residential | Behind the Meter | Yes | GenSun Roofing and Solar, LLC | PSE&G |  | Accepted | 2025-06-16 | 2025-07-15 | 2026-07-15 | Solar Panels | LONGI SOLAR | LR5-54HABB |  | 0.4 | 8 | 214 | 19 |  | Fixed | Roof
NJADRE1559101065 | Administratively Determined Incentive Program | Willingboro | 8046 | 6.4 | Residential | Behind the Meter | Yes | GenSun Roofing and Solar, LLC | PSE&G |  | Accepted | 2025-06-16 | 2025-07-15 | 2026-07-15 | Inverters | SOLAREDGE | SE6000H - US | 6000 |  | 1 |  |  | 0.9 |  | Outdoor
NJADRE1559101065 | Administratively Determined Incentive Program | Willingboro | 8046 | 6.4 | Residential | Behind the Meter | Yes | GenSun Roofing and Solar, LLC | PSE&G |  | Accepted | 2025-06-16 | 2025-07-15 | 2026-07-15 | Solar Panels | LONGI SOLAR | LR5-54HABB |  | 0.4 | 8 | 34 | 19 |  | Fixed | Roof
NJADRE1559101090 | Administratively Determined Incentive Program | Wayne | 7470 | 19.04 | Residential | Behind the Meter | Yes | Freedom Forever New Jersey, LLC | PSE&G |  | Accepted | 2025-01-29 | 2025-02-12 | 2026-02-12 | Inverters | Solar Edge | SE11400H-US | 11400 |  | 1 |  |  | 0.99 |  | Outside
NJADRE1559101090 | Administratively Determined Incentive Program | Wayne | 7470 | 19.04 | Residential | Behind the Meter | Yes | Freedom Forever New Jersey, LLC | PSE&G |  | Accepted | 2025-01-29 | 2025-02-12 | 2026-02-12 | Solar Panels | Trina | TSM-405NE09RC.05 |  | 0.405 | 15 | 259 | 20 |  | Fixed | Roof
NJADRE1559101090 | Administratively Determined Incentive Program | Wayne | 7470 | 19.04 | Residential | Behind the Meter | Yes | Freedom Forever New Jersey, LLC | PSE&G |  | Accepted | 2025-01-29 | 2025-02-12 | 2026-02-12 | Solar Panels | Trina | TSM-405NE09RC.05 |  | 0.405 | 9 | 79 | 22 |  | Fixed | Roof
NJADRE1559101090 | Administratively Determined Incentive Program | Wayne | 7470 | 19.04 | Residential | Behind the Meter | Yes | Freedom Forever New Jersey, LLC | PSE&G |  | Accepted | 2025-01-29 | 2025-02-12 | 2026-02-12 | Inverters | Solar Edge | USE3800H-USMNBL75) | 3800 |  | 1 |  |  | 0.99 |  | Outside
NJADRE1559101090 | Administratively Determined Incentive Program | Wayne | 7470 | 19.04 | Residential | Behind the Meter | Yes | Freedom Forever New Jersey, LLC | PSE&G |  | Accepted | 2025-01-29 | 2025-02-12 | 2026-02-12 | Solar Panels | Trina | TSM-405NE09RC.05 |  | 0.405 | 3 | 349 | 20 |  | Fixed | Roof
NJADRE1559101090 | Administratively Determined Incentive Program | Wayne | 7470 | 19.04 | Residential | Behind the Meter | Yes | Freedom Forever New Jersey, LLC | PSE&G |  | Accepted | 2025-01-29 | 2025-02-12 | 2026-02-12 | Solar Panels | Trina | TSM-405NE09RC.05 |  | 0.405 | 10 | 169 | 20 |  | Fixed | Roof
NJADRE1559101090 | Administratively Determined Incentive Program | Wayne | 7470 | 19.04 | Residential | Behind the Meter | Yes | Freedom Forever New Jersey, LLC | PSE&G |  | Accepted | 2025-01-29 | 2025-02-12 | 2026-02-12 | Solar Panels | Trina | TSM-405NE09RC.05 |  | 0.405 | 10 | 79 | 20 |  | Fixed | Roof
NJADRE1559101091 | Administratively Determined Incentive Program | Millville | 8332 | 13.76 | Residential | Behind the Meter | Yes | PosiGen Developer, LLC | AC Electric |  | Accepted | 2025-01-29 | 2025-02-10 | 2026-02-10 | Inverters | SOLAREDGE | SE5700H-US | 5700 |  | 2 |  |  | 0.99 |  | Outside | WITHIN TEN FEET OF METER
NJADRE1559101091 | Administratively Determined Incentive Program | Millville | 8332 | 13.76 | Residential | Behind the Meter | Yes | PosiGen Developer, LLC | AC Electric |  | Accepted | 2025-01-29 | 2025-02-10 | 2026-02-10 | Solar Panels | SILFAB | SIL430QD |  | 0.43 | 10 | 269 | 23 |  | Fixed | Roof
NJADRE1559101091 | Administratively Determined Incentive Program | Millville | 8332 | 13.76 | Residential | Behind the Meter | Yes | PosiGen Developer, LLC | AC Electric |  | Accepted | 2025-01-29 | 2025-02-10 | 2026-02-10 | Solar Panels | SILFAB | SIL430QD |  | 0.43 | 10 | 89 | 23 |  | Fixed | Roof
NJADRE1559101091 | Administratively Determined Incentive Program | Millville | 8332 | 13.76 | Residential | Behind the Meter | Yes | PosiGen Developer, LLC | AC Electric |  | Accepted | 2025-01-29 | 2025-02-10 | 2026-02-10 | Solar Panels | SILFAB | SIL430QD |  | 0.43 | 12 | 89 | 21 |  | Fixed | Roof
NJADRE1559101098 | Administratively Determined Incentive Program | Roselle | 7203 | 8.2 | Residential | Behind the Meter | Yes | Trinity Solar, LLC | PSE&G |  | Accepted | 2025-01-29 | 2025-02-10 | 2026-02-10 | Solar Panels | HANWHA | Q.PEAK DUO BLK ML-G10+ 410 |  | 0.41 | 8 | 169 | 30 |  | Fixed | Roof
NJADRE1559101098 | Administratively Determined Incentive Program | Roselle | 7203 | 8.2 | Residential | Behind the Meter | Yes | Trinity Solar, LLC | PSE&G |  | Accepted | 2025-01-29 | 2025-02-10 | 2026-02-10 | Inverters | TESLA | 1538000-XX-Y | 7600 |  | 1 |  |  | 0.97 |  | Outside
NJADRE1559101098 | Administratively Determined Incentive Program | Roselle | 7203 | 8.2 | Residential | Behind the Meter | Yes | Trinity Solar, LLC | PSE&G |  | Accepted | 2025-01-29 | 2025-02-10 | 2026-02-10 | Solar Panels | HANWHA | Q.PEAK DUO BLK ML-G10+ 410 |  | 0.41 | 6 | 79 | 30 |  | Fixed | Roof
NJADRE1559101098 | Administratively Determined Incentive Program | Roselle | 7203 | 8.2 | Residential | Behind the Meter | Yes | Trinity Solar, LLC | PSE&G |  | Accepted | 2025-01-29 | 2025-02-10 | 2026-02-10 | Solar Panels | HANWHA | Q.PEAK DUO BLK ML-G10+ 410 |  | 0.41 | 6 | 259 | 30 |  | Fixed | Roof
NJADRE1559101131 | Administratively Determined Incentive Program | TOMS RIVER | 8757 | 10.25 | Residential | Behind the Meter | Yes | Sunrun Installation Services, Inc. | JCP&L |  | Accepted | 2025-01-29 | 2025-02-10 | 2026-02-10 | Inverters | Tesla | Powerwall 3 1707000-xx-y | 11500 |  | 1 |  |  | 0.97 |  | Outdoor
NJADRE1559101131 | Administratively Determined Incentive Program | TOMS RIVER | 8757 | 10.25 | Residential | Behind the Meter | Yes | Sunrun Installation Services, Inc. | JCP&L |  | Accepted | 2025-01-29 | 2025-02-10 | 2026-02-10 | Electric Storage Battery | Tesla | Powerwall 3 1707000-xx-y |  |  | 1 |  |  |  | Lithium Ion |  | OUTSIDE
NJADRE1559101131 | Administratively Determined Incentive Program | TOMS RIVER | 8757 | 10.25 | Residential | Behind the Meter | Yes | Sunrun Installation Services, Inc. | JCP&L |  | Accepted | 2025-01-29 | 2025-02-10 | 2026-02-10 | Solar Panels | Hanwha Q Cells | Q.PEAK DUO BLK ML-G10+ 410 |  | 0.41 | 25 | 269 | 24 |  | Fixed | Roof
NJADRE1559101148 | Administratively Determined Incentive Program | Clark | 7066 | 10.25 | Residential | Behind the Meter | Yes | Sunrun Installation Services, Inc. | PSE&G |  | Accepted | 2025-01-29 | 2025-02-10 | 2026-02-10 | Solar Panels | HANWHA Q-CELLS | Q.PEAK DUO BLK ML-G10+ 410 |  | 0.41 | 9 | 114 | 33 |  | Fixed | Roof
NJADRE1559101148 | Administratively Determined Incentive Program | Clark | 7066 | 10.25 | Residential | Behind the Meter | Yes | Sunrun Installation Services, Inc. | PSE&G |  | Accepted | 2025-01-29 | 2025-02-10 | 2026-02-10 | Solar Panels | HANWHA Q-CELLS | Q.PEAK DUO BLK ML-G10+ 410 |  | 0.41 | 4 | 114 | 32 |  | Fixed | Roof
NJADRE1559101148 | Administratively Determined Incentive Program | Clark | 7066 | 10.25 | Residential | Behind the Meter | Yes | Sunrun Installation Services, Inc. | PSE&G |  | Accepted | 2025-01-29 | 2025-02-10 | 2026-02-10 | Inverters | SOLAREDGE TECHNOLOGIES | SE7600H-USMN | 7600 |  | 1 |  |  | 0.99 |  | Outdoor
NJADRE1559101148 | Administratively Determined Incentive Program | Clark | 7066 | 10.25 | Residential | Behind the Meter | Yes | Sunrun Installation Services, Inc. | PSE&G |  | Accepted | 2025-01-29 | 2025-02-10 | 2026-02-10 | Solar Panels | HANWHA Q-CELLS | Q.PEAK DUO BLK ML-G10+ 410 |  | 0.41 | 4 | 204 | 19 |  | Fixed | Roof
NJADRE1559101148 | Administratively Determined Incentive Program | Clark | 7066 | 10.25 | Residential | Behind the Meter | Yes | Sunrun Installation Services, Inc. | PSE&G |  | Accepted | 2025-01-29 | 2025-02-10 | 2026-02-10 | Solar Panels | HANWHA Q-CELLS | Q.PEAK DUO BLK ML-G10+ 410 |  | 0.41 | 2 | 294 | 34 |  | Fixed | Roof
NJADRE1559101148 | Administratively Determined Incentive Program | Clark | 7066 | 10.25 | Residential | Behind the Meter | Yes | Sunrun Installation Services, Inc. | PSE&G |  | Accepted | 2025-01-29 | 2025-02-10 | 2026-02-10 | Solar Panels | HANWHA Q-CELLS | Q.PEAK DUO BLK ML-G10+ 410 |  | 0.41 | 2 | 25 | 10 |  | Fixed | Roof
NJADRE1559101148 | Administratively Determined Incentive Program | Clark | 7066 | 10.25 | Residential | Behind the Meter | Yes | Sunrun Installation Services, Inc. | PSE&G |  | Accepted | 2025-01-29 | 2025-02-10 | 2026-02-10 | Solar Panels | HANWHA Q-CELLS | Q.PEAK DUO BLK ML-G10+ 410 |  | 0.41 | 4 | 294 | 34 |  | Fixed | Roof
NJADRE1559101185 | Administratively Determined Incentive Program | NEWARK | 7107 | 5.53 | Residential | Behind the Meter | Yes | Maier Solar Engineering dba Solar Me | PSE&G |  | Accepted | 2025-01-29 | 2025-02-11 | 2026-02-11 | Solar Panels | Trina | TSM-DE09R.05 425W |  | 0.425 | 13 | 201 | 23 |  | Fixed | Roof
NJADRE1559101185 | Administratively Determined Incentive Program | NEWARK | 7107 | 5.53 | Residential | Behind the Meter | Yes | Maier Solar Engineering dba Solar Me | PSE&G |  | Accepted | 2025-01-29 | 2025-02-11 | 2026-02-11 | Inverters | Enphase | IQ8A | 349 |  | 13 |  |  | 0.96 |  | Outdoor | Next to meter
NJADRE1559101260 | Administratively Determined Incentive Program | Berlin | 8009 | 6.97 | Residential | Behind the Meter | Yes | Sunrun Installation Services, Inc. | AC Electric |  | Accepted | 2025-01-29 | 2025-02-10 | 2026-02-10 | Solar Panels | Hanwha Q-Cells | Q.PEAK DUO BLK ML-G10+ 410 |  | 0.41 | 13 | 133 | 26 |  | Fixed | Roof
NJADRE1559101260 | Administratively Determined Incentive Program | Berlin | 8009 | 6.97 | Residential | Behind the Meter | Yes | Sunrun Installation Services, Inc. | AC Electric |  | Accepted | 2025-01-29 | 2025-02-10 | 2026-02-10 | Inverters | SolarEdge Technologies | SE5700H-USMN | 5760 |  | 1 |  |  | 0.99 |  | Outdoor | Next to meter
NJADRE1559101260 | Administratively Determined Incentive Program | Berlin | 8009 | 6.97 | Residential | Behind the Meter | Yes | Sunrun Installation Services, Inc. | AC Electric |  | Accepted | 2025-01-29 | 2025-02-10 | 2026-02-10 | Solar Panels | Hanwha Q-Cells | Q.PEAK DUO BLK ML-G10+ 410 |  | 0.41 | 4 | 315 | 26 |  | Fixed | Roof
NJADRE1559101440 | Administratively Determined Incentive Program | HILLSIDE | 7205 | 6.97 | Residential | Behind the Meter | Yes | Sunrun Installation Services, Inc. | PSE&G |  | Accepted | 2025-01-29 | 2025-02-11 | 2026-02-11 | Solar Panels | HANWHA Q-CELLS | Q.PEAK DUO BLK ML-G10+ 410 |  | 0.41 | 7 | 87 | 31 |  | Fixed | Roof
NJADRE1559101440 | Administratively Determined Incentive Program | HILLSIDE | 7205 | 6.97 | Residential | Behind the Meter | Yes | Sunrun Installation Services, Inc. | PSE&G |  | Accepted | 2025-01-29 | 2025-02-11 | 2026-02-11 | Solar Panels | HANWHA Q-CELLS | Q.PEAK DUO BLK ML-G10+ 410 |  | 0.41 | 10 | 266 | 31 |  | Fixed | Roof
NJADRE1559101440 | Administratively Determined Incentive Program | HILLSIDE | 7205 | 6.97 | Residential | Behind the Meter | Yes | Sunrun Installation Services, Inc. | PSE&G |  | Accepted | 2025-01-29 | 2025-02-11 | 2026-02-11 | Inverters | SOLAREDGE TECHNOLOGIES | SE5700H-USMN | 5760 |  | 1 |  |  | 0.99 |  | Outdoor
NJADRE1559101520 | Administratively Determined Incentive Program | BASKING RIDGE | 7920 | 22.83 | Residential | Behind the Meter | No | EMT Renewables, LLC | JCP&L |  | Accepted | 2025-01-29 | 2025-02-11 | 2026-02-11 | Solar Panels | Q CELLS | Q PEAK DUO BLK |  | 0.415 | 2 | 213 | 49 |  | Fixed | Roof
NJADRE1559101520 | Administratively Determined Incentive Program | BASKING RIDGE | 7920 | 22.83 | Residential | Behind the Meter | No | EMT Renewables, LLC | JCP&L |  | Accepted | 2025-01-29 | 2025-02-11 | 2026-02-11 | Inverters | ENPHASE | IQ8+ | 290 |  | 55 |  |  | 0.98 |  | Other | UNDER EACH PANEL
NJADRE1559101520 | Administratively Determined Incentive Program | BASKING RIDGE | 7920 | 22.83 | Residential | Behind the Meter | No | EMT Renewables, LLC | JCP&L |  | Accepted | 2025-01-29 | 2025-02-11 | 2026-02-11 | Solar Panels | Q CELLS | Q PEAK DUO BLK |  | 0.415 | 22 | 303 | 30 |  | Fixed | Roof
NJADRE1559101520 | Administratively Determined Incentive Program | BASKING RIDGE | 7920 | 22.83 | Residential | Behind the Meter | No | EMT Renewables, LLC | JCP&L |  | Accepted | 2025-01-29 | 2025-02-11 | 2026-02-11 | Solar Panels | Q CELLS | Q PEAK DUO BLK |  | 0.415 | 7 | 123 | 30 |  | Fixed | Roof
NJADRE1559101520 | Administratively Determined Incentive Program | BASKING RIDGE | 7920 | 22.83 | Residential | Behind the Meter | No | EMT Renewables, LLC | JCP&L |  | Accepted | 2025-01-29 | 2025-02-11 | 2026-02-11 | Solar Panels | Q CELLS | Q PEAK DUO BLK |  | 0.415 | 24 | 123 | 30 |  | Fixed | Roof
NJADRE1559101845 | Administratively Determined Incentive Program | BERLIN | 8009 | 9.43 | Residential | Behind the Meter | Yes | Trinity Solar, LLC | AC Electric |  | Accepted | 2025-01-29 | 2025-02-11 | 2026-02-11 | Inverters | Tesla (PV only) | 1538000-45-X | 7600 |  | 1 |  |  | 0.97 |  | Outside
NJADRE1559101845 | Administratively Determined Incentive Program | BERLIN | 8009 | 9.43 | Residential | Behind the Meter | Yes | Trinity Solar, LLC | AC Electric |  | Accepted | 2025-01-29 | 2025-02-11 | 2026-02-11 | Solar Panels | HANWHA | Q.PEAK DUO BLK ML-G10+ 410 |  | 0.41 | 23 | 207 | 27 |  | Fixed | Roof
NJADRE1559101866 | Administratively Determined Incentive Program | TRENTON | 8629 | 4.51 | Residential | Behind the Meter | Yes | EMT Renewables, LLC | PSE&G |  | Accepted | 2025-01-29 | 2025-02-11 | 2026-02-11 | Solar Panels | TRINA | TSM-NE09RC.05 |  | 0.41 | 2 | 320 | 36 |  | Fixed | Roof
NJADRE1559101866 | Administratively Determined Incentive Program | TRENTON | 8629 | 4.51 | Residential | Behind the Meter | Yes | EMT Renewables, LLC | PSE&G |  | Accepted | 2025-01-29 | 2025-02-11 | 2026-02-11 | Solar Panels | TRINA | TSM-NE09RC.05 |  | 0.41 | 3 | 50 | 8 |  | Fixed | Roof
NJADRE1559101866 | Administratively Determined Incentive Program | TRENTON | 8629 | 4.51 | Residential | Behind the Meter | Yes | EMT Renewables, LLC | PSE&G |  | Accepted | 2025-01-29 | 2025-02-11 | 2026-02-11 | Inverters | ENPHASE | IQ8+ | 290 |  | 11 |  |  | 0.98 |  | Other | UNDER EACH PANEL
NJADRE1559101866 | Administratively Determined Incentive Program | TRENTON | 8629 | 4.51 | Residential | Behind the Meter | Yes | EMT Renewables, LLC | PSE&G |  | Accepted | 2025-01-29 | 2025-02-11 | 2026-02-11 | Solar Panels | TRINA | TSM-NE09RC.05 |  | 0.41 | 4 | 230 | 9 |  | Fixed | Roof
NJADRE1559101866 | Administratively Determined Incentive Program | TRENTON | 8629 | 4.51 | Residential | Behind the Meter | Yes | EMT Renewables, LLC | PSE&G |  | Accepted | 2025-01-29 | 2025-02-11 | 2026-02-11 | Solar Panels | TRINA | TSM-NE09RC.05 |  | 0.41 | 2 | 140 | 36 |  | Fixed | Roof
NJADRE1559101900 | Administratively Determined Incentive Program | RAHWAY | 7065 | 10.25 | Residential | Behind the Meter | Yes | EMT Renewables, LLC | PSE&G |  | Accepted | 2025-01-29 | 2025-02-12 | 2026-02-12 | Inverters | ENPHASE | IQ8+ | 290 |  | 25 |  |  | 0.98 |  | Other | UNDER EACH PANEL
NJADRE1559101900 | Administratively Determined Incentive Program | RAHWAY | 7065 | 10.25 | Residential | Behind the Meter | Yes | EMT Renewables, LLC | PSE&G |  | Accepted | 2025-01-29 | 2025-02-12 | 2026-02-12 | Solar Panels | TRINA | TSM-NE09RC.05 |  | 0.41 | 6 | 193 | 20 |  | Fixed | Roof
NJADRE1559101900 | Administratively Determined Incentive Program | RAHWAY | 7065 | 10.25 | Residential | Behind the Meter | Yes | EMT Renewables, LLC | PSE&G |  | Accepted | 2025-01-29 | 2025-02-12 | 2026-02-12 | Solar Panels | TRINA | TSM-NE09RC.05 |  | 0.41 | 6 | 283 | 20 |  | Fixed | Roof
NJADRE1559101900 | Administratively Determined Incentive Program | RAHWAY | 7065 | 10.25 | Residential | Behind the Meter | Yes | EMT Renewables, LLC | PSE&G |  | Accepted | 2025-01-29 | 2025-02-12 | 2026-02-12 | Solar Panels | TRINA | TSM-NE09RC.05 |  | 0.41 | 7 | 13 | 20 |  | Fixed | Roof
NJADRE1559101900 | Administratively Determined Incentive Program | RAHWAY | 7065 | 10.25 | Residential | Behind the Meter | Yes | EMT Renewables, LLC | PSE&G |  | Accepted | 2025-01-29 | 2025-02-12 | 2026-02-12 | Solar Panels | TRINA | TSM-NE09RC.05 |  | 0.41 | 6 | 103 | 20 |  | Fixed | Roof
NJADRE1559102475 | Administratively Determined Incentive Program | LITTLE EGG HARBOR TWP | 8087 | 8.2 | Residential | Behind the Meter | Yes | Sunrun Installation Services, Inc. | AC Electric |  | Accepted | 2025-01-29 | 2025-02-11 | 2026-02-11 | Inverters | SolarEdge Technologies | SE5700H-USMN | 5760 |  | 1 |  |  | 0.99 |  | Outdoor
NJADRE1559102475 | Administratively Determined Incentive Program | LITTLE EGG HARBOR TWP | 8087 | 8.2 | Residential | Behind the Meter | Yes | Sunrun Installation Services, Inc. | AC Electric |  | Accepted | 2025-01-29 | 2025-02-11 | 2026-02-11 | Solar Panels | Hanwha Q Cells | Q.PEAK DUO BLK ML-G10+ 410 |  | 0.41 | 20 | 243 | 23 |  | Fixed | Roof
NJADRE1559104301 | Administratively Determined Incentive Program | MANAHAWKIN | 8050 | 3.28 | Residential | Behind the Meter | Yes | Sunrun Installation Services, Inc. | AC Electric |  | Accepted | 2025-01-30 | 2025-02-12 | 2026-02-12 | Inverters | SolarEdge Technologies | SE3800H-USMN | 3800 |  | 1 |  |  | 0.99 |  | Outdoor
NJADRE1559104301 | Administratively Determined Incentive Program | MANAHAWKIN | 8050 | 3.28 | Residential | Behind the Meter | Yes | Sunrun Installation Services, Inc. | AC Electric |  | Accepted | 2025-01-30 | 2025-02-12 | 2026-02-12 | Solar Panels | Hanwha Q Cells | Q.PEAK DUO BLK ML-G10+ 410 |  | 0.41 | 4 | 282 | 27 |  | Fixed | Roof
NJADRE1559104301 | Administratively Determined Incentive Program | MANAHAWKIN | 8050 | 3.28 | Residential | Behind the Meter | Yes | Sunrun Installation Services, Inc. | AC Electric |  | Accepted | 2025-01-30 | 2025-02-12 | 2026-02-12 | Solar Panels | Hanwha Q Cells | Q.PEAK DUO BLK ML-G10+ 410 |  | 0.41 | 4 | 102 | 26 |  | Fixed | Roof
NJADRE1559104303 | Administratively Determined Incentive Program | MAPLEWOOD | 7040 | 11.48 | Residential | Behind the Meter | Yes | Trinity Solar, LLC | PSE&G |  | Accepted | 2025-01-30 | 2025-02-11 | 2026-02-11 | Solar Panels | Hanwha | HANWHA 410 (Q.PEAK DUO BLK ML-G10+ 410) |  | 0.41 | 25 | 20 | 30 |  | Fixed | Roof
NJADRE1559104303 | Administratively Determined Incentive Program | MAPLEWOOD | 7040 | 11.48 | Residential | Behind the Meter | Yes | Trinity Solar, LLC | PSE&G |  | Accepted | 2025-01-30 | 2025-02-11 | 2026-02-11 | Inverters | Tesla | Tesla Powerwall 3 | 11500 |  | 2 |  |  | 0.97 |  | Outdoor
NJADRE1559104303 | Administratively Determined Incentive Program | MAPLEWOOD | 7040 | 11.48 | Residential | Behind the Meter | Yes | Trinity Solar, LLC | PSE&G |  | Accepted | 2025-01-30 | 2025-02-11 | 2026-02-11 | Solar Panels | Hanwha | HANWHA 410 (Q.PEAK DUO BLK ML-G10+ 410) |  | 0.41 | 3 | 290 | 18 |  | Fixed | Roof
NJADRE1559104303 | Administratively Determined Incentive Program | MAPLEWOOD | 7040 | 11.48 | Residential | Behind the Meter | Yes | Trinity Solar, LLC | PSE&G |  | Accepted | 2025-01-30 | 2025-02-11 | 2026-02-11 | Electric Storage Battery | Tesla | Tesla Powerwall 3 |  |  | 2 |  |  |  | Lithium Ion |  | outside
NJADRE1559104360 | Administratively Determined Incentive Program | GARFIELD | 7026 | 6.56 | Residential | Behind the Meter | Yes | Sunrun Installation Services, Inc. | PSE&G |  | Accepted | 2025-01-30 | 2025-02-13 | 2026-02-13 | Inverters | TESLA | POWERWALL 3 1707000-XX-Y | 11500 |  | 1 |  |  | 0.97 |  | Outside
NJADRE1559104360 | Administratively Determined Incentive Program | GARFIELD | 7026 | 6.56 | Residential | Behind the Meter | Yes | Sunrun Installation Services, Inc. | PSE&G |  | Accepted | 2025-01-30 | 2025-02-13 | 2026-02-13 | Solar Panels | Hanwha Q-Cells | Q.PEAK DUO BLK ML-G10+ 410 |  | 0.41 | 3 | 166 | 18 |  | Fixed | Roof
NJADRE1559104360 | Administratively Determined Incentive Program | GARFIELD | 7026 | 6.56 | Residential | Behind the Meter | Yes | Sunrun Installation Services, Inc. | PSE&G |  | Accepted | 2025-01-30 | 2025-02-13 | 2026-02-13 | Electric Storage Battery | TESLA | POWERWALL 3 1707000-XX-Y |  |  | 1 |  |  |  | Lithium Ion |  | Outside
NJADRE1559104360 | Administratively Determined Incentive Program | GARFIELD | 7026 | 6.56 | Residential | Behind the Meter | Yes | Sunrun Installation Services, Inc. | PSE&G |  | Accepted | 2025-01-30 | 2025-02-13 | 2026-02-13 | Solar Panels | Hanwha Q-Cells | Q.PEAK DUO BLK ML-G10+ 410 |  | 0.41 | 13 | 346 | 18 |  | Fixed | Roof
NJADRE1559104361 | Administratively Determined Incentive Program | Galloway | 8205 | 8.61 | Residential | Behind the Meter | Yes | Sunrun Installation Services, Inc. | AC Electric |  | Accepted | 2025-01-30 | 2025-02-12 | 2026-02-12 | Solar Panels | Hanwha Q-Cells | Q.PEAK DUO BLK ML-G10+ 410 |  | 0.41 | 4 | 210 | 17 |  | Fixed | Roof
NJADRE1559104361 | Administratively Determined Incentive Program | Galloway | 8205 | 8.61 | Residential | Behind the Meter | Yes | Sunrun Installation Services, Inc. | AC Electric |  | Accepted | 2025-01-30 | 2025-02-12 | 2026-02-12 | Solar Panels | Hanwha Q-Cells | Q.PEAK DUO BLK ML-G10+ 410 |  | 0.41 | 10 | 210 | 23 |  | Fixed | Roof
NJADRE1559104361 | Administratively Determined Incentive Program | Galloway | 8205 | 8.61 | Residential | Behind the Meter | Yes | Sunrun Installation Services, Inc. | AC Electric |  | Accepted | 2025-01-30 | 2025-02-12 | 2026-02-12 | Solar Panels | Hanwha Q-Cells | Q.PEAK DUO BLK ML-G10+ 410 |  | 0.41 | 5 | 210 | 17 |  | Fixed | Roof
NJADRE1559104361 | Administratively Determined Incentive Program | Galloway | 8205 | 8.61 | Residential | Behind the Meter | Yes | Sunrun Installation Services, Inc. | AC Electric |  | Accepted | 2025-01-30 | 2025-02-12 | 2026-02-12 | Inverters | SolarEdge Technologies | SE5700H-USMN | 5760 |  | 1 |  |  | 0.99 |  | Outdoor | Next to meter
NJADRE1559104361 | Administratively Determined Incentive Program | Galloway | 8205 | 8.61 | Residential | Behind the Meter | Yes | Sunrun Installation Services, Inc. | AC Electric |  | Accepted | 2025-01-30 | 2025-02-12 | 2026-02-12 | Solar Panels | Hanwha Q-Cells | Q.PEAK DUO BLK ML-G10+ 410 |  | 0.41 | 2 | 210 | 20 |  | Fixed | Roof
NJADRE1559104384 | Administratively Determined Incentive Program | Wood-Ridge Boro | 7075 | 4.1 | Residential | Behind the Meter | Yes | Sunrun Installation Services, Inc. | PSE&G |  | Accepted | 2025-01-30 | 2025-02-11 | 2026-02-11 | Inverters | Tesla | Powerwall 3 1707000-xx-y | 11500 |  | 1 |  |  | 0.97 |  | Outdoor
NJADRE1559104384 | Administratively Determined Incentive Program | Wood-Ridge Boro | 7075 | 4.1 | Residential | Behind the Meter | Yes | Sunrun Installation Services, Inc. | PSE&G |  | Accepted | 2025-01-30 | 2025-02-11 | 2026-02-11 | Electric Storage Battery | Tesla | Powerwall 3 1707000-xx-y |  |  | 1 |  |  |  | Lithium Ion |  | OUTSIDE
NJADRE1559104384 | Administratively Determined Incentive Program | Wood-Ridge Boro | 7075 | 4.1 | Residential | Behind the Meter | Yes | Sunrun Installation Services, Inc. | PSE&G |  | Accepted | 2025-01-30 | 2025-02-11 | 2026-02-11 | Solar Panels | Hanwha Q Cells | Q.PEAK DUO BLK ML-G10+ 410 |  | 0.41 | 3 | 127 | 41 |  | Fixed | Roof
NJADRE1559104384 | Administratively Determined Incentive Program | Wood-Ridge Boro | 7075 | 4.1 | Residential | Behind the Meter | Yes | Sunrun Installation Services, Inc. | PSE&G |  | Accepted | 2025-01-30 | 2025-02-11 | 2026-02-11 | Solar Panels | Hanwha Q Cells | Q.PEAK DUO BLK ML-G10+ 410 |  | 0.41 | 7 | 307 | 43 |  | Fixed | Roof
NJADRE1559104393 | Administratively Determined Incentive Program | Mays Landing | 8330 | 4.92 | Residential | Behind the Meter | Yes | Trinity Solar, LLC | AC Electric |  | Accepted | 2025-01-30 | 2025-02-12 | 2026-02-12 | Solar Panels | Hanwha | HANWHA 410 (Q.PEAK DUO BLK ML-G10+ 410) |  | 0.41 | 4 | 66 | 23 |  | Fixed | Roof
NJADRE1559104393 | Administratively Determined Incentive Program | Mays Landing | 8330 | 4.92 | Residential | Behind the Meter | Yes | Trinity Solar, LLC | AC Electric |  | Accepted | 2025-01-30 | 2025-02-12 | 2026-02-12 | Solar Panels | Hanwha | HANWHA 410 (Q.PEAK DUO BLK ML-G10+ 410) |  | 0.41 | 8 | 66 | 23 |  | Fixed | Roof
NJADRE1559104393 | Administratively Determined Incentive Program | Mays Landing | 8330 | 4.92 | Residential | Behind the Meter | Yes | Trinity Solar, LLC | AC Electric |  | Accepted | 2025-01-30 | 2025-02-12 | 2026-02-12 | Inverters | Tesla | (1538000-XX-Y) | 3800 |  | 1 |  |  | 0.97 |  | Outdoor
NJADRE1559104402 | Administratively Determined Incentive Program | Egg Harbor Township | 8234 | 12.04 | Residential | Behind the Meter | Yes | SunnyMac, LLC | AC Electric |  | Accepted | 2025-01-30 | 2025-02-12 | 2026-02-12 | Solar Panels | HANWHA | Q.PEAK DUO BLK ML-G10+ 415W |  | 0.415 | 15 | 278 | 23 |  | Fixed | Roof
NJADRE1559104402 | Administratively Determined Incentive Program | Egg Harbor Township | 8234 | 12.04 | Residential | Behind the Meter | Yes | SunnyMac, LLC | AC Electric |  | Accepted | 2025-01-30 | 2025-02-12 | 2026-02-12 | Solar Panels | HANWHA | Q.PEAK DUO BLK ML-G10+ 415W |  | 0.415 | 12 | 98 | 23 |  | Fixed | Roof
NJADRE1559104402 | Administratively Determined Incentive Program | Egg Harbor Township | 8234 | 12.04 | Residential | Behind the Meter | Yes | SunnyMac, LLC | AC Electric |  | Accepted | 2025-01-30 | 2025-02-12 | 2026-02-12 | Inverters | SOLAREDGE HOME HUB | SE 10000H-US | 10000 |  | 1 |  |  | 0.99 |  | Outdoor | next to meter
NJADRE1559104402 | Administratively Determined Incentive Program | Egg Harbor Township | 8234 | 12.04 | Residential | Behind the Meter | Yes | SunnyMac, LLC | AC Electric |  | Accepted | 2025-01-30 | 2025-02-12 | 2026-02-12 | Solar Panels | HANWHA | Q.PEAK DUO BLK ML-G10+ 415W |  | 0.415 | 2 | 97 | 22 |  | Fixed | Roof
NJADRE1559104412 | Administratively Determined Incentive Program | CHERRY HILL | 8002 | 10.25 | Residential | Behind the Meter | Yes | Pro Custom Solar dba Momentum Solar | PSE&G |  | Accepted | 2025-01-30 | 2025-02-12 | 2026-02-12 | Inverters | ENPHASE | IQ8HC-72-M-DOM-US | 380 |  | 25 |  |  | 0.97 |  | Outdoor
NJADRE1559104412 | Administratively Determined Incentive Program | CHERRY HILL | 8002 | 10.25 | Residential | Behind the Meter | Yes | Pro Custom Solar dba Momentum Solar | PSE&G |  | Accepted | 2025-01-30 | 2025-02-12 | 2026-02-12 | Solar Panels | HANWHA | Q.PEAK DUO BLK ML-G10+410 |  | 0.41 | 11 | 307 | 9 |  | Fixed | Roof
NJADRE1559104412 | Administratively Determined Incentive Program | CHERRY HILL | 8002 | 10.25 | Residential | Behind the Meter | Yes | Pro Custom Solar dba Momentum Solar | PSE&G |  | Accepted | 2025-01-30 | 2025-02-12 | 2026-02-12 | Solar Panels | HANWHA | Q.PEAK DUO BLK ML-G10+410 |  | 0.41 | 6 | 127 | 9 |  | Fixed | Roof
NJADRE1559104412 | Administratively Determined Incentive Program | CHERRY HILL | 8002 | 10.25 | Residential | Behind the Meter | Yes | Pro Custom Solar dba Momentum Solar | PSE&G |  | Accepted | 2025-01-30 | 2025-02-12 | 2026-02-12 | Solar Panels | HANWHA | Q.PEAK DUO BLK ML-G10+410 |  | 0.41 | 8 | 37 | 13 |  | Fixed | Roof
NJADRE1559104473 | Administratively Determined Incentive Program | East Orange | 7017 | 4.1 | Residential | Behind the Meter | Yes | Sunrun Installation Services, Inc. | PSE&G |  | Accepted | 2025-01-30 | 2025-02-13 | 2026-02-13 | Inverters | Tesla | Powerwall 3 1707000-xx-y | 11500 |  | 1 |  |  | 0.97 |  | Outdoor
NJADRE1559104473 | Administratively Determined Incentive Program | East Orange | 7017 | 4.1 | Residential | Behind the Meter | Yes | Sunrun Installation Services, Inc. | PSE&G |  | Accepted | 2025-01-30 | 2025-02-13 | 2026-02-13 | Solar Panels | Hanwha Q Cells | Q.PEAK DUO BLK ML-G10+ 410 |  | 0.41 | 4 | 112 | 26 |  | Fixed | Roof
NJADRE1559104473 | Administratively Determined Incentive Program | East Orange | 7017 | 4.1 | Residential | Behind the Meter | Yes | Sunrun Installation Services, Inc. | PSE&G |  | Accepted | 2025-01-30 | 2025-02-13 | 2026-02-13 | Solar Panels | Hanwha Q Cells | Q.PEAK DUO BLK ML-G10+ 410 |  | 0.41 | 6 | 202 | 26 |  | Fixed | Roof
NJADRE1559104473 | Administratively Determined Incentive Program | East Orange | 7017 | 4.1 | Residential | Behind the Meter | Yes | Sunrun Installation Services, Inc. | PSE&G |  | Accepted | 2025-01-30 | 2025-02-13 | 2026-02-13 | Electric Storage Battery | Tesla | Powerwall 3 1707000-xx-y |  |  | 1 |  |  |  | Lithium Ion |  | OUTSIDE
NJADRE1559104495 | Administratively Determined Incentive Program | Neptune | 7753 | 7.79 | Residential | Behind the Meter | Yes | Sunrun Installation Services, Inc. | JCP&L |  | Accepted | 2025-01-30 | 2025-02-12 | 2026-02-12 | Solar Panels | Hanwha Q-Cells | Q.PEAK DUO BLK ML-G10+ 410 |  | 0.41 | 10 | 176 | 42 |  | Fixed | Roof
NJADRE1559104495 | Administratively Determined Incentive Program | Neptune | 7753 | 7.79 | Residential | Behind the Meter | Yes | Sunrun Installation Services, Inc. | JCP&L |  | Accepted | 2025-01-30 | 2025-02-12 | 2026-02-12 | Inverters | SolarEdge Technologies | SE5700H-USMN | 5760 |  | 1 |  |  | 0.99 |  | Outdoor | Next to meter
NJADRE1559104495 | Administratively Determined Incentive Program | Neptune | 7753 | 7.79 | Residential | Behind the Meter | Yes | Sunrun Installation Services, Inc. | JCP&L |  | Accepted | 2025-01-30 | 2025-02-12 | 2026-02-12 | Solar Panels | Hanwha Q-Cells | Q.PEAK DUO BLK ML-G10+ 410 |  | 0.41 | 9 | 356 | 42 |  | Fixed | Roof
NJADRE1559105005 | Administratively Determined Incentive Program | Edison | 8820 | 4.25 | Residential | Behind the Meter | No | Sun Up Zero Down, LLC | PSE&G |  | Accepted | 2025-01-30 | 2025-02-12 | 2026-02-12 | Inverters | Enphase | IQ8PLUS-72-2-US | 290 |  | 10 |  |  | 0.976 |  | Outdoor
NJADRE1559105005 | Administratively Determined Incentive Program | Edison | 8820 | 4.25 | Residential | Behind the Meter | No | Sun Up Zero Down, LLC | PSE&G |  | Accepted | 2025-01-30 | 2025-02-12 | 2026-02-12 | Meters | Enphase | TBD |  |  | 1 |  |  |  | Yes | Outdoor
NJADRE1559105005 | Administratively Determined Incentive Program | Edison | 8820 | 4.25 | Residential | Behind the Meter | No | Sun Up Zero Down, LLC | PSE&G |  | Accepted | 2025-01-30 | 2025-02-12 | 2026-02-12 | Solar Panels | Trina | TSM-425-NE09RC.05 |  | 0.425 | 10 | 155 | 35 |  | Fixed | Roof
NJADRE1559105053 | Administratively Determined Incentive Program | Elizabeth | 7208 | 9.84 | Residential | Behind the Meter | Yes | Sunrun Installation Services, Inc. | PSE&G |  | Accepted | 2025-01-30 | 2025-02-12 | 2026-02-12 | Electric Storage Battery | TESLA | Powerwall 3 1707000-xx-y |  |  | 1 |  |  |  | Lithium Ion |  | OUTSIDE
NJADRE1559105053 | Administratively Determined Incentive Program | Elizabeth | 7208 | 9.84 | Residential | Behind the Meter | Yes | Sunrun Installation Services, Inc. | PSE&G |  | Accepted | 2025-01-30 | 2025-02-12 | 2026-02-12 | Inverters | TESLA | Powerwall 3 1707000-xx-y | 11500 |  | 1 |  |  | 0.97 |  | Outdoor | Next to meter
NJADRE1559105053 | Administratively Determined Incentive Program | Elizabeth | 7208 | 9.84 | Residential | Behind the Meter | Yes | Sunrun Installation Services, Inc. | PSE&G |  | Accepted | 2025-01-30 | 2025-02-12 | 2026-02-12 | Solar Panels | Hanwha Q-Cells | Q.PEAK DUO BLK ML-G10+ 410 |  | 0.41 | 20 | 244 | 40 |  | Fixed | Roof
NJADRE1559105053 | Administratively Determined Incentive Program | Elizabeth | 7208 | 9.84 | Residential | Behind the Meter | Yes | Sunrun Installation Services, Inc. | PSE&G |  | Accepted | 2025-01-30 | 2025-02-12 | 2026-02-12 | Solar Panels | Hanwha Q-Cells | Q.PEAK DUO BLK ML-G10+ 410 |  | 0.41 | 4 | 64 | 40 |  | Fixed | Roof
NJADRE1559105122 | Administratively Determined Incentive Program | Mays Landing | 8330 | 6.64 | Residential | Behind the Meter | Yes | SunPurity, LLC | AC Electric |  | Accepted | 2025-01-30 | 2025-02-12 | 2026-02-12 | Solar Panels | Hanwha Q.Cells | Q.PEAK DUO BLK-ML-G10+ 415W |  | 0.415 | 12 | 114 | 30 |  | Fixed | Roof
NJADRE1559105122 | Administratively Determined Incentive Program | Mays Landing | 8330 | 6.64 | Residential | Behind the Meter | Yes | SunPurity, LLC | AC Electric |  | Accepted | 2025-01-30 | 2025-02-12 | 2026-02-12 | Inverters | Solaredge | SE6000H-US | 6000 |  | 1 |  |  | 0.99 |  | Outdoor
NJADRE1559105122 | Administratively Determined Incentive Program | Mays Landing | 8330 | 6.64 | Residential | Behind the Meter | Yes | SunPurity, LLC | AC Electric |  | Accepted | 2025-01-30 | 2025-02-12 | 2026-02-12 | Solar Panels | Hanwha Q.Cells | Q.PEAK DUO BLK-ML-G10+ 415W |  | 0.415 | 4 | 204 | 30 |  | Fixed | Roof
NJADRE1559105122 | Administratively Determined Incentive Program | Mays Landing | 8330 | 6.64 | Residential | Behind the Meter | Yes | SunPurity, LLC | AC Electric |  | Accepted | 2025-01-30 | 2025-02-12 | 2026-02-12 | Meters | Solaredge | SE6000H-US |  |  | 1 |  |  |  | Yes | Outdoor
NJADRE1559105212 | Administratively Determined Incentive Program | Newark | 7103 | 4.08 | Residential | Behind the Meter | Yes | Vision Solar, LLC | PSE&G |  | Accepted | 2025-01-30 | 2025-03-19 | 2026-03-19 | Inverters | Enphase | IQ7-60-2-US | 240 |  | 12 |  |  | 0.97 |  | Outside
NJADRE1559105212 | Administratively Determined Incentive Program | Newark | 7103 | 4.08 | Residential | Behind the Meter | Yes | Vision Solar, LLC | PSE&G |  | Accepted | 2025-01-30 | 2025-03-19 | 2026-03-19 | Solar Panels | Hanwha | Q.PEAK DUO BLK G6+ 340 |  | 0.34 | 12 | 16 | 40 |  | Fixed | Roof
NJADRE1559105212 | Administratively Determined Incentive Program | Newark | 7103 | 4.08 | Residential | Behind the Meter | Yes | Vision Solar, LLC | PSE&G |  | Accepted | 2025-01-30 | 2025-03-19 | 2026-03-19 | Meters | Enphase | X-IQ-AM1-240-3 RGM |  |  | 1 |  |  |  | Yes | Outdoor
NJADRE1559105704 | Administratively Determined Incentive Program | Livingston Twp | 7039 | 16.81 | Residential | Behind the Meter | No | Sunrun Installation Services, Inc. | PSE&G |  | Accepted | 2025-01-30 | 2025-02-12 | 2026-02-12 | Electric Storage Battery | Tesla | Powerwall 3 1707000-xx-y |  |  | 1 |  |  |  | Lithium Ion |  | INSIDE
NJADRE1559105704 | Administratively Determined Incentive Program | Livingston Twp | 7039 | 16.81 | Residential | Behind the Meter | No | Sunrun Installation Services, Inc. | PSE&G |  | Accepted | 2025-01-30 | 2025-02-12 | 2026-02-12 | Solar Panels | Hanwha Q Cells | Q.PEAK DUO BLK ML-G10+ 410 |  | 0.41 | 3 | 187 | 32 |  | Fixed | Roof
NJADRE1559105704 | Administratively Determined Incentive Program | Livingston Twp | 7039 | 16.81 | Residential | Behind the Meter | No | Sunrun Installation Services, Inc. | PSE&G |  | Accepted | 2025-01-30 | 2025-02-12 | 2026-02-12 | Solar Panels | Hanwha Q Cells | Q.PEAK DUO BLK ML-G10+ 410 |  | 0.41 | 38 | 277 | 27 |  | Fixed | Roof
NJADRE1559105704 | Administratively Determined Incentive Program | Livingston Twp | 7039 | 16.81 | Residential | Behind the Meter | No | Sunrun Installation Services, Inc. | PSE&G |  | Accepted | 2025-01-30 | 2025-02-12 | 2026-02-12 | Inverters | Tesla | Powerwall 3 1707000-xx-y | 11500 |  | 1 |  |  | 0.97 |  | Indoor
NJADRE1559105716 | Administratively Determined Incentive Program | Mt Olive | 7836 | 10.66 | Residential | Behind the Meter | No | Trinity Solar, LLC | JCP&L |  | Accepted | 2025-01-30 | 2025-02-12 | 2026-02-12 | Inverters | TESLA | 1707000-xx-y | 11500 |  | 1 |  |  | 0.97 |  | Outside
NJADRE1559105716 | Administratively Determined Incentive Program | Mt Olive | 7836 | 10.66 | Residential | Behind the Meter | No | Trinity Solar, LLC | JCP&L |  | Accepted | 2025-01-30 | 2025-02-12 | 2026-02-12 | Solar Panels | HANWHA | Q.PEAK DUO BLK ML-G10+ 410 |  | 0.41 | 3 | 65 | 30 |  | Fixed | Roof
NJADRE1559105716 | Administratively Determined Incentive Program | Mt Olive | 7836 | 10.66 | Residential | Behind the Meter | No | Trinity Solar, LLC | JCP&L |  | Accepted | 2025-01-30 | 2025-02-12 | 2026-02-12 | Solar Panels | HANWHA | Q.PEAK DUO BLK ML-G10+ 410 |  | 0.41 | 7 | 155 | 30 |  | Fixed | Roof
NJADRE1559105716 | Administratively Determined Incentive Program | Mt Olive | 7836 | 10.66 | Residential | Behind the Meter | No | Trinity Solar, LLC | JCP&L |  | Accepted | 2025-01-30 | 2025-02-12 | 2026-02-12 | Solar Panels | HANWHA | Q.PEAK DUO BLK ML-G10+ 410 |  | 0.41 | 16 | 155 | 25 |  | Fixed | Roof
NJADRE1559105716 | Administratively Determined Incentive Program | Mt Olive | 7836 | 10.66 | Residential | Behind the Meter | No | Trinity Solar, LLC | JCP&L |  | Accepted | 2025-01-30 | 2025-02-12 | 2026-02-12 | Electric Storage Battery | TESLA | 1707000-xx-y |  |  | 2 |  |  |  | Lithium Ion |  | Outdoors
NJADRE1559105763 | Administratively Determined Incentive Program | Franklin Lakes | 7417 | 4.1 | Residential | Behind the Meter | Yes | Pro Custom Solar dba Momentum Solar | Orange Rockland Electric |  | Accepted | 2025-01-30 | 2025-02-13 | 2026-02-13 | Solar Panels | Hanwha | Q.PEAK DUO BLK ML-G10+ 410 |  | 0.41 | 10 | 195 | 33 |  | Fixed | Roof
NJADRE1559105763 | Administratively Determined Incentive Program | Franklin Lakes | 7417 | 4.1 | Residential | Behind the Meter | Yes | Pro Custom Solar dba Momentum Solar | Orange Rockland Electric |  | Accepted | 2025-01-30 | 2025-02-13 | 2026-02-13 | Inverters | Enphase | IQ8HC-72-M-DOM-US | 380 |  | 10 |  |  | 0.97 |  | Outdoor
NJADRE1559105867 | Administratively Determined Incentive Program | BEACHWOOD | 8722 | 10.25 | Residential | Behind the Meter | Yes | Trinity Solar, LLC | JCP&L |  | Accepted | 2025-01-30 | 2025-02-12 | 2026-02-12 | Solar Panels | HANWHA | Q.PEAK DUO BLK ML-G10+ 410 |  | 0.41 | 5 | 36 | 14 |  | Fixed | Roof
NJADRE1559105867 | Administratively Determined Incentive Program | BEACHWOOD | 8722 | 10.25 | Residential | Behind the Meter | Yes | Trinity Solar, LLC | JCP&L |  | Accepted | 2025-01-30 | 2025-02-12 | 2026-02-12 | Solar Panels | HANWHA | Q.PEAK DUO BLK ML-G10+ 410 |  | 0.41 | 20 | 215 | 43 |  | Fixed | Roof
NJADRE1559105867 | Administratively Determined Incentive Program | BEACHWOOD | 8722 | 10.25 | Residential | Behind the Meter | Yes | Trinity Solar, LLC | JCP&L |  | Accepted | 2025-01-30 | 2025-02-12 | 2026-02-12 | Inverters | Solar Edge | SE7600H-US | 7600 |  | 1 |  |  | 0.97 |  | Outside
NJADRE1559105910 | Administratively Determined Incentive Program | WEST MILFORD | 7480 | 7.38 | Residential | Behind the Meter | Yes | Trinity Solar, LLC | Orange Rockland Electric |  | Accepted | 2025-01-30 | 2025-02-12 | 2026-02-12 | Solar Panels | HANWHA | Q.PEAK DUO BLK ML-G10+ 410 |  | 0.41 | 18 | 207 | 21 |  | Fixed | Roof
NJADRE1559105910 | Administratively Determined Incentive Program | WEST MILFORD | 7480 | 7.38 | Residential | Behind the Meter | Yes | Trinity Solar, LLC | Orange Rockland Electric |  | Accepted | 2025-01-30 | 2025-02-12 | 2026-02-12 | Electric Storage Battery | TESLA | 1707000-xx-y |  |  | 2 |  |  |  | Lithium Ion |  | Indoors
NJADRE1559105910 | Administratively Determined Incentive Program | WEST MILFORD | 7480 | 7.38 | Residential | Behind the Meter | Yes | Trinity Solar, LLC | Orange Rockland Electric |  | Accepted | 2025-01-30 | 2025-02-12 | 2026-02-12 | Inverters | TESLA | 1707000-xx-y | 11500 |  | 1 |  |  | 0.97 |  | Outside
NJADRE1559105988 | Administratively Determined Incentive Program | Ridgefield | 7657 | 17.85 | Residential | Behind the Meter | Yes | Power Energy Solutions, LLC | PSE&G |  | Accepted | 2025-01-30 | 2025-02-12 | 2026-02-12 | Inverters | SolarEdge | SE7600H-US | 8 |  | 1 |  |  | 0.97 |  | Outdoor
NJADRE1559105988 | Administratively Determined Incentive Program | Ridgefield | 7657 | 17.85 | Residential | Behind the Meter | Yes | Power Energy Solutions, LLC | PSE&G |  | Accepted | 2025-01-30 | 2025-02-12 | 2026-02-12 | Solar Panels | Trina Solar | TSM-425NE09RC.05 |  | 0.425 | 11 | 23 | 30 |  | Fixed | Roof
NJADRE1559105988 | Administratively Determined Incentive Program | Ridgefield | 7657 | 17.85 | Residential | Behind the Meter | Yes | Power Energy Solutions, LLC | PSE&G |  | Accepted | 2025-01-30 | 2025-02-12 | 2026-02-12 | Solar Panels | Trina Solar | TSM-425NE09RC.05 |  | 0.425 | 10 | 203 | 13 |  | Fixed | Roof
NJADRE1559105988 | Administratively Determined Incentive Program | Ridgefield | 7657 | 17.85 | Residential | Behind the Meter | Yes | Power Energy Solutions, LLC | PSE&G |  | Accepted | 2025-01-30 | 2025-02-12 | 2026-02-12 | Solar Panels | Trina Solar | TSM-425NE09RC.05 |  | 0.425 | 9 | 293 | 33 |  | Fixed | Roof
NJADRE1559105988 | Administratively Determined Incentive Program | Ridgefield | 7657 | 17.85 | Residential | Behind the Meter | Yes | Power Energy Solutions, LLC | PSE&G |  | Accepted | 2025-01-30 | 2025-02-12 | 2026-02-12 | Solar Panels | Trina Solar | TSM-425NE09RC.05 |  | 0.425 | 3 | 203 | 30 |  | Fixed | Roof
NJADRE1559105988 | Administratively Determined Incentive Program | Ridgefield | 7657 | 17.85 | Residential | Behind the Meter | Yes | Power Energy Solutions, LLC | PSE&G |  | Accepted | 2025-01-30 | 2025-02-12 | 2026-02-12 | Inverters | SolarEdge | SE6000H-US | 6 |  | 1 |  |  | 0.97 |  | Outdoor
NJADRE1559105988 | Administratively Determined Incentive Program | Ridgefield | 7657 | 17.85 | Residential | Behind the Meter | Yes | Power Energy Solutions, LLC | PSE&G |  | Accepted | 2025-01-30 | 2025-02-12 | 2026-02-12 | Solar Panels | Trina Solar | TSM-425NE09RC.05 |  | 0.425 | 9 | 113 | 33 |  | Fixed | Roof
NJADRE1559106138 | Administratively Determined Incentive Program | LITTLE EGG HARBOR TWP | 8087 | 9.84 | Residential | Behind the Meter | Yes | Sunrun Installation Services, Inc. | AC Electric |  | Accepted | 2025-01-30 | 2025-02-13 | 2026-02-13 | Inverters | SolarEdge Technologies | SE7600H-USMN | 7600 |  | 1 |  |  | 0.99 |  | Outdoor | Next to meter
NJADRE1559106138 | Administratively Determined Incentive Program | LITTLE EGG HARBOR TWP | 8087 | 9.84 | Residential | Behind the Meter | Yes | Sunrun Installation Services, Inc. | AC Electric |  | Accepted | 2025-01-30 | 2025-02-13 | 2026-02-13 | Solar Panels | Hanwha Q-Cells | Q.PEAK DUO BLK ML-G10+ 410 |  | 0.41 | 19 | 353 | 27 |  | Fixed | Roof
NJADRE1559106138 | Administratively Determined Incentive Program | LITTLE EGG HARBOR TWP | 8087 | 9.84 | Residential | Behind the Meter | Yes | Sunrun Installation Services, Inc. | AC Electric |  | Accepted | 2025-01-30 | 2025-02-13 | 2026-02-13 | Solar Panels | Hanwha Q-Cells | Q.PEAK DUO BLK ML-G10+ 410 |  | 0.41 | 5 | 173 | 27 |  | Fixed | Roof
NJADRE1559106168 | Administratively Determined Incentive Program | Galloway | 8205 | 10.66 | Residential | Behind the Meter | Yes | Trinity Solar, LLC | AC Electric |  | Accepted | 2025-01-30 | 2025-02-12 | 2026-02-12 | Solar Panels | HANWHA | Q.PEAK DUO BLK ML-G10+ 410 |  | 0.41 | 18 | 191 | 26 |  | Fixed | Roof
NJADRE1559106168 | Administratively Determined Incentive Program | Galloway | 8205 | 10.66 | Residential | Behind the Meter | Yes | Trinity Solar, LLC | AC Electric |  | Accepted | 2025-01-30 | 2025-02-12 | 2026-02-12 | Solar Panels | HANWHA | Q.PEAK DUO BLK ML-G10+ 410 |  | 0.41 | 5 | 11 | 19 |  | Fixed | Roof
NJADRE1559106168 | Administratively Determined Incentive Program | Galloway | 8205 | 10.66 | Residential | Behind the Meter | Yes | Trinity Solar, LLC | AC Electric |  | Accepted | 2025-01-30 | 2025-02-12 | 2026-02-12 | Solar Panels | HANWHA | Q.PEAK DUO BLK ML-G10+ 410 |  | 0.41 | 3 | 191 | 20 |  | Fixed | Roof
NJADRE1559106168 | Administratively Determined Incentive Program | Galloway | 8205 | 10.66 | Residential | Behind the Meter | Yes | Trinity Solar, LLC | AC Electric |  | Accepted | 2025-01-30 | 2025-02-12 | 2026-02-12 | Inverters | Tesla (PV Only) | 1538000-45-X | 3800 |  | 1 |  |  | 0.97 |  | Outside
NJADRE1559106168 | Administratively Determined Incentive Program | Galloway | 8205 | 10.66 | Residential | Behind the Meter | Yes | Trinity Solar, LLC | AC Electric |  | Accepted | 2025-01-30 | 2025-02-12 | 2026-02-12 | Inverters | Tesla (PV Only) | 1538000-45-X | 5000 |  | 1 |  |  | 0.97 |  | Outside
NJADRE1559106467 | Administratively Determined Incentive Program | MORRIS PLAINS | 7950 | 15.99 | Residential | Behind the Meter | Yes | Sunrun Installation Services, Inc. | JCP&L |  | Accepted | 2025-01-30 | 2025-02-13 | 2026-02-13 | Solar Panels | Hanwha Q Cells | Q.PEAK DUO BLK ML-G10+ 410 |  | 0.41 | 8 | 178 | 32 |  | Fixed | Roof
NJADRE1559106467 | Administratively Determined Incentive Program | MORRIS PLAINS | 7950 | 15.99 | Residential | Behind the Meter | Yes | Sunrun Installation Services, Inc. | JCP&L |  | Accepted | 2025-01-30 | 2025-02-13 | 2026-02-13 | Inverters | SolarEdge Technologies | SE3800H-USMN | 3800 |  | 1 |  |  | 0.99 |  | Outdoor
NJADRE1559106467 | Administratively Determined Incentive Program | MORRIS PLAINS | 7950 | 15.99 | Residential | Behind the Meter | Yes | Sunrun Installation Services, Inc. | JCP&L |  | Accepted | 2025-01-30 | 2025-02-13 | 2026-02-13 | Solar Panels | Hanwha Q Cells | Q.PEAK DUO BLK ML-G10+ 410 |  | 0.41 | 10 | 358 | 26 |  | Fixed | Roof
NJADRE1559106467 | Administratively Determined Incentive Program | MORRIS PLAINS | 7950 | 15.99 | Residential | Behind the Meter | Yes | Sunrun Installation Services, Inc. | JCP&L |  | Accepted | 2025-01-30 | 2025-02-13 | 2026-02-13 | Solar Panels | Hanwha Q Cells | Q.PEAK DUO BLK ML-G10+ 410 |  | 0.41 | 9 | 178 | 19 |  | Fixed | Roof
NJADRE1559106467 | Administratively Determined Incentive Program | MORRIS PLAINS | 7950 | 15.99 | Residential | Behind the Meter | Yes | Sunrun Installation Services, Inc. | JCP&L |  | Accepted | 2025-01-30 | 2025-02-13 | 2026-02-13 | Solar Panels | Hanwha Q Cells | Q.PEAK DUO BLK ML-G10+ 410 |  | 0.41 | 12 | 358 | 37 |  | Fixed | Roof
NJADRE1559106467 | Administratively Determined Incentive Program | MORRIS PLAINS | 7950 | 15.99 | Residential | Behind the Meter | Yes | Sunrun Installation Services, Inc. | JCP&L |  | Accepted | 2025-01-30 | 2025-02-13 | 2026-02-13 | Inverters | SolarEdge Technologies | SE7600H-USMN | 7600 |  | 1 |  |  | 0.99 |  | Outdoor
NJADRE1559106467 | Administratively Determined Incentive Program | MORRIS PLAINS | 7950 | 15.99 | Residential | Behind the Meter | Yes | Sunrun Installation Services, Inc. | JCP&L |  | Accepted | 2025-01-30 | 2025-02-13 | 2026-02-13 | Meters | SOLAREDGE TECHNOLOGIES | SE7600H-USMN |  |  | 1 |  |  |  | Yes | Outdoor
NJADRE1559106467 | Administratively Determined Incentive Program | MORRIS PLAINS | 7950 | 15.99 | Residential | Behind the Meter | Yes | Sunrun Installation Services, Inc. | JCP&L |  | Accepted | 2025-01-30 | 2025-02-13 | 2026-02-13 | Meters | SOLAREDGE TECHNOLOGIES | SE3800H-USMN |  |  | 1 |  |  |  | Yes | Outdoor
NJADRE1559106485 | Administratively Determined Incentive Program | WILLINGBORO | 8046 | 4.1 | Residential | Behind the Meter | Yes | Trinity Solar, LLC | PSE&G |  | Accepted | 2025-01-30 | 2025-02-13 | 2026-02-13 | Inverters | Tesla | (1538000-XX-Y) | 3800 |  | 1 |  |  | 0.97 |  | Outdoor
NJADRE1559106485 | Administratively Determined Incentive Program | WILLINGBORO | 8046 | 4.1 | Residential | Behind the Meter | Yes | Trinity Solar, LLC | PSE&G |  | Accepted | 2025-01-30 | 2025-02-13 | 2026-02-13 | Solar Panels | Hanwha | HANWHA 410 (Q.PEAK DUO BLK ML-G10+ 410) |  | 0.41 | 2 | 49 | 18 |  | Fixed | Roof
NJADRE1559106485 | Administratively Determined Incentive Program | WILLINGBORO | 8046 | 4.1 | Residential | Behind the Meter | Yes | Trinity Solar, LLC | PSE&G |  | Accepted | 2025-01-30 | 2025-02-13 | 2026-02-13 | Solar Panels | Hanwha | HANWHA 410 (Q.PEAK DUO BLK ML-G10+ 410) |  | 0.41 | 8 | 229 | 18 |  | Fixed | Roof
NJADRE1559106731 | Administratively Determined Incentive Program | Blackwood | 8012 | 13.65 | Residential | Behind the Meter | Yes | Seapoint Solar Energy, LLC | AC Electric |  | Accepted | 2025-01-30 | 2025-02-12 | 2026-02-12 | Inverters | Enphase | IQ8PLUS-72-M-US | 290 |  | 30 |  |  | 0.97 |  | Outdoor
NJADRE1559106731 | Administratively Determined Incentive Program | Blackwood | 8012 | 13.65 | Residential | Behind the Meter | Yes | Seapoint Solar Energy, LLC | AC Electric |  | Accepted | 2025-01-30 | 2025-02-12 | 2026-02-12 | Solar Panels | CANADIAN SOLAR TOPHIKU6 | CS6.1-54TM-455H |  | 0.455 | 30 | 151 | 23 |  | Fixed | Roof
NJADRE1559106796 | Administratively Determined Incentive Program | RIDGEWOOD | 7540 | 6.15 | Residential | Behind the Meter | Yes | Pro Custom Solar dba Momentum Solar | PSE&G |  | Accepted | 2025-01-30 | 2025-02-13 | 2026-02-13 | Solar Panels | HANWHA | Q.PEAK DUO BLK ML-G10+ 410 |  | 0.41 | 6 | 282 | 18 |  | Fixed | Roof
NJADRE1559106796 | Administratively Determined Incentive Program | RIDGEWOOD | 7540 | 6.15 | Residential | Behind the Meter | Yes | Pro Custom Solar dba Momentum Solar | PSE&G |  | Accepted | 2025-01-30 | 2025-02-13 | 2026-02-13 | Solar Panels | Hanwha | Q.PEAK DUO BLK ML-G10+ 410 |  | 0.41 | 9 | 102 | 18 |  | Fixed | Roof
NJADRE1559106796 | Administratively Determined Incentive Program | RIDGEWOOD | 7540 | 6.15 | Residential | Behind the Meter | Yes | Pro Custom Solar dba Momentum Solar | PSE&G |  | Accepted | 2025-01-30 | 2025-02-13 | 2026-02-13 | Inverters | Enphase | IQ8HC-72-M-DOM-US | 380 |  | 15 |  |  | 0.97 |  | Outdoor
NJADRE1559106807 | Administratively Determined Incentive Program | EGG HARBOR TOWNSHIP | 8234 | 5.4 | Residential | Behind the Meter | Yes | SunPurity LLC | AC Electric |  | Accepted | 2025-01-31 | 2025-02-17 | 2026-02-17 | Inverters | Solaredge | SE5000H-US | 5000 |  | 1 |  |  | 0.99 |  | Outdoor
NJADRE1559106807 | Administratively Determined Incentive Program | EGG HARBOR TOWNSHIP | 8234 | 5.4 | Residential | Behind the Meter | Yes | SunPurity LLC | AC Electric |  | Accepted | 2025-01-31 | 2025-02-17 | 2026-02-17 | Solar Panels | Hanwha Q.Cells | Q.PEAK DUO BLK-ML-G10+ 415W |  | 0.415 | 2 | 329 | 20 |  | Fixed | Roof
NJADRE1559106807 | Administratively Determined Incentive Program | EGG HARBOR TOWNSHIP | 8234 | 5.4 | Residential | Behind the Meter | Yes | SunPurity LLC | AC Electric |  | Accepted | 2025-01-31 | 2025-02-17 | 2026-02-17 | Meters | Solaredge | SE5000H-US |  |  | 1 |  |  |  | Yes | Outdoor
NJADRE1559106807 | Administratively Determined Incentive Program | EGG HARBOR TOWNSHIP | 8234 | 5.4 | Residential | Behind the Meter | Yes | SunPurity LLC | AC Electric |  | Accepted | 2025-01-31 | 2025-02-17 | 2026-02-17 | Solar Panels | Hanwha Q.Cells | Q.PEAK DUO BLK-ML-G10+ 415W |  | 0.415 | 11 | 149 | 15 |  | Fixed | Roof
NJADRE1559106841 | Administratively Determined Incentive Program | Mount Laurel | 8054 | 5.74 | Residential | Behind the Meter | Yes | Pro Custom Solar dba Momentum Solar | PSE&G |  | Accepted | 2025-01-30 | 2025-02-13 | 2026-02-13 | Solar Panels | Hanwha | Q.PEAK DUO BLK ML-G10+ 410 |  | 0.41 | 14 | 217 | 20 |  | Fixed | Roof
NJADRE1559106841 | Administratively Determined Incentive Program | Mount Laurel | 8054 | 5.74 | Residential | Behind the Meter | Yes | Pro Custom Solar dba Momentum Solar | PSE&G |  | Accepted | 2025-01-30 | 2025-02-13 | 2026-02-13 | Inverters | Enphase | IQ8HC-72-M-DOM-US | 380 |  | 14 |  |  | 0.97 |  | Outdoor
NJADRE1559106853 | Administratively Determined Incentive Program | VOORHEES | 8043 | 11.07 | Residential | Behind the Meter | No | Sunrun Installation Services, Inc. | AC Electric |  | Accepted | 2025-01-30 | 2025-02-13 | 2026-02-13 | Solar Panels | Hanwha Q Cells | Q.PEAK DUO BLK ML-G10+ 410 |  | 0.41 | 4 | 228 | 44 |  | Fixed | Roof
NJADRE1559106853 | Administratively Determined Incentive Program | VOORHEES | 8043 | 11.07 | Residential | Behind the Meter | No | Sunrun Installation Services, Inc. | AC Electric |  | Accepted | 2025-01-30 | 2025-02-13 | 2026-02-13 | Inverters | SolarEdge Technologies | SE7600H-USMN | 7600 |  | 1 |  |  | 0.99 |  | Outdoor
NJADRE1559106853 | Administratively Determined Incentive Program | VOORHEES | 8043 | 11.07 | Residential | Behind the Meter | No | Sunrun Installation Services, Inc. | AC Electric |  | Accepted | 2025-01-30 | 2025-02-13 | 2026-02-13 | Solar Panels | Hanwha Q Cells | Q.PEAK DUO BLK ML-G10+ 410 |  | 0.41 | 9 | 137 | 28 |  | Fixed | Roof
NJADRE1559106853 | Administratively Determined Incentive Program | VOORHEES | 8043 | 11.07 | Residential | Behind the Meter | No | Sunrun Installation Services, Inc. | AC Electric |  | Accepted | 2025-01-30 | 2025-02-13 | 2026-02-13 | Solar Panels | Hanwha Q Cells | Q.PEAK DUO BLK ML-G10+ 410 |  | 0.41 | 14 | 317 | 26 |  | Fixed | Roof
NJADRE1559106870 | Administratively Determined Incentive Program | Edison | 8820 | 17.64 | Residential | Behind the Meter | No | Public Service Solar, LLC | PSE&G |  | Accepted | 2025-01-30 | 2025-02-12 | 2026-02-12 | Solar Panels | Panasonic | EVPV420HK2 |  | 0.42 | 9 | 92 | 19 |  | Fixed | Roof
NJADRE1559106870 | Administratively Determined Incentive Program | Edison | 8820 | 17.64 | Residential | Behind the Meter | No | Public Service Solar, LLC | PSE&G |  | Accepted | 2025-01-30 | 2025-02-12 | 2026-02-12 | Inverters | Enphase | iQ8HC-72-M-US | 380 |  | 42 |  |  | 0.96 |  | Outdoor | Under Panels
NJADRE1559106870 | Administratively Determined Incentive Program | Edison | 8820 | 17.64 | Residential | Behind the Meter | No | Public Service Solar, LLC | PSE&G |  | Accepted | 2025-01-30 | 2025-02-12 | 2026-02-12 | Solar Panels | Panasonic | EVPV420HK2 |  | 0.42 | 33 | 182 | 19 |  | Fixed | Roof
NJADRE1559109877 | Administratively Determined Incentive Program | Ridgefield | 7660 | 4.68 | Residential | Behind the Meter | Yes | Whitman Construction, LLC | PSE&G |  | Accepted | 2025-01-31 | 2025-02-13 | 2026-02-13 | Inverters | ENPHASE | IQ8PLUS-72-2-US | 290 |  | 11 |  |  | 0.975 |  | Outdoor
NJADRE1559109877 | Administratively Determined Incentive Program | Ridgefield | 7660 | 4.68 | Residential | Behind the Meter | Yes | Whitman Construction, LLC | PSE&G |  | Accepted | 2025-01-31 | 2025-02-13 | 2026-02-13 | Solar Panels | Trina Solar | TSM-425NE09RC.05 |  | 0.425 | 2 | 108 | 45 |  | Fixed | Roof
NJADRE1559109877 | Administratively Determined Incentive Program | Ridgefield | 7660 | 4.68 | Residential | Behind the Meter | Yes | Whitman Construction, LLC | PSE&G |  | Accepted | 2025-01-31 | 2025-02-13 | 2026-02-13 | Solar Panels | Trina Solar | TSM-425NE09RC.05 |  | 0.425 | 9 | 198 | 46 |  | Fixed | Roof
NJADRE1559109899 | Administratively Determined Incentive Program | PLAINFIELD | 7062 | 6.38 | Residential | Behind the Meter | Yes | Big Wave Roofing and Solar, LLC | PSE&G |  | Accepted | 2025-01-31 | 2025-02-13 | 2026-02-13 | Solar Panels | Jinko | JKM425N-54HL4-B |  | 0.425 | 3 | 40 | 29 |  | Fixed | Roof
NJADRE1559109899 | Administratively Determined Incentive Program | PLAINFIELD | 7062 | 6.38 | Residential | Behind the Meter | Yes | Big Wave Roofing and Solar, LLC | PSE&G |  | Accepted | 2025-01-31 | 2025-02-13 | 2026-02-13 | Inverters | Enphase | IQ8PLUS-72-2-US | 290 |  | 15 |  |  | 0.98 |  | Outside
NJADRE1559109899 | Administratively Determined Incentive Program | PLAINFIELD | 7062 | 6.38 | Residential | Behind the Meter | Yes | Big Wave Roofing and Solar, LLC | PSE&G |  | Accepted | 2025-01-31 | 2025-02-13 | 2026-02-13 | Solar Panels | Jinko | JKM425N-54HL4-B |  | 0.425 | 12 | 220 | 29 |  | Fixed | Roof
NJADRE1559109915 | Administratively Determined Incentive Program | MAPLEWOOD | 7040 | 4.51 | Residential | Behind the Meter | Yes | Sunrun Installation Services, Inc. | PSE&G |  | Accepted | 2025-01-31 | 2025-02-13 | 2026-02-13 | Inverters | SOLAREDGE TECHNOLOGIES | SE3800H-USMN | 3800 |  | 1 |  |  | 0.99 |  | Outside
NJADRE1559109915 | Administratively Determined Incentive Program | MAPLEWOOD | 7040 | 4.51 | Residential | Behind the Meter | Yes | Sunrun Installation Services, Inc. | PSE&G |  | Accepted | 2025-01-31 | 2025-02-13 | 2026-02-13 | Solar Panels | Hanwha Q-Cells | Q.PEAK DUO BLK ML-G10+ 410 |  | 0.41 | 11 | 102 | 34 |  | Fixed | Roof
NJADRE1559109994 | Administratively Determined Incentive Program | Mays Landing | 8330 | 8.2 | Residential | Behind the Meter | No | Trinity Solar, LLC | AC Electric |  | Accepted | 2025-01-31 | 2025-02-13 | 2026-02-13 | Inverters | Tesla | TESLA 7.6kW (1538000-XX-Y) | 7600 |  | 1 |  |  | 0.97 |  | Outdoor
NJADRE1559109994 | Administratively Determined Incentive Program | Mays Landing | 8330 | 8.2 | Residential | Behind the Meter | No | Trinity Solar, LLC | AC Electric |  | Accepted | 2025-01-31 | 2025-02-13 | 2026-02-13 | Solar Panels | HANWHA | (Q.PEAK DUO BLK ML-G10+ 410) |  | 0.41 | 20 | 180 | 30 |  | Fixed | Ground
NJADRE1559110005 | Administratively Determined Incentive Program | Mount Olive | 7828 | 5.74 | Residential | Behind the Meter | No | Trinity Solar, LLC | JCP&L |  | Accepted | 2025-01-31 | 2025-02-13 | 2026-02-13 | Inverters | Tesla (PV Only) | Tesla 5.0KW 1538000-45-X | 5000 |  | 1 |  |  | 0.97 |  | Outside
NJADRE1559110005 | Administratively Determined Incentive Program | Mount Olive | 7828 | 5.74 | Residential | Behind the Meter | No | Trinity Solar, LLC | JCP&L |  | Accepted | 2025-01-31 | 2025-02-13 | 2026-02-13 | Solar Panels | HANWHA | Q.PEAK DUO BLK ML-G10+ 410 |  | 0.41 | 14 | 232 | 27 |  | Fixed | Roof
NJADRE1559110044 | Administratively Determined Incentive Program | GALLOWAY | 8215 | 9.32 | Residential | Behind the Meter | No | Acos Energy, LLC | AC Electric |  | Accepted | 2025-01-31 | 2025-02-14 | 2026-02-14 | Solar Panels | JA Solar | JAM54S31 405 |  | 0.405 | 9 | 293 | 22 |  | Fixed | Roof
NJADRE1559110044 | Administratively Determined Incentive Program | GALLOWAY | 8215 | 9.32 | Residential | Behind the Meter | No | Acos Energy, LLC | AC Electric |  | Accepted | 2025-01-31 | 2025-02-14 | 2026-02-14 | Solar Panels | JA Solar | JAM54S31 405 |  | 0.405 | 14 | 113 | 15 |  | Fixed | Roof
NJADRE1559110044 | Administratively Determined Incentive Program | GALLOWAY | 8215 | 9.32 | Residential | Behind the Meter | No | Acos Energy, LLC | AC Electric |  | Accepted | 2025-01-31 | 2025-02-14 | 2026-02-14 | Inverters | Enphase | IQ8 Plus | 290 |  | 23 |  |  | 0.97 |  | Outside
NJADRE1559110075 | Administratively Determined Incentive Program | MAYS LANDING | 8330 | 4.25 | Residential | Behind the Meter | Yes | Whitman Construction, LLC | AC Electric |  | Accepted | 2025-01-31 | 2025-02-14 | 2026-02-14 | Inverters | ENPHASE | IQ8PLUS-72-2-US | 290 |  | 10 |  |  | 0.975 |  | Outdoor
NJADRE1559110075 | Administratively Determined Incentive Program | MAYS LANDING | 8330 | 4.25 | Residential | Behind the Meter | Yes | Whitman Construction, LLC | AC Electric |  | Accepted | 2025-01-31 | 2025-02-14 | 2026-02-14 | Solar Panels | Trina Solar | TSM-425NE09RC.05 |  | 0.425 | 3 | 202 | 25 |  | Fixed | Roof
NJADRE1559110075 | Administratively Determined Incentive Program | MAYS LANDING | 8330 | 4.25 | Residential | Behind the Meter | Yes | Whitman Construction, LLC | AC Electric |  | Accepted | 2025-01-31 | 2025-02-14 | 2026-02-14 | Solar Panels | Trina Solar | TSM-425NE09RC.05 |  | 0.425 | 7 | 22 | 25 |  | Fixed | Roof
NJADRE1559110080 | Administratively Determined Incentive Program | MILLVILLE | 8332 | 11.07 | Residential | Behind the Meter | Yes | EMT Renewables, LLC | AC Electric |  | Accepted | 2025-01-31 | 2025-02-14 | 2026-02-14 | Solar Panels | TRINA | TSM-NE09RC.05 |  | 0.41 | 13 | 34 | 12 |  | Fixed | Roof
NJADRE1559110080 | Administratively Determined Incentive Program | MILLVILLE | 8332 | 11.07 | Residential | Behind the Meter | Yes | EMT Renewables, LLC | AC Electric |  | Accepted | 2025-01-31 | 2025-02-14 | 2026-02-14 | Inverters | ENPHASE | IQ8+ | 290 |  | 27 |  |  | 0.98 |  | Other | UNDER EACH PANEL
NJADRE1559110080 | Administratively Determined Incentive Program | MILLVILLE | 8332 | 11.07 | Residential | Behind the Meter | Yes | EMT Renewables, LLC | AC Electric |  | Accepted | 2025-01-31 | 2025-02-14 | 2026-02-14 | Solar Panels | TRINA | TSM-NE09RC.05 |  | 0.41 | 14 | 214 | 12 |  | Fixed | Roof
NJADRE1559110081 | Administratively Determined Incentive Program | Beach Haven West | 8050 | 7.47 | Residential | Behind the Meter | Yes | SunPurity, LLC | AC Electric |  | Accepted | 2025-01-31 | 2025-02-14 | 2026-02-14 | Inverters | Solaredge | SE5700H-US | 5700 |  | 1 |  |  | 0.99 |  | Outdoor
NJADRE1559110081 | Administratively Determined Incentive Program | Beach Haven West | 8050 | 7.47 | Residential | Behind the Meter | Yes | SunPurity, LLC | AC Electric |  | Accepted | 2025-01-31 | 2025-02-14 | 2026-02-14 | Solar Panels | Hanwha Q.Cells | Q.PEAK DUO BLK-ML-G10+ 415W |  | 0.415 | 18 | 153 | 43 |  | Fixed | Roof
NJADRE1559110081 | Administratively Determined Incentive Program | Beach Haven West | 8050 | 7.47 | Residential | Behind the Meter | Yes | SunPurity, LLC | AC Electric |  | Accepted | 2025-01-31 | 2025-02-14 | 2026-02-14 | Meters | Solaredge | SE5700H-US |  |  | 1 |  |  |  | Yes | Outdoor
NJADRE1559110106 | Administratively Determined Incentive Program | Egg Harbor Twp | 8234 | 8.08 | Residential | Behind the Meter | Yes | GenSun Roofing and Solar, LLC | AC Electric |  | Accepted | 2025-02-03 | 2025-02-18 | 2026-02-18 | Solar Panels | JINKO SOLAR | JKM425N-54HL4-B 425W |  | 0.425 | 14 | 52 | 24 |  | Fixed | Roof
NJADRE1559110106 | Administratively Determined Incentive Program | Egg Harbor Twp | 8234 | 8.08 | Residential | Behind the Meter | Yes | GenSun Roofing and Solar, LLC | AC Electric |  | Accepted | 2025-02-03 | 2025-02-18 | 2026-02-18 | Solar Panels | JINKO SOLAR | JKM425N-54HL4-B 425W |  | 0.425 | 5 | 52 | 24 |  | Fixed | Roof
NJADRE1559110106 | Administratively Determined Incentive Program | Egg Harbor Twp | 8234 | 8.08 | Residential | Behind the Meter | Yes | GenSun Roofing and Solar, LLC | AC Electric |  | Accepted | 2025-02-03 | 2025-02-18 | 2026-02-18 | Inverters | SOLAREDGE | SE7600H-US | 7600 |  | 1 |  |  | 0.99 |  | Outside
NJADRE1559110144 | Administratively Determined Incentive Program | Swedesboro | 8085 | 13.08 | Commercial | Behind the Meter | Yes | RCL Enterprises, Inc. | AC Electric |  | Accepted | 2025-01-31 | 2025-02-18 | 2026-02-18 | Inverters | Enphase | IQ8+ | 290 |  | 24 |  |  | 0.97 |  | Outside
NJADRE1559110144 | Administratively Determined Incentive Program | Swedesboro | 8085 | 13.08 | Commercial | Behind the Meter | Yes | RCL Enterprises, Inc. | AC Electric |  | Accepted | 2025-01-31 | 2025-02-18 | 2026-02-18 | Solar Panels | JA SOLAR | JAM72D30 |  | 0.545 | 12 | 121 | 18 |  | Fixed | Roof
NJADRE1559110144 | Administratively Determined Incentive Program | Swedesboro | 8085 | 13.08 | Commercial | Behind the Meter | Yes | RCL Enterprises, Inc. | AC Electric |  | Accepted | 2025-01-31 | 2025-02-18 | 2026-02-18 | Solar Panels | JA SOLAR | JAM72D30 |  | 0.545 | 12 | 121 | 18 |  | Fixed | Roof
NJADRE1559110148 | Administratively Determined Incentive Program | Carteret | 7008 | 4.51 | Residential | Behind the Meter | Yes | Sunrun Installation Services, Inc. | PSE&G |  | Accepted | 2025-01-31 | 2025-02-13 | 2026-02-13 | Inverters | SOLAREDGE TECHNOLOGIES | SE3800H-USMN | 3800 |  | 1 |  |  | 0.99 |  | Outside
NJADRE1559110148 | Administratively Determined Incentive Program | Carteret | 7008 | 4.51 | Residential | Behind the Meter | Yes | Sunrun Installation Services, Inc. | PSE&G |  | Accepted | 2025-01-31 | 2025-02-13 | 2026-02-13 | Solar Panels | Hanwha Q-Cells | Q.PEAK DUO BLK ML-G10+ 410 |  | 0.41 | 5 | 286 | 40 |  | Fixed | Roof
NJADRE1559110148 | Administratively Determined Incentive Program | Carteret | 7008 | 4.51 | Residential | Behind the Meter | Yes | Sunrun Installation Services, Inc. | PSE&G |  | Accepted | 2025-01-31 | 2025-02-13 | 2026-02-13 | Solar Panels | Hanwha Q-Cells | Q.PEAK DUO BLK ML-G10+ 410 |  | 0.41 | 6 | 106 | 40 |  | Fixed | Roof
NJADRE1559110181 | Administratively Determined Incentive Program | DOVER | 7801 | 11.89 | Residential | Behind the Meter | Yes | Trinity Solar, LLC | JCP&L |  | Accepted | 2025-01-31 | 2025-02-14 | 2026-02-14 | Inverters | Solar Edge | USE10000H-USMNBL75 | 10000 |  | 1 |  |  | 0.97 |  | Outdoor
NJADRE1559110181 | Administratively Determined Incentive Program | DOVER | 7801 | 11.89 | Residential | Behind the Meter | Yes | Trinity Solar, LLC | JCP&L |  | Accepted | 2025-01-31 | 2025-02-14 | 2026-02-14 | Solar Panels | Hanwha | HANWHA 410 (Q.PEAK DUO BLK ML-G10+ 410) |  | 0.41 | 12 | 353 | 37 |  | Fixed | Roof
NJADRE1559110181 | Administratively Determined Incentive Program | DOVER | 7801 | 11.89 | Residential | Behind the Meter | Yes | Trinity Solar, LLC | JCP&L |  | Accepted | 2025-01-31 | 2025-02-14 | 2026-02-14 | Solar Panels | Hanwha | HANWHA 410 (Q.PEAK DUO BLK ML-G10+ 410) |  | 0.41 | 12 | 173 | 37 |  | Fixed | Roof
NJADRE1559110181 | Administratively Determined Incentive Program | DOVER | 7801 | 11.89 | Residential | Behind the Meter | Yes | Trinity Solar, LLC | JCP&L |  | Accepted | 2025-01-31 | 2025-02-14 | 2026-02-14 | Solar Panels | Hanwha | HANWHA 410 (Q.PEAK DUO BLK ML-G10+ 410) |  | 0.41 | 5 | 353 | 18 |  | Fixed | Roof
NJADRE1559110190 | Administratively Determined Incentive Program | Millville | 8332 | 8.61 | Residential | Behind the Meter | Yes | SunPurity, LLC | AC Electric |  | Accepted | 2025-01-31 | 2025-02-17 | 2026-02-17 | Solar Panels | Hanwha Q.Cells | Q.PEAK DUO BLK-ML-G10+ 410W |  | 0.41 | 13 | 193 | 27 |  | Fixed | Roof
NJADRE1559110190 | Administratively Determined Incentive Program | Millville | 8332 | 8.61 | Residential | Behind the Meter | Yes | SunPurity, LLC | AC Electric |  | Accepted | 2025-01-31 | 2025-02-17 | 2026-02-17 | Solar Panels | Hanwha Q.Cells | Q.PEAK DUO BLK-ML-G10+ 410W |  | 0.41 | 8 | 193 | 30 |  | Fixed | Roof
NJADRE1559110190 | Administratively Determined Incentive Program | Millville | 8332 | 8.61 | Residential | Behind the Meter | Yes | SunPurity, LLC | AC Electric |  | Accepted | 2025-01-31 | 2025-02-17 | 2026-02-17 | Meters | Solaredge | SE7600H-US |  |  | 1 |  |  |  | Yes | Outdoor
NJADRE1559110190 | Administratively Determined Incentive Program | Millville | 8332 | 8.61 | Residential | Behind the Meter | Yes | SunPurity, LLC | AC Electric |  | Accepted | 2025-01-31 | 2025-02-17 | 2026-02-17 | Inverters | Solaredge | SE7600H-US | 7600 |  | 1 |  |  | 0.99 |  | Outdoor
NJADRE1559110217 | Administratively Determined Incentive Program | Union City | 7087 | 3.28 | Residential | Behind the Meter | Yes | Trinity Solar, LLC | PSE&G |  | Accepted | 2025-01-31 | 2025-02-14 | 2026-02-14 | Solar Panels | HANWHA | (Q.PEAK DUO BLK ML-G10+ 410) |  | 0.41 | 8 | 298 | 2 |  | Fixed | Roof
NJADRE1559110217 | Administratively Determined Incentive Program | Union City | 7087 | 3.28 | Residential | Behind the Meter | Yes | Trinity Solar, LLC | PSE&G |  | Accepted | 2025-01-31 | 2025-02-14 | 2026-02-14 | Electric Storage Battery | Tesla | Powerwall 3 (1707000-XX-Y) |  |  | 1 |  |  |  | Lithium Ion |  | outside
NJADRE1559110217 | Administratively Determined Incentive Program | Union City | 7087 | 3.28 | Residential | Behind the Meter | Yes | Trinity Solar, LLC | PSE&G |  | Accepted | 2025-01-31 | 2025-02-14 | 2026-02-14 | Inverters | Tesla | Tesla 11.5KW Powerwall 3 (1707000-XX-Y) | 11500 |  | 1 |  |  | 0.97 |  | Outdoor
NJADRE1559110228 | Administratively Determined Incentive Program | WENONAH | 8090 | 13.53 | Residential | Behind the Meter | Yes | Trinity Solar, LLC | AC Electric |  | Accepted | 2025-01-31 | 2025-02-14 | 2026-02-14 | Inverters | Tesla (PV Only) | 1538000-45-X | 5700 |  | 1 |  |  | 0.97 |  | Outside
NJADRE1559110228 | Administratively Determined Incentive Program | WENONAH | 8090 | 13.53 | Residential | Behind the Meter | Yes | Trinity Solar, LLC | AC Electric |  | Accepted | 2025-01-31 | 2025-02-14 | 2026-02-14 | Solar Panels | HANWHA | Q.PEAK DUO BLK ML-G10+ 410 |  | 0.41 | 10 | 88 | 34 |  | Fixed | Roof
NJADRE1559110228 | Administratively Determined Incentive Program | WENONAH | 8090 | 13.53 | Residential | Behind the Meter | Yes | Trinity Solar, LLC | AC Electric |  | Accepted | 2025-01-31 | 2025-02-14 | 2026-02-14 | Solar Panels | HANWHA | Q.PEAK DUO BLK ML-G10+ 410 |  | 0.41 | 2 | 268 | 10 |  | Fixed | Roof
NJADRE1559110228 | Administratively Determined Incentive Program | WENONAH | 8090 | 13.53 | Residential | Behind the Meter | Yes | Trinity Solar, LLC | AC Electric |  | Accepted | 2025-01-31 | 2025-02-14 | 2026-02-14 | Inverters | Tesla (PV Only) | 1538000-45-X | 5000 |  | 1 |  |  | 0.97 |  | Outside
NJADRE1559110228 | Administratively Determined Incentive Program | WENONAH | 8090 | 13.53 | Residential | Behind the Meter | Yes | Trinity Solar, LLC | AC Electric |  | Accepted | 2025-01-31 | 2025-02-14 | 2026-02-14 | Solar Panels | HANWHA | Q.PEAK DUO BLK ML-G10+ 410 |  | 0.41 | 10 | 268 | 34 |  | Fixed | Roof
NJADRE1559110228 | Administratively Determined Incentive Program | WENONAH | 8090 | 13.53 | Residential | Behind the Meter | Yes | Trinity Solar, LLC | AC Electric |  | Accepted | 2025-01-31 | 2025-02-14 | 2026-02-14 | Solar Panels | HANWHA | Q.PEAK DUO BLK ML-G10+ 410 |  | 0.41 | 5 | 268 | 5 |  | Fixed | Roof
NJADRE1559110228 | Administratively Determined Incentive Program | WENONAH | 8090 | 13.53 | Residential | Behind the Meter | Yes | Trinity Solar, LLC | AC Electric |  | Accepted | 2025-01-31 | 2025-02-14 | 2026-02-14 | Solar Panels | HANWHA | Q.PEAK DUO BLK ML-G10+ 410 |  | 0.41 | 6 | 268 | 34 |  | Fixed | Roof
NJADRE1559110232 | Administratively Determined Incentive Program | Mansfield | 8022 | 12.71 | Residential | Behind the Meter | Yes | Trinity Solar, LLC | PSE&G |  | Accepted | 2025-01-31 | 2025-02-14 | 2026-02-14 | Inverters | TESLA | 1538000-XX-Y | 7600 |  | 1 |  |  | 0.97 |  | Outside
NJADRE1559110232 | Administratively Determined Incentive Program | Mansfield | 8022 | 12.71 | Residential | Behind the Meter | Yes | Trinity Solar, LLC | PSE&G |  | Accepted | 2025-01-31 | 2025-02-14 | 2026-02-14 | Solar Panels | HANWHA | Q.PEAK DUO BLK ML-G10+ 410 |  | 0.41 | 5 | 114 | 24 |  | Fixed | Roof
NJADRE1559110232 | Administratively Determined Incentive Program | Mansfield | 8022 | 12.71 | Residential | Behind the Meter | Yes | Trinity Solar, LLC | PSE&G |  | Accepted | 2025-01-31 | 2025-02-14 | 2026-02-14 | Solar Panels | HANWHA | Q.PEAK DUO BLK ML-G10+ 410 |  | 0.41 | 6 | 294 | 24 |  | Fixed | Roof
NJADRE1559110232 | Administratively Determined Incentive Program | Mansfield | 8022 | 12.71 | Residential | Behind the Meter | Yes | Trinity Solar, LLC | PSE&G |  | Accepted | 2025-01-31 | 2025-02-14 | 2026-02-14 | Inverters | TESLA | 1538000-XX-Y | 3800 |  | 1 |  |  | 0.97 |  | Outside
NJADRE1559110232 | Administratively Determined Incentive Program | Mansfield | 8022 | 12.71 | Residential | Behind the Meter | Yes | Trinity Solar, LLC | PSE&G |  | Accepted | 2025-01-31 | 2025-02-14 | 2026-02-14 | Solar Panels | HANWHA | Q.PEAK DUO BLK ML-G10+ 410 |  | 0.41 | 3 | 114 | 12 |  | Fixed | Roof
NJADRE1559110232 | Administratively Determined Incentive Program | Mansfield | 8022 | 12.71 | Residential | Behind the Meter | Yes | Trinity Solar, LLC | PSE&G |  | Accepted | 2025-01-31 | 2025-02-14 | 2026-02-14 | Solar Panels | HANWHA | Q.PEAK DUO BLK ML-G10+ 410 |  | 0.41 | 3 | 204 | 12 |  | Fixed | Roof
NJADRE1559110232 | Administratively Determined Incentive Program | Mansfield | 8022 | 12.71 | Residential | Behind the Meter | Yes | Trinity Solar, LLC | PSE&G |  | Accepted | 2025-01-31 | 2025-02-14 | 2026-02-14 | Solar Panels | HANWHA | Q.PEAK DUO BLK ML-G10+ 410 |  | 0.41 | 2 | 294 | 12 |  | Fixed | Roof
NJADRE1559110232 | Administratively Determined Incentive Program | Mansfield | 8022 | 12.71 | Residential | Behind the Meter | Yes | Trinity Solar, LLC | PSE&G |  | Accepted | 2025-01-31 | 2025-02-14 | 2026-02-14 | Solar Panels | HANWHA | Q.PEAK DUO BLK ML-G10+ 410 |  | 0.41 | 3 | 24 | 12 |  | Fixed | Roof
NJADRE1559110232 | Administratively Determined Incentive Program | Mansfield | 8022 | 12.71 | Residential | Behind the Meter | Yes | Trinity Solar, LLC | PSE&G |  | Accepted | 2025-01-31 | 2025-02-14 | 2026-02-14 | Solar Panels | HANWHA | Q.PEAK DUO BLK ML-G10+ 410 |  | 0.41 | 9 | 24 | 7 |  | Fixed | Roof
NJADRE1559110233 | Administratively Determined Incentive Program | EGG HARBOR CITY | 8215 | 17 | Residential | Behind the Meter | No | Sun Up Zero Down, LLC | AC Electric |  | Accepted | 2025-01-31 | 2025-02-14 | 2026-02-14 | Meters | Enphase | TBD |  |  | 1 |  |  |  | Yes | Outdoor
NJADRE1559110233 | Administratively Determined Incentive Program | EGG HARBOR CITY | 8215 | 17 | Residential | Behind the Meter | No | Sun Up Zero Down, LLC | AC Electric |  | Accepted | 2025-01-31 | 2025-02-14 | 2026-02-14 | Solar Panels | Trina | TSM-425-NE09RC.05 Vertex S+ |  | 0.425 | 40 | 180 | 25 |  | Fixed | Ground
NJADRE1559110233 | Administratively Determined Incentive Program | EGG HARBOR CITY | 8215 | 17 | Residential | Behind the Meter | No | Sun Up Zero Down, LLC | AC Electric |  | Accepted | 2025-01-31 | 2025-02-14 | 2026-02-14 | Inverters | Enphase | IQ8PLUS-72-2-US | 290 |  | 40 |  |  | 0.976 |  | Outdoor
NJADRE1559110250 | Administratively Determined Incentive Program | Little Egg Harbor | 8087 | 9.13 | Residential | Behind the Meter | Yes | SunPurity, LLC | AC Electric |  | Accepted | 2025-02-03 | 2025-02-17 | 2026-02-17 | Inverters | Solaredge | SE7600H-US | 7600 |  | 1 |  |  | 0.99 |  | Outdoor
NJADRE1559110250 | Administratively Determined Incentive Program | Little Egg Harbor | 8087 | 9.13 | Residential | Behind the Meter | Yes | SunPurity, LLC | AC Electric |  | Accepted | 2025-02-03 | 2025-02-17 | 2026-02-17 | Meters | Solaredge | SE7600H-US |  |  | 1 |  |  |  | Yes | Outdoor
NJADRE1559110250 | Administratively Determined Incentive Program | Little Egg Harbor | 8087 | 9.13 | Residential | Behind the Meter | Yes | SunPurity, LLC | AC Electric |  | Accepted | 2025-02-03 | 2025-02-17 | 2026-02-17 | Solar Panels | Hanwha Q.Cells | Q.PEAK DUO BLK-ML-G10+ 415W |  | 0.415 | 5 | 175 | 31 |  | Fixed | Roof
NJADRE1559110250 | Administratively Determined Incentive Program | Little Egg Harbor | 8087 | 9.13 | Residential | Behind the Meter | Yes | SunPurity, LLC | AC Electric |  | Accepted | 2025-02-03 | 2025-02-17 | 2026-02-17 | Solar Panels | Hanwha Q.Cells | Q.PEAK DUO BLK-ML-G10+ 415W |  | 0.415 | 4 | 175 | 31 |  | Fixed | Roof
NJADRE1559110250 | Administratively Determined Incentive Program | Little Egg Harbor | 8087 | 9.13 | Residential | Behind the Meter | Yes | SunPurity, LLC | AC Electric |  | Accepted | 2025-02-03 | 2025-02-17 | 2026-02-17 | Solar Panels | Hanwha Q.Cells | Q.PEAK DUO BLK-ML-G10+ 415W |  | 0.415 | 13 | 355 | 31 |  | Fixed | Roof
NJADRE1559110960 | Administratively Determined Incentive Program | Colonia | 7067 | 12.45 | Residential | Behind the Meter | Yes | SunPurity, LLC | PSE&G |  | Accepted | 2025-02-03 | 2025-02-18 | 2026-02-18 | Solar Panels | Hanwha Q.Cells | Q.PEAK DUO BLK-ML-G10+ 415W |  | 0.415 | 8 | 217 | 18 |  | Fixed | Roof
NJADRE1559110960 | Administratively Determined Incentive Program | Colonia | 7067 | 12.45 | Residential | Behind the Meter | Yes | SunPurity, LLC | PSE&G |  | Accepted | 2025-02-03 | 2025-02-18 | 2026-02-18 | Solar Panels | Hanwha Q.Cells | Q.PEAK DUO BLK-ML-G10+ 415W |  | 0.415 | 9 | 37 | 19 |  | Fixed | Roof
NJADRE1559110960 | Administratively Determined Incentive Program | Colonia | 7067 | 12.45 | Residential | Behind the Meter | Yes | SunPurity, LLC | PSE&G |  | Accepted | 2025-02-03 | 2025-02-18 | 2026-02-18 | Solar Panels | Hanwha Q.Cells | Q.PEAK DUO BLK-ML-G10+ 415W |  | 0.415 | 13 | 217 | 19 |  | Fixed | Roof
NJADRE1559110960 | Administratively Determined Incentive Program | Colonia | 7067 | 12.45 | Residential | Behind the Meter | Yes | SunPurity, LLC | PSE&G |  | Accepted | 2025-02-03 | 2025-02-18 | 2026-02-18 | Inverters | Solaredge | SE10000H-US | 10000 |  | 1 |  |  | 0.99 |  | Outdoor
NJADRE1559110960 | Administratively Determined Incentive Program | Colonia | 7067 | 12.45 | Residential | Behind the Meter | Yes | SunPurity, LLC | PSE&G |  | Accepted | 2025-02-03 | 2025-02-18 | 2026-02-18 | Meters | Solaredge | SE10000H-US |  |  | 2 |  |  |  | Yes | Outdoor
NJADRE1559111676 | Administratively Determined Incentive Program | JERSEY CITY | 7304 | 7.31 | Residential | Behind the Meter | No | Skyline Solar, LLC | PSE&G |  | Accepted | 2025-02-07 | 2025-02-27 | 2026-02-27 | Inverters | Enphase | IQ8PLUS-72-2-US | 290 |  | 17 |  |  | 0.976 |  | Outdoor
NJADRE1559111676 | Administratively Determined Incentive Program | JERSEY CITY | 7304 | 7.31 | Residential | Behind the Meter | No | Skyline Solar, LLC | PSE&G |  | Accepted | 2025-02-07 | 2025-02-27 | 2026-02-27 | Solar Panels | Hanwha | Q.TRON BLK M-G2+ |  | 0.43 | 17 | 119 | 3 |  | Fixed | Roof
NJADRE1559111682 | Administratively Determined Incentive Program | Williamstown | 8094 | 11.07 | Residential | Behind the Meter | Yes | SunPurity, LLC | AC Electric |  | Accepted | 2025-02-04 | 2025-02-21 | 2026-02-21 | Solar Panels | Hanwha Q.Cells | Q.PEAK DUO L-G6 410W |  | 0.41 | 24 | 180 | 20 |  | Fixed | Roof
NJADRE1559111682 | Administratively Determined Incentive Program | Williamstown | 8094 | 11.07 | Residential | Behind the Meter | Yes | SunPurity, LLC | AC Electric |  | Accepted | 2025-02-04 | 2025-02-21 | 2026-02-21 | Meters | Solaredge | SE10000H-US |  |  | 1 |  |  |  | Yes | Outdoor
NJADRE1559111682 | Administratively Determined Incentive Program | Williamstown | 8094 | 11.07 | Residential | Behind the Meter | Yes | SunPurity, LLC | AC Electric |  | Accepted | 2025-02-04 | 2025-02-21 | 2026-02-21 | Inverters | Solaredge | SE10000H-US | 10000 |  | 1 |  |  | 0.99 |  | Outdoor
NJADRE1559111682 | Administratively Determined Incentive Program | Williamstown | 8094 | 11.07 | Residential | Behind the Meter | Yes | SunPurity, LLC | AC Electric |  | Accepted | 2025-02-04 | 2025-02-21 | 2026-02-21 | Solar Panels | Hanwha Q.Cells | Q.PEAK DUO L-G6 410W |  | 0.41 | 3 | 1 | 20 |  | Fixed | Roof
NJADRE1559111946 | Administratively Determined Incentive Program | Demarest | 7627 | 4.1 | Residential | Behind the Meter | Yes | Pro Custom Solar dba Momentum Solar | Orange Rockland Electric |  | Accepted | 2025-01-31 | 2025-02-14 | 2026-02-14 | Inverters | ENPHASE | IQ8HC-72-M-DOM-US | 380 |  | 10 |  |  | 0.97 |  | Outdoor
NJADRE1559111946 | Administratively Determined Incentive Program | Demarest | 7627 | 4.1 | Residential | Behind the Meter | Yes | Pro Custom Solar dba Momentum Solar | Orange Rockland Electric |  | Accepted | 2025-01-31 | 2025-02-14 | 2026-02-14 | Solar Panels | HANWHA | Q.PEAK DUO BLK ML-G10+410 |  | 0.41 | 10 | 217 | 20 |  | Fixed | Roof
NJADRE1559113937 | Administratively Determined Incentive Program | Williamstown | 8094 | 8.61 | Residential | Behind the Meter | Yes | Whitman Construction, LLC | AC Electric |  | Accepted | 2025-01-31 | 2025-02-14 | 2026-02-14 | Solar Panels | Trina Solar | TSM-410NE09RC.05 |  | 0.41 | 14 | 88 | 23 |  | Fixed | Roof
NJADRE1559113937 | Administratively Determined Incentive Program | Williamstown | 8094 | 8.61 | Residential | Behind the Meter | Yes | Whitman Construction, LLC | AC Electric |  | Accepted | 2025-01-31 | 2025-02-14 | 2026-02-14 | Solar Panels | Trina Solar | TSM-410NE09RC.05 |  | 0.41 | 3 | 88 | 23 |  | Fixed | Roof
NJADRE1559113937 | Administratively Determined Incentive Program | Williamstown | 8094 | 8.61 | Residential | Behind the Meter | Yes | Whitman Construction, LLC | AC Electric |  | Accepted | 2025-01-31 | 2025-02-14 | 2026-02-14 | Inverters | ENPHASE | IQ8PLUS-72-2-US | 290 |  | 21 |  |  | 0.975 |  | Outdoor
NJADRE1559113937 | Administratively Determined Incentive Program | Williamstown | 8094 | 8.61 | Residential | Behind the Meter | Yes | Whitman Construction, LLC | AC Electric |  | Accepted | 2025-01-31 | 2025-02-14 | 2026-02-14 | Solar Panels | Trina Solar | TSM-410NE09RC.05 |  | 0.41 | 4 | 268 | 23 |  | Fixed | Roof
NJADRE1559114211 | Administratively Determined Incentive Program | Deptford | 8080 | 19.2 | Residential | Behind the Meter | No | AllSeason Solar | AC Electric |  | Accepted | 2025-01-31 | 2025-02-17 | 2026-02-17 | Solar Panels | Certainteed | CT400HC11-06 |  | 0.4 | 16 | 231 | 34 |  | Fixed | Roof
NJADRE1559114211 | Administratively Determined Incentive Program | Deptford | 8080 | 19.2 | Residential | Behind the Meter | No | AllSeason Solar | AC Electric |  | Accepted | 2025-01-31 | 2025-02-17 | 2026-02-17 | Inverters | Enphase | IQ8 Plus | 290 |  | 48 |  |  | 0.967 |  | Outside
NJADRE1559114211 | Administratively Determined Incentive Program | Deptford | 8080 | 19.2 | Residential | Behind the Meter | No | AllSeason Solar | AC Electric |  | Accepted | 2025-01-31 | 2025-02-17 | 2026-02-17 | Solar Panels | Certainteed | CT400HC11-06 |  | 0.4 | 16 | 324 | 20 |  | Fixed | Roof
NJADRE1559114211 | Administratively Determined Incentive Program | Deptford | 8080 | 19.2 | Residential | Behind the Meter | No | AllSeason Solar | AC Electric |  | Accepted | 2025-01-31 | 2025-02-17 | 2026-02-17 | Solar Panels | Certainteed | CT400HC11-06 |  | 0.4 | 16 | 144 | 20 |  | Fixed | Roof
NJADRE1559114218 | Administratively Determined Incentive Program | TRENTON | 8611 | 10.66 | Residential | Behind the Meter | Yes | Pro Custom Solar dba Momentum Solar | PSE&G |  | Accepted | 2025-01-31 | 2025-02-17 | 2026-02-17 | Solar Panels | HANWHA | Q.PEAK DUO BLK ML-G10+410 |  | 0.41 | 7 | 171 | 4 |  | Fixed | Roof
NJADRE1559114218 | Administratively Determined Incentive Program | TRENTON | 8611 | 10.66 | Residential | Behind the Meter | Yes | Pro Custom Solar dba Momentum Solar | PSE&G |  | Accepted | 2025-01-31 | 2025-02-17 | 2026-02-17 | Solar Panels | HANWHA | Q.PEAK DUO BLK ML-G10+410 |  | 0.41 | 5 | 304 | 35 |  | Fixed | Roof
NJADRE1559114218 | Administratively Determined Incentive Program | TRENTON | 8611 | 10.66 | Residential | Behind the Meter | Yes | Pro Custom Solar dba Momentum Solar | PSE&G |  | Accepted | 2025-01-31 | 2025-02-17 | 2026-02-17 | Solar Panels | HANWHA | Q.PEAK DUO BLK ML-G10+410 |  | 0.41 | 8 | 81 | 4 |  | Fixed | Roof
NJADRE1559114218 | Administratively Determined Incentive Program | TRENTON | 8611 | 10.66 | Residential | Behind the Meter | Yes | Pro Custom Solar dba Momentum Solar | PSE&G |  | Accepted | 2025-01-31 | 2025-02-17 | 2026-02-17 | Inverters | ENPHASE | IQ8HC-72-M-DOM-US | 380 |  | 26 |  |  | 0.97 |  | Outdoor
NJADRE1559114218 | Administratively Determined Incentive Program | TRENTON | 8611 | 10.66 | Residential | Behind the Meter | Yes | Pro Custom Solar dba Momentum Solar | PSE&G |  | Accepted | 2025-01-31 | 2025-02-17 | 2026-02-17 | Solar Panels | HANWHA | Q.PEAK DUO BLK ML-G10+410 |  | 0.41 | 6 | 304 | 5 |  | Fixed | Roof
NJADRE1559114220 | Administratively Determined Incentive Program | PENNSVILLE | 8070 | 11.48 | Residential | Behind the Meter | Yes | Pro Custom Solar dba Momentum Solar | AC Electric |  | Accepted | 2025-01-31 | 2025-02-17 | 2026-02-17 | Inverters | ENPHASE | iq8mc-72-m-us | 320 |  | 28 |  |  | 0.97 |  | Outside
NJADRE1559114220 | Administratively Determined Incentive Program | PENNSVILLE | 8070 | 11.48 | Residential | Behind the Meter | Yes | Pro Custom Solar dba Momentum Solar | AC Electric |  | Accepted | 2025-01-31 | 2025-02-17 | 2026-02-17 | Solar Panels | hanwha | q.peak duo blk ml-g10+410 |  | 0.41 | 5 | 134 | 21 |  | Fixed | Roof
NJADRE1559114220 | Administratively Determined Incentive Program | PENNSVILLE | 8070 | 11.48 | Residential | Behind the Meter | Yes | Pro Custom Solar dba Momentum Solar | AC Electric |  | Accepted | 2025-01-31 | 2025-02-17 | 2026-02-17 | Solar Panels | hanwha | q.peak duo blk ml-g10+410 |  | 0.41 | 11 | 44 | 20 |  | Fixed | Roof
NJADRE1559114220 | Administratively Determined Incentive Program | PENNSVILLE | 8070 | 11.48 | Residential | Behind the Meter | Yes | Pro Custom Solar dba Momentum Solar | AC Electric |  | Accepted | 2025-01-31 | 2025-02-17 | 2026-02-17 | Solar Panels | hanwha | q.peak duo blk ml-g10+410 |  | 0.41 | 2 | 314 | 22 |  | Fixed | Roof
NJADRE1559114220 | Administratively Determined Incentive Program | PENNSVILLE | 8070 | 11.48 | Residential | Behind the Meter | Yes | Pro Custom Solar dba Momentum Solar | AC Electric |  | Accepted | 2025-01-31 | 2025-02-17 | 2026-02-17 | Solar Panels | hanwha | q.peak duo blk ml-g10+410 |  | 0.41 | 10 | 224 | 21 |  | Fixed | Roof
NJADRE1559114224 | Administratively Determined Incentive Program | NATIONAL PARK | 8063 | 3.2 | Residential | Behind the Meter | No | Suntuity Solar, LLC | PSE&G |  | Accepted | 2025-02-07 | 2025-02-28 | 2026-02-28 | Solar Panels | Hyperion Solar | HY-DH108P8 400W(B) |  | 0.4 | 3 | 136 | 32 |  | Fixed | Roof
NJADRE1559114224 | Administratively Determined Incentive Program | NATIONAL PARK | 8063 | 3.2 | Residential | Behind the Meter | No | Suntuity Solar, LLC | PSE&G |  | Accepted | 2025-02-07 | 2025-02-28 | 2026-02-28 | Inverters | Enphase Energy Inc | IQ8PLUS-72-2-US | 290 |  | 8 |  |  | 0.99 |  | Outdoor
NJADRE1559114224 | Administratively Determined Incentive Program | NATIONAL PARK | 8063 | 3.2 | Residential | Behind the Meter | No | Suntuity Solar, LLC | PSE&G |  | Accepted | 2025-02-07 | 2025-02-28 | 2026-02-28 | Meters | Enphase Energy Inc | X-IQ-AM1-240-4 |  |  | 1 |  |  |  | Yes | Outdoor
NJADRE1559114224 | Administratively Determined Incentive Program | NATIONAL PARK | 8063 | 3.2 | Residential | Behind the Meter | No | Suntuity Solar, LLC | PSE&G |  | Accepted | 2025-02-07 | 2025-02-28 | 2026-02-28 | Solar Panels | Hyperion Solar | HY-DH108P8 400W(B) |  | 0.4 | 5 | 316 | 32 |  | Fixed | Roof
NJADRE1559114247 | Administratively Determined Incentive Program | SHILOH | 8353 | 10.53 | Residential | Behind the Meter | Yes | RCL Enterprises, Inc. | AC Electric |  | Accepted | 2025-01-31 | 2025-02-17 | 2026-02-17 | Inverters | Enphase | IQ8+ | 290 |  | 26 |  |  | 0.97 |  | Outside
NJADRE1559114247 | Administratively Determined Incentive Program | SHILOH | 8353 | 10.53 | Residential | Behind the Meter | Yes | RCL Enterprises, Inc. | AC Electric |  | Accepted | 2025-01-31 | 2025-02-17 | 2026-02-17 | Solar Panels | JA SOLAR | JAM54S31 |  | 0.405 | 12 | 86 | 40 |  | Fixed | Roof
NJADRE1559114247 | Administratively Determined Incentive Program | SHILOH | 8353 | 10.53 | Residential | Behind the Meter | Yes | RCL Enterprises, Inc. | AC Electric |  | Accepted | 2025-01-31 | 2025-02-17 | 2026-02-17 | Solar Panels | JA SOLAR | JAM54S31 |  | 0.405 | 14 | 266 | 40 |  | Fixed | Roof
NJADRE1559114275 | Administratively Determined Incentive Program | BRIDGETON | 8302 | 1.64 | Residential | Behind the Meter | Yes | Pro Custom Solar dba Momentum Solar | AC Electric |  | Accepted | 2025-01-31 | 2025-02-17 | 2026-02-17 | Solar Panels | hanwha | q.peak duo blk ml-g10+410 |  | 0.41 | 4 | 16 | 27 |  | Fixed | Roof
NJADRE1559114275 | Administratively Determined Incentive Program | BRIDGETON | 8302 | 1.64 | Residential | Behind the Meter | Yes | Pro Custom Solar dba Momentum Solar | AC Electric |  | Accepted | 2025-01-31 | 2025-02-17 | 2026-02-17 | Inverters | ENPHASE | iq8mc-72-m-us | 320 |  | 4 |  |  | 0.97 |  | Outside
NJADRE1559114279 | Administratively Determined Incentive Program | WATCHUNG | 7069 | 6.15 | Residential | Behind the Meter | Yes | Pro Custom Solar dba Momentum Solar | PSE&G |  | Accepted | 2025-01-31 | 2025-02-17 | 2026-02-17 | Inverters | ENPHASE | IQ8HC-72-M-DOM-US | 380 |  | 15 |  |  | 0.97 |  | Outdoor
NJADRE1559114279 | Administratively Determined Incentive Program | WATCHUNG | 7069 | 6.15 | Residential | Behind the Meter | Yes | Pro Custom Solar dba Momentum Solar | PSE&G |  | Accepted | 2025-01-31 | 2025-02-17 | 2026-02-17 | Solar Panels | HANWHA | Q.PEAK DUO BLK ML-G10+410 |  | 0.41 | 7 | 160 | 27 |  | Fixed | Roof
NJADRE1559114279 | Administratively Determined Incentive Program | WATCHUNG | 7069 | 6.15 | Residential | Behind the Meter | Yes | Pro Custom Solar dba Momentum Solar | PSE&G |  | Accepted | 2025-01-31 | 2025-02-17 | 2026-02-17 | Solar Panels | HANWHA | Q.PEAK DUO BLK ML-G10+410 |  | 0.41 | 8 | 160 | 26 |  | Fixed | Roof
NJADRE1559114316 | Administratively Determined Incentive Program | Pleasantville | 8232 | 7.6 | Residential | Behind the Meter | No | Solar Energy World | AC Electric |  | Accepted | 2025-01-31 | 2025-02-14 | 2026-02-14 | Solar Panels | LONGi | LR5-54HABB-400M |  | 0.4 | 11 | 117 | 23 |  | Fixed | Roof
NJADRE1559114316 | Administratively Determined Incentive Program | Pleasantville | 8232 | 7.6 | Residential | Behind the Meter | No | Solar Energy World | AC Electric |  | Accepted | 2025-01-31 | 2025-02-14 | 2026-02-14 | Solar Panels | LONGi | LR5-54HABB-400M |  | 0.4 | 8 | 297 | 22 |  | Fixed | Roof
NJADRE1559114316 | Administratively Determined Incentive Program | Pleasantville | 8232 | 7.6 | Residential | Behind the Meter | No | Solar Energy World | AC Electric |  | Accepted | 2025-01-31 | 2025-02-14 | 2026-02-14 | Inverters | Enphase | IQ8+-72-M-US | 290 |  | 19 |  |  | 0.97 |  | Outside
NJADRE1559114322 | Administratively Determined Incentive Program | Bridgeton | 8302 | 11.48 | Residential | Behind the Meter | Yes | Power Energy Solutions, LLC | AC Electric |  | Accepted | 2025-01-31 | 2025-02-14 | 2026-02-14 | Solar Panels | Trina Solar | TSM-425NE09RC.05 |  | 0.425 | 18 | 338 | 2 |  | Fixed | Roof
NJADRE1559114322 | Administratively Determined Incentive Program | Bridgeton | 8302 | 11.48 | Residential | Behind the Meter | Yes | Power Energy Solutions, LLC | AC Electric |  | Accepted | 2025-01-31 | 2025-02-14 | 2026-02-14 | Solar Panels | Trina Solar | TSM-425NE09RC.05 |  | 0.425 | 9 | 338 | 20 |  | Fixed | Roof
NJADRE1559114322 | Administratively Determined Incentive Program | Bridgeton | 8302 | 11.48 | Residential | Behind the Meter | Yes | Power Energy Solutions, LLC | AC Electric |  | Accepted | 2025-01-31 | 2025-02-14 | 2026-02-14 | Inverters | SolarEdge | SE7600H-US | 8 |  | 1 |  |  | 0.97 |  | Outdoor
NJADRE1559114323 | Administratively Determined Incentive Program | Berlin | 8009 | 11.62 | Residential | Behind the Meter | Yes | SunPurity, LLC | AC Electric |  | Accepted | 2025-01-31 | 2025-02-14 | 2026-02-14 | Solar Panels | Hanwha Q.Cells | Q.PEAK DUO L-G6 415W |  | 0.415 | 18 | 43 | 29 |  | Fixed | Roof
NJADRE1559114323 | Administratively Determined Incentive Program | Berlin | 8009 | 11.62 | Residential | Behind the Meter | Yes | SunPurity, LLC | AC Electric |  | Accepted | 2025-01-31 | 2025-02-14 | 2026-02-14 | Solar Panels | Hanwha Q.Cells | Q.PEAK DUO L-G6 415W |  | 0.415 | 10 | 223 | 29 |  | Fixed | Roof
NJADRE1559114323 | Administratively Determined Incentive Program | Berlin | 8009 | 11.62 | Residential | Behind the Meter | Yes | SunPurity, LLC | AC Electric |  | Accepted | 2025-01-31 | 2025-02-14 | 2026-02-14 | Inverters | Solaredge | SE10000H-US | 10000 |  | 1 |  |  | 0.99 |  | Outdoor
NJADRE1559114323 | Administratively Determined Incentive Program | Berlin | 8009 | 11.62 | Residential | Behind the Meter | Yes | SunPurity, LLC | AC Electric |  | Accepted | 2025-01-31 | 2025-02-14 | 2026-02-14 | Meters | Solaredge | SE10000H-US |  |  | 1 |  |  |  | Yes | Outdoor
NJADRE1559114335 | Administratively Determined Incentive Program | Newfield | 8344 | 20.34 | Residential | Behind the Meter | Yes | SunnyMac, LLC | AC Electric |  | Accepted | 2025-01-31 | 2025-02-14 | 2026-02-14 | Solar Panels | HANWHA | Q.PEAK DUO BLK ML-G10+ 415W |  | 0.415 | 12 | 277 | 22 |  | Fixed | Roof
NJADRE1559114335 | Administratively Determined Incentive Program | Newfield | 8344 | 20.34 | Residential | Behind the Meter | Yes | SunnyMac, LLC | AC Electric |  | Accepted | 2025-01-31 | 2025-02-14 | 2026-02-14 | Solar Panels | HANWHA | Q.PEAK DUO BLK ML-G10+ 415W |  | 0.415 | 6 | 7 | 23 |  | Fixed | Roof
NJADRE1559114335 | Administratively Determined Incentive Program | Newfield | 8344 | 20.34 | Residential | Behind the Meter | Yes | SunnyMac, LLC | AC Electric |  | Accepted | 2025-01-31 | 2025-02-14 | 2026-02-14 | Solar Panels | HANWHA | Q.PEAK DUO BLK ML-G10+ 415W |  | 0.415 | 15 | 187 | 23 |  | Fixed | Roof
NJADRE1559114335 | Administratively Determined Incentive Program | Newfield | 8344 | 20.34 | Residential | Behind the Meter | Yes | SunnyMac, LLC | AC Electric |  | Accepted | 2025-01-31 | 2025-02-14 | 2026-02-14 | Solar Panels | HANWHA | Q.PEAK DUO BLK ML-G10+ 415W |  | 0.415 | 8 | 97 | 23 |  | Fixed | Roof
NJADRE1559114335 | Administratively Determined Incentive Program | Newfield | 8344 | 20.34 | Residential | Behind the Meter | Yes | SunnyMac, LLC | AC Electric |  | Accepted | 2025-01-31 | 2025-02-14 | 2026-02-14 | Solar Panels | HANWHA | Q.PEAK DUO BLK ML-G10+ 415W |  | 0.415 | 2 | 187 | 22 |  | Fixed | Roof
NJADRE1559114335 | Administratively Determined Incentive Program | Newfield | 8344 | 20.34 | Residential | Behind the Meter | Yes | SunnyMac, LLC | AC Electric |  | Accepted | 2025-01-31 | 2025-02-14 | 2026-02-14 | Solar Panels | HANWHA | Q.PEAK DUO BLK ML-G10+ 415W |  | 0.415 | 6 | 97 | 22 |  | Fixed | Roof
NJADRE1559114335 | Administratively Determined Incentive Program | Newfield | 8344 | 20.34 | Residential | Behind the Meter | Yes | SunnyMac, LLC | AC Electric |  | Accepted | 2025-01-31 | 2025-02-14 | 2026-02-14 | Inverters | SOLAREDGE HOME HUB | SE7600H-US | 7600 |  | 2 |  |  | 0.99 |  | Outdoor | next to meter
NJADRE1559114345 | Administratively Determined Incentive Program | Berkeley Twp | 8721 | 10.38 | Residential | Behind the Meter | Yes | SunnyMac, LLC | JCP&L |  | Accepted | 2025-01-31 | 2025-02-14 | 2026-02-14 | Solar Panels | HANWHA | Q.PEAK DUO BLK ML-G10+ 415 |  | 0.415 | 10 | 184 | 18 |  | Fixed | Roof
NJADRE1559114345 | Administratively Determined Incentive Program | Berkeley Twp | 8721 | 10.38 | Residential | Behind the Meter | Yes | SunnyMac, LLC | JCP&L |  | Accepted | 2025-01-31 | 2025-02-14 | 2026-02-14 | Solar Panels | HANWHA | Q.PEAK DUO BLK ML-G10+ 415 |  | 0.415 | 15 | 184 | 6 |  | Fixed | Roof
NJADRE1559114345 | Administratively Determined Incentive Program | Berkeley Twp | 8721 | 10.38 | Residential | Behind the Meter | Yes | SunnyMac, LLC | JCP&L |  | Accepted | 2025-01-31 | 2025-02-14 | 2026-02-14 | Inverters | SOLAREDGE HOME HUB | SE10000H-US | 10000 |  | 1 |  |  | 0.99 |  | Outdoor | next to meter
NJADRE1559114367 | Administratively Determined Incentive Program | Woodbury | 8096 | 12.75 | Residential | Behind the Meter | Yes | Whitman Construction, LLC | PSE&G |  | Accepted | 2025-01-31 | 2025-02-17 | 2026-02-17 | Solar Panels | Trina Solar | TSM-425NE09RC.05 |  | 0.425 | 7 | 239 | 30 |  | Fixed | Roof
NJADRE1559114367 | Administratively Determined Incentive Program | Woodbury | 8096 | 12.75 | Residential | Behind the Meter | Yes | Whitman Construction, LLC | PSE&G |  | Accepted | 2025-01-31 | 2025-02-17 | 2026-02-17 | Solar Panels | Trina Solar | TSM-425NE09RC.05 |  | 0.425 | 7 | 149 | 40 |  | Fixed | Roof
NJADRE1559114367 | Administratively Determined Incentive Program | Woodbury | 8096 | 12.75 | Residential | Behind the Meter | Yes | Whitman Construction, LLC | PSE&G |  | Accepted | 2025-01-31 | 2025-02-17 | 2026-02-17 | Solar Panels | Trina Solar | TSM-425NE09RC.05 |  | 0.425 | 3 | 59 | 30 |  | Fixed | Roof
NJADRE1559114367 | Administratively Determined Incentive Program | Woodbury | 8096 | 12.75 | Residential | Behind the Meter | Yes | Whitman Construction, LLC | PSE&G |  | Accepted | 2025-01-31 | 2025-02-17 | 2026-02-17 | Solar Panels | Trina Solar | TSM-425NE09RC.05 |  | 0.425 | 13 | 239 | 30 |  | Fixed | Roof
NJADRE1559114367 | Administratively Determined Incentive Program | Woodbury | 8096 | 12.75 | Residential | Behind the Meter | Yes | Whitman Construction, LLC | PSE&G |  | Accepted | 2025-01-31 | 2025-02-17 | 2026-02-17 | Inverters | ENPHASE | IQ8PLUS-72-2-US | 290 |  | 30 |  |  | 0.975 |  | Outdoor
NJADRE1559115169 | Administratively Determined Incentive Program | South Brunswick | 8824 | 12.3 | Residential | Behind the Meter | Yes | SunPurity, LLC | PSE&G |  | Accepted | 2025-01-31 | 2025-02-17 | 2026-02-17 | Solar Panels | Hanwha Q.Cells | Q.PEAK DUO BLK-ML-G10+ 410W |  | 0.41 | 30 | 161 | 20 |  | Fixed | Roof
NJADRE1559115169 | Administratively Determined Incentive Program | South Brunswick | 8824 | 12.3 | Residential | Behind the Meter | Yes | SunPurity, LLC | PSE&G |  | Accepted | 2025-01-31 | 2025-02-17 | 2026-02-17 | Inverters | Solaredge | SE10000H-US | 10000 |  | 1 |  |  | 0.99 |  | Outdoor
NJADRE1559115169 | Administratively Determined Incentive Program | South Brunswick | 8824 | 12.3 | Residential | Behind the Meter | Yes | SunPurity, LLC | PSE&G |  | Accepted | 2025-01-31 | 2025-02-17 | 2026-02-17 | Meters | Solaredge | SE10000H-US |  |  | 1 |  |  |  | Yes | Outdoor
NJADRE1559115454 | Administratively Determined Incentive Program | BRIDGETON | 8302 | 11.07 | Residential | Behind the Meter | Yes | SunPurity, LLC | AC Electric |  | Accepted | 2025-02-04 | 2025-03-10 | 2026-03-10 | Inverters | Solaredge | SE10000-US | 10000 |  | 1 |  |  | 0.99 |  | Outdoor
NJADRE1559115454 | Administratively Determined Incentive Program | BRIDGETON | 8302 | 11.07 | Residential | Behind the Meter | Yes | SunPurity, LLC | AC Electric |  | Accepted | 2025-02-04 | 2025-03-10 | 2026-03-10 | Meters | Solaredge | SE10000-US |  |  | 1 |  |  |  | Yes | Outdoor
NJADRE1559115454 | Administratively Determined Incentive Program | BRIDGETON | 8302 | 11.07 | Residential | Behind the Meter | Yes | SunPurity, LLC | AC Electric |  | Accepted | 2025-02-04 | 2025-03-10 | 2026-03-10 | Solar Panels | Hanwha Q.Cells | Q.PEAK DUO L-G6 410 |  | 0.41 | 23 | 212 | 22 |  | Fixed | Roof
NJADRE1559115454 | Administratively Determined Incentive Program | BRIDGETON | 8302 | 11.07 | Residential | Behind the Meter | Yes | SunPurity, LLC | AC Electric |  | Accepted | 2025-02-04 | 2025-03-10 | 2026-03-10 | Solar Panels | Hanwha Q.Cells | Q.PEAK DUO L-G6 410 |  | 0.41 | 4 | 302 | 22 |  | Fixed | Roof
NJADRE1559117184 | Administratively Determined Incentive Program | Irvington | 7111 | 3.6 | Residential | Behind the Meter | Yes | Bright Ops, Inc. | PSE&G |  | Accepted | 2025-02-01 | 2025-02-17 | 2026-02-17 | Solar Panels | Hanwha Q-Cells | Q.PEAK DUO BLK ML-G10.a+ 400 |  | 0.4 | 3 | 195 | 30 |  | Fixed | Roof
NJADRE1559117184 | Administratively Determined Incentive Program | Irvington | 7111 | 3.6 | Residential | Behind the Meter | Yes | Bright Ops, Inc. | PSE&G |  | Accepted | 2025-02-01 | 2025-02-17 | 2026-02-17 | Solar Panels | Hanwha Q-Cells | Q.PEAK DUO BLK ML-G10.a+ 400 |  | 0.4 | 6 | 195 | 30 |  | Fixed | Roof
NJADRE1559117184 | Administratively Determined Incentive Program | Irvington | 7111 | 3.6 | Residential | Behind the Meter | Yes | Bright Ops, Inc. | PSE&G |  | Accepted | 2025-02-01 | 2025-02-17 | 2026-02-17 | Inverters | SolarEdge Technologies | SE3000H-USRGM | 3000 |  | 1 |  |  | 0.98 |  | Outdoor | Outside
NJADRE1559118793 | Administratively Determined Incentive Program | BRIDGETON | 8302 | 17.425 | Residential | Behind the Meter | Yes | Whitman Construction, LLC | AC Electric |  | Accepted | 2025-02-03 | 2025-02-17 | 2026-02-17 | Solar Panels | Trina Solar | TSM-425NE09RC.05 |  | 0.425 | 32 | 360 | 7 |  | Fixed | Roof
NJADRE1559118793 | Administratively Determined Incentive Program | BRIDGETON | 8302 | 17.425 | Residential | Behind the Meter | Yes | Whitman Construction, LLC | AC Electric |  | Accepted | 2025-02-03 | 2025-02-17 | 2026-02-17 | Solar Panels | Trina Solar | TSM-425NE09RC.05 |  | 0.425 | 9 | 269 | 34 |  | Fixed | Roof
NJADRE1559118793 | Administratively Determined Incentive Program | BRIDGETON | 8302 | 17.425 | Residential | Behind the Meter | Yes | Whitman Construction, LLC | AC Electric |  | Accepted | 2025-02-03 | 2025-02-17 | 2026-02-17 | Inverters | ENPHASE | IQ8PLUS-72-2-US | 290 |  | 41 |  |  | 0.975 |  | Outdoor
NJADRE1559118793 | Administratively Determined Incentive Program | BRIDGETON | 8302 | 17.425 | Residential | Behind the Meter | Yes | Whitman Construction, LLC | AC Electric |  | Accepted | 2025-02-03 | 2025-02-17 | 2026-02-17 | Meters | ENPHASE | X-IQ-AM1-240-5C-HDK |  |  | 1 |  |  |  | Yes | Outdoor
NJADRE1559118800 | Administratively Determined Incentive Program | Brooklawn | 8030 | 8.61 | Residential | Behind the Meter | Yes | Sunrun Installation Services, Inc. | PSE&G |  | Accepted | 2025-02-03 | 2025-02-19 | 2026-02-19 | Solar Panels | Hanwha Q Cells | Q.PEAK DUO BLK ML-G10+ 410 |  | 0.41 | 5 | 113 | 29 |  | Fixed | Roof
NJADRE1559118800 | Administratively Determined Incentive Program | Brooklawn | 8030 | 8.61 | Residential | Behind the Meter | Yes | Sunrun Installation Services, Inc. | PSE&G |  | Accepted | 2025-02-03 | 2025-02-19 | 2026-02-19 | Inverters | SolarEdge Technologies | SE5700H-USMN | 5760 |  | 1 |  |  | 0.99 |  | Outdoor
NJADRE1559118800 | Administratively Determined Incentive Program | Brooklawn | 8030 | 8.61 | Residential | Behind the Meter | Yes | Sunrun Installation Services, Inc. | PSE&G |  | Accepted | 2025-02-03 | 2025-02-19 | 2026-02-19 | Solar Panels | Hanwha Q Cells | Q.PEAK DUO BLK ML-G10+ 410 |  | 0.41 | 16 | 293 | 30 |  | Fixed | Roof
NJADRE1559118813 | Administratively Determined Incentive Program | MYSTIC ISLANDS | 8087 | 4.51 | Residential | Behind the Meter | Yes | Sunrun Installation Services, Inc. | AC Electric |  | Accepted | 2025-02-03 | 2025-02-17 | 2026-02-17 | Solar Panels | Hanwha Q-Cells | Q.PEAK DUO BLK ML-G10+ 410 |  | 0.41 | 3 | 150 | 22 |  | Fixed | Roof
NJADRE1559118813 | Administratively Determined Incentive Program | MYSTIC ISLANDS | 8087 | 4.51 | Residential | Behind the Meter | Yes | Sunrun Installation Services, Inc. | AC Electric |  | Accepted | 2025-02-03 | 2025-02-17 | 2026-02-17 | Inverters | SOLAREDGE TECHNOLOGIES | SE3800H-USMN | 3800 |  | 1 |  |  | 0.99 |  | Outside
NJADRE1559118813 | Administratively Determined Incentive Program | MYSTIC ISLANDS | 8087 | 4.51 | Residential | Behind the Meter | Yes | Sunrun Installation Services, Inc. | AC Electric |  | Accepted | 2025-02-03 | 2025-02-17 | 2026-02-17 | Solar Panels | Hanwha Q-Cells | Q.PEAK DUO BLK ML-G10+ 410 |  | 0.41 | 8 | 240 | 22 |  | Fixed | Roof
NJADRE1559118838 | Administratively Determined Incentive Program | Millville | 8332 | 8.61 | Residential | Behind the Meter | Yes | Whitman Construction, LLC | AC Electric |  | Accepted | 2025-02-03 | 2025-02-17 | 2026-02-17 | Inverters | ENPHASE | IQ8PLUS-72-2-US | 290 |  | 21 |  |  | 0.975 |  | Outdoor
NJADRE1559118838 | Administratively Determined Incentive Program | Millville | 8332 | 8.61 | Residential | Behind the Meter | Yes | Whitman Construction, LLC | AC Electric |  | Accepted | 2025-02-03 | 2025-02-17 | 2026-02-17 | Solar Panels | Trina Solar | TSM-410NE09RC.05 |  | 0.41 | 21 | 105 | 30 |  | Fixed | Roof
NJADRE1559118880 | Administratively Determined Incentive Program | Rio Grande | 8242 | 11.89 | Residential | Behind the Meter | Yes | Trinity Solar, LLC | AC Electric |  | Accepted | 2025-02-03 | 2025-02-17 | 2026-02-17 | Solar Panels | HANWHA | Q.PEAK DUO BLK ML-G10+ 410 |  | 0.41 | 29 | 299 | 18 |  | Fixed | Roof
NJADRE1559118880 | Administratively Determined Incentive Program | Rio Grande | 8242 | 11.89 | Residential | Behind the Meter | Yes | Trinity Solar, LLC | AC Electric |  | Accepted | 2025-02-03 | 2025-02-17 | 2026-02-17 | Inverters | TESLA | Tesla 11.5KW 1538000-XX-Y | 11500 |  | 1 |  |  | 0.97 |  | Outside
NJADRE1559118880 | Administratively Determined Incentive Program | Rio Grande | 8242 | 11.89 | Residential | Behind the Meter | Yes | Trinity Solar, LLC | AC Electric |  | Accepted | 2025-02-03 | 2025-02-17 | 2026-02-17 | Electric Storage Battery | TESLA | 1707000-xx-y |  |  | 2 |  |  |  | Lithium Ion |  | Outdoors
NJADRE1559118911 | Administratively Determined Incentive Program | MONROE TOWNSHIP | 8831 | 12.3 | Residential | Behind the Meter | Yes | Sunrun Installation Services, Inc. | JCP&L |  | Accepted | 2025-02-03 | 2025-02-17 | 2026-02-17 | Solar Panels | HANWHA Q-CELLS | Q.PEAK DUO BLK ML-G10+ 410 |  | 0.41 | 3 | 266 | 39 |  | Fixed | Roof
NJADRE1559118911 | Administratively Determined Incentive Program | MONROE TOWNSHIP | 8831 | 12.3 | Residential | Behind the Meter | Yes | Sunrun Installation Services, Inc. | JCP&L |  | Accepted | 2025-02-03 | 2025-02-17 | 2026-02-17 | Electric Storage Battery | TESLA | POWERWALL 3 1707000-XX-Y |  |  | 1 |  |  |  | Lithium Ion |  | Outside
NJADRE1559118911 | Administratively Determined Incentive Program | MONROE TOWNSHIP | 8831 | 12.3 | Residential | Behind the Meter | Yes | Sunrun Installation Services, Inc. | JCP&L |  | Accepted | 2025-02-03 | 2025-02-17 | 2026-02-17 | Solar Panels | HANWHA Q-CELLS | Q.PEAK DUO BLK ML-G10+ 410 |  | 0.41 | 9 | 355 | 29 |  | Fixed | Roof
NJADRE1559118911 | Administratively Determined Incentive Program | MONROE TOWNSHIP | 8831 | 12.3 | Residential | Behind the Meter | Yes | Sunrun Installation Services, Inc. | JCP&L |  | Accepted | 2025-02-03 | 2025-02-17 | 2026-02-17 | Solar Panels | HANWHA Q-CELLS | Q.PEAK DUO BLK ML-G10+ 410 |  | 0.41 | 3 | 266 | 39 |  | Fixed | Roof
NJADRE1559118911 | Administratively Determined Incentive Program | MONROE TOWNSHIP | 8831 | 12.3 | Residential | Behind the Meter | Yes | Sunrun Installation Services, Inc. | JCP&L |  | Accepted | 2025-02-03 | 2025-02-17 | 2026-02-17 | Inverters | TESLA | POWERWALL 3 1707000-XX-Y | 11500 |  | 1 |  |  | 0.97 |  | Outdoor
NJADRE1559118911 | Administratively Determined Incentive Program | MONROE TOWNSHIP | 8831 | 12.3 | Residential | Behind the Meter | Yes | Sunrun Installation Services, Inc. | JCP&L |  | Accepted | 2025-02-03 | 2025-02-17 | 2026-02-17 | Solar Panels | HANWHA Q-CELLS | Q.PEAK DUO BLK ML-G10+ 410 |  | 0.41 | 8 | 86 | 39 |  | Fixed | Roof
NJADRE1559118911 | Administratively Determined Incentive Program | MONROE TOWNSHIP | 8831 | 12.3 | Residential | Behind the Meter | Yes | Sunrun Installation Services, Inc. | JCP&L |  | Accepted | 2025-02-03 | 2025-02-17 | 2026-02-17 | Solar Panels | HANWHA Q-CELLS | Q.PEAK DUO BLK ML-G10+ 410 |  | 0.41 | 4 | 176 | 30 |  | Fixed | Roof
NJADRE1559118911 | Administratively Determined Incentive Program | MONROE TOWNSHIP | 8831 | 12.3 | Residential | Behind the Meter | Yes | Sunrun Installation Services, Inc. | JCP&L |  | Accepted | 2025-02-03 | 2025-02-17 | 2026-02-17 | Solar Panels | HANWHA Q-CELLS | Q.PEAK DUO BLK ML-G10+ 410 |  | 0.41 | 3 | 86 | 39 |  | Fixed | Roof
NJADRE1559118933 | Administratively Determined Incentive Program | North Brunswick | 8902 | 5.74 | Residential | Behind the Meter | Yes | Sunrun Installation Services, Inc. | PSE&G |  | Accepted | 2025-02-03 | 2025-02-17 | 2026-02-17 | Inverters | SolarEdge Technologies | SE7600H-USMN | 7600 |  | 1 |  |  | 0.99 |  | Outdoor
NJADRE1559118933 | Administratively Determined Incentive Program | North Brunswick | 8902 | 5.74 | Residential | Behind the Meter | Yes | Sunrun Installation Services, Inc. | PSE&G |  | Accepted | 2025-02-03 | 2025-02-17 | 2026-02-17 | Solar Panels | Hanwha Q Cells | Q.PEAK DUO BLK ML-G10+ 410 |  | 0.41 | 14 | 133 | 23 |  | Fixed | Roof
NJADRE1559119123 | Administratively Determined Incentive Program | FAIR LAWN | 7410 | 2.87 | Residential | Behind the Meter | Yes | Sunrun Installation Services, Inc. | PSE&G |  | Accepted | 2025-02-03 | 2025-02-17 | 2026-02-17 | Inverters | Growatt New Energy Technology Co Ltd | MIN 3800TL-XH-US | 3800 |  | 1 |  |  | 0.98 |  | Outdoor | Next to meter
NJADRE1559119123 | Administratively Determined Incentive Program | FAIR LAWN | 7410 | 2.87 | Residential | Behind the Meter | Yes | Sunrun Installation Services, Inc. | PSE&G |  | Accepted | 2025-02-03 | 2025-02-17 | 2026-02-17 | Solar Panels | Hanwha Q-Cells | Q.PEAK DUO BLK ML-G10+ 410 DCA (MD06G100A-017) |  | 0.41 | 7 | 160 | 30 |  | Fixed | Roof
NJADRE1559119140 | Administratively Determined Incentive Program | Monmouth Junction | 8852 | 9.24 | Residential | Behind the Meter | No | Public Service Solar, LLC | PSE&G |  | Accepted | 2025-02-03 | 2025-02-17 | 2026-02-17 | Solar Panels | Panasonic | EVPV420HK2 |  | 0.42 | 14 | 235 | 34 |  | Fixed | Roof
NJADRE1559119140 | Administratively Determined Incentive Program | Monmouth Junction | 8852 | 9.24 | Residential | Behind the Meter | No | Public Service Solar, LLC | PSE&G |  | Accepted | 2025-02-03 | 2025-02-17 | 2026-02-17 | Solar Panels | Panasonic | EVPV420HK2 |  | 0.42 | 8 | 235 | 34 |  | Fixed | Roof
NJADRE1559119140 | Administratively Determined Incentive Program | Monmouth Junction | 8852 | 9.24 | Residential | Behind the Meter | No | Public Service Solar, LLC | PSE&G |  | Accepted | 2025-02-03 | 2025-02-17 | 2026-02-17 | Inverters | Enphase | iQ8HC-72-M-US | 380 |  | 22 |  |  | 0.96 |  | Outdoor | Under Panels
NJADRE1559119202 | Administratively Determined Incentive Program | Egg Harbor Twp | 8234 | 6.97 | Residential | Behind the Meter | Yes | Trinity Solar, LLC | AC Electric |  | Accepted | 2025-02-03 | 2025-02-17 | 2026-02-17 | Solar Panels | HANWHA | (Q.PEAK DUO BLK ML-G10+ 410) |  | 0.41 | 7 | 78 | 27 |  | Fixed | Roof
NJADRE1559119202 | Administratively Determined Incentive Program | Egg Harbor Twp | 8234 | 6.97 | Residential | Behind the Meter | Yes | Trinity Solar, LLC | AC Electric |  | Accepted | 2025-02-03 | 2025-02-17 | 2026-02-17 | Inverters | Tesla | TESLA 5.7kW (1538000-XX-Y) | 5700 |  | 1 |  |  | 0.97 |  | Outdoor
NJADRE1559119202 | Administratively Determined Incentive Program | Egg Harbor Twp | 8234 | 6.97 | Residential | Behind the Meter | Yes | Trinity Solar, LLC | AC Electric |  | Accepted | 2025-02-03 | 2025-02-17 | 2026-02-17 | Solar Panels | (Q.PEAK DUO BLK ML-G10+ 410) | HANWHA |  | 0.41 | 10 | 167 | 26 |  | Fixed | Roof
NJADRE1559119425 | Administratively Determined Incentive Program | Mount Holly | 8060 | 7.2 | Residential | Behind the Meter | Yes | GenSun Roofing and Solar, LLC | PSE&G |  | Accepted | 2025-02-03 | 2025-02-18 | 2026-02-18 | Solar Panels | LONGI SOLAR | LR5-54HABB- 400W |  | 0.4 | 18 | 353 | 5 |  | Fixed | Roof
NJADRE1559119425 | Administratively Determined Incentive Program | Mount Holly | 8060 | 7.2 | Residential | Behind the Meter | Yes | GenSun Roofing and Solar, LLC | PSE&G |  | Accepted | 2025-02-03 | 2025-02-18 | 2026-02-18 | Inverters | SOLAREDGE | se6000H-us | 6000 |  | 1 |  |  | 0.99 |  | Outside
NJADRE1559119519 | Administratively Determined Incentive Program | Ventnor | 8406 | 5.74 | Residential | Behind the Meter | Yes | Whitman Construction, LLC | AC Electric |  | Accepted | 2025-02-03 | 2025-02-18 | 2026-02-18 | Solar Panels | Trina Solar | TSM-410NE09RC.05 |  | 0.41 | 9 | 234 | 18 |  | Fixed | Roof
NJADRE1559119519 | Administratively Determined Incentive Program | Ventnor | 8406 | 5.74 | Residential | Behind the Meter | Yes | Whitman Construction, LLC | AC Electric |  | Accepted | 2025-02-03 | 2025-02-18 | 2026-02-18 | Solar Panels | Trina Solar | TSM-410NE09RC.05 |  | 0.41 | 5 | 54 | 18 |  | Fixed | Roof
NJADRE1559119519 | Administratively Determined Incentive Program | Ventnor | 8406 | 5.74 | Residential | Behind the Meter | Yes | Whitman Construction, LLC | AC Electric |  | Accepted | 2025-02-03 | 2025-02-18 | 2026-02-18 | Inverters | ENPHASE | IQ8PLUS-72-2-US | 290 |  | 14 |  |  | 0.975 |  | Outdoor
NJADRE1559119932 | Administratively Determined Incentive Program | East Brunswick | 8816 | 11.2 | Residential | Behind the Meter | No | Public Service, Solar | PSE&G |  | Accepted | 2025-02-03 | 2025-02-17 | 2026-02-17 | Solar Panels | Panasonic | EVPV400HK |  | 0.4 | 4 | 176 | 27 |  | Fixed | Roof
NJADRE1559119932 | Administratively Determined Incentive Program | East Brunswick | 8816 | 11.2 | Residential | Behind the Meter | No | Public Service, Solar | PSE&G |  | Accepted | 2025-02-03 | 2025-02-17 | 2026-02-17 | Solar Panels | Panasonic | EVPV400HK |  | 0.4 | 17 | 266 | 33 |  | Fixed | Roof
NJADRE1559119932 | Administratively Determined Incentive Program | East Brunswick | 8816 | 11.2 | Residential | Behind the Meter | No | Public Service, Solar | PSE&G |  | Accepted | 2025-02-03 | 2025-02-17 | 2026-02-17 | Inverters | Enphase | iQ8HC-72-M-US | 380 |  | 28 |  |  | 0.96 |  | Outdoor | Under Panels
NJADRE1559119932 | Administratively Determined Incentive Program | East Brunswick | 8816 | 11.2 | Residential | Behind the Meter | No | Public Service, Solar | PSE&G |  | Accepted | 2025-02-03 | 2025-02-17 | 2026-02-17 | Solar Panels | Panasonic | EVPV400HK |  | 0.4 | 7 | 86 | 27 |  | Fixed | Roof
NJADRE1559120238 | Administratively Determined Incentive Program | SICKLERVILLE | 8081 | 8.72 | Residential | Behind the Meter | Yes | SunPurity, LLC | AC Electric |  | Accepted | 2025-02-03 | 2025-03-10 | 2026-03-10 | Solar Panels | Hanwha Q.Cells | Q.PEAK DUO BLK-ML-G10+ 415W |  | 0.415 | 3 | 159 | 20 |  | Fixed | Roof
NJADRE1559120238 | Administratively Determined Incentive Program | SICKLERVILLE | 8081 | 8.72 | Residential | Behind the Meter | Yes | SunPurity, LLC | AC Electric |  | Accepted | 2025-02-03 | 2025-03-10 | 2026-03-10 | Inverters | Solaredge | SE7600H-US | 7600 |  | 1 |  |  | 0.99 |  | Outdoor
NJADRE1559120238 | Administratively Determined Incentive Program | SICKLERVILLE | 8081 | 8.72 | Residential | Behind the Meter | Yes | SunPurity, LLC | AC Electric |  | Accepted | 2025-02-03 | 2025-03-10 | 2026-03-10 | Solar Panels | Hanwha Q.Cells | Q.PEAK DUO BLK-ML-G10+ 415W |  | 0.415 | 18 | 159 | 40 |  | Fixed | Roof
NJADRE1559120248 | Administratively Determined Incentive Program | BROWNS MILLS | 8015 | 3.69 | Residential | Behind the Meter | Yes | Sunrun Installation Services, Inc. | JCP&L |  | Accepted | 2025-02-03 | 2025-02-18 | 2026-02-18 | Solar Panels | Hanwha Q Cells | Q.PEAK DUO BLK ML-G10+ 410 |  | 0.41 | 7 | 106 | 21 |  | Fixed | Roof
NJADRE1559120248 | Administratively Determined Incentive Program | BROWNS MILLS | 8015 | 3.69 | Residential | Behind the Meter | Yes | Sunrun Installation Services, Inc. | JCP&L |  | Accepted | 2025-02-03 | 2025-02-18 | 2026-02-18 | Inverters | SolarEdge Technologies | SE3800H-USMN | 3800 |  | 1 |  |  | 0.99 |  | Outdoor
NJADRE1559120248 | Administratively Determined Incentive Program | BROWNS MILLS | 8015 | 3.69 | Residential | Behind the Meter | Yes | Sunrun Installation Services, Inc. | JCP&L |  | Accepted | 2025-02-03 | 2025-02-18 | 2026-02-18 | Solar Panels | Hanwha Q Cells | Q.PEAK DUO BLK ML-G10+ 410 |  | 0.41 | 2 | 106 | 21 |  | Fixed | Roof
NJADRE1559120510 | Administratively Determined Incentive Program | EWING | 8638 | 3.28 | Residential | Behind the Meter | Yes | Sunrun Installation Services, Inc. | PSE&G |  | Accepted | 2025-02-03 | 2025-02-18 | 2026-02-18 | Solar Panels | Hanwha Q Cells | Q.PEAK DUO BLK ML-G10+ 410 |  | 0.41 | 6 | 279 | 19 |  | Fixed | Roof
NJADRE1559120510 | Administratively Determined Incentive Program | EWING | 8638 | 3.28 | Residential | Behind the Meter | Yes | Sunrun Installation Services, Inc. | PSE&G |  | Accepted | 2025-02-03 | 2025-02-18 | 2026-02-18 | Solar Panels | Hanwha Q Cells | Q.PEAK DUO BLK ML-G10+ 410 |  | 0.41 | 2 | 10 | 18 |  | Fixed | Roof
NJADRE1559120510 | Administratively Determined Incentive Program | EWING | 8638 | 3.28 | Residential | Behind the Meter | Yes | Sunrun Installation Services, Inc. | PSE&G |  | Accepted | 2025-02-03 | 2025-02-18 | 2026-02-18 | Inverters | SolarEdge Technologies | SE3800H-USMN | 3800 |  | 1 |  |  | 0.99 |  | Outdoor
NJADRE1559120551 | Administratively Determined Incentive Program | CHERRY HILL | 8003 | 5.33 | Residential | Behind the Meter | Yes | Sunrun Installation Services, Inc. | PSE&G |  | Accepted | 2025-02-03 | 2025-02-18 | 2026-02-18 | Solar Panels | HANWHA Q-CELLS | Q.PEAK DUO BLK ML-G10+ 410 |  | 0.41 | 6 | 58 | 20 |  | Fixed | Roof
NJADRE1559120551 | Administratively Determined Incentive Program | CHERRY HILL | 8003 | 5.33 | Residential | Behind the Meter | Yes | Sunrun Installation Services, Inc. | PSE&G |  | Accepted | 2025-02-03 | 2025-02-18 | 2026-02-18 | Solar Panels | HANWHA Q-CELLS | Q.PEAK DUO BLK ML-G10+ 410 |  | 0.41 | 7 | 58 | 21 |  | Fixed | Roof
NJADRE1559120551 | Administratively Determined Incentive Program | CHERRY HILL | 8003 | 5.33 | Residential | Behind the Meter | Yes | Sunrun Installation Services, Inc. | PSE&G |  | Accepted | 2025-02-03 | 2025-02-18 | 2026-02-18 | Inverters | SOLAREDGE TECHNOLOGIES | SE3800H-USMN | 3800 |  | 1 |  |  | 0.99 |  | Outdoor
NJADRE1559120582 | Administratively Determined Incentive Program | Clifton | 7011 | 15.58 | Residential | Behind the Meter | Yes | Pro Custom Solar dba Momentum Solar | PSE&G |  | Accepted | 2025-02-03 | 2025-02-18 | 2026-02-18 | Solar Panels | Hanwha | Q.PEAK DUO BLK ML-G10+410 |  | 0.41 | 26 | 256 | 39 |  | Fixed | Roof
NJADRE1559120582 | Administratively Determined Incentive Program | Clifton | 7011 | 15.58 | Residential | Behind the Meter | Yes | Pro Custom Solar dba Momentum Solar | PSE&G |  | Accepted | 2025-02-03 | 2025-02-18 | 2026-02-18 | Solar Panels | Hanwha | Q.PEAK DUO BLK ML-G10+ 410 |  | 0.41 | 12 | 76 | 39 |  | Fixed | Roof
NJADRE1559120582 | Administratively Determined Incentive Program | Clifton | 7011 | 15.58 | Residential | Behind the Meter | Yes | Pro Custom Solar dba Momentum Solar | PSE&G |  | Accepted | 2025-02-03 | 2025-02-18 | 2026-02-18 | Inverters | Enphase | IQ8HC-72-M-DOM-US | 380 |  | 38 |  |  | 0.97 |  | Outdoor
NJADRE1559120612 | Administratively Determined Incentive Program | MIDDLESEX | 8846 | 13.12 | Residential | Behind the Meter | No | Trinity Solar, LLC | PSE&G |  | Accepted | 2025-02-03 | 2025-02-21 | 2026-02-21 | Solar Panels | HANWHA | (Q.PEAK DUO BLK ML-G10+ 410) |  | 0.41 | 18 | 334 | 24 |  | Fixed | Roof
NJADRE1559120612 | Administratively Determined Incentive Program | MIDDLESEX | 8846 | 13.12 | Residential | Behind the Meter | No | Trinity Solar, LLC | PSE&G |  | Accepted | 2025-02-03 | 2025-02-21 | 2026-02-21 | Inverters | Solar Edge | SE10000H-US | 10000 |  | 1 |  |  | 0.97 |  | Outdoor
NJADRE1559120612 | Administratively Determined Incentive Program | MIDDLESEX | 8846 | 13.12 | Residential | Behind the Meter | No | Trinity Solar, LLC | PSE&G |  | Accepted | 2025-02-03 | 2025-02-21 | 2026-02-21 | Solar Panels | HANWHA | (Q.PEAK DUO BLK ML-G10+ 410) |  | 0.41 | 14 | 154 | 24 |  | Fixed | Roof
NJADRE1559120634 | Administratively Determined Incentive Program | Bargaintown | 8234 | 11.9 | Residential | Behind the Meter | Yes | GenSun Roofing and Solar, LLC | AC Electric |  | Accepted | 2025-02-03 | 2025-02-27 | 2026-02-27 | Inverters | SOLAREDGE | SE10000H-US | 10000 |  | 1 |  |  | 0.99 |  | Outside
NJADRE1559120634 | Administratively Determined Incentive Program | Bargaintown | 8234 | 11.9 | Residential | Behind the Meter | Yes | GenSun Roofing and Solar, LLC | AC Electric |  | Accepted | 2025-02-03 | 2025-02-27 | 2026-02-27 | Solar Panels | JINKO SOLAR | JKM 425N-54HL4-B 425W |  | 0.425 | 18 | 80 | 32 |  | Fixed | Roof
NJADRE1559120634 | Administratively Determined Incentive Program | Bargaintown | 8234 | 11.9 | Residential | Behind the Meter | Yes | GenSun Roofing and Solar, LLC | AC Electric |  | Accepted | 2025-02-03 | 2025-02-27 | 2026-02-27 | Solar Panels | JINKO SOLAR | JKM 425N-54HL4-B 425W |  | 0.425 | 10 | 170 | 32 |  | Fixed | Roof
NJADRE1559120666 | Administratively Determined Incentive Program | Pine Hill | 8021 | 13.53 | Residential | Behind the Meter | Yes | Define Solar, LLC | AC Electric |  | Accepted | 2025-02-17 | 2025-03-05 | 2026-03-05 | Solar Panels | Znshine | ZXM7-SH108 410 |  | 0.41 | 11 | 56 | 22 |  | Fixed | Roof
NJADRE1559120666 | Administratively Determined Incentive Program | Pine Hill | 8021 | 13.53 | Residential | Behind the Meter | Yes | Define Solar, LLC | AC Electric |  | Accepted | 2025-02-17 | 2025-03-05 | 2026-03-05 | Inverters | Enphase | IQ8PLUS-72-2-US | 290 |  | 11 |  |  | 0.976 |  | Outside | Under each pv panel
NJADRE1559120666 | Administratively Determined Incentive Program | Pine Hill | 8021 | 13.53 | Residential | Behind the Meter | Yes | Define Solar, LLC | AC Electric |  | Accepted | 2025-02-17 | 2025-03-05 | 2026-03-05 | Solar Panels | Znshine | ZXM7-SH108 410 |  | 0.41 | 12 | 236 | 22 |  | Fixed | Roof
NJADRE1559120666 | Administratively Determined Incentive Program | Pine Hill | 8021 | 13.53 | Residential | Behind the Meter | Yes | Define Solar, LLC | AC Electric |  | Accepted | 2025-02-17 | 2025-03-05 | 2026-03-05 | Inverters | Enphase | IQ8PLUS-72-2-US | 290 |  | 10 |  |  | 0.976 |  | Outside | Under each pv panel
NJADRE1559120666 | Administratively Determined Incentive Program | Pine Hill | 8021 | 13.53 | Residential | Behind the Meter | Yes | Define Solar, LLC | AC Electric |  | Accepted | 2025-02-17 | 2025-03-05 | 2026-03-05 | Solar Panels | Znshine | ZXM7-SH108 410 |  | 0.41 | 10 | 236 | 12 |  | Fixed | Roof
NJADRE1559120666 | Administratively Determined Incentive Program | Pine Hill | 8021 | 13.53 | Residential | Behind the Meter | Yes | Define Solar, LLC | AC Electric |  | Accepted | 2025-02-17 | 2025-03-05 | 2026-03-05 | Inverters | Enphase | IQ8PLUS-72-2-US | 290 |  | 12 |  |  | 0.976 |  | Outside | Under each pv panel
NJADRE1559120748 | Administratively Determined Incentive Program | Newark | 7103 | 3.4 | Residential | Behind the Meter | Yes | Power Energy Solutions, LLC | PSE&G |  | Accepted | 2025-02-03 | 2025-02-18 | 2026-02-18 | Solar Panels | Trina Solar | TSM-425NE09RC.05 |  | 0.425 | 8 | 106 | 2 |  | Fixed | Roof
NJADRE1559120748 | Administratively Determined Incentive Program | Newark | 7103 | 3.4 | Residential | Behind the Meter | Yes | Power Energy Solutions, LLC | PSE&G |  | Accepted | 2025-02-03 | 2025-02-18 | 2026-02-18 | Inverters | SolarEdge | SE3800H-US | 4 |  | 1 |  |  | 0.97 |  | Outdoor
NJADRE1559120764 | Administratively Determined Incentive Program | Bridgeton | 8302 | 10.4 | Residential | Behind the Meter | Yes | GenSun Roofing and Solar, LLC | AC Electric |  | Accepted | 2025-02-03 | 2025-02-18 | 2026-02-18 | Solar Panels | LONGI SOLAR | LR5-54HABB- 400W |  | 0.4 | 17 | 289 | 25 |  | Fixed | Roof
NJADRE1559120764 | Administratively Determined Incentive Program | Bridgeton | 8302 | 10.4 | Residential | Behind the Meter | Yes | GenSun Roofing and Solar, LLC | AC Electric |  | Accepted | 2025-02-03 | 2025-02-18 | 2026-02-18 | Inverters | SOLAREDGE | SE10000H-US | 10000 |  | 1 |  |  | 0.99 |  | Outside
NJADRE1559120764 | Administratively Determined Incentive Program | Bridgeton | 8302 | 10.4 | Residential | Behind the Meter | Yes | GenSun Roofing and Solar, LLC | AC Electric |  | Accepted | 2025-02-03 | 2025-02-18 | 2026-02-18 | Solar Panels | LONGI SOLAR | LR5-54HABB- 400W |  | 0.4 | 3 | 199 | 25 |  | Fixed | Roof
NJADRE1559120764 | Administratively Determined Incentive Program | Bridgeton | 8302 | 10.4 | Residential | Behind the Meter | Yes | GenSun Roofing and Solar, LLC | AC Electric |  | Accepted | 2025-02-03 | 2025-02-18 | 2026-02-18 | Solar Panels | LONGI SOLAR | LR5-54HABB- 400W |  | 0.4 | 6 | 109 | 25 |  | Fixed | Roof
NJADRE1559121262 | Administratively Determined Incentive Program | LIVINGSTON | 7039 | 15.17 | Residential | Behind the Meter | Yes | Trinity Solar, LLC | PSE&G |  | Accepted | 2025-02-03 | 2025-02-18 | 2026-02-18 | Solar Panels | Hanwha | Q.PEAK DUO BLK ML-G10+ 410 |  | 0.41 | 20 | 302 | 30 |  | Fixed | Roof
NJADRE1559121262 | Administratively Determined Incentive Program | LIVINGSTON | 7039 | 15.17 | Residential | Behind the Meter | Yes | Trinity Solar, LLC | PSE&G |  | Accepted | 2025-02-03 | 2025-02-18 | 2026-02-18 | Inverters | Tesla | 1538000-XX-Y | 5700 |  | 1 |  |  | 0.986 |  | Outdoor
NJADRE1559121262 | Administratively Determined Incentive Program | LIVINGSTON | 7039 | 15.17 | Residential | Behind the Meter | Yes | Trinity Solar, LLC | PSE&G |  | Accepted | 2025-02-03 | 2025-02-18 | 2026-02-18 | Solar Panels | Hanwha | Q.PEAK DUO BLK ML-G10+ 410 |  | 0.41 | 17 | 122 | 30 |  | Fixed | Roof
NJADRE1559121262 | Administratively Determined Incentive Program | LIVINGSTON | 7039 | 15.17 | Residential | Behind the Meter | Yes | Trinity Solar, LLC | PSE&G |  | Accepted | 2025-02-03 | 2025-02-18 | 2026-02-18 | Inverters | Tesla | 1538000-XX-Y | 7600 |  | 1 |  |  | 0.986 |  | Outdoor
NJADRE1559121272 | Administratively Determined Incentive Program | NEWARK | 7103 | 3.83 | Residential | Behind the Meter | Yes | Power Energy Solutions, LLC | PSE&G |  | Accepted | 2025-02-03 | 2025-02-18 | 2026-02-18 | Inverters | SolarEdge | SE3800H-US | 4 |  | 1 |  |  | 0.97 |  | Outdoor
NJADRE1559121272 | Administratively Determined Incentive Program | NEWARK | 7103 | 3.83 | Residential | Behind the Meter | Yes | Power Energy Solutions, LLC | PSE&G |  | Accepted | 2025-02-03 | 2025-02-18 | 2026-02-18 | Solar Panels | Trina Solar | TSM-425NE09RC.05 |  | 0.425 | 9 | 106 | 2 |  | Fixed | Roof
NJADRE1559121426 | Administratively Determined Incentive Program | Voorhees Township | 8043 | 7.29 | Residential | Behind the Meter | Yes | Freedom Forever New Jersey, LLC | AC Electric |  | Accepted | 2025-02-03 | 2025-02-18 | 2026-02-18 | Inverters | Solar Edge | USE5700H-USMNBL75) | 5700 |  | 1 |  |  | 0.99 |  | Outside
NJADRE1559121426 | Administratively Determined Incentive Program | Voorhees Township | 8043 | 7.29 | Residential | Behind the Meter | Yes | Freedom Forever New Jersey, LLC | AC Electric |  | Accepted | 2025-02-03 | 2025-02-18 | 2026-02-18 | Solar Panels | Trina | TSM-405NE09RC.05 |  | 0.405 | 3 | 7 | 25 |  | Fixed | Roof
NJADRE1559121426 | Administratively Determined Incentive Program | Voorhees Township | 8043 | 7.29 | Residential | Behind the Meter | Yes | Freedom Forever New Jersey, LLC | AC Electric |  | Accepted | 2025-02-03 | 2025-02-18 | 2026-02-18 | Solar Panels | Trina | TSM-405NE09RC.0 |  | 0.405 | 15 | 187 | 25 |  | Fixed | Roof
NJADRE1559127647 | Administratively Determined Incentive Program | Pleasantville | 8232 | 8.4 | Residential | Behind the Meter | Yes | Sunrun Installation Services, Inc. | AC Electric |  | Accepted | 2025-02-04 | 2025-02-21 | 2026-02-21 | Solar Panels | Hanwha Q-Cells | Q.PEAK DUO BLK ML-G10+ 400 |  | 0.4 | 15 | 44 | 35 |  | Fixed | Roof
NJADRE1559127647 | Administratively Determined Incentive Program | Pleasantville | 8232 | 8.4 | Residential | Behind the Meter | Yes | Sunrun Installation Services, Inc. | AC Electric |  | Accepted | 2025-02-04 | 2025-02-21 | 2026-02-21 | Solar Panels | Hanwha Q-Cells | Q.PEAK DUO BLK ML-G10+ 400 |  | 0.4 | 6 | 224 | 35 |  | Fixed | Roof
NJADRE1559127647 | Administratively Determined Incentive Program | Pleasantville | 8232 | 8.4 | Residential | Behind the Meter | Yes | Sunrun Installation Services, Inc. | AC Electric |  | Accepted | 2025-02-04 | 2025-02-21 | 2026-02-21 | Inverters | SolarEdge Technologies | SE5700H-USMN | 5760 |  | 1 |  |  | 0.99 |  | Outdoor | Next to meter
NJADRE1559127653 | Administratively Determined Incentive Program | ENGLISHTOWN | 7726 | 18.04 | Residential | Behind the Meter | Yes | Sunrun Installation Services, Inc. | JCP&L |  | Accepted | 2025-02-04 | 2025-02-19 | 2026-02-19 | Inverters | SolarEdge Technologies | SE7600H-USMN | 7600 |  | 1 |  |  | 0.99 |  | Outdoor
NJADRE1559127653 | Administratively Determined Incentive Program | ENGLISHTOWN | 7726 | 18.04 | Residential | Behind the Meter | Yes | Sunrun Installation Services, Inc. | JCP&L |  | Accepted | 2025-02-04 | 2025-02-19 | 2026-02-19 | Solar Panels | Hanwha Q Cells | Q.PEAK DUO BLK ML-G10+ 410 |  | 0.41 | 5 | 1 | 34 |  | Fixed | Roof
NJADRE1559127653 | Administratively Determined Incentive Program | ENGLISHTOWN | 7726 | 18.04 | Residential | Behind the Meter | Yes | Sunrun Installation Services, Inc. | JCP&L |  | Accepted | 2025-02-04 | 2025-02-19 | 2026-02-19 | Inverters | SolarEdge Technologies | SE5700H-USMN | 5760 |  | 1 |  |  | 0.99 |  | Outdoor
NJADRE1559127653 | Administratively Determined Incentive Program | ENGLISHTOWN | 7726 | 18.04 | Residential | Behind the Meter | Yes | Sunrun Installation Services, Inc. | JCP&L |  | Accepted | 2025-02-04 | 2025-02-19 | 2026-02-19 | Solar Panels | Hanwha Q Cells | Q.PEAK DUO BLK ML-G10+ 410 |  | 0.41 | 8 | 181 | 33 |  | Fixed | Roof
NJADRE1559127653 | Administratively Determined Incentive Program | ENGLISHTOWN | 7726 | 18.04 | Residential | Behind the Meter | Yes | Sunrun Installation Services, Inc. | JCP&L |  | Accepted | 2025-02-04 | 2025-02-19 | 2026-02-19 | Solar Panels | Hanwha Q Cells | Q.PEAK DUO BLK ML-G10+ 410 |  | 0.41 | 11 | 180 | 33 |  | Fixed | Roof
NJADRE1559127653 | Administratively Determined Incentive Program | ENGLISHTOWN | 7726 | 18.04 | Residential | Behind the Meter | Yes | Sunrun Installation Services, Inc. | JCP&L |  | Accepted | 2025-02-04 | 2025-02-19 | 2026-02-19 | Solar Panels | Hanwha Q Cells | Q.PEAK DUO BLK ML-G10+ 410 |  | 0.41 | 7 | 270 | 43 |  | Fixed | Roof
NJADRE1559127653 | Administratively Determined Incentive Program | ENGLISHTOWN | 7726 | 18.04 | Residential | Behind the Meter | Yes | Sunrun Installation Services, Inc. | JCP&L |  | Accepted | 2025-02-04 | 2025-02-19 | 2026-02-19 | Solar Panels | Hanwha Q Cells | Q.PEAK DUO BLK ML-G10+ 410 |  | 0.41 | 7 | 89 | 44 |  | Fixed | Roof
NJADRE1559127653 | Administratively Determined Incentive Program | ENGLISHTOWN | 7726 | 18.04 | Residential | Behind the Meter | Yes | Sunrun Installation Services, Inc. | JCP&L |  | Accepted | 2025-02-04 | 2025-02-19 | 2026-02-19 | Solar Panels | Hanwha Q Cells | Q.PEAK DUO BLK ML-G10+ 410 |  | 0.41 | 6 | 269 | 44 |  | Fixed | Roof
NJADRE1559127706 | Administratively Determined Incentive Program | North Brunswick | 8902 | 9.72 | Residential | Behind the Meter | No | Power Home Remodeling Group | PSE&G |  | Accepted | 2025-02-04 | 2025-02-24 | 2026-02-24 | Solar Panels | JA Solar | JAM54S31 405/MR |  | 0.405 | 9 | 114 | 20 |  | Fixed | Roof
NJADRE1559127706 | Administratively Determined Incentive Program | North Brunswick | 8902 | 9.72 | Residential | Behind the Meter | No | Power Home Remodeling Group | PSE&G |  | Accepted | 2025-02-04 | 2025-02-24 | 2026-02-24 | Inverters | SolarEdge | SE7600H-US | 7600 |  | 1 |  |  | 0.99 |  | Outdoor
NJADRE1559127706 | Administratively Determined Incentive Program | North Brunswick | 8902 | 9.72 | Residential | Behind the Meter | No | Power Home Remodeling Group | PSE&G |  | Accepted | 2025-02-04 | 2025-02-24 | 2026-02-24 | Meters | SolarEdge | Revenue Grade Data Ansi C12.20 |  |  | 1 |  |  |  | Yes | Outdoor
NJADRE1559127706 | Administratively Determined Incentive Program | North Brunswick | 8902 | 9.72 | Residential | Behind the Meter | No | Power Home Remodeling Group | PSE&G |  | Accepted | 2025-02-04 | 2025-02-24 | 2026-02-24 | Solar Panels | JA Solar | JAM54S31 405/MR |  | 0.405 | 3 | 204 | 20 |  | Fixed | Roof
NJADRE1559127706 | Administratively Determined Incentive Program | North Brunswick | 8902 | 9.72 | Residential | Behind the Meter | No | Power Home Remodeling Group | PSE&G |  | Accepted | 2025-02-04 | 2025-02-24 | 2026-02-24 | Solar Panels | JA Solar | JAM54S31 405/MR |  | 0.405 | 12 | 114 | 20 |  | Fixed | Roof
NJADRE1559127730 | Administratively Determined Incentive Program | Brick | 8724 | 7.79 | Residential | Behind the Meter | Yes | Trinity Solar, LLC | JCP&L |  | Accepted | 2025-02-04 | 2025-02-19 | 2026-02-19 | Inverters | Solar Edge | USE7600H-USMNBL75 | 7600 |  | 1 |  |  | 0.97 |  | Outdoor
NJADRE1559127730 | Administratively Determined Incentive Program | Brick | 8724 | 7.79 | Residential | Behind the Meter | Yes | Trinity Solar, LLC | JCP&L |  | Accepted | 2025-02-04 | 2025-02-19 | 2026-02-19 | Solar Panels | Hanwha | HANWHA 410 (Q.PEAK DUO BLK ML-G10+ 410) |  | 0.41 | 11 | 154 | 23 |  | Fixed | Roof
NJADRE1559127730 | Administratively Determined Incentive Program | Brick | 8724 | 7.79 | Residential | Behind the Meter | Yes | Trinity Solar, LLC | JCP&L |  | Accepted | 2025-02-04 | 2025-02-19 | 2026-02-19 | Solar Panels | Hanwha | HANWHA 410 (Q.PEAK DUO BLK ML-G10+ 410) |  | 0.41 | 8 | 154 | 23 |  | Fixed | Roof
NJADRE1559127737 | Administratively Determined Incentive Program | Newark | 7103 | 5.1 | Residential | Behind the Meter | Yes | Power Energy Solutions, LLC | PSE&G |  | Accepted | 2025-02-04 | 2025-02-19 | 2026-02-19 | Solar Panels | Trina Solar | TSM-425NE09RC.05 |  | 0.425 | 12 | 106 | 2 |  | Fixed | Roof
NJADRE1559127737 | Administratively Determined Incentive Program | Newark | 7103 | 5.1 | Residential | Behind the Meter | Yes | Power Energy Solutions, LLC | PSE&G |  | Accepted | 2025-02-04 | 2025-02-19 | 2026-02-19 | Inverters | SolarEdge | SE3800H-US | 4 |  | 1 |  |  | 0.97 |  | Outdoor
NJADRE1559127777 | Administratively Determined Incentive Program | Toms River | 8753 | 13.12 | Residential | Behind the Meter | Yes | SunPurity, LLC | JCP&L |  | Accepted | 2025-02-04 | 2025-02-19 | 2026-02-19 | Inverters | Solaredge | SE11400H-US | 11400 |  | 1 |  |  | 0.99 |  | Outdoor
NJADRE1559127777 | Administratively Determined Incentive Program | Toms River | 8753 | 13.12 | Residential | Behind the Meter | Yes | SunPurity, LLC | JCP&L |  | Accepted | 2025-02-04 | 2025-02-19 | 2026-02-19 | Solar Panels | Hanwha Q.Cells | Q.PEAK DUO L-G6 410W |  | 0.41 | 3 | 127 | 10 |  | Fixed | Roof
NJADRE1559127777 | Administratively Determined Incentive Program | Toms River | 8753 | 13.12 | Residential | Behind the Meter | Yes | SunPurity, LLC | JCP&L |  | Accepted | 2025-02-04 | 2025-02-19 | 2026-02-19 | Solar Panels | Hanwha Q.Cells | Q.PEAK DUO L-G6 410W |  | 0.41 | 14 | 127 | 26 |  | Fixed | Roof
NJADRE1559127777 | Administratively Determined Incentive Program | Toms River | 8753 | 13.12 | Residential | Behind the Meter | Yes | SunPurity, LLC | JCP&L |  | Accepted | 2025-02-04 | 2025-02-19 | 2026-02-19 | Solar Panels | Hanwha Q.Cells | Q.PEAK DUO L-G6 410W |  | 0.41 | 15 | 307 | 26 |  | Fixed | Roof
NJADRE1559127798 | Administratively Determined Incentive Program | EAST ORANGE | 7018 | 7.38 | Residential | Behind the Meter | Yes | Sunrun Installation Services, Inc. | PSE&G |  | Accepted | 2025-02-04 | 2025-02-19 | 2026-02-19 | Solar Panels | Hanwha Q-Cells | Q.PEAK DUO BLK ML-G10+ 410 |  | 0.41 | 10 | 285 | 18 |  | Fixed | Roof
NJADRE1559127798 | Administratively Determined Incentive Program | EAST ORANGE | 7018 | 7.38 | Residential | Behind the Meter | Yes | Sunrun Installation Services, Inc. | PSE&G |  | Accepted | 2025-02-04 | 2025-02-19 | 2026-02-19 | Solar Panels | Hanwha Q-Cells | Q.PEAK DUO BLK ML-G10+ 410 |  | 0.41 | 8 | 105 | 18 |  | Fixed | Roof
NJADRE1559127798 | Administratively Determined Incentive Program | EAST ORANGE | 7018 | 7.38 | Residential | Behind the Meter | Yes | Sunrun Installation Services, Inc. | PSE&G |  | Accepted | 2025-02-04 | 2025-02-19 | 2026-02-19 | Inverters | SolarEdge Technologies | SE5700H-USMN | 5760 |  | 1 |  |  | 0.99 |  | Outdoor | Next to meter
NJADRE1559127824 | Administratively Determined Incentive Program | Secaucus | 7094 | 6.97 | Residential | Behind the Meter | No | Tesla Energy Operations, Inc. | PSE&G |  | Accepted | 2025-02-04 | 2025-02-19 | 2026-02-19 | Solar Panels | Hanwha | Q.PEAK DUO BLK ML-G10.a+/TS 410 |  | 0.41 | 4 | 38 | 12 |  | Fixed | Roof
NJADRE1559127824 | Administratively Determined Incentive Program | Secaucus | 7094 | 6.97 | Residential | Behind the Meter | No | Tesla Energy Operations, Inc. | PSE&G |  | Accepted | 2025-02-04 | 2025-02-19 | 2026-02-19 | Inverters | Tesla | 1707000-XX-Y | 11500 |  | 1 |  |  | 0.98 |  | Outdoor
NJADRE1559127824 | Administratively Determined Incentive Program | Secaucus | 7094 | 6.97 | Residential | Behind the Meter | No | Tesla Energy Operations, Inc. | PSE&G |  | Accepted | 2025-02-04 | 2025-02-19 | 2026-02-19 | Solar Panels | Hanwha | Q.PEAK DUO BLK ML-G10.a+/TS 410 |  | 0.41 | 13 | 308 | 13 |  | Fixed | Roof
NJADRE1559127824 | Administratively Determined Incentive Program | Secaucus | 7094 | 6.97 | Residential | Behind the Meter | No | Tesla Energy Operations, Inc. | PSE&G |  | Accepted | 2025-02-04 | 2025-02-19 | 2026-02-19 | Electric Storage Battery | Tesla | Powerwall 3 |  |  | 1 |  |  |  | Lithium Ion |  | OUTSIDE
NJADRE1559127926 | Administratively Determined Incentive Program | MYSTIC ISLANDS | 8087 | 8.2 | Residential | Behind the Meter | Yes | Sunrun Installation Services, Inc. | AC Electric |  | Accepted | 2025-02-04 | 2025-02-19 | 2026-02-19 | Solar Panels | HANWHA Q-CELLS | Q.PEAK DUO BLK ML-G10+ 410 |  | 0.41 | 12 | 84 | 23 |  | Fixed | Roof
NJADRE1559127926 | Administratively Determined Incentive Program | MYSTIC ISLANDS | 8087 | 8.2 | Residential | Behind the Meter | Yes | Sunrun Installation Services, Inc. | AC Electric |  | Accepted | 2025-02-04 | 2025-02-19 | 2026-02-19 | Solar Panels | HANWHA Q-CELLS | Q.PEAK DUO BLK ML-G10+ 410 |  | 0.41 | 8 | 263 | 23 |  | Fixed | Roof
NJADRE1559127926 | Administratively Determined Incentive Program | MYSTIC ISLANDS | 8087 | 8.2 | Residential | Behind the Meter | Yes | Sunrun Installation Services, Inc. | AC Electric |  | Accepted | 2025-02-04 | 2025-02-19 | 2026-02-19 | Inverters | SOLAREDGE TECHNOLOGIES | SE5700H-USMN | 5760 |  | 1 |  |  | 0.99 |  | Outdoor
NJADRE1559127928 | Administratively Determined Incentive Program | Hillsborough | 8844 | 9.43 | Residential | Behind the Meter | Yes | Sunrun Installation Services, Inc. | PSE&G |  | Accepted | 2025-02-04 | 2025-02-19 | 2026-02-19 | Inverters | SolarEdge Technologies | SE7600H-USMN | 7600 |  | 1 |  |  | 0.99 |  | Outdoor
NJADRE1559127928 | Administratively Determined Incentive Program | Hillsborough | 8844 | 9.43 | Residential | Behind the Meter | Yes | Sunrun Installation Services, Inc. | PSE&G |  | Accepted | 2025-02-04 | 2025-02-19 | 2026-02-19 | Solar Panels | Hanwha Q Cells | Q.PEAK DUO BLK ML-G10+ 410 |  | 0.41 | 11 | 145 | 30 |  | Fixed | Roof
NJADRE1559127928 | Administratively Determined Incentive Program | Hillsborough | 8844 | 9.43 | Residential | Behind the Meter | Yes | Sunrun Installation Services, Inc. | PSE&G |  | Accepted | 2025-02-04 | 2025-02-19 | 2026-02-19 | Solar Panels | Hanwha Q Cells | Q.PEAK DUO BLK ML-G10+ 410 |  | 0.41 | 12 | 325 | 30 |  | Fixed | Roof
NJADRE1559127941 | Administratively Determined Incentive Program | Penns Grove | 8069 | 13.49 | Residential | Behind the Meter | Yes | Venture Home Solar, LLC | AC Electric |  | Accepted | 2025-02-04 | 2025-02-20 | 2026-02-20 | Solar Panels | Hanwha | Q.TRON BLK M-G2+ 435 |  | 0.435 | 6 | 118 | 18 |  | Fixed | Roof
NJADRE1559127941 | Administratively Determined Incentive Program | Penns Grove | 8069 | 13.49 | Residential | Behind the Meter | Yes | Venture Home Solar, LLC | AC Electric |  | Accepted | 2025-02-04 | 2025-02-20 | 2026-02-20 | Inverters | Tesla Solar | 1538000-xx-y | 330 |  | 2 |  |  | 0.9697 |  | Outside
NJADRE1559127941 | Administratively Determined Incentive Program | Penns Grove | 8069 | 13.49 | Residential | Behind the Meter | Yes | Venture Home Solar, LLC | AC Electric |  | Accepted | 2025-02-04 | 2025-02-20 | 2026-02-20 | Solar Panels | Hanwha | Q.TRON BLK M-G2+ 435 |  | 0.435 | 12 | 118 | 29 |  | Fixed | Roof
NJADRE1559127941 | Administratively Determined Incentive Program | Penns Grove | 8069 | 13.49 | Residential | Behind the Meter | Yes | Venture Home Solar, LLC | AC Electric |  | Accepted | 2025-02-04 | 2025-02-20 | 2026-02-20 | Solar Panels | Hanwha | Q.TRON BLK M-G2+ 435 |  | 0.435 | 13 | 298 | 29 |  | Fixed | Roof
NJADRE1559127946 | Administratively Determined Incentive Program | Tuckerton | 8087 | 9.02 | Residential | Behind the Meter | Yes | Trinity Solar, LLC | AC Electric |  | Accepted | 2025-02-04 | 2025-02-19 | 2026-02-19 | Solar Panels | HANWHA | Q.PEAK DUO BLK ML-G10+ 410 |  | 0.41 | 4 | 245 | 23 |  | Fixed | Roof
NJADRE1559127946 | Administratively Determined Incentive Program | Tuckerton | 8087 | 9.02 | Residential | Behind the Meter | Yes | Trinity Solar, LLC | AC Electric |  | Accepted | 2025-02-04 | 2025-02-19 | 2026-02-19 | Solar Panels | HANWHA | Q.PEAK DUO BLK ML-G10+ 410 |  | 0.41 | 18 | 65 | 23 |  | Fixed | Roof
NJADRE1559127946 | Administratively Determined Incentive Program | Tuckerton | 8087 | 9.02 | Residential | Behind the Meter | Yes | Trinity Solar, LLC | AC Electric |  | Accepted | 2025-02-04 | 2025-02-19 | 2026-02-19 | Inverters | Solar Edge | SE7600H-US | 7600 |  | 1 |  |  | 0.97 |  | Outside
NJADRE1559128002 | Administratively Determined Incentive Program | Toms River | 8753 | 16.19 | Residential | Behind the Meter | Yes | SunPurity, LLC | JCP&L |  | Accepted | 2025-02-04 | 2025-02-21 | 2026-02-21 | Solar Panels | Hanwha Q.Cells | Q.PEAK DUO BLK ML-G10+ 415W |  | 0.415 | 15 | 138 | 18 |  | Fixed | Roof
NJADRE1559128002 | Administratively Determined Incentive Program | Toms River | 8753 | 16.19 | Residential | Behind the Meter | Yes | SunPurity, LLC | JCP&L |  | Accepted | 2025-02-04 | 2025-02-21 | 2026-02-21 | Inverters | Solaredge | SE11400H-US | 11400 |  | 1 |  |  | 0.99 |  | Outdoor
NJADRE1559128002 | Administratively Determined Incentive Program | Toms River | 8753 | 16.19 | Residential | Behind the Meter | Yes | SunPurity, LLC | JCP&L |  | Accepted | 2025-02-04 | 2025-02-21 | 2026-02-21 | Solar Panels | Hanwha Q.Cells | Q.PEAK DUO BLK ML-G10+ 415W |  | 0.415 | 2 | 318 | 19 |  | Fixed | Roof
NJADRE1559128002 | Administratively Determined Incentive Program | Toms River | 8753 | 16.19 | Residential | Behind the Meter | Yes | SunPurity, LLC | JCP&L |  | Accepted | 2025-02-04 | 2025-02-21 | 2026-02-21 | Solar Panels | Hanwha Q.Cells | Q.PEAK DUO BLK ML-G10+ 415W |  | 0.415 | 16 | 318 | 18 |  | Fixed | Roof
NJADRE1559128002 | Administratively Determined Incentive Program | Toms River | 8753 | 16.19 | Residential | Behind the Meter | Yes | SunPurity, LLC | JCP&L |  | Accepted | 2025-02-04 | 2025-02-21 | 2026-02-21 | Solar Panels | Hanwha Q.Cells | Q.PEAK DUO BLK ML-G10+ 415W |  | 0.415 | 6 | 138 | 19 |  | Fixed | Roof
NJADRE1559128183 | Administratively Determined Incentive Program | NEWTONVILLE | 8346 | 10.13 | Residential | Behind the Meter | Yes | Freedom Forever New Jersey, LLC | AC Electric |  | Accepted | 2025-02-04 | 2025-02-19 | 2026-02-19 | Solar Panels | Trina | TSM-405NE09RC.05 |  | 0.405 | 8 | 298 | 30 |  | Fixed | Roof
NJADRE1559128183 | Administratively Determined Incentive Program | NEWTONVILLE | 8346 | 10.13 | Residential | Behind the Meter | Yes | Freedom Forever New Jersey, LLC | AC Electric |  | Accepted | 2025-02-04 | 2025-02-19 | 2026-02-19 | Solar Panels | Trina | TSM-405NE09RC.05 |  | 0.405 | 17 | 118 | 30 |  | Fixed | Roof
NJADRE1559128183 | Administratively Determined Incentive Program | NEWTONVILLE | 8346 | 10.13 | Residential | Behind the Meter | Yes | Freedom Forever New Jersey, LLC | AC Electric |  | Accepted | 2025-02-04 | 2025-02-19 | 2026-02-19 | Inverters | Tesla | POWERWALL 3 INTEGRATED) INVERTER | 11500 |  | 1 |  |  | 0.99 |  | Outdoor
NJADRE1559128340 | Administratively Determined Incentive Program | Sicklerville | 8081 | 11.48 | Residential | Behind the Meter | Yes | Whitman Construction, LLC | AC Electric |  | Accepted | 2025-02-04 | 2025-02-19 | 2026-02-19 | Solar Panels | Trina Solar | TSM-425NE09RC.05 |  | 0.425 | 9 | 134 | 23 |  | Fixed | Roof
NJADRE1559128340 | Administratively Determined Incentive Program | Sicklerville | 8081 | 11.48 | Residential | Behind the Meter | Yes | Whitman Construction, LLC | AC Electric |  | Accepted | 2025-02-04 | 2025-02-19 | 2026-02-19 | Solar Panels | Trina Solar | TSM-425NE09RC.05 |  | 0.425 | 8 | 314 | 23 |  | Fixed | Roof
NJADRE1559128340 | Administratively Determined Incentive Program | Sicklerville | 8081 | 11.48 | Residential | Behind the Meter | Yes | Whitman Construction, LLC | AC Electric |  | Accepted | 2025-02-04 | 2025-02-19 | 2026-02-19 | Inverters | ENPHASE | IQ8PLUS-72-2-US | 290 |  | 27 |  |  | 0.975 |  | Outdoor
NJADRE1559128340 | Administratively Determined Incentive Program | Sicklerville | 8081 | 11.48 | Residential | Behind the Meter | Yes | Whitman Construction, LLC | AC Electric |  | Accepted | 2025-02-04 | 2025-02-19 | 2026-02-19 | Solar Panels | Trina Solar | TSM-425NE09RC.05 |  | 0.425 | 10 | 134 | 23 |  | Fixed | Roof
NJADRE1559128438 | Administratively Determined Incentive Program | Blairstown | 7832 | 52.46 | Residential | Behind the Meter | Yes | Venture Home Solar, LLC | JCP&L |  | Accepted | 2025-02-04 | 2025-02-26 | 2026-02-26 | Solar Panels | Hanwha | Q.TRON BLK M-G2+ 430 |  | 0.43 | 3 | 235 | 30 |  | Fixed | Roof
NJADRE1559128438 | Administratively Determined Incentive Program | Blairstown | 7832 | 52.46 | Residential | Behind the Meter | Yes | Venture Home Solar, LLC | JCP&L |  | Accepted | 2025-02-04 | 2025-02-26 | 2026-02-26 | Solar Panels | Hanwha | Q.TRON BLK M-G2+ 430 |  | 0.43 | 58 | 147 | 20 |  | Fixed | Roof
NJADRE1559128438 | Administratively Determined Incentive Program | Blairstown | 7832 | 52.46 | Residential | Behind the Meter | Yes | Venture Home Solar, LLC | JCP&L |  | Accepted | 2025-02-04 | 2025-02-26 | 2026-02-26 | Solar Panels | Hanwha | Q.TRON BLK M-G2+ 430 |  | 0.43 | 9 | 56 | 30 |  | Fixed | Roof
NJADRE1559128438 | Administratively Determined Incentive Program | Blairstown | 7832 | 52.46 | Residential | Behind the Meter | Yes | Venture Home Solar, LLC | JCP&L |  | Accepted | 2025-02-04 | 2025-02-26 | 2026-02-26 | Solar Panels | Hanwha | Q.TRON BLK M-G2+ 430 |  | 0.43 | 50 | 327 | 20 |  | Fixed | Roof
NJADRE1559128438 | Administratively Determined Incentive Program | Blairstown | 7832 | 52.46 | Residential | Behind the Meter | Yes | Venture Home Solar, LLC | JCP&L |  | Accepted | 2025-02-04 | 2025-02-26 | 2026-02-26 | Solar Panels | Hanwha | Q.TRON BLK M-G2+ 430 |  | 0.43 | 2 | 146 | 30 |  | Fixed | Roof
NJADRE1559128438 | Administratively Determined Incentive Program | Blairstown | 7832 | 52.46 | Residential | Behind the Meter | Yes | Venture Home Solar, LLC | JCP&L |  | Accepted | 2025-02-04 | 2025-02-26 | 2026-02-26 | Inverters | EnPhase | IQ8MC-72-M-US (240V) | 330 |  | 122 |  |  | 0.9697 |  | Outside
NJADRE1559128450 | Administratively Determined Incentive Program | MANALAPAN | 7726 | 11.07 | Residential | Behind the Meter | No | Tesla Energy Operations, Inc. | JCP&L |  | Accepted | 2025-02-04 | 2025-02-19 | 2026-02-19 | Solar Panels | Tesla | Q.PEAK DUO BLK ML-G10.a+/TS 410 |  | 0.41 | 2 | 222 | 40 |  | Fixed | Roof
NJADRE1559128450 | Administratively Determined Incentive Program | MANALAPAN | 7726 | 11.07 | Residential | Behind the Meter | No | Tesla Energy Operations, Inc. | JCP&L |  | Accepted | 2025-02-04 | 2025-02-19 | 2026-02-19 | Electric Storage Battery | Tesla | Powerwall 3 |  |  | 2 |  |  |  | Lithium Ion |  | OUTSIDE
NJADRE1559128450 | Administratively Determined Incentive Program | MANALAPAN | 7726 | 11.07 | Residential | Behind the Meter | No | Tesla Energy Operations, Inc. | JCP&L |  | Accepted | 2025-02-04 | 2025-02-19 | 2026-02-19 | Inverters | Tesla | 1707000-XX-Y | 11500 |  | 2 |  |  | 0.98 |  | Outdoor
NJADRE1559128450 | Administratively Determined Incentive Program | MANALAPAN | 7726 | 11.07 | Residential | Behind the Meter | No | Tesla Energy Operations, Inc. | JCP&L |  | Accepted | 2025-02-04 | 2025-02-19 | 2026-02-19 | Solar Panels | Tesla | Q.PEAK DUO BLK ML-G10.a+/TS 410 |  | 0.41 | 4 | 312 | 30 |  | Fixed | Roof
NJADRE1559128450 | Administratively Determined Incentive Program | MANALAPAN | 7726 | 11.07 | Residential | Behind the Meter | No | Tesla Energy Operations, Inc. | JCP&L |  | Accepted | 2025-02-04 | 2025-02-19 | 2026-02-19 | Solar Panels | Tesla | Q.PEAK DUO BLK ML-G10.a+/TS 410 |  | 0.41 | 21 | 132 | 30 |  | Fixed | Roof
NJADRE1559128620 | Administratively Determined Incentive Program | Ramsey | 7446 | 14.35 | Residential | Behind the Meter | No | Tesla Energy Operations, Inc. | Orange Rockland Electric |  | Accepted | 2025-02-04 | 2025-02-19 | 2026-02-19 | Solar Panels | Hanwha | Q.PEAK DUO BLK ML-G10.a+/TS 410 |  | 0.41 | 12 | 182 | 23 |  | Fixed | Roof
NJADRE1559128620 | Administratively Determined Incentive Program | Ramsey | 7446 | 14.35 | Residential | Behind the Meter | No | Tesla Energy Operations, Inc. | Orange Rockland Electric |  | Accepted | 2025-02-04 | 2025-02-19 | 2026-02-19 | Electric Storage Battery | Tesla | Powerwall 3 |  |  | 2 |  |  |  | Lithium Ion |  | OUTSIDE
NJADRE1559128620 | Administratively Determined Incentive Program | Ramsey | 7446 | 14.35 | Residential | Behind the Meter | No | Tesla Energy Operations, Inc. | Orange Rockland Electric |  | Accepted | 2025-02-04 | 2025-02-19 | 2026-02-19 | Solar Panels | Hanwha | Q.PEAK DUO BLK ML-G10.a+/TS 410 |  | 0.41 | 15 | 2 | 23 |  | Fixed | Roof
NJADRE1559128620 | Administratively Determined Incentive Program | Ramsey | 7446 | 14.35 | Residential | Behind the Meter | No | Tesla Energy Operations, Inc. | Orange Rockland Electric |  | Accepted | 2025-02-04 | 2025-02-19 | 2026-02-19 | Solar Panels | Hanwha | Q.PEAK DUO BLK ML-G10.a+/TS 410 |  | 0.41 | 5 | 92 | 23 |  | Fixed | Roof
NJADRE1559128620 | Administratively Determined Incentive Program | Ramsey | 7446 | 14.35 | Residential | Behind the Meter | No | Tesla Energy Operations, Inc. | Orange Rockland Electric |  | Accepted | 2025-02-04 | 2025-02-19 | 2026-02-19 | Solar Panels | Hanwha | Q.PEAK DUO BLK ML-G10.a+/TS 410 |  | 0.41 | 3 | 272 | 23 |  | Fixed | Roof
NJADRE1559128620 | Administratively Determined Incentive Program | Ramsey | 7446 | 14.35 | Residential | Behind the Meter | No | Tesla Energy Operations, Inc. | Orange Rockland Electric |  | Accepted | 2025-02-04 | 2025-02-19 | 2026-02-19 | Inverters | Tesla | 1707000-XX-Y | 11500 |  | 1 |  |  | 0.98 |  | Outdoor
NJADRE1559128623 | Administratively Determined Incentive Program | Washington | 7882 | 8.61 | Residential | Behind the Meter | Yes | Pro Custom Solar dba Momentum Solar | JCP&L |  | Accepted | 2025-02-04 | 2025-02-19 | 2026-02-19 | Solar Panels | Hanwha | Q.PEAK DUO BLK ML-G10+ 410 |  | 0.41 | 9 | 163 | 34 |  | Fixed | Roof
NJADRE1559128623 | Administratively Determined Incentive Program | Washington | 7882 | 8.61 | Residential | Behind the Meter | Yes | Pro Custom Solar dba Momentum Solar | JCP&L |  | Accepted | 2025-02-04 | 2025-02-19 | 2026-02-19 | Solar Panels | Hanwha | Q.PEAK DUO BLK ML-G10+ 410 |  | 0.41 | 4 | 73 | 32 |  | Fixed | Roof
NJADRE1559128623 | Administratively Determined Incentive Program | Washington | 7882 | 8.61 | Residential | Behind the Meter | Yes | Pro Custom Solar dba Momentum Solar | JCP&L |  | Accepted | 2025-02-04 | 2025-02-19 | 2026-02-19 | Inverters | Enphase | IQ8HC-72-M-DOM-US | 380 |  | 21 |  |  | 0.97 |  | Outdoor
NJADRE1559128623 | Administratively Determined Incentive Program | Washington | 7882 | 8.61 | Residential | Behind the Meter | Yes | Pro Custom Solar dba Momentum Solar | JCP&L |  | Accepted | 2025-02-04 | 2025-02-19 | 2026-02-19 | Solar Panels | Hanwha | Q.PEAK DUO BLK ML-G10+ 410 |  | 0.41 | 3 | 253 | 7 |  | Fixed | Roof
NJADRE1559128623 | Administratively Determined Incentive Program | Washington | 7882 | 8.61 | Residential | Behind the Meter | Yes | Pro Custom Solar dba Momentum Solar | JCP&L |  | Accepted | 2025-02-04 | 2025-02-19 | 2026-02-19 | Solar Panels | Hanwha | Q.PEAK DUO BLK ML-G10+ 410 |  | 0.41 | 5 | 253 | 32 |  | Fixed | Roof
NJADRE1559128840 | Administratively Determined Incentive Program | Camden | 8104 | 9.43 | Residential | Behind the Meter | Yes | Sunrun Installation Services, Inc. | PSE&G |  | Accepted | 2025-02-04 | 2025-02-19 | 2026-02-19 | Solar Panels | Hanwha Q Cells | Q.PEAK DUO BLK ML-G10+ 410 |  | 0.41 | 8 | 247 | 42 |  | Fixed | Roof
NJADRE1559128840 | Administratively Determined Incentive Program | Camden | 8104 | 9.43 | Residential | Behind the Meter | Yes | Sunrun Installation Services, Inc. | PSE&G |  | Accepted | 2025-02-04 | 2025-02-19 | 2026-02-19 | Inverters | Tesla | Powerwall 3 1707000-xx-y | 11500 |  | 1 |  |  | 0.97 |  | Outdoor
NJADRE1559128840 | Administratively Determined Incentive Program | Camden | 8104 | 9.43 | Residential | Behind the Meter | Yes | Sunrun Installation Services, Inc. | PSE&G |  | Accepted | 2025-02-04 | 2025-02-19 | 2026-02-19 | Electric Storage Battery | Tesla | Powerwall 3 1707000-xx-y |  |  | 1 |  |  |  | Lithium Ion |  | OUTSIDE
NJADRE1559128840 | Administratively Determined Incentive Program | Camden | 8104 | 9.43 | Residential | Behind the Meter | Yes | Sunrun Installation Services, Inc. | PSE&G |  | Accepted | 2025-02-04 | 2025-02-19 | 2026-02-19 | Solar Panels | Hanwha Q Cells | Q.PEAK DUO BLK ML-G10+ 410 |  | 0.41 | 9 | 67 | 42 |  | Fixed | Roof
NJADRE1559128840 | Administratively Determined Incentive Program | Camden | 8104 | 9.43 | Residential | Behind the Meter | Yes | Sunrun Installation Services, Inc. | PSE&G |  | Accepted | 2025-02-04 | 2025-02-19 | 2026-02-19 | Solar Panels | Hanwha Q Cells | Q.PEAK DUO BLK ML-G10+ 410 |  | 0.41 | 6 | 67 | 12 |  | Fixed | Roof
NJADRE1559128842 | Administratively Determined Incentive Program | West Deptford | 8086 | 9.02 | Residential | Behind the Meter | Yes | SunPurity, LLC | PSE&G |  | Accepted | 2025-02-05 | 2025-02-21 | 2026-02-21 | Inverters | Solaredge | SE7600H-US | 7600 |  | 1 |  |  | 0.99 |  | Outdoor
NJADRE1559128842 | Administratively Determined Incentive Program | West Deptford | 8086 | 9.02 | Residential | Behind the Meter | Yes | SunPurity, LLC | PSE&G |  | Accepted | 2025-02-05 | 2025-02-21 | 2026-02-21 | Solar Panels | Hanwha Q.Cells | Q.PEAK DUO L-G6 410W |  | 0.41 | 17 | 195 | 37 |  | Fixed | Roof
NJADRE1559128842 | Administratively Determined Incentive Program | West Deptford | 8086 | 9.02 | Residential | Behind the Meter | Yes | SunPurity, LLC | PSE&G |  | Accepted | 2025-02-05 | 2025-02-21 | 2026-02-21 | Solar Panels | Hanwha Q.Cells | Q.PEAK DUO L-G6 410W |  | 0.41 | 5 | 15 | 37 |  | Fixed | Roof
NJADRE1559128879 | Administratively Determined Incentive Program | New Brunswick | 8901 | 4.51 | Residential | Behind the Meter | Yes | Trinity Solar, LLC | PSE&G |  | Accepted | 2025-02-04 | 2025-02-19 | 2026-02-19 | Solar Panels | Hanwha | Q.PEAK DUO BLK ML-G10+ 410 |  | 0.41 | 9 | 130 | 34 |  | Fixed | Roof
NJADRE1559128879 | Administratively Determined Incentive Program | New Brunswick | 8901 | 4.51 | Residential | Behind the Meter | Yes | Trinity Solar, LLC | PSE&G |  | Accepted | 2025-02-04 | 2025-02-19 | 2026-02-19 | Inverters | Tesla | Tesla 3.8KW 1538000-XX-Y | 3800 |  | 1 |  |  | 0.986 |  | Outdoor
NJADRE1559128879 | Administratively Determined Incentive Program | New Brunswick | 8901 | 4.51 | Residential | Behind the Meter | Yes | Trinity Solar, LLC | PSE&G |  | Accepted | 2025-02-04 | 2025-02-19 | 2026-02-19 | Solar Panels | Hanwha | Q.PEAK DUO BLK ML-G10+ 410 |  | 0.41 | 2 | 130 | 37 |  | Fixed | Roof
NJADRE1559128881 | Administratively Determined Incentive Program | Bridgeton | 8302 | 9.13 | Residential | Behind the Meter | Yes | SunnyMac, LLC | AC Electric |  | Accepted | 2025-02-04 | 2025-02-26 | 2026-02-26 | Solar Panels | HANWHA | Q.PEAK DUO BLK ML-G10+ 415W |  | 0.415 | 7 | 176 | 23 |  | Fixed | Roof
NJADRE1559128881 | Administratively Determined Incentive Program | Bridgeton | 8302 | 9.13 | Residential | Behind the Meter | Yes | SunnyMac, LLC | AC Electric |  | Accepted | 2025-02-04 | 2025-02-26 | 2026-02-26 | Inverters | SOLAREDGE HOME HUB | SE7600H-US | 7600 |  | 1 |  |  | 0.99 |  | Outdoor | next to meter
NJADRE1559128881 | Administratively Determined Incentive Program | Bridgeton | 8302 | 9.13 | Residential | Behind the Meter | Yes | SunnyMac, LLC | AC Electric |  | Accepted | 2025-02-04 | 2025-02-26 | 2026-02-26 | Solar Panels | HANWHA | Q.PEAK DUO BLK ML-G10+ 415W |  | 0.415 | 15 | 356 | 9 |  | Fixed | Roof
NJADRE1559128887 | Administratively Determined Incentive Program | Belleville | 7109 | 4.92 | Residential | Behind the Meter | Yes | Trinity Solar, LLC | PSE&G |  | Accepted | 2025-02-04 | 2025-02-19 | 2026-02-19 | Solar Panels | HANWHA | (Q.PEAK DUO BLK ML-G10+ 410) |  | 0.41 | 12 | 26 | 36 |  | Fixed | Roof
NJADRE1559128887 | Administratively Determined Incentive Program | Belleville | 7109 | 4.92 | Residential | Behind the Meter | Yes | Trinity Solar, LLC | PSE&G |  | Accepted | 2025-02-04 | 2025-02-19 | 2026-02-19 | Inverters | Tesla | Powerwall 3 (1707000-XX-Y) | 11500 |  | 1 |  |  | 0.97 |  | Outdoor
NJADRE1559128887 | Administratively Determined Incentive Program | Belleville | 7109 | 4.92 | Residential | Behind the Meter | Yes | Trinity Solar, LLC | PSE&G |  | Accepted | 2025-02-04 | 2025-02-19 | 2026-02-19 | Electric Storage Battery | Tesla | Powerwall 3 (1707000-XX-Y) |  |  | 1 |  |  |  | Lithium Ion |  | outside
NJADRE1559128945 | Administratively Determined Incentive Program | Stewartsville | 8886 | 10.25 | Residential | Behind the Meter | No | Tesla Energy Operations, Inc. | JCP&L |  | Accepted | 2025-02-04 | 2025-02-19 | 2026-02-19 | Solar Panels | Hanwha | Q.PEAK DUO BLK ML-G10.a+/TS 410 |  | 0.41 | 25 | 235 | 40 |  | Fixed | Roof
NJADRE1559128945 | Administratively Determined Incentive Program | Stewartsville | 8886 | 10.25 | Residential | Behind the Meter | No | Tesla Energy Operations, Inc. | JCP&L |  | Accepted | 2025-02-04 | 2025-02-19 | 2026-02-19 | Electric Storage Battery | Tesla | Powerwall 3 |  |  | 4 |  |  |  | Lithium Ion |  | OUTSIDE
NJADRE1559128945 | Administratively Determined Incentive Program | Stewartsville | 8886 | 10.25 | Residential | Behind the Meter | No | Tesla Energy Operations, Inc. | JCP&L |  | Accepted | 2025-02-04 | 2025-02-19 | 2026-02-19 | Inverters | Tesla | 1707000-XX-Y | 10 |  | 1 |  |  | 0.98 |  | Outdoor
NJADRE1559128978 | Administratively Determined Incentive Program | Rio Grande | 8242 | 7.79 | Residential | Behind the Meter | Yes | EMT Renewables, LLC | AC Electric |  | Accepted | 2025-02-04 | 2025-02-19 | 2026-02-19 | Solar Panels | TRINA | TSM-NE09RC.05 |  | 0.41 | 11 | 31 | 26 |  | Fixed | Roof
NJADRE1559128978 | Administratively Determined Incentive Program | Rio Grande | 8242 | 7.79 | Residential | Behind the Meter | Yes | EMT Renewables, LLC | AC Electric |  | Accepted | 2025-02-04 | 2025-02-19 | 2026-02-19 | Solar Panels | TRINA | TSM-NE09RC.05 |  | 0.41 | 8 | 211 | 26 |  | Fixed | Roof
NJADRE1559128978 | Administratively Determined Incentive Program | Rio Grande | 8242 | 7.79 | Residential | Behind the Meter | Yes | EMT Renewables, LLC | AC Electric |  | Accepted | 2025-02-04 | 2025-02-19 | 2026-02-19 | Inverters | ENPHASE | IQ8+ | 290 |  | 19 |  |  | 0.98 |  | Other | UNDER EACH PANEL
NJADRE1559128998 | Administratively Determined Incentive Program | Irvington | 7111 | 2.05 | Residential | Behind the Meter | Yes | Trinity Solar, LLC | PSE&G |  | Accepted | 2025-02-04 | 2025-02-19 | 2026-02-19 | Solar Panels | Hanwha | HANWHA 410 (Q.PEAK DUO BLK ML-G10+ 410) |  | 0.41 | 5 | 118 | 23 |  | Fixed | Roof
NJADRE1559128998 | Administratively Determined Incentive Program | Irvington | 7111 | 2.05 | Residential | Behind the Meter | Yes | Trinity Solar, LLC | PSE&G |  | Accepted | 2025-02-04 | 2025-02-19 | 2026-02-19 | Inverters | Enphase | ENPHASE IQ8PLUS MICROINVERTERS (IQ8PLUS-72-2-US ) | 14500 |  | 5 |  |  | 0.29 |  | Outdoor
NJADRE1559129000 | Administratively Determined Incentive Program | Sicklerville | 8081 | 11.48 | Residential | Behind the Meter | Yes | Trinity Solar, LLC | AC Electric |  | Accepted | 2025-02-04 | 2025-02-19 | 2026-02-19 | Inverters | Tesla (PV Only) | 1538000-45-X | 5000 |  | 1 |  |  | 0.98 |  | Outside
NJADRE1559129000 | Administratively Determined Incentive Program | Sicklerville | 8081 | 11.48 | Residential | Behind the Meter | Yes | Trinity Solar, LLC | AC Electric |  | Accepted | 2025-02-04 | 2025-02-19 | 2026-02-19 | Solar Panels | HANWHA | Q.PEAK DUO BLK ML-G10+ 410 |  | 0.41 | 12 | 226 | 18 |  | Fixed | Roof
NJADRE1559129000 | Administratively Determined Incentive Program | Sicklerville | 8081 | 11.48 | Residential | Behind the Meter | Yes | Trinity Solar, LLC | AC Electric |  | Accepted | 2025-02-04 | 2025-02-19 | 2026-02-19 | Inverters | Tesla (PV Only) | 1538000-45-X | 4 |  | 1 |  |  | 0.98 |  | Outside
NJADRE1559129000 | Administratively Determined Incentive Program | Sicklerville | 8081 | 11.48 | Residential | Behind the Meter | Yes | Trinity Solar, LLC | AC Electric |  | Accepted | 2025-02-04 | 2025-02-19 | 2026-02-19 | Solar Panels | HANWHA | Q.PEAK DUO BLK ML-G10+ 410 |  | 0.41 | 16 | 226 | 20 |  | Fixed | Roof
NJADRE1559129669 | Administratively Determined Incentive Program | Westville | 8093 | 14.35 | Residential | Behind the Meter | Yes | Trinity Solar, LLC | PSE&G |  | Accepted | 2025-02-04 | 2025-02-19 | 2026-02-19 | Solar Panels | HANWHA | Q.PEAK DUO BLK ML-G10+ 410 |  | 0.41 | 7 | 300 | 11 |  | Fixed | Roof
NJADRE1559129669 | Administratively Determined Incentive Program | Westville | 8093 | 14.35 | Residential | Behind the Meter | Yes | Trinity Solar, LLC | PSE&G |  | Accepted | 2025-02-04 | 2025-02-19 | 2026-02-19 | Solar Panels | HANWHA | Q.PEAK DUO BLK ML-G10+ 410 |  | 0.41 | 10 | 300 | 23 |  | Fixed | Roof
NJADRE1559129669 | Administratively Determined Incentive Program | Westville | 8093 | 14.35 | Residential | Behind the Meter | Yes | Trinity Solar, LLC | PSE&G |  | Accepted | 2025-02-04 | 2025-02-19 | 2026-02-19 | Solar Panels | HANWHA | Q.PEAK DUO BLK ML-G10+ 410 |  | 0.41 | 10 | 120 | 23 |  | Fixed | Roof
NJADRE1559129669 | Administratively Determined Incentive Program | Westville | 8093 | 14.35 | Residential | Behind the Meter | Yes | Trinity Solar, LLC | PSE&G |  | Accepted | 2025-02-04 | 2025-02-19 | 2026-02-19 | Solar Panels | HANWHA | Q.PEAK DUO BLK ML-G10+ 410 |  | 0.41 | 8 | 120 | 11 |  | Fixed | Roof
NJADRE1559129669 | Administratively Determined Incentive Program | Westville | 8093 | 14.35 | Residential | Behind the Meter | Yes | Trinity Solar, LLC | PSE&G |  | Accepted | 2025-02-04 | 2025-02-19 | 2026-02-19 | Inverters | TESLA | 1538000-XX-Y | 5700 |  | 2 |  |  | 0.97 |  | Outside
NJADRE1559132566 | Administratively Determined Incentive Program | BRICK | 8723 | 9.43 | Residential | Behind the Meter | Yes | Sunrun Installation Services, Inc. | JCP&L |  | Accepted | 2025-02-05 | 2025-02-19 | 2026-02-19 | Solar Panels | Hanwha Q Cells | Q.PEAK DUO BLK ML-G10+ 410 |  | 0.41 | 11 | 243 | 19 |  | Fixed | Roof
NJADRE1559132566 | Administratively Determined Incentive Program | BRICK | 8723 | 9.43 | Residential | Behind the Meter | Yes | Sunrun Installation Services, Inc. | JCP&L |  | Accepted | 2025-02-05 | 2025-02-19 | 2026-02-19 | Solar Panels | Hanwha Q Cells | Q.PEAK DUO BLK ML-G10+ 410 |  | 0.41 | 12 | 64 | 19 |  | Fixed | Roof
NJADRE1559132566 | Administratively Determined Incentive Program | BRICK | 8723 | 9.43 | Residential | Behind the Meter | Yes | Sunrun Installation Services, Inc. | JCP&L |  | Accepted | 2025-02-05 | 2025-02-19 | 2026-02-19 | Inverters | SolarEdge Technologies | SE10000H-USMN | 10000 |  | 1 |  |  | 0.99 |  | Outdoor
NJADRE1559132605 | Administratively Determined Incentive Program | Stratford | 8084 | 11.07 | Residential | Behind the Meter | Yes | Whitman Construction, LLC | AC Electric |  | Accepted | 2025-02-05 | 2025-02-19 | 2026-02-19 | Inverters | ENPHASE | IQ8PLUS-72-2-US | 290 |  | 27 |  |  | 0.975 |  | Outdoor
NJADRE1559132605 | Administratively Determined Incentive Program | Stratford | 8084 | 11.07 | Residential | Behind the Meter | Yes | Whitman Construction, LLC | AC Electric |  | Accepted | 2025-02-05 | 2025-02-19 | 2026-02-19 | Solar Panels | Trina Solar | TSM-410NE09RC.05 |  | 0.41 | 3 | 333 | 20 |  | Fixed | Roof
NJADRE1559132605 | Administratively Determined Incentive Program | Stratford | 8084 | 11.07 | Residential | Behind the Meter | Yes | Whitman Construction, LLC | AC Electric |  | Accepted | 2025-02-05 | 2025-02-19 | 2026-02-19 | Solar Panels | Trina Solar | TSM-410NE09RC.05 |  | 0.41 | 7 | 153 | 20 |  | Fixed | Roof
NJADRE1559132605 | Administratively Determined Incentive Program | Stratford | 8084 | 11.07 | Residential | Behind the Meter | Yes | Whitman Construction, LLC | AC Electric |  | Accepted | 2025-02-05 | 2025-02-19 | 2026-02-19 | Solar Panels | Trina Solar | TSM-410NE09RC.05 |  | 0.41 | 3 | 153 | 20 |  | Fixed | Roof
NJADRE1559132605 | Administratively Determined Incentive Program | Stratford | 8084 | 11.07 | Residential | Behind the Meter | Yes | Whitman Construction, LLC | AC Electric |  | Accepted | 2025-02-05 | 2025-02-19 | 2026-02-19 | Solar Panels | Trina Solar | TSM-410NE09RC.05 |  | 0.41 | 2 | 63 | 20 |  | Fixed | Roof
NJADRE1559132605 | Administratively Determined Incentive Program | Stratford | 8084 | 11.07 | Residential | Behind the Meter | Yes | Whitman Construction, LLC | AC Electric |  | Accepted | 2025-02-05 | 2025-02-19 | 2026-02-19 | Solar Panels | Trina Solar | TSM-410NE09RC.05 |  | 0.41 | 7 | 333 | 20 |  | Fixed | Roof
NJADRE1559132605 | Administratively Determined Incentive Program | Stratford | 8084 | 11.07 | Residential | Behind the Meter | Yes | Whitman Construction, LLC | AC Electric |  | Accepted | 2025-02-05 | 2025-02-19 | 2026-02-19 | Solar Panels | Trina Solar | TSM-410NE09RC.05 |  | 0.41 | 5 | 243 | 20 |  | Fixed | Roof
NJADRE1559132629 | Administratively Determined Incentive Program | Pennsville | 8070 | 8.2 | Residential | Behind the Meter | Yes | Sunrun Installation Services, Inc. | AC Electric |  | Accepted | 2025-02-05 | 2025-02-20 | 2026-02-20 | Solar Panels | Hanwha Q Cells | Q.PEAK DUO BLK ML-G10+ 410 |  | 0.41 | 8 | 309 | 36 |  | Fixed | Roof
NJADRE1559132629 | Administratively Determined Incentive Program | Pennsville | 8070 | 8.2 | Residential | Behind the Meter | Yes | Sunrun Installation Services, Inc. | AC Electric |  | Accepted | 2025-02-05 | 2025-02-20 | 2026-02-20 | Solar Panels | Hanwha Q Cells | Q.PEAK DUO BLK ML-G10+ 410 |  | 0.41 | 6 | 131 | 20 |  | Fixed | Roof
NJADRE1559132629 | Administratively Determined Incentive Program | Pennsville | 8070 | 8.2 | Residential | Behind the Meter | Yes | Sunrun Installation Services, Inc. | AC Electric |  | Accepted | 2025-02-05 | 2025-02-20 | 2026-02-20 | Inverters | SolarEdge Technologies | SE3800H-USMN | 3800 |  | 2 |  |  | 0.99 |  | Outdoor
NJADRE1559132629 | Administratively Determined Incentive Program | Pennsville | 8070 | 8.2 | Residential | Behind the Meter | Yes | Sunrun Installation Services, Inc. | AC Electric |  | Accepted | 2025-02-05 | 2025-02-20 | 2026-02-20 | Solar Panels | Hanwha Q Cells | Q.PEAK DUO BLK ML-G10+ 410 |  | 0.41 | 6 | 311 | 20 |  | Fixed | Roof
NJADRE1559132632 | Administratively Determined Incentive Program | CLEMENTON | 8021 | 16.4 | Residential | Behind the Meter | Yes | Trinity Solar, LLC | AC Electric |  | Accepted | 2025-02-05 | 2025-02-21 | 2026-02-21 | Inverters | Tesla | TESLA 7.6kW (1538000-XX-Y) | 7600 |  | 1 |  |  | 0.97 |  | Outdoor
NJADRE1559132632 | Administratively Determined Incentive Program | CLEMENTON | 8021 | 16.4 | Residential | Behind the Meter | Yes | Trinity Solar, LLC | AC Electric |  | Accepted | 2025-02-05 | 2025-02-21 | 2026-02-21 | Solar Panels | HANWHA | (Q.PEAK DUO BLK ML-G10+ 410) |  | 0.41 | 9 | 106 | 31 |  | Fixed | Roof
NJADRE1559132632 | Administratively Determined Incentive Program | CLEMENTON | 8021 | 16.4 | Residential | Behind the Meter | Yes | Trinity Solar, LLC | AC Electric |  | Accepted | 2025-02-05 | 2025-02-21 | 2026-02-21 | Inverters | Tesla | TESLA 5.7kW (1538000-XX-Y) | 5700 |  | 1 |  |  | 0.97 |  | Outdoor
NJADRE1559132632 | Administratively Determined Incentive Program | CLEMENTON | 8021 | 16.4 | Residential | Behind the Meter | Yes | Trinity Solar, LLC | AC Electric |  | Accepted | 2025-02-05 | 2025-02-21 | 2026-02-21 | Solar Panels | HANWHA | (Q.PEAK DUO BLK ML-G10+ 410) |  | 0.41 | 5 | 286 | 31 |  | Fixed | Roof
NJADRE1559132632 | Administratively Determined Incentive Program | CLEMENTON | 8021 | 16.4 | Residential | Behind the Meter | Yes | Trinity Solar, LLC | AC Electric |  | Accepted | 2025-02-05 | 2025-02-21 | 2026-02-21 | Solar Panels | HANWHA | (Q.PEAK DUO BLK ML-G10+ 410) |  | 0.41 | 3 | 16 | 19 |  | Fixed | Roof
NJADRE1559132632 | Administratively Determined Incentive Program | CLEMENTON | 8021 | 16.4 | Residential | Behind the Meter | Yes | Trinity Solar, LLC | AC Electric |  | Accepted | 2025-02-05 | 2025-02-21 | 2026-02-21 | Solar Panels | HANWHA | (Q.PEAK DUO BLK ML-G10+ 410) |  | 0.41 | 18 | 106 | 14 |  | Fixed | Roof
NJADRE1559132632 | Administratively Determined Incentive Program | CLEMENTON | 8021 | 16.4 | Residential | Behind the Meter | Yes | Trinity Solar, LLC | AC Electric |  | Accepted | 2025-02-05 | 2025-02-21 | 2026-02-21 | Solar Panels | HANWHA | (Q.PEAK DUO BLK ML-G10+ 410) |  | 0.41 | 5 | 196 | 19 |  | Fixed | Roof
NJADRE1559132642 | Administratively Determined Incentive Program | Burlington | 8016 | 7.23 | Residential | Behind the Meter | Yes | Infinity Solar Systems, LLC | PSE&G |  | Accepted | 2025-02-05 | 2025-02-27 | 2026-02-27 | Inverters | Enphase | IQ8MC-72-M-US | 320 |  | 17 |  |  | 0.97 |  | Outdoor
NJADRE1559132642 | Administratively Determined Incentive Program | Burlington | 8016 | 7.23 | Residential | Behind the Meter | Yes | Infinity Solar Systems, LLC | PSE&G |  | Accepted | 2025-02-05 | 2025-02-27 | 2026-02-27 | Solar Panels | Jinko Solar | JKM425N-54HL4-B |  | 0.425 | 10 | 254 | 37 |  | Fixed | Roof
NJADRE1559132642 | Administratively Determined Incentive Program | Burlington | 8016 | 7.23 | Residential | Behind the Meter | Yes | Infinity Solar Systems, LLC | PSE&G |  | Accepted | 2025-02-05 | 2025-02-27 | 2026-02-27 | Solar Panels | Jinko Solar | JKM425N-54HL4-B |  | 0.425 | 7 | 74 | 37 |  | Fixed | Roof
NJADRE1559132668 | Administratively Determined Incentive Program | Prospect Park | 7508 | 5.74 | Residential | Behind the Meter | Yes | Trinity Solar, LLC | PSE&G |  | Accepted | 2025-02-05 | 2025-02-20 | 2026-02-20 | Inverters | Tesla (PV Only) | 1538000-45-X | 5000 |  | 1 |  |  | 0.98 |  | Outside
NJADRE1559132668 | Administratively Determined Incentive Program | Prospect Park | 7508 | 5.74 | Residential | Behind the Meter | Yes | Trinity Solar, LLC | PSE&G |  | Accepted | 2025-02-05 | 2025-02-20 | 2026-02-20 | Solar Panels | HANWHA | Q.PEAK DUO BLK ML-G10+ 410 |  | 0.41 | 14 | 326 | 20 |  | Fixed | Roof
NJADRE1559132669 | Administratively Determined Incentive Program | Lebanon | 8833 | 17.22 | Residential | Behind the Meter | Yes | Trinity Solar, LLC | JCP&L |  | Accepted | 2025-02-05 | 2025-02-20 | 2026-02-20 | Inverters | Tesla | 1538000-XX-Y | 5700 |  | 1 |  |  | 0.986 |  | Outdoor
NJADRE1559132669 | Administratively Determined Incentive Program | Lebanon | 8833 | 17.22 | Residential | Behind the Meter | Yes | Trinity Solar, LLC | JCP&L |  | Accepted | 2025-02-05 | 2025-02-20 | 2026-02-20 | Solar Panels | Hanwha | Q.PEAK DUO BLK ML-G10+ 410 |  | 0.41 | 30 | 346 | 10 |  | Fixed | Roof
NJADRE1559132669 | Administratively Determined Incentive Program | Lebanon | 8833 | 17.22 | Residential | Behind the Meter | Yes | Trinity Solar, LLC | JCP&L |  | Accepted | 2025-02-05 | 2025-02-20 | 2026-02-20 | Solar Panels | Hanwha | Q.PEAK DUO BLK ML-G10+ 410 |  | 0.41 | 12 | 166 | 11 |  | Fixed | Roof
NJADRE1559132669 | Administratively Determined Incentive Program | Lebanon | 8833 | 17.22 | Residential | Behind the Meter | Yes | Trinity Solar, LLC | JCP&L |  | Accepted | 2025-02-05 | 2025-02-20 | 2026-02-20 | Inverters | Tesla | 1538000-XX-Y | 7600 |  | 1 |  |  | 0.986 |  | Outdoor
NJADRE1559132679 | Administratively Determined Incentive Program | Paterson | 7514 | 9.43 | Residential | Behind the Meter | Yes | Sunrun Installation Services, Inc. | PSE&G |  | Accepted | 2025-02-05 | 2025-02-20 | 2026-02-20 | Solar Panels | HANWHA Q-CELLS | Q.PEAK DUO BLK ML-G10+ 410 |  | 0.41 | 4 | 104 | 3 |  | Fixed | Roof
NJADRE1559132679 | Administratively Determined Incentive Program | Paterson | 7514 | 9.43 | Residential | Behind the Meter | Yes | Sunrun Installation Services, Inc. | PSE&G |  | Accepted | 2025-02-05 | 2025-02-20 | 2026-02-20 | Inverters | SOLAREDGE TECHNOLOGIES | SE7600H-USMN | 7600 |  | 1 |  |  | 0.99 |  | Outdoor
NJADRE1559132679 | Administratively Determined Incentive Program | Paterson | 7514 | 9.43 | Residential | Behind the Meter | Yes | Sunrun Installation Services, Inc. | PSE&G |  | Accepted | 2025-02-05 | 2025-02-20 | 2026-02-20 | Solar Panels | HANWHA Q-CELLS | Q.PEAK DUO BLK ML-G10+ 410 |  | 0.41 | 6 | 15 | 31 |  | Fixed | Roof | Detached Structure
NJADRE1559132679 | Administratively Determined Incentive Program | Paterson | 7514 | 9.43 | Residential | Behind the Meter | Yes | Sunrun Installation Services, Inc. | PSE&G |  | Accepted | 2025-02-05 | 2025-02-20 | 2026-02-20 | Solar Panels | HANWHA Q-CELLS | Q.PEAK DUO BLK ML-G10+ 410 |  | 0.41 | 6 | 194 | 31 |  | Fixed | Roof | Detached Structure
NJADRE1559132679 | Administratively Determined Incentive Program | Paterson | 7514 | 9.43 | Residential | Behind the Meter | Yes | Sunrun Installation Services, Inc. | PSE&G |  | Accepted | 2025-02-05 | 2025-02-20 | 2026-02-20 | Solar Panels | HANWHA Q-CELLS | Q.PEAK DUO BLK ML-G10+ 410 |  | 0.41 | 7 | 194 | 39 |  | Fixed | Roof
NJADRE1559132682 | Administratively Determined Incentive Program | Jersey City | 7306 | 11.04 | Residential | Behind the Meter | No | Kamtech Solar Solutions | PSE&G |  | Accepted | 2025-02-05 | 2025-02-20 | 2026-02-20 | Inverters | ENPHASE | IQ8X-80-M-US | 384 |  | 24 |  |  | 0.97 |  | Outdoor | ROOFTOP
NJADRE1559132682 | Administratively Determined Incentive Program | Jersey City | 7306 | 11.04 | Residential | Behind the Meter | No | Kamtech Solar Solutions | PSE&G |  | Accepted | 2025-02-05 | 2025-02-20 | 2026-02-20 | Solar Panels | REC | REC 460 AA PURE -RX |  | 0.46 | 24 | 137 | 9 |  | Fixed | Roof
NJADRE1559132737 | Administratively Determined Incentive Program | UNION CITY | 7087 | 2.87 | Residential | Behind the Meter | Yes | Trinity Solar, LLC | PSE&G |  | Accepted | 2025-02-05 | 2025-02-20 | 2026-02-20 | Inverters | Tesla | Powerwall 3 (1707000-XX-Y) | 11500 |  | 1 |  |  | 0.97 |  | Outdoor
NJADRE1559132737 | Administratively Determined Incentive Program | UNION CITY | 7087 | 2.87 | Residential | Behind the Meter | Yes | Trinity Solar, LLC | PSE&G |  | Accepted | 2025-02-05 | 2025-02-20 | 2026-02-20 | Solar Panels | HANWHA | (Q.PEAK DUO BLK ML-G10+ 410) |  | 0.41 | 7 | 28 | 4 |  | Fixed | Roof
NJADRE1559132737 | Administratively Determined Incentive Program | UNION CITY | 7087 | 2.87 | Residential | Behind the Meter | Yes | Trinity Solar, LLC | PSE&G |  | Accepted | 2025-02-05 | 2025-02-20 | 2026-02-20 | Electric Storage Battery | Tesla | Powerwall 3 (1707000-XX-Y) |  |  | 1 |  |  |  | Lithium Ion |  | outside
NJADRE1559132786 | Administratively Determined Incentive Program | PRINCETON | 8540 | 10.66 | Residential | Behind the Meter | Yes | Pro Custom Solar dba Momentum Solar | PSE&G |  | Accepted | 2025-02-05 | 2025-02-21 | 2026-02-21 | Inverters | Enphase | IQ8HC-72-M-DOM-US | 380 |  | 26 |  |  | 0.97 |  | Outdoor
NJADRE1559132786 | Administratively Determined Incentive Program | PRINCETON | 8540 | 10.66 | Residential | Behind the Meter | Yes | Pro Custom Solar dba Momentum Solar | PSE&G |  | Accepted | 2025-02-05 | 2025-02-21 | 2026-02-21 | Solar Panels | Hanwha | Q.PEAK DUO BLK ML-G10+ 410 |  | 0.41 | 4 | 352 | 34 |  | Fixed | Roof
NJADRE1559132786 | Administratively Determined Incentive Program | PRINCETON | 8540 | 10.66 | Residential | Behind the Meter | Yes | Pro Custom Solar dba Momentum Solar | PSE&G |  | Accepted | 2025-02-05 | 2025-02-21 | 2026-02-21 | Solar Panels | Hanwha | Q.PEAK DUO BLK ML-G10+ 410 |  | 0.41 | 22 | 172 | 34 |  | Fixed | Roof
NJADRE1559132816 | Administratively Determined Incentive Program | UNION CITY | 7087 | 2.05 | Residential | Behind the Meter | Yes | Trinity Solar, LLC | PSE&G |  | Accepted | 2025-02-05 | 2025-02-20 | 2026-02-20 | Inverters | Enphase | IQ8PLUS-72-2-US | 290 |  | 5 |  |  | 0.97 |  | Outdoor
NJADRE1559132816 | Administratively Determined Incentive Program | UNION CITY | 7087 | 2.05 | Residential | Behind the Meter | Yes | Trinity Solar, LLC | PSE&G |  | Accepted | 2025-02-05 | 2025-02-20 | 2026-02-20 | Solar Panels | HANWHA | (Q.PEAK DUO BLK ML-G10+ 410) |  | 0.41 | 5 | 28 | 4 |  | Fixed | Roof
NJADRE1559132818 | Administratively Determined Incentive Program | West Deptford | 8066 | 6.15 | Residential | Behind the Meter | Yes | EMT Renewables, LLC | PSE&G |  | Accepted | 2025-02-05 | 2025-02-20 | 2026-02-20 | Solar Panels | TRINA | TSM-NE09RC.05 |  | 0.41 | 5 | 119 | 30 |  | Fixed | Roof
NJADRE1559132818 | Administratively Determined Incentive Program | West Deptford | 8066 | 6.15 | Residential | Behind the Meter | Yes | EMT Renewables, LLC | PSE&G |  | Accepted | 2025-02-05 | 2025-02-20 | 2026-02-20 | Solar Panels | TRINA | TSM-NE09RC.05 |  | 0.41 | 10 | 119 | 25 |  | Fixed | Roof
NJADRE1559132818 | Administratively Determined Incentive Program | West Deptford | 8066 | 6.15 | Residential | Behind the Meter | Yes | EMT Renewables, LLC | PSE&G |  | Accepted | 2025-02-05 | 2025-02-20 | 2026-02-20 | Inverters | ENPHASE | IQ8+ | 290 |  | 15 |  |  | 0.98 |  | Other | UNDER EACH PANEL
NJADRE1559132825 | Administratively Determined Incentive Program | Princeton | 8540 | 12.71 | Residential | Behind the Meter | Yes | Sunrun Installation Services, Inc. | PSE&G |  | Accepted | 2025-02-05 | 2025-02-20 | 2026-02-20 | Inverters | Tesla | Powerwall 3 1707000-xx-y | 11500 |  | 2 |  |  | 0.97 |  | Outdoor
NJADRE1559132825 | Administratively Determined Incentive Program | Princeton | 8540 | 12.71 | Residential | Behind the Meter | Yes | Sunrun Installation Services, Inc. | PSE&G |  | Accepted | 2025-02-05 | 2025-02-20 | 2026-02-20 | Solar Panels | Hanwha Q Cells | Q.PEAK DUO BLK ML-G10+ 410 |  | 0.41 | 16 | 198 | 33 |  | Fixed | Roof
NJADRE1559132825 | Administratively Determined Incentive Program | Princeton | 8540 | 12.71 | Residential | Behind the Meter | Yes | Sunrun Installation Services, Inc. | PSE&G |  | Accepted | 2025-02-05 | 2025-02-20 | 2026-02-20 | Solar Panels | Hanwha Q Cells | Q.PEAK DUO BLK ML-G10+ 410 |  | 0.41 | 15 | 199 | 39 |  | Fixed | Roof
NJADRE1559132825 | Administratively Determined Incentive Program | Princeton | 8540 | 12.71 | Residential | Behind the Meter | Yes | Sunrun Installation Services, Inc. | PSE&G |  | Accepted | 2025-02-05 | 2025-02-20 | 2026-02-20 | Electric Storage Battery | Tesla | Powerwall 3 1707000-xx-y |  |  | 2 |  |  |  | Lithium Ion |  | OUTSIDE
NJADRE1559132863 | Administratively Determined Incentive Program | Clifton | 7013 | 8.6 | Residential | Behind the Meter | Yes | PosiGen Developer, LLC | PSE&G |  | Accepted | 2025-02-05 | 2025-02-20 | 2026-02-20 | Solar Panels | Silfab Solar | SIL-430QD |  | 0.43 | 2 | 110 | 23 |  | Fixed | Roof
NJADRE1559132863 | Administratively Determined Incentive Program | Clifton | 7013 | 8.6 | Residential | Behind the Meter | Yes | PosiGen Developer, LLC | PSE&G |  | Accepted | 2025-02-05 | 2025-02-20 | 2026-02-20 | Solar Panels | Silfab Solar | SIL-430QD |  | 0.43 | 13 | 290 | 23 |  | Fixed | Roof
NJADRE1559132863 | Administratively Determined Incentive Program | Clifton | 7013 | 8.6 | Residential | Behind the Meter | Yes | PosiGen Developer, LLC | PSE&G |  | Accepted | 2025-02-05 | 2025-02-20 | 2026-02-20 | Solar Panels | Silfab Solar | SIL-430QD |  | 0.43 | 5 | 290 | 34 |  | Fixed | Roof
NJADRE1559132863 | Administratively Determined Incentive Program | Clifton | 7013 | 8.6 | Residential | Behind the Meter | Yes | PosiGen Developer, LLC | PSE&G |  | Accepted | 2025-02-05 | 2025-02-20 | 2026-02-20 | Inverters | SolarEdge | SE7600H-US | 7600 |  | 1 |  |  | 0.99 |  | Outside | Within ten feet of meter
NJADRE1559132968 | Administratively Determined Incentive Program | Woodbridge | 7095 | 3.28 | Residential | Behind the Meter | Yes | Sunrun Installation Services, Inc. | PSE&G |  | Accepted | 2025-02-05 | 2025-02-20 | 2026-02-20 | Solar Panels | Hanwha Q-Cells | Q.PEAK DUO BLK ML-G10+ 410 |  | 0.41 | 5 | 62 | 12 |  | Fixed | Roof
NJADRE1559132968 | Administratively Determined Incentive Program | Woodbridge | 7095 | 3.28 | Residential | Behind the Meter | Yes | Sunrun Installation Services, Inc. | PSE&G |  | Accepted | 2025-02-05 | 2025-02-20 | 2026-02-20 | Solar Panels | Hanwha Q-Cells | Q.PEAK DUO BLK ML-G10+ 410 |  | 0.41 | 3 | 242 | 9 |  | Fixed | Roof
NJADRE1559132968 | Administratively Determined Incentive Program | Woodbridge | 7095 | 3.28 | Residential | Behind the Meter | Yes | Sunrun Installation Services, Inc. | PSE&G |  | Accepted | 2025-02-05 | 2025-02-20 | 2026-02-20 | Inverters | SOLAREDGE TECHNOLOGIES | SE3800H-USMN | 3800 |  | 1 |  |  | 0.99 |  | Outside
NJADRE1559132991 | Administratively Determined Incentive Program | CARNEYS POINT | 8069 | 11.89 | Residential | Behind the Meter | Yes | EMT Renewables, LLC | AC Electric |  | Accepted | 2025-02-05 | 2025-02-20 | 2026-02-20 | Solar Panels | TRINA | TSM-NE09RC.05 |  | 0.41 | 16 | 132 | 30 |  | Fixed | Roof
NJADRE1559132991 | Administratively Determined Incentive Program | CARNEYS POINT | 8069 | 11.89 | Residential | Behind the Meter | Yes | EMT Renewables, LLC | AC Electric |  | Accepted | 2025-02-05 | 2025-02-20 | 2026-02-20 | Inverters | ENPHASE | IQ8+ | 290 |  | 29 |  |  | 0.98 |  | Other | UNDER EACH PANEL
NJADRE1559132991 | Administratively Determined Incentive Program | CARNEYS POINT | 8069 | 11.89 | Residential | Behind the Meter | Yes | EMT Renewables, LLC | AC Electric |  | Accepted | 2025-02-05 | 2025-02-20 | 2026-02-20 | Solar Panels | TRINA | TSM-NE09RC.05 |  | 0.41 | 3 | 312 | 17 |  | Fixed | Roof
NJADRE1559132991 | Administratively Determined Incentive Program | CARNEYS POINT | 8069 | 11.89 | Residential | Behind the Meter | Yes | EMT Renewables, LLC | AC Electric |  | Accepted | 2025-02-05 | 2025-02-20 | 2026-02-20 | Solar Panels | TRINA | TSM-NE09RC.05 |  | 0.41 | 10 | 312 | 30 |  | Fixed | Roof
NJADRE1559132995 | Administratively Determined Incentive Program | Vineland | 8360 | 14.45 | Residential | Behind the Meter | Yes | Sun Up Zero Down, LLC | AC Electric |  | Accepted | 2025-02-05 | 2025-02-20 | 2026-02-20 | Meters | Enphase | TBD |  |  | 1 |  |  |  | Yes | Outdoor
NJADRE1559132995 | Administratively Determined Incentive Program | Vineland | 8360 | 14.45 | Residential | Behind the Meter | Yes | Sun Up Zero Down, LLC | AC Electric |  | Accepted | 2025-02-05 | 2025-02-20 | 2026-02-20 | Solar Panels | Trina | TSM-425-NE09RC.05 |  | 0.425 | 34 | 192 | 65 |  | Fixed | Roof
NJADRE1559132995 | Administratively Determined Incentive Program | Vineland | 8360 | 14.45 | Residential | Behind the Meter | Yes | Sun Up Zero Down, LLC | AC Electric |  | Accepted | 2025-02-05 | 2025-02-20 | 2026-02-20 | Inverters | Enphase | IQ8PLUS-72-2-US | 290 |  | 34 |  |  | 0.976 |  | Outdoor
NJADRE1559133007 | Administratively Determined Incentive Program | NEWARK | 7104 | 5.1 | Residential | Behind the Meter | No | Maier Solar Engineering dba Solar Me | PSE&G |  | Accepted | 2025-02-05 | 2025-02-25 | 2026-02-25 | Inverters | Tesla | TESLA SOLAR INVERTER | 7600 |  | 1 |  |  | 0.96 |  | Outside | Next to meter
NJADRE1559133007 | Administratively Determined Incentive Program | NEWARK | 7104 | 5.1 | Residential | Behind the Meter | No | Maier Solar Engineering dba Solar Me | PSE&G |  | Accepted | 2025-02-05 | 2025-02-25 | 2026-02-25 | Solar Panels | Jinko | JKM425N-54HL4-B |  | 0.425 | 12 | 28 | 1 |  | Fixed | Roof
NJADRE1559133301 | Administratively Determined Incentive Program | Sicklerville | 8081 | 8.08 | Residential | Behind the Meter | Yes | Integrity Solar & Home Solutions, LLC | AC Electric |  | Accepted | 2025-02-05 | 2025-02-20 | 2026-02-20 | Solar Panels | JINKO | JKM425N-54HL4-B |  | 0.425 | 3 | 137 | 23 |  | Fixed | Roof
NJADRE1559133301 | Administratively Determined Incentive Program | Sicklerville | 8081 | 8.08 | Residential | Behind the Meter | Yes | Integrity Solar & Home Solutions, LLC | AC Electric |  | Accepted | 2025-02-05 | 2025-02-20 | 2026-02-20 | Solar Panels | JINKO | JKM425N-54HL4-B |  | 0.425 | 9 | 137 | 30 |  | Fixed | Roof
NJADRE1559133301 | Administratively Determined Incentive Program | Sicklerville | 8081 | 8.08 | Residential | Behind the Meter | Yes | Integrity Solar & Home Solutions, LLC | AC Electric |  | Accepted | 2025-02-05 | 2025-02-20 | 2026-02-20 | Solar Panels | JINKO | JKM425N-54HL4-B |  | 0.425 | 3 | 137 | 30 |  | Fixed | Roof
NJADRE1559133301 | Administratively Determined Incentive Program | Sicklerville | 8081 | 8.08 | Residential | Behind the Meter | Yes | Integrity Solar & Home Solutions, LLC | AC Electric |  | Accepted | 2025-02-05 | 2025-02-20 | 2026-02-20 | Inverters | ENPHASE | IQ8+ | 290 |  | 19 |  |  | 0.98 |  | Other | UNDER EACH PANEL
NJADRE1559133301 | Administratively Determined Incentive Program | Sicklerville | 8081 | 8.08 | Residential | Behind the Meter | Yes | Integrity Solar & Home Solutions, LLC | AC Electric |  | Accepted | 2025-02-05 | 2025-02-20 | 2026-02-20 | Solar Panels | JINKO | JKM425N-54HL4-B |  | 0.425 | 4 | 137 | 23 |  | Fixed | Roof
NJADRE1559133309 | Administratively Determined Incentive Program | Mays Landing | 8330 | 9.02 | Residential | Behind the Meter | Yes | Whitman Construction, LLC | AC Electric |  | Accepted | 2025-02-05 | 2025-02-21 | 2026-02-21 | Inverters | ENPHASE | IQ8PLUS-72-2-US | 290 |  | 22 |  |  | 0.975 |  | Outdoor
NJADRE1559133309 | Administratively Determined Incentive Program | Mays Landing | 8330 | 9.02 | Residential | Behind the Meter | Yes | Whitman Construction, LLC | AC Electric |  | Accepted | 2025-02-05 | 2025-02-21 | 2026-02-21 | Solar Panels | Trina Solar | TSM-410NE09RC.05 |  | 0.41 | 12 | 267 | 40 |  | Fixed | Roof
NJADRE1559133309 | Administratively Determined Incentive Program | Mays Landing | 8330 | 9.02 | Residential | Behind the Meter | Yes | Whitman Construction, LLC | AC Electric |  | Accepted | 2025-02-05 | 2025-02-21 | 2026-02-21 | Solar Panels | Trina Solar | TSM-410NE09RC.05 |  | 0.41 | 10 | 87 | 40 |  | Fixed | Roof
NJADRE1559133764 | Administratively Determined Incentive Program | Newark | 7106 | 9.02 | Residential | Behind the Meter | Yes | Trinity Solar, LLC | PSE&G |  | Accepted | 2025-02-05 | 2025-02-20 | 2026-02-20 | Inverters | Solar Edge | USE7600H-USMNBL75 | 7600 |  | 1 |  |  | 0.97 |  | Outdoor
NJADRE1559133764 | Administratively Determined Incentive Program | Newark | 7106 | 9.02 | Residential | Behind the Meter | Yes | Trinity Solar, LLC | PSE&G |  | Accepted | 2025-02-05 | 2025-02-20 | 2026-02-20 | Solar Panels | Hanwha | HANWHA 410 (Q.PEAK DUO BLK ML-G10+ 410) |  | 0.41 | 8 | 292 | 37 |  | Fixed | Roof
NJADRE1559133764 | Administratively Determined Incentive Program | Newark | 7106 | 9.02 | Residential | Behind the Meter | Yes | Trinity Solar, LLC | PSE&G |  | Accepted | 2025-02-05 | 2025-02-20 | 2026-02-20 | Solar Panels | Hanwha | HANWHA 410 (Q.PEAK DUO BLK ML-G10+ 410) |  | 0.41 | 4 | 112 | 37 |  | Fixed | Roof
NJADRE1559133764 | Administratively Determined Incentive Program | Newark | 7106 | 9.02 | Residential | Behind the Meter | Yes | Trinity Solar, LLC | PSE&G |  | Accepted | 2025-02-05 | 2025-02-20 | 2026-02-20 | Solar Panels | Hanwha | HANWHA 410 (Q.PEAK DUO BLK ML-G10+ 410) |  | 0.41 | 4 | 112 | 14 |  | Fixed | Roof
NJADRE1559133764 | Administratively Determined Incentive Program | Newark | 7106 | 9.02 | Residential | Behind the Meter | Yes | Trinity Solar, LLC | PSE&G |  | Accepted | 2025-02-05 | 2025-02-20 | 2026-02-20 | Solar Panels | Hanwha | HANWHA 410 (Q.PEAK DUO BLK ML-G10+ 410) |  | 0.41 | 6 | 203 | 23 |  | Fixed | Roof
NJADRE1559134003 | Administratively Determined Incentive Program | NEWARK | 7102 | 5.1 | Residential | Behind the Meter | No | Maier Solar Engineering dba Solar Me | PSE&G |  | Accepted | 2025-02-05 | 2025-02-25 | 2026-02-25 | Solar Panels | Jinko | JKM425N-54HL4-B |  | 0.425 | 12 | 28 | 1 |  | Fixed | Roof
NJADRE1559134003 | Administratively Determined Incentive Program | NEWARK | 7102 | 5.1 | Residential | Behind the Meter | No | Maier Solar Engineering dba Solar Me | PSE&G |  | Accepted | 2025-02-05 | 2025-02-25 | 2026-02-25 | Inverters | TESLA | TESLA SOLAR INVERTER | 7600 |  | 1 |  |  | 0.96 |  | Outdoor | Next to meter
NJADRE1559134040 | Administratively Determined Incentive Program | Villas | 8251 | 6.56 | Residential | Behind the Meter | Yes | EMT Renewables, LLC | AC Electric |  | Accepted | 2025-02-05 | 2025-02-20 | 2026-02-20 | Inverters | ENPHASE | IQ8+ | 290 |  | 16 |  |  | 0.98 |  | Other | UNDER EACH PANEL
NJADRE1559134040 | Administratively Determined Incentive Program | Villas | 8251 | 6.56 | Residential | Behind the Meter | Yes | EMT Renewables, LLC | AC Electric |  | Accepted | 2025-02-05 | 2025-02-20 | 2026-02-20 | Solar Panels | TRINA | TSM-NE09RC.05 |  | 0.41 | 16 | 212 | 44 |  | Fixed | Roof
NJADRE1559134083 | Administratively Determined Incentive Program | East Orange | 7018 | 2.87 | Residential | Behind the Meter | Yes | Pro Custom Solar dba Momentum Solar | PSE&G |  | Accepted | 2025-02-05 | 2025-02-21 | 2026-02-21 | Inverters | Enphase | IQ8HC-72-M-DOM-US | 380 |  | 7 |  |  | 0.97 |  | Outdoor
NJADRE1559134083 | Administratively Determined Incentive Program | East Orange | 7018 | 2.87 | Residential | Behind the Meter | Yes | Pro Custom Solar dba Momentum Solar | PSE&G |  | Accepted | 2025-02-05 | 2025-02-21 | 2026-02-21 | Solar Panels | Hanwha | Q.PEAK DUO BLK ML-G10+ 410 |  | 0.41 | 2 | 28 | 39 |  | Fixed | Roof
NJADRE1559134083 | Administratively Determined Incentive Program | East Orange | 7018 | 2.87 | Residential | Behind the Meter | Yes | Pro Custom Solar dba Momentum Solar | PSE&G |  | Accepted | 2025-02-05 | 2025-02-21 | 2026-02-21 | Solar Panels | Hanwha | Q.PEAK DUO BLK ML-G10+ 410 |  | 0.41 | 5 | 208 | 39 |  | Fixed | Roof
NJADRE1559134101 | Administratively Determined Incentive Program | Absecon | 8201 | 8.3 | Residential | Behind the Meter | No | SunnyMac, LLC | AC Electric |  | Accepted | 2025-02-05 | 2025-02-27 | 2026-02-27 | Solar Panels | HANWHA | Q.PEAK DUO BLK ML-G10+ 415W |  | 0.415 | 8 | 138 | 44 |  | Fixed | Roof
NJADRE1559134101 | Administratively Determined Incentive Program | Absecon | 8201 | 8.3 | Residential | Behind the Meter | No | SunnyMac, LLC | AC Electric |  | Accepted | 2025-02-05 | 2025-02-27 | 2026-02-27 | Solar Panels | HANWHA | Q.PEAK DUO BLK ML-G10+ 415W |  | 0.415 | 8 | 228 | 10 |  | Fixed | Roof
NJADRE1559134101 | Administratively Determined Incentive Program | Absecon | 8201 | 8.3 | Residential | Behind the Meter | No | SunnyMac, LLC | AC Electric |  | Accepted | 2025-02-05 | 2025-02-27 | 2026-02-27 | Solar Panels | HANWHA | Q.PEAK DUO BLK ML-G10+ 415W |  | 0.415 | 2 | 48 | 27 |  | Fixed | Roof
NJADRE1559134101 | Administratively Determined Incentive Program | Absecon | 8201 | 8.3 | Residential | Behind the Meter | No | SunnyMac, LLC | AC Electric |  | Accepted | 2025-02-05 | 2025-02-27 | 2026-02-27 | Solar Panels | HANWHA | Q.PEAK DUO BLK ML-G10+ 415W |  | 0.415 | 2 | 228 | 27 |  | Fixed | Roof
NJADRE1559134101 | Administratively Determined Incentive Program | Absecon | 8201 | 8.3 | Residential | Behind the Meter | No | SunnyMac, LLC | AC Electric |  | Accepted | 2025-02-05 | 2025-02-27 | 2026-02-27 | Inverters | SOLAREDGE HOME HUB | SE5700H-US | 5760 |  | 1 |  |  | 0.99 |  | Outdoor | next to meter
NJADRE1559134109 | Administratively Determined Incentive Program | Franklin Twp | 8873 | 8.61 | Residential | Behind the Meter | Yes | Sunrun Installation Services, Inc. | PSE&G |  | Accepted | 2025-02-05 | 2025-02-20 | 2026-02-20 | Inverters | Tesla | Powerwall 3 1707000-xx-y | 11500 |  | 1 |  |  | 0.97 |  | Outdoor
NJADRE1559134109 | Administratively Determined Incentive Program | Franklin Twp | 8873 | 8.61 | Residential | Behind the Meter | Yes | Sunrun Installation Services, Inc. | PSE&G |  | Accepted | 2025-02-05 | 2025-02-20 | 2026-02-20 | Solar Panels | Hanwha Q Cells | Q.PEAK DUO BLK ML-G10+ 410 |  | 0.41 | 21 | 128 | 17 |  | Fixed | Roof
NJADRE1559134109 | Administratively Determined Incentive Program | Franklin Twp | 8873 | 8.61 | Residential | Behind the Meter | Yes | Sunrun Installation Services, Inc. | PSE&G |  | Accepted | 2025-02-05 | 2025-02-20 | 2026-02-20 | Electric Storage Battery | Tesla | Powerwall 3 1707000-xx-y |  |  | 1 |  |  |  | Lithium Ion |  | OUTSIDE
NJADRE1559134118 | Administratively Determined Incentive Program | Glen Gardner | 8826 | 14.76 | Residential | Behind the Meter | Yes | Trinity Solar, LLC | JCP&L |  | Accepted | 2025-02-05 | 2025-02-21 | 2026-02-21 | Solar Panels | HANWHA | Q.PEAK DUO BLK ML-G10+ 410 |  | 0.41 | 6 | 271 | 39 |  | Fixed | Roof
NJADRE1559134118 | Administratively Determined Incentive Program | Glen Gardner | 8826 | 14.76 | Residential | Behind the Meter | Yes | Trinity Solar, LLC | JCP&L |  | Accepted | 2025-02-05 | 2025-02-21 | 2026-02-21 | Inverters | Tesla (PV Only) | 1538000-45-X | 7600 |  | 1 |  |  | 0.98 |  | Outside
NJADRE1559134118 | Administratively Determined Incentive Program | Glen Gardner | 8826 | 14.76 | Residential | Behind the Meter | Yes | Trinity Solar, LLC | JCP&L |  | Accepted | 2025-02-05 | 2025-02-21 | 2026-02-21 | Inverters | Tesla (PV Only) | 1538000-45-X | 3800 |  | 1 |  |  | 0.98 |  | Outside
NJADRE1559134118 | Administratively Determined Incentive Program | Glen Gardner | 8826 | 14.76 | Residential | Behind the Meter | Yes | Trinity Solar, LLC | JCP&L |  | Accepted | 2025-02-05 | 2025-02-21 | 2026-02-21 | Solar Panels | HANWHA | Q.PEAK DUO BLK ML-G10+ 410 |  | 0.41 | 30 | 271 | 30 |  | Fixed | Roof
NJADRE1559134119 | Administratively Determined Incentive Program | Willingboro | 8046 | 4.68 | Residential | Behind the Meter | Yes | Power Energy Solutions, LLC | PSE&G |  | Accepted | 2025-02-05 | 2025-02-20 | 2026-02-20 | Solar Panels | Trina Solar | TSM-425NE09RC.05 |  | 0.425 | 11 | 118 | 27 |  | Fixed | Roof
NJADRE1559134119 | Administratively Determined Incentive Program | Willingboro | 8046 | 4.68 | Residential | Behind the Meter | Yes | Power Energy Solutions, LLC | PSE&G |  | Accepted | 2025-02-05 | 2025-02-20 | 2026-02-20 | Inverters | SolarEdge | SE3800H-US | 4 |  | 1 |  |  | 0.97 |  | Outdoor
NJADRE1559134131 | Administratively Determined Incentive Program | EAST ORANGE | 7018 | 5.74 | Residential | Behind the Meter | Yes | Pro Custom Solar dba Momentum Solar | PSE&G |  | Accepted | 2025-02-05 | 2025-02-20 | 2026-02-20 | Solar Panels | Hanwha | Q.PEAK DUO BLK ML-G10+ 410 |  | 0.41 | 2 | 208 | 39 |  | Fixed | Roof
NJADRE1559134131 | Administratively Determined Incentive Program | EAST ORANGE | 7018 | 5.74 | Residential | Behind the Meter | Yes | Pro Custom Solar dba Momentum Solar | PSE&G |  | Accepted | 2025-02-05 | 2025-02-20 | 2026-02-20 | Solar Panels | Hanwha | Q.PEAK DUO BLK ML-G10+ 410 |  | 0.41 | 12 | 28 | 39 |  | Fixed | Roof
NJADRE1559134131 | Administratively Determined Incentive Program | EAST ORANGE | 7018 | 5.74 | Residential | Behind the Meter | Yes | Pro Custom Solar dba Momentum Solar | PSE&G |  | Accepted | 2025-02-05 | 2025-02-20 | 2026-02-20 | Inverters | Enphase | IQ8HC-72-M-DOM-US-208V | 380 |  | 14 |  |  | 0.97 |  | Outdoor
NJADRE1559134150 | Administratively Determined Incentive Program | Pleasantville | 8232 | 8.61 | Residential | Behind the Meter | Yes | Sunrun Installation Services, Inc. | AC Electric |  | Accepted | 2025-02-05 | 2025-02-21 | 2026-02-21 | Solar Panels | HANWHA Q-CELLS | Q.PEAK DUO BLK ML-G10+ 410 |  | 0.41 | 4 | 206 | 30 |  | Fixed | Roof
NJADRE1559134150 | Administratively Determined Incentive Program | Pleasantville | 8232 | 8.61 | Residential | Behind the Meter | Yes | Sunrun Installation Services, Inc. | AC Electric |  | Accepted | 2025-02-05 | 2025-02-21 | 2026-02-21 | Solar Panels | HANWHA Q-CELLS | Q.PEAK DUO BLK ML-G10+ 410 |  | 0.41 | 9 | 206 | 30 |  | Fixed | Roof
NJADRE1559134150 | Administratively Determined Incentive Program | Pleasantville | 8232 | 8.61 | Residential | Behind the Meter | Yes | Sunrun Installation Services, Inc. | AC Electric |  | Accepted | 2025-02-05 | 2025-02-21 | 2026-02-21 | Solar Panels | HANWHA Q-CELLS | Q.PEAK DUO BLK ML-G10+ 410 |  | 0.41 | 8 | 27 | 30 |  | Fixed | Roof
NJADRE1559134150 | Administratively Determined Incentive Program | Pleasantville | 8232 | 8.61 | Residential | Behind the Meter | Yes | Sunrun Installation Services, Inc. | AC Electric |  | Accepted | 2025-02-05 | 2025-02-21 | 2026-02-21 | Inverters | SOLAREDGE TECHNOLOGIES | SE5700H-USMN | 5760 |  | 1 |  |  | 0.99 |  | Outdoor
NJADRE1559134817 | Administratively Determined Incentive Program | NEWARK | 7107 | 6.56 | Residential | Behind the Meter | Yes | Pro Custom Solar dba Momentum Solar | PSE&G |  | Accepted | 2025-02-05 | 2025-02-21 | 2026-02-21 | Inverters | Enphase | IQ8HC-72-M-DOM-US | 380 |  | 16 |  |  | 0.97 |  | Outdoor
NJADRE1559134817 | Administratively Determined Incentive Program | NEWARK | 7107 | 6.56 | Residential | Behind the Meter | Yes | Pro Custom Solar dba Momentum Solar | PSE&G |  | Accepted | 2025-02-05 | 2025-02-21 | 2026-02-21 | Solar Panels | Hanwha | Q.PEAK DUO BLK ML-G10+ 410 |  | 0.41 | 16 | 291 | 4 |  | Fixed | Roof
NJADRE1559134981 | Administratively Determined Incentive Program | Woodbridge Twp | 7067 | 11.6 | Residential | Behind the Meter | Yes | Suntuity Solar, LLC | PSE&G |  | Accepted | 2025-02-06 | 2025-02-27 | 2026-02-27 | Solar Panels | Silfab | SIL-400HC+ |  | 0.4 | 3 | 188 | 36 |  | Fixed | Roof
NJADRE1559134981 | Administratively Determined Incentive Program | Woodbridge Twp | 7067 | 11.6 | Residential | Behind the Meter | Yes | Suntuity Solar, LLC | PSE&G |  | Accepted | 2025-02-06 | 2025-02-27 | 2026-02-27 | Solar Panels | Silfab | SIL-400HC+ |  | 0.4 | 4 | 188 | 36 |  | Fixed | Roof
NJADRE1559134981 | Administratively Determined Incentive Program | Woodbridge Twp | 7067 | 11.6 | Residential | Behind the Meter | Yes | Suntuity Solar, LLC | PSE&G |  | Accepted | 2025-02-06 | 2025-02-27 | 2026-02-27 | Inverters | Enphase Energy Inc | IQ8PLUS-72-2-US | 290 |  | 29 |  |  | 0.99 |  | Outside
NJADRE1559134981 | Administratively Determined Incentive Program | Woodbridge Twp | 7067 | 11.6 | Residential | Behind the Meter | Yes | Suntuity Solar, LLC | PSE&G |  | Accepted | 2025-02-06 | 2025-02-27 | 2026-02-27 | Solar Panels | Silfab | SIL-400HC+ |  | 0.4 | 18 | 14 | 36 |  | Fixed | Roof
NJADRE1559134981 | Administratively Determined Incentive Program | Woodbridge Twp | 7067 | 11.6 | Residential | Behind the Meter | Yes | Suntuity Solar, LLC | PSE&G |  | Accepted | 2025-02-06 | 2025-02-27 | 2026-02-27 | Meters | Enphase Energy Inc | X-IQ-AM1-240-4 |  |  | 1 |  |  |  | Yes | Outdoor
NJADRE1559134981 | Administratively Determined Incentive Program | Woodbridge Twp | 7067 | 11.6 | Residential | Behind the Meter | Yes | Suntuity Solar, LLC | PSE&G |  | Accepted | 2025-02-06 | 2025-02-27 | 2026-02-27 | Solar Panels | Silfab | SIL-400HC+ |  | 0.4 | 4 | 188 | 14 |  | Fixed | Roof
NJADRE1559135038 | Administratively Determined Incentive Program | Somerset | 8873 | 254.1 | Commercial | Behind the Meter | No | Big Shine Worldwide, Inc. | PSE&G |  | Accepted | 2025-03-06 | 2025-03-31 | 2026-03-31 | Inverters | SMA | Sunny Tripower CORE1 50-US | 50000 |  | 5 |  |  | 0.98 |  | Outside
NJADRE1559135038 | Administratively Determined Incentive Program | Somerset | 8873 | 254.1 | Commercial | Behind the Meter | No | Big Shine Worldwide, Inc. | PSE&G |  | Accepted | 2025-03-06 | 2025-03-31 | 2026-03-31 | Solar Panels | Big Shine Energy | BSDM550 |  | 0.55 | 462 | 188 | 10 |  | Fixed | Roof
NJADRE1559135095 | Administratively Determined Incentive Program | MILLVILLE | 8332 | 7.38 | Residential | Behind the Meter | Yes | EMT Renewables, LLC | AC Electric |  | Accepted | 2025-02-05 | 2025-02-21 | 2026-02-21 | Inverters | ENPHASE | IQ8+ | 290 |  | 18 |  |  | 0.98 |  | Other | UNDER EACH PANEL
NJADRE1559135095 | Administratively Determined Incentive Program | MILLVILLE | 8332 | 7.38 | Residential | Behind the Meter | Yes | EMT Renewables, LLC | AC Electric |  | Accepted | 2025-02-05 | 2025-02-21 | 2026-02-21 | Solar Panels | TRINA | TSM-NE09RC.05 |  | 0.41 | 6 | 269 | 13 |  | Fixed | Roof
NJADRE1559135095 | Administratively Determined Incentive Program | MILLVILLE | 8332 | 7.38 | Residential | Behind the Meter | Yes | EMT Renewables, LLC | AC Electric |  | Accepted | 2025-02-05 | 2025-02-21 | 2026-02-21 | Solar Panels | TRINA | TSM-NE09RC.05 |  | 0.41 | 7 | 179 | 5 |  | Fixed | Roof
NJADRE1559135095 | Administratively Determined Incentive Program | MILLVILLE | 8332 | 7.38 | Residential | Behind the Meter | Yes | EMT Renewables, LLC | AC Electric |  | Accepted | 2025-02-05 | 2025-02-21 | 2026-02-21 | Solar Panels | TRINA | TSM-NE09RC.05 |  | 0.41 | 5 | 269 | 26 |  | Fixed | Roof
NJADRE1559135154 | Administratively Determined Incentive Program | AVON BY THE SEA | 7717 | 2.76 | Residential | Behind the Meter | No | Sea Bright Solar, LLC | JCP&L |  | Accepted | 2025-02-05 | 2025-02-24 | 2026-02-24 | Solar Panels | REC | REC460AA Pure-RX |  | 0.46 | 4 | 186 | 23 |  | Fixed | Roof
NJADRE1559135154 | Administratively Determined Incentive Program | AVON BY THE SEA | 7717 | 2.76 | Residential | Behind the Meter | No | Sea Bright Solar, LLC | JCP&L |  | Accepted | 2025-02-05 | 2025-02-24 | 2026-02-24 | Solar Panels | REC | REC460AA Pure-RX |  | 0.46 | 2 | 186 | 23 |  | Fixed | Roof
NJADRE1559135154 | Administratively Determined Incentive Program | AVON BY THE SEA | 7717 | 2.76 | Residential | Behind the Meter | No | Sea Bright Solar, LLC | JCP&L |  | Accepted | 2025-02-05 | 2025-02-24 | 2026-02-24 | Inverters | Enphase | IQ8X-80-M-US | 380 |  | 6 |  |  | 0.97 |  | Outdoor
NJADRE1559135345 | Administratively Determined Incentive Program | DUNELLEN | 8812 | 9.24 | Residential | Behind the Meter | Yes | Fusion Solar Energy, LLC | PSE&G |  | Accepted | 2025-02-05 | 2025-02-21 | 2026-02-21 | Solar Panels | TRINA SOLAR | TSM-420NE09R.05 |  | 0.42 | 2 | 247.06 | 12 |  | Fixed | Roof
NJADRE1559135345 | Administratively Determined Incentive Program | DUNELLEN | 8812 | 9.24 | Residential | Behind the Meter | Yes | Fusion Solar Energy, LLC | PSE&G |  | Accepted | 2025-02-05 | 2025-02-21 | 2026-02-21 | Solar Panels | TRINA SOLAR | TSM-420NE09R.05 |  | 0.42 | 20 | 153.48 | 63 |  | Fixed | Roof
NJADRE1559135345 | Administratively Determined Incentive Program | DUNELLEN | 8812 | 9.24 | Residential | Behind the Meter | Yes | Fusion Solar Energy, LLC | PSE&G |  | Accepted | 2025-02-05 | 2025-02-21 | 2026-02-21 | Inverters | ENPHASE | IQ8PLUS-72-2-US | 290 |  | 22 |  |  | 0.973 |  | Outside | Roof
NJADRE1559138976 | Administratively Determined Incentive Program | Newark | 7103 | 5.27 | Residential | Behind the Meter | Yes | Big Wave Roofing and Solar, LLC | PSE&G |  | Accepted | 2025-02-06 | 2025-02-21 | 2026-02-21 | Inverters | Enphase | IQ8PLUS-72-2-US | 290 |  | 13 |  |  | 0.98 |  | Outside
NJADRE1559138976 | Administratively Determined Incentive Program | Newark | 7103 | 5.27 | Residential | Behind the Meter | Yes | Big Wave Roofing and Solar, LLC | PSE&G |  | Accepted | 2025-02-06 | 2025-02-21 | 2026-02-21 | Solar Panels | JA Solar | JAM54S31 405/MR |  | 0.405 | 13 | 197 | 25 |  | Fixed | Roof
NJADRE1559139007 | Administratively Determined Incentive Program | Holmdel | 7733 | 13.53 | Residential | Behind the Meter | Yes | Trinity Solar, LLC | JCP&L |  | Accepted | 2025-02-06 | 2025-02-21 | 2026-02-21 | Solar Panels | HANWHA | (Q.PEAK DUO BLK ML-G10+ 410) |  | 0.41 | 4 | 252 | 19 |  | Fixed | Roof
NJADRE1559139007 | Administratively Determined Incentive Program | Holmdel | 7733 | 13.53 | Residential | Behind the Meter | Yes | Trinity Solar, LLC | JCP&L |  | Accepted | 2025-02-06 | 2025-02-21 | 2026-02-21 | Inverters | Tesla | Powerwall 3 (1707000-XX-Y) | 11500 |  | 3 |  |  | 0.97 |  | Outdoor
NJADRE1559139007 | Administratively Determined Incentive Program | Holmdel | 7733 | 13.53 | Residential | Behind the Meter | Yes | Trinity Solar, LLC | JCP&L |  | Accepted | 2025-02-06 | 2025-02-21 | 2026-02-21 | Electric Storage Battery | Tesla | Powerwall 3 (1707000-XX-Y) |  |  | 3 |  |  |  | Lithium Ion |  | outside
NJADRE1559139007 | Administratively Determined Incentive Program | Holmdel | 7733 | 13.53 | Residential | Behind the Meter | Yes | Trinity Solar, LLC | JCP&L |  | Accepted | 2025-02-06 | 2025-02-21 | 2026-02-21 | Solar Panels | HANWHA | (Q.PEAK DUO BLK ML-G10+ 410) |  | 0.41 | 5 | 162 | 30 |  | Fixed | Roof
NJADRE1559139007 | Administratively Determined Incentive Program | Holmdel | 7733 | 13.53 | Residential | Behind the Meter | Yes | Trinity Solar, LLC | JCP&L |  | Accepted | 2025-02-06 | 2025-02-21 | 2026-02-21 | Solar Panels | (Q.PEAK DUO BLK ML-G10+ 410) | HANWHA |  | 0.41 | 5 | 162 | 30 |  | Fixed | Roof
NJADRE1559139007 | Administratively Determined Incentive Program | Holmdel | 7733 | 13.53 | Residential | Behind the Meter | Yes | Trinity Solar, LLC | JCP&L |  | Accepted | 2025-02-06 | 2025-02-21 | 2026-02-21 | Solar Panels | HANWHA | (Q.PEAK DUO BLK ML-G10+ 410) |  | 0.41 | 7 | 342 | 23 |  | Fixed | Roof
NJADRE1559139007 | Administratively Determined Incentive Program | Holmdel | 7733 | 13.53 | Residential | Behind the Meter | Yes | Trinity Solar, LLC | JCP&L |  | Accepted | 2025-02-06 | 2025-02-21 | 2026-02-21 | Solar Panels | HANWHA | (Q.PEAK DUO BLK ML-G10+ 410) |  | 0.41 | 6 | 252 | 53 |  | Fixed | Roof
NJADRE1559139007 | Administratively Determined Incentive Program | Holmdel | 7733 | 13.53 | Residential | Behind the Meter | Yes | Trinity Solar, LLC | JCP&L |  | Accepted | 2025-02-06 | 2025-02-21 | 2026-02-21 | Solar Panels | HANWHA | (Q.PEAK DUO BLK ML-G10+ 410) |  | 0.41 | 6 | 162 | 23 |  | Fixed | Roof
NJADRE1559139023 | Administratively Determined Incentive Program | Oceanport | 7757 | 15.58 | Residential | Behind the Meter | Yes | Trinity Solar, LLC | JCP&L |  | Accepted | 2025-02-06 | 2025-02-21 | 2026-02-21 | Electric Storage Battery | Tesla | Tesla Powerwall 3 |  |  | 3 |  |  |  | Lithium Ion |  | outdoor
NJADRE1559139023 | Administratively Determined Incentive Program | Oceanport | 7757 | 15.58 | Residential | Behind the Meter | Yes | Trinity Solar, LLC | JCP&L |  | Accepted | 2025-02-06 | 2025-02-21 | 2026-02-21 | Solar Panels | Hanwha | HANWHA 410 (Q.PEAK DUO BLK ML-G10+ 410) |  | 0.41 | 20 | 345 | 23 |  | Fixed | Roof
NJADRE1559139023 | Administratively Determined Incentive Program | Oceanport | 7757 | 15.58 | Residential | Behind the Meter | Yes | Trinity Solar, LLC | JCP&L |  | Accepted | 2025-02-06 | 2025-02-21 | 2026-02-21 | Inverters | Tesla | Tesla Powerwall 3 | 11500 |  | 3 |  |  | 0.97 |  | Outdoor
NJADRE1559139023 | Administratively Determined Incentive Program | Oceanport | 7757 | 15.58 | Residential | Behind the Meter | Yes | Trinity Solar, LLC | JCP&L |  | Accepted | 2025-02-06 | 2025-02-21 | 2026-02-21 | Solar Panels | Hanwha | HANWHA 410 (Q.PEAK DUO BLK ML-G10+ 410) |  | 0.41 | 18 | 165 | 23 |  | Fixed | Roof
NJADRE1559139079 | Administratively Determined Incentive Program | Bridgeton | 8302 | 10.32 | Residential | Behind the Meter | Yes | PosiGen Developer, LLC | AC Electric |  | Accepted | 2025-02-06 | 2025-02-21 | 2026-02-21 | Inverters | SolarEdge | SE 10000 H-US | 10000 |  | 1 |  |  | 0.99 |  | Outdoor | Within ten feet of meter
NJADRE1559139079 | Administratively Determined Incentive Program | Bridgeton | 8302 | 10.32 | Residential | Behind the Meter | Yes | PosiGen Developer, LLC | AC Electric |  | Accepted | 2025-02-06 | 2025-02-21 | 2026-02-21 | Solar Panels | Silfab Solar | SIL-430QD |  | 0.43 | 4 | 346 | 12 |  | Fixed | Roof
NJADRE1559139079 | Administratively Determined Incentive Program | Bridgeton | 8302 | 10.32 | Residential | Behind the Meter | Yes | PosiGen Developer, LLC | AC Electric |  | Accepted | 2025-02-06 | 2025-02-21 | 2026-02-21 | Solar Panels | Silfab Solar | SIL-430QD |  | 0.43 | 20 | 166 | 12 |  | Fixed | Roof
NJADRE1559139184 | Administratively Determined Incentive Program | MIDDLETOWN | 7748 | 7.65 | Residential | Behind the Meter | Yes | Power Energy Solutions, LLC | JCP&L |  | Accepted | 2025-02-06 | 2025-02-21 | 2026-02-21 | Solar Panels | Trina Solar | TSM-425NE09RC.05 |  | 0.425 | 18 | 214 | 22 |  | Fixed | Roof
NJADRE1559139184 | Administratively Determined Incentive Program | MIDDLETOWN | 7748 | 7.65 | Residential | Behind the Meter | Yes | Power Energy Solutions, LLC | JCP&L |  | Accepted | 2025-02-06 | 2025-02-21 | 2026-02-21 | Inverters | SolarEdge | SE5700H-US | 6 |  | 1 |  |  | 0.97 |  | Outdoor
NJADRE1559139235 | Administratively Determined Incentive Program | Manahawkin | 8050 | 7.74 | Residential | Behind the Meter | Yes | PosiGen Developer, LLC | AC Electric |  | Accepted | 2025-02-06 | 2025-02-21 | 2026-02-21 | Solar Panels | Silfab Solar | SIL-430QD |  | 0.43 | 10 | 65 | 27 |  | Fixed | Roof
NJADRE1559139235 | Administratively Determined Incentive Program | Manahawkin | 8050 | 7.74 | Residential | Behind the Meter | Yes | PosiGen Developer, LLC | AC Electric |  | Accepted | 2025-02-06 | 2025-02-21 | 2026-02-21 | Solar Panels | Silfab Solar | SIL-430QD |  | 0.43 | 8 | 245 | 27 |  | Fixed | Roof
NJADRE1559139235 | Administratively Determined Incentive Program | Manahawkin | 8050 | 7.74 | Residential | Behind the Meter | Yes | PosiGen Developer, LLC | AC Electric |  | Accepted | 2025-02-06 | 2025-02-21 | 2026-02-21 | Inverters | SolarEdge | SE7600H-US | 7600 |  | 1 |  |  | 0.99 |  | Outside | Within ten feet of meter
NJADRE1559140029 | Administratively Determined Incentive Program | Irvington | 7111 | 8.61 | Residential | Behind the Meter | Yes | Sunrun Installation Services, Inc. | PSE&G |  | Accepted | 2025-02-06 | 2025-02-21 | 2026-02-21 | Solar Panels | Hanwha Q Cells | Q.PEAK DUO BLK ML-G10+ 410 DCA (MD06G100A-017) |  | 0.41 | 11 | 306 | 27 |  | Fixed | Roof
NJADRE1559140029 | Administratively Determined Incentive Program | Irvington | 7111 | 8.61 | Residential | Behind the Meter | Yes | Sunrun Installation Services, Inc. | PSE&G |  | Accepted | 2025-02-06 | 2025-02-21 | 2026-02-21 | Inverters | SolarEdge Technologies | SE5700H-USMN | 5760 |  | 1 |  |  | 0.99 |  | Outdoor
NJADRE1559140029 | Administratively Determined Incentive Program | Irvington | 7111 | 8.61 | Residential | Behind the Meter | Yes | Sunrun Installation Services, Inc. | PSE&G |  | Accepted | 2025-02-06 | 2025-02-21 | 2026-02-21 | Solar Panels | Hanwha Q Cells | Q.PEAK DUO BLK ML-G10+ 410 DCA (MD06G100A-017) |  | 0.41 | 10 | 126 | 27 |  | Fixed | Roof
NJADRE1559140534 | Administratively Determined Incentive Program | Orange | 7050 | 3.28 | Residential | Behind the Meter | Yes | Sunrun Installation Services, Inc. | PSE&G |  | Accepted | 2025-02-06 | 2025-02-24 | 2026-02-24 | Inverters | Tesla | Powerwall 3 1707000-xx-y | 11500 |  | 1 |  |  | 0.97 |  | Outdoor
NJADRE1559140534 | Administratively Determined Incentive Program | Orange | 7050 | 3.28 | Residential | Behind the Meter | Yes | Sunrun Installation Services, Inc. | PSE&G |  | Accepted | 2025-02-06 | 2025-02-24 | 2026-02-24 | Electric Storage Battery | Tesla | Powerwall 3 1707000-xx-y |  |  | 1 |  |  |  | Lithium Ion |  | OUTSIDE
NJADRE1559140534 | Administratively Determined Incentive Program | Orange | 7050 | 3.28 | Residential | Behind the Meter | Yes | Sunrun Installation Services, Inc. | PSE&G |  | Accepted | 2025-02-06 | 2025-02-24 | 2026-02-24 | Solar Panels | Hanwha Q Cells | Q.PEAK DUO BLK ML-G10+ 410 |  | 0.41 | 4 | 304 | 28 |  | Fixed | Roof
NJADRE1559140534 | Administratively Determined Incentive Program | Orange | 7050 | 3.28 | Residential | Behind the Meter | Yes | Sunrun Installation Services, Inc. | PSE&G |  | Accepted | 2025-02-06 | 2025-02-24 | 2026-02-24 | Solar Panels | Hanwha Q Cells | Q.PEAK DUO BLK ML-G10+ 410 |  | 0.41 | 4 | 125 | 28 |  | Fixed | Roof
NJADRE1559140561 | Administratively Determined Incentive Program | Washington | 7882 | 9.84 | Residential | Behind the Meter | Yes | Trinity Solar, LLC | JCP&L |  | Accepted | 2025-02-06 | 2025-02-24 | 2026-02-24 | Inverters | Tesla | TESLA 7.6kW (1538000-45-X) | 7600 |  | 1 |  |  | 0.986 |  | Outdoor
NJADRE1559140561 | Administratively Determined Incentive Program | Washington | 7882 | 9.84 | Residential | Behind the Meter | Yes | Trinity Solar, LLC | JCP&L |  | Accepted | 2025-02-06 | 2025-02-24 | 2026-02-24 | Solar Panels | Hanwha | Q.PEAK DUO BLK ML-G10+ 410 |  | 0.41 | 24 | 180 | 29 |  | Fixed | Roof
NJADRE1559140592 | Administratively Determined Incentive Program | Stratford | 8084 | 12.3 | Residential | Behind the Meter | Yes | Define Solar, LLC | AC Electric |  | Accepted | 2025-03-05 | 2025-03-24 | 2026-03-24 | Solar Panels | Znshine | ZXM7-SH108 410 |  | 0.41 | 12 | 153 | 25 |  | Fixed | Roof
NJADRE1559140592 | Administratively Determined Incentive Program | Stratford | 8084 | 12.3 | Residential | Behind the Meter | Yes | Define Solar, LLC | AC Electric |  | Accepted | 2025-03-05 | 2025-03-24 | 2026-03-24 | Solar Panels | Znshine | ZXM7-SH108 410 |  | 0.41 | 10 | 333 | 25 |  | Fixed | Roof
NJADRE1559140592 | Administratively Determined Incentive Program | Stratford | 8084 | 12.3 | Residential | Behind the Meter | Yes | Define Solar, LLC | AC Electric |  | Accepted | 2025-03-05 | 2025-03-24 | 2026-03-24 | Solar Panels | Znshine | ZXM7-SH108 410 |  | 0.41 | 4 | 333 | 10 |  | Fixed | Roof
NJADRE1559140592 | Administratively Determined Incentive Program | Stratford | 8084 | 12.3 | Residential | Behind the Meter | Yes | Define Solar, LLC | AC Electric |  | Accepted | 2025-03-05 | 2025-03-24 | 2026-03-24 | Inverters | Enphase | IQ8PLUS-72-2-US | 290 |  | 4 |  |  | 0.976 |  | Outside | Under each pv panel
NJADRE1559140592 | Administratively Determined Incentive Program | Stratford | 8084 | 12.3 | Residential | Behind the Meter | Yes | Define Solar, LLC | AC Electric |  | Accepted | 2025-03-05 | 2025-03-24 | 2026-03-24 | Inverters | Enphase | IQ8PLUS-72-2-US | 290 |  | 4 |  |  | 0.976 |  | Outside | Under each pv panel
NJADRE1559140592 | Administratively Determined Incentive Program | Stratford | 8084 | 12.3 | Residential | Behind the Meter | Yes | Define Solar, LLC | AC Electric |  | Accepted | 2025-03-05 | 2025-03-24 | 2026-03-24 | Inverters | Enphase | IQ8PLUS-72-2-US | 290 |  | 10 |  |  | 0.976 |  | Outside | Under each pv panel
NJADRE1559140592 | Administratively Determined Incentive Program | Stratford | 8084 | 12.3 | Residential | Behind the Meter | Yes | Define Solar, LLC | AC Electric |  | Accepted | 2025-03-05 | 2025-03-24 | 2026-03-24 | Inverters | Enphase | IQ8PLUS-72-2-US | 290 |  | 12 |  |  | 0.976 |  | Outside | Under each pv panel
NJADRE1559140592 | Administratively Determined Incentive Program | Stratford | 8084 | 12.3 | Residential | Behind the Meter | Yes | Define Solar, LLC | AC Electric |  | Accepted | 2025-03-05 | 2025-03-24 | 2026-03-24 | Solar Panels | Znshine | ZXM7-SH108 410 |  | 0.41 | 4 | 153 | 24 |  | Fixed | Roof
NJADRE1559140612 | Administratively Determined Incentive Program | Clayton | 8312 | 5.33 | Residential | Behind the Meter | Yes | Define Solar, LLC | AC Electric |  | Accepted | 2025-02-10 | 2025-02-26 | 2026-02-26 | Inverters | Enphase | IQ8PLUS-72-2-US | 290 |  | 3 |  |  | 0.976 |  | Outside | Under each pv panel
NJADRE1559140612 | Administratively Determined Incentive Program | Clayton | 8312 | 5.33 | Residential | Behind the Meter | Yes | Define Solar, LLC | AC Electric |  | Accepted | 2025-02-10 | 2025-02-26 | 2026-02-26 | Inverters | Enphase | IQ8PLUS-72-2-US | 290 |  | 3 |  |  | 0.976 |  | Outside | Under each pv panel
NJADRE1559140612 | Administratively Determined Incentive Program | Clayton | 8312 | 5.33 | Residential | Behind the Meter | Yes | Define Solar, LLC | AC Electric |  | Accepted | 2025-02-10 | 2025-02-26 | 2026-02-26 | Inverters | Enphase | IQ8PLUS-72-2-US | 290 |  | 4 |  |  | 0.976 |  | Outside | Under each pv panel
NJADRE1559140612 | Administratively Determined Incentive Program | Clayton | 8312 | 5.33 | Residential | Behind the Meter | Yes | Define Solar, LLC | AC Electric |  | Accepted | 2025-02-10 | 2025-02-26 | 2026-02-26 | Solar Panels | Znshine | ZXM7-SH108 410 |  | 0.41 | 3 | 258 | 33 |  | Fixed | Roof
NJADRE1559140612 | Administratively Determined Incentive Program | Clayton | 8312 | 5.33 | Residential | Behind the Meter | Yes | Define Solar, LLC | AC Electric |  | Accepted | 2025-02-10 | 2025-02-26 | 2026-02-26 | Solar Panels | Znshine | ZXM7-SH108 410 |  | 0.41 | 1 | 78 | 28 |  | Fixed | Roof
NJADRE1559140612 | Administratively Determined Incentive Program | Clayton | 8312 | 5.33 | Residential | Behind the Meter | Yes | Define Solar, LLC | AC Electric |  | Accepted | 2025-02-10 | 2025-02-26 | 2026-02-26 | Inverters | Enphase | IQ8PLUS-72-2-US | 290 |  | 1 |  |  | 0.976 |  | Outside | Under each pv panel
NJADRE1559140612 | Administratively Determined Incentive Program | Clayton | 8312 | 5.33 | Residential | Behind the Meter | Yes | Define Solar, LLC | AC Electric |  | Accepted | 2025-02-10 | 2025-02-26 | 2026-02-26 | Solar Panels | Znshine | ZXM7-SH108 410 |  | 0.41 | 2 | 78 | 13 |  | Fixed | Roof
NJADRE1559140612 | Administratively Determined Incentive Program | Clayton | 8312 | 5.33 | Residential | Behind the Meter | Yes | Define Solar, LLC | AC Electric |  | Accepted | 2025-02-10 | 2025-02-26 | 2026-02-26 | Inverters | Enphase | IQ8PLUS-72-2-US | 290 |  | 2 |  |  | 0.976 |  | Outside | Under each pv panel
NJADRE1559140612 | Administratively Determined Incentive Program | Clayton | 8312 | 5.33 | Residential | Behind the Meter | Yes | Define Solar, LLC | AC Electric |  | Accepted | 2025-02-10 | 2025-02-26 | 2026-02-26 | Solar Panels | Znshine | ZXM7-SH108 410 |  | 0.41 | 3 | 78 | 33 |  | Fixed | Roof
NJADRE1559140612 | Administratively Determined Incentive Program | Clayton | 8312 | 5.33 | Residential | Behind the Meter | Yes | Define Solar, LLC | AC Electric |  | Accepted | 2025-02-10 | 2025-02-26 | 2026-02-26 | Solar Panels | Znshine | ZXM7-SH108 410 |  | 0.41 | 4 | 258 | 28 |  | Fixed | Roof
NJADRE1559140629 | Administratively Determined Incentive Program | Bridgeton | 8302 | 11.07 | Residential | Behind the Meter | Yes | Define Solar, LLC | AC Electric |  | Accepted | 2025-02-10 | 2025-02-26 | 2026-02-26 | Solar Panels | Znshine | ZXM7-SH108 410 |  | 0.41 | 3 | 257 | 20 |  | Fixed | Roof
NJADRE1559140629 | Administratively Determined Incentive Program | Bridgeton | 8302 | 11.07 | Residential | Behind the Meter | Yes | Define Solar, LLC | AC Electric |  | Accepted | 2025-02-10 | 2025-02-26 | 2026-02-26 | Solar Panels | Znshine | ZXM7-SH108 410 |  | 0.41 | 12 | 254 | 12 |  | Fixed | Roof
NJADRE1559140629 | Administratively Determined Incentive Program | Bridgeton | 8302 | 11.07 | Residential | Behind the Meter | Yes | Define Solar, LLC | AC Electric |  | Accepted | 2025-02-10 | 2025-02-26 | 2026-02-26 | Inverters | Enphase | IQ8PLUS-72-2-US | 290 |  | 12 |  |  | 0.976 |  | Outside | Under each pv panel
NJADRE1559140629 | Administratively Determined Incentive Program | Bridgeton | 8302 | 11.07 | Residential | Behind the Meter | Yes | Define Solar, LLC | AC Electric |  | Accepted | 2025-02-10 | 2025-02-26 | 2026-02-26 | Solar Panels | Znshine | ZXM7-SH108 410 |  | 0.41 | 12 | 74 | 12 |  | Fixed | Roof
NJADRE1559140629 | Administratively Determined Incentive Program | Bridgeton | 8302 | 11.07 | Residential | Behind the Meter | Yes | Define Solar, LLC | AC Electric |  | Accepted | 2025-02-10 | 2025-02-26 | 2026-02-26 | Inverters | Enphase | IQ8PLUS-72-2-US | 290 |  | 12 |  |  | 0.976 |  | Outside | Under each pv panel
NJADRE1559140629 | Administratively Determined Incentive Program | Bridgeton | 8302 | 11.07 | Residential | Behind the Meter | Yes | Define Solar, LLC | AC Electric |  | Accepted | 2025-02-10 | 2025-02-26 | 2026-02-26 | Inverters | Enphase | IQ8PLUS-72-2-US | 290 |  | 3 |  |  | 0.976 |  | Outside | Under each pv panel
NJADRE1559140927 | Administratively Determined Incentive Program | PLEASANTVILLE | 8232 | 6.15 | Residential | Behind the Meter | Yes | Trinity Solar, LLC | AC Electric |  | Accepted | 2025-02-06 | 2025-02-24 | 2026-02-24 | Solar Panels | Hanwha | HANWHA 410 (Q.PEAK DUO BLK ML-G10+ 410) |  | 0.41 | 4 | 125 | 26 |  | Fixed | Ground
NJADRE1559140927 | Administratively Determined Incentive Program | PLEASANTVILLE | 8232 | 6.15 | Residential | Behind the Meter | Yes | Trinity Solar, LLC | AC Electric |  | Accepted | 2025-02-06 | 2025-02-24 | 2026-02-24 | Solar Panels | Hanwha | HANWHA 410 (Q.PEAK DUO BLK ML-G10+ 410) |  | 0.41 | 5 | 35 | 31 |  | Fixed | Roof
NJADRE1559140927 | Administratively Determined Incentive Program | PLEASANTVILLE | 8232 | 6.15 | Residential | Behind the Meter | Yes | Trinity Solar, LLC | AC Electric |  | Accepted | 2025-02-06 | 2025-02-24 | 2026-02-24 | Solar Panels | Hanwha | HANWHA 410 (Q.PEAK DUO BLK ML-G10+ 410) |  | 0.41 | 2 | 215 | 31 |  | Fixed | Roof
NJADRE1559140927 | Administratively Determined Incentive Program | PLEASANTVILLE | 8232 | 6.15 | Residential | Behind the Meter | Yes | Trinity Solar, LLC | AC Electric |  | Accepted | 2025-02-06 | 2025-02-24 | 2026-02-24 | Solar Panels | Hanwha | HANWHA 410 (Q.PEAK DUO BLK ML-G10+ 410) |  | 0.41 | 4 | 305 | 26 |  | Fixed | Roof
NJADRE1559140935 | Administratively Determined Incentive Program | Andover | 7821 | 9.43 | Residential | Behind the Meter | Yes | Trinity Solar, LLC | JCP&L |  | Accepted | 2025-02-06 | 2025-02-24 | 2026-02-24 | Solar Panels | HANWHA | Q.PEAK DUO BLK ML-G10+ 410 |  | 0.41 | 10 | 345 | 25 |  | Fixed | Roof
NJADRE1559140935 | Administratively Determined Incentive Program | Andover | 7821 | 9.43 | Residential | Behind the Meter | Yes | Trinity Solar, LLC | JCP&L |  | Accepted | 2025-02-06 | 2025-02-24 | 2026-02-24 | Inverters | TESLA | Tesla 7.6KW 1538000-XX-Y | 7600 |  | 1 |  |  | 0.97 |  | Outside
NJADRE1559140935 | Administratively Determined Incentive Program | Andover | 7821 | 9.43 | Residential | Behind the Meter | Yes | Trinity Solar, LLC | JCP&L |  | Accepted | 2025-02-06 | 2025-02-24 | 2026-02-24 | Solar Panels | HANWHA | Q.PEAK DUO BLK ML-G10+ 410 |  | 0.41 | 13 | 165 | 25 |  | Fixed | Roof
NJADRE1559140966 | Administratively Determined Incentive Program | NORTH BERGEN | 7047 | 6.97 | Residential | Behind the Meter | Yes | Sunrun Installation Services, Inc. | PSE&G |  | Accepted | 2025-02-06 | 2025-02-24 | 2026-02-24 | Inverters | SOLAREDGE TECHNOLOGIES | SE5700H-USMN | 5760 |  | 1 |  |  | 0.99 |  | Outdoor
NJADRE1559140966 | Administratively Determined Incentive Program | NORTH BERGEN | 7047 | 6.97 | Residential | Behind the Meter | Yes | Sunrun Installation Services, Inc. | PSE&G |  | Accepted | 2025-02-06 | 2025-02-24 | 2026-02-24 | Solar Panels | HANWHA Q-CELLS | Q.PEAK DUO BLK ML-G10+ 410 |  | 0.41 | 7 | 299 | 15 |  | Fixed | Roof
NJADRE1559140966 | Administratively Determined Incentive Program | NORTH BERGEN | 7047 | 6.97 | Residential | Behind the Meter | Yes | Sunrun Installation Services, Inc. | PSE&G |  | Accepted | 2025-02-06 | 2025-02-24 | 2026-02-24 | Solar Panels | HANWHA Q-CELLS | Q.PEAK DUO BLK ML-G10+ 410 |  | 0.41 | 10 | 119 | 13 |  | Fixed | Roof
NJADRE1559140973 | Administratively Determined Incentive Program | Montague | 7827 | 17.2 | Residential | Behind the Meter | Yes | PosiGen Developer, LLC | JCP&L |  | Accepted | 2025-02-06 | 2025-02-24 | 2026-02-24 | Solar Panels | SILFAB | SIL430QD |  | 0.43 | 24 | 227 | 27 |  | Fixed | Roof
NJADRE1559140973 | Administratively Determined Incentive Program | Montague | 7827 | 17.2 | Residential | Behind the Meter | Yes | PosiGen Developer, LLC | JCP&L |  | Accepted | 2025-02-06 | 2025-02-24 | 2026-02-24 | Solar Panels | SILFAB | SIL430QD |  | 0.43 | 16 | 47 | 27 |  | Fixed | Roof
NJADRE1559140973 | Administratively Determined Incentive Program | Montague | 7827 | 17.2 | Residential | Behind the Meter | Yes | PosiGen Developer, LLC | JCP&L |  | Accepted | 2025-02-06 | 2025-02-24 | 2026-02-24 | Inverters | SOLAREDGE | SE7600H-US | 7600 |  | 2 |  |  | 0.99 |  | Outside | WITHIN TEN FEET OF METER
NJADRE1559141098 | Administratively Determined Incentive Program | Newton | 7860 | 7.79 | Residential | Behind the Meter | Yes | Pro Custom Solar dba Momentum Solar | JCP&L |  | Accepted | 2025-02-28 | 2025-03-19 | 2026-03-19 | Inverters | Enphase | IQ8HC-72-M-DOM-US | 390 |  | 19 |  |  | 0.97 |  | Outdoor
NJADRE1559141098 | Administratively Determined Incentive Program | Newton | 7860 | 7.79 | Residential | Behind the Meter | Yes | Pro Custom Solar dba Momentum Solar | JCP&L |  | Accepted | 2025-02-28 | 2025-03-19 | 2026-03-19 | Solar Panels | hanwha | q.peak duo blk ml-g10+410 |  | 0.41 | 2 | 211 | 39 |  | Fixed | Roof
NJADRE1559141098 | Administratively Determined Incentive Program | Newton | 7860 | 7.79 | Residential | Behind the Meter | Yes | Pro Custom Solar dba Momentum Solar | JCP&L |  | Accepted | 2025-02-28 | 2025-03-19 | 2026-03-19 | Solar Panels | hanwha | q.peak duo blk ml-g10+410 |  | 0.41 | 5 | 212 | 38 |  | Fixed | Roof
NJADRE1559141098 | Administratively Determined Incentive Program | Newton | 7860 | 7.79 | Residential | Behind the Meter | Yes | Pro Custom Solar dba Momentum Solar | JCP&L |  | Accepted | 2025-02-28 | 2025-03-19 | 2026-03-19 | Solar Panels | hanwha | q.peak duo blk ml-g10+410 |  | 0.41 | 5 | 302 | 38 |  | Fixed | Roof
NJADRE1559141098 | Administratively Determined Incentive Program | Newton | 7860 | 7.79 | Residential | Behind the Meter | Yes | Pro Custom Solar dba Momentum Solar | JCP&L |  | Accepted | 2025-02-28 | 2025-03-19 | 2026-03-19 | Solar Panels | hanwha | q.peak duo blk ml-g10+410 |  | 0.41 | 7 | 32 | 38 |  | Fixed | Roof
NJADRE1559141190 | Administratively Determined Incentive Program | WILLIAMSTOWN | 8094 | 4 | Residential | Behind the Meter | Yes | Suntuity Solar, LLC | AC Electric |  | Accepted | 2025-06-23 | 2025-07-31 | 2026-07-31 | Solar Panels | Canadian Solar | CS6R-400MS-HL |  | 0.4 | 5 | 137 | 26 |  | Fixed | Roof
NJADRE1559141190 | Administratively Determined Incentive Program | WILLIAMSTOWN | 8094 | 4 | Residential | Behind the Meter | Yes | Suntuity Solar, LLC | AC Electric |  | Accepted | 2025-06-23 | 2025-07-31 | 2026-07-31 | Solar Panels | Canadian Solar | CS6R-400MS-HL |  | 0.4 | 5 | 317 | 26 |  | Fixed | Roof
NJADRE1559141190 | Administratively Determined Incentive Program | WILLIAMSTOWN | 8094 | 4 | Residential | Behind the Meter | Yes | Suntuity Solar, LLC | AC Electric |  | Accepted | 2025-06-23 | 2025-07-31 | 2026-07-31 | Inverters | Enphase Energy Inc | IQ8PLUS-72-2-US | 290 |  | 10 |  |  | 0.99 |  | Outdoor
NJADRE1559141190 | Administratively Determined Incentive Program | WILLIAMSTOWN | 8094 | 4 | Residential | Behind the Meter | Yes | Suntuity Solar, LLC | AC Electric |  | Accepted | 2025-06-23 | 2025-07-31 | 2026-07-31 | Meters | Enphase Energy Inc | X-IQ-AM1-240-4 |  |  | 1 |  |  |  | Yes | Outdoor
NJADRE1559141316 | Administratively Determined Incentive Program | Hillsborough | 8844 | 14.8 | Residential | Behind the Meter | No | Maier Solar Engineering dba Solar Me | PSE&G |  | Accepted | 2025-02-06 | 2025-02-25 | 2026-02-25 | Solar Panels | WARREE | WSMDI-400W |  | 0.4 | 14 | 182 | 30 |  | Fixed | Roof
NJADRE1559141316 | Administratively Determined Incentive Program | Hillsborough | 8844 | 14.8 | Residential | Behind the Meter | No | Maier Solar Engineering dba Solar Me | PSE&G |  | Accepted | 2025-02-06 | 2025-02-25 | 2026-02-25 | Solar Panels | WARREE | WSMDI-400W |  | 0.4 | 6 | 182 | 30 |  | Fixed | Roof
NJADRE1559141316 | Administratively Determined Incentive Program | Hillsborough | 8844 | 14.8 | Residential | Behind the Meter | No | Maier Solar Engineering dba Solar Me | PSE&G |  | Accepted | 2025-02-06 | 2025-02-25 | 2026-02-25 | Inverters | Enphase | IQ7HS | 395 |  | 37 |  |  | 0.96 |  | Outdoor | Next to meter
NJADRE1559141316 | Administratively Determined Incentive Program | Hillsborough | 8844 | 14.8 | Residential | Behind the Meter | No | Maier Solar Engineering dba Solar Me | PSE&G |  | Accepted | 2025-02-06 | 2025-02-25 | 2026-02-25 | Solar Panels | WARREE | WSMDI-400W |  | 0.4 | 17 | 2 | 30 |  | Fixed | Roof
NJADRE1559141606 | Administratively Determined Incentive Program | RIVER VALE | 7675 | 12.4 | Residential | Behind the Meter | No | Public Service Solar, LLC | PSE&G |  | Accepted | 2025-02-06 | 2025-02-24 | 2026-02-24 | Solar Panels | Panasonic | EVPV400HK |  | 0.4 | 16 | 101 | 30 |  | Fixed | Roof
NJADRE1559141606 | Administratively Determined Incentive Program | RIVER VALE | 7675 | 12.4 | Residential | Behind the Meter | No | Public Service Solar, LLC | PSE&G |  | Accepted | 2025-02-06 | 2025-02-24 | 2026-02-24 | Solar Panels | Panasonic | EVPV400HK |  | 0.4 | 15 | 281 | 30 |  | Fixed | Roof
NJADRE1559141606 | Administratively Determined Incentive Program | RIVER VALE | 7675 | 12.4 | Residential | Behind the Meter | No | Public Service Solar, LLC | PSE&G |  | Accepted | 2025-02-06 | 2025-02-24 | 2026-02-24 | Inverters | Enphase | iQ8HC-72-M-US | 380 |  | 31 |  |  | 0.96 |  | Outdoor | Under Panels
NJADRE1559141696 | Administratively Determined Incentive Program | JERSEY CITY | 7305 | 4.1 | Residential | Behind the Meter | Yes | Sunrun Installation Services, Inc. | PSE&G |  | Accepted | 2025-02-06 | 2025-02-24 | 2026-02-24 | Solar Panels | Hanwha Q-Cells | Q.PEAK DUO BLK ML-G10+ 410 |  | 0.41 | 10 | 131 | 45 |  | Fixed | Roof
NJADRE1559141696 | Administratively Determined Incentive Program | JERSEY CITY | 7305 | 4.1 | Residential | Behind the Meter | Yes | Sunrun Installation Services, Inc. | PSE&G |  | Accepted | 2025-02-06 | 2025-02-24 | 2026-02-24 | Inverters | SolarEdge Technologies | SE3800H-USMN | 3800 |  | 1 |  |  | 0.99 |  | Outdoor | Next to meter
NJADRE1559144022 | Administratively Determined Incentive Program | Union City | 7087 | 7.38 | Residential | Behind the Meter | Yes | Trinity Solar, LLC | PSE&G |  | Accepted | 2025-02-07 | 2025-02-24 | 2026-02-24 | Inverters | Tesla (PV Only) | Tesla 5.7KW 1538000-45-X | 5700 |  | 1 |  |  | 0.98 |  | Outside
NJADRE1559144022 | Administratively Determined Incentive Program | Union City | 7087 | 7.38 | Residential | Behind the Meter | Yes | Trinity Solar, LLC | PSE&G |  | Accepted | 2025-02-07 | 2025-02-24 | 2026-02-24 | Solar Panels | HANWHA | Q.PEAK DUO BLK ML-G10+ 410 |  | 0.41 | 4 | 302 | 40 |  | Fixed | Roof
NJADRE1559144022 | Administratively Determined Incentive Program | Union City | 7087 | 7.38 | Residential | Behind the Meter | Yes | Trinity Solar, LLC | PSE&G |  | Accepted | 2025-02-07 | 2025-02-24 | 2026-02-24 | Solar Panels | HANWHA | Q.PEAK DUO BLK ML-G10+ 410 |  | 0.41 | 14 | 122 | 40 |  | Fixed | Roof
NJADRE1559144032 | Administratively Determined Incentive Program | Wildwood Crest | 8260 | 2.05 | Residential | Behind the Meter | No | Trinity Solar, LLC | AC Electric |  | Accepted | 2025-02-07 | 2025-02-24 | 2026-02-24 | Inverters | Enphase | IQ8PLUS-72-2-US | 290 |  | 5 |  |  | 0.97 |  | Outdoor
NJADRE1559144032 | Administratively Determined Incentive Program | Wildwood Crest | 8260 | 2.05 | Residential | Behind the Meter | No | Trinity Solar, LLC | AC Electric |  | Accepted | 2025-02-07 | 2025-02-24 | 2026-02-24 | Solar Panels | HANWHA | (Q.PEAK DUO BLK ML-G10+ 410) |  | 0.41 | 5 | 316 | 33 |  | Fixed | Roof
NJADRE1559144047 | Administratively Determined Incentive Program | Rahway | 7065 | 4.92 | Residential | Behind the Meter | Yes | Sunrun Installation Services, Inc. | PSE&G |  | Accepted | 2025-02-07 | 2025-02-24 | 2026-02-24 | Inverters | SOLAREDGE TECHNOLOGIES | SE3800H-USMN | 3800 |  | 1 |  |  | 0.99 |  | Outdoor
NJADRE1559144047 | Administratively Determined Incentive Program | Rahway | 7065 | 4.92 | Residential | Behind the Meter | Yes | Sunrun Installation Services, Inc. | PSE&G |  | Accepted | 2025-02-07 | 2025-02-24 | 2026-02-24 | Solar Panels | HANWHA Q-CELLS | Q.PEAK DUO BLK ML-G10+ 410 DCA (MD06G100A-017) |  | 0.41 | 12 | 295 | 33 |  | Fixed | Roof
NJADRE1559144069 | Administratively Determined Incentive Program | Deptford | 8096 | 9.84 | Residential | Behind the Meter | Yes | Whitman Construction, LLC | PSE&G |  | Accepted | 2025-02-07 | 2025-02-24 | 2026-02-24 | Solar Panels | Trina Solar | TSM-410NE09RC.05 |  | 0.41 | 13 | 121 | 19 |  | Fixed | Roof
NJADRE1559144069 | Administratively Determined Incentive Program | Deptford | 8096 | 9.84 | Residential | Behind the Meter | Yes | Whitman Construction, LLC | PSE&G |  | Accepted | 2025-02-07 | 2025-02-24 | 2026-02-24 | Inverters | ENPHASE | IQ8PLUS-72-2-US | 290 |  | 24 |  |  | 0.975 |  | Outdoor
NJADRE1559144069 | Administratively Determined Incentive Program | Deptford | 8096 | 9.84 | Residential | Behind the Meter | Yes | Whitman Construction, LLC | PSE&G |  | Accepted | 2025-02-07 | 2025-02-24 | 2026-02-24 | Solar Panels | Trina Solar | TSM-410NE09RC.05 |  | 0.41 | 11 | 301 | 19 |  | Fixed | Roof
NJADRE1559144080 | Administratively Determined Incentive Program | Cherry Hill | 8003 | 16.4 | Residential | Behind the Meter | Yes | SunPurity, LLC | PSE&G |  | Accepted | 2025-02-10 | 2025-02-25 | 2026-02-25 | Solar Panels | Hanwha Q.Cells | Q.PEAK DUO L-G6 410 |  | 0.41 | 34 | 231 | 26 |  | Fixed | Roof
NJADRE1559144080 | Administratively Determined Incentive Program | Cherry Hill | 8003 | 16.4 | Residential | Behind the Meter | Yes | SunPurity, LLC | PSE&G |  | Accepted | 2025-02-10 | 2025-02-25 | 2026-02-25 | Solar Panels | Hanwha Q.Cells | Q.PEAK DUO L-G6 410 |  | 0.41 | 6 | 51 | 29 |  | Fixed | Roof
NJADRE1559144080 | Administratively Determined Incentive Program | Cherry Hill | 8003 | 16.4 | Residential | Behind the Meter | Yes | SunPurity, LLC | PSE&G |  | Accepted | 2025-02-10 | 2025-02-25 | 2026-02-25 | Inverters | Solaredge | SE11400-US | 11400 |  | 1 |  |  | 0.99 |  | Outdoor
NJADRE1559144092 | Administratively Determined Incentive Program | Union | 7083 | 5.74 | Residential | Behind the Meter | Yes | Trinity Solar, LLC | PSE&G |  | Accepted | 2025-02-07 | 2025-02-24 | 2026-02-24 | Inverters | Solar Edge | USE5700H-US | 5760 |  | 1 |  |  | 0.97 |  | Outside
NJADRE1559144092 | Administratively Determined Incentive Program | Union | 7083 | 5.74 | Residential | Behind the Meter | Yes | Trinity Solar, LLC | PSE&G |  | Accepted | 2025-02-07 | 2025-02-24 | 2026-02-24 | Solar Panels | HANWHA | Q.PEAK DUO BLK ML-G10+ 410 |  | 0.41 | 2 | 124 | 23 |  | Fixed | Roof
NJADRE1559144092 | Administratively Determined Incentive Program | Union | 7083 | 5.74 | Residential | Behind the Meter | Yes | Trinity Solar, LLC | PSE&G |  | Accepted | 2025-02-07 | 2025-02-24 | 2026-02-24 | Solar Panels | HANWHA | Q.PEAK DUO BLK ML-G10+ 410 |  | 0.41 | 3 | 124 | 23 |  | Fixed | Roof
NJADRE1559144092 | Administratively Determined Incentive Program | Union | 7083 | 5.74 | Residential | Behind the Meter | Yes | Trinity Solar, LLC | PSE&G |  | Accepted | 2025-02-07 | 2025-02-24 | 2026-02-24 | Solar Panels | HANWHA | Q.PEAK DUO BLK ML-G10+ 410 |  | 0.41 | 9 | 214 | 23 |  | Fixed | Roof
NJADRE1559144095 | Administratively Determined Incentive Program | Toms River | 8757 | 6.15 | Residential | Behind the Meter | Yes | SunPurity, LLC | JCP&L |  | Accepted | 2025-02-10 | 2025-02-26 | 2026-02-26 | Solar Panels | Hanwha Q.Cells | Q.PEAK DUO L-G6 410 |  | 0.41 | 15 | 197 | 34 |  | Fixed | Roof
NJADRE1559144095 | Administratively Determined Incentive Program | Toms River | 8757 | 6.15 | Residential | Behind the Meter | Yes | SunPurity, LLC | JCP&L |  | Accepted | 2025-02-10 | 2025-02-26 | 2026-02-26 | Inverters | Solaredge | SE5000H-US | 5000 |  | 1 |  |  | 0.99 |  | Outdoor
NJADRE1559144097 | Administratively Determined Incentive Program | Newark | 7104 | 5.1 | Residential | Behind the Meter | No | Maier Solar Engineering dba Solar Me | PSE&G |  | Accepted | 2025-02-07 | 2025-02-25 | 2026-02-25 | Solar Panels | Jinko | JKM-425N-54HL4-B |  | 0.425 | 12 | 28 | 3 |  | Fixed | Roof
NJADRE1559144097 | Administratively Determined Incentive Program | Newark | 7104 | 5.1 | Residential | Behind the Meter | No | Maier Solar Engineering dba Solar Me | PSE&G |  | Accepted | 2025-02-07 | 2025-02-25 | 2026-02-25 | Inverters | TESLA | TESLA SOLAR INVERTER | 7600 |  | 1 |  |  | 0.96 |  | Outside | Next to meter
NJADRE1559144111 | Administratively Determined Incentive Program | Colts Neck | 7722 | 11.48 | Residential | Behind the Meter | Yes | SunPurity, LLC | JCP&L |  | Accepted | 2025-02-13 | 2025-03-04 | 2026-03-04 | Solar Panels | Hanwha Q.Cells | Q.PEAK DUO L-G6 410 |  | 0.41 | 8 | 207 | 41 |  | Fixed | Roof
NJADRE1559144111 | Administratively Determined Incentive Program | Colts Neck | 7722 | 11.48 | Residential | Behind the Meter | Yes | SunPurity, LLC | JCP&L |  | Accepted | 2025-02-13 | 2025-03-04 | 2026-03-04 | Solar Panels | Hanwha Q.Cells | Q.PEAK DUO L-G6 410 |  | 0.41 | 2 | 39 | 39 |  | Fixed | Roof
NJADRE1559144111 | Administratively Determined Incentive Program | Colts Neck | 7722 | 11.48 | Residential | Behind the Meter | Yes | SunPurity, LLC | JCP&L |  | Accepted | 2025-02-13 | 2025-03-04 | 2026-03-04 | Solar Panels | Hanwha Q.Cells | Q.PEAK DUO L-G6 410 |  | 0.41 | 6 | 27 | 41 |  | Fixed | Roof
NJADRE1559144111 | Administratively Determined Incentive Program | Colts Neck | 7722 | 11.48 | Residential | Behind the Meter | Yes | SunPurity, LLC | JCP&L |  | Accepted | 2025-02-13 | 2025-03-04 | 2026-03-04 | Inverters | Solaredge | SE10000H-US | 10000 |  | 1 |  |  | 0.99 |  | Outdoor
NJADRE1559144111 | Administratively Determined Incentive Program | Colts Neck | 7722 | 11.48 | Residential | Behind the Meter | Yes | SunPurity, LLC | JCP&L |  | Accepted | 2025-02-13 | 2025-03-04 | 2026-03-04 | Solar Panels | Hanwha Q.Cells | Q.PEAK DUO L-G6 410 |  | 0.41 | 12 | 27 | 41 |  | Fixed | Roof
NJADRE1559144117 | Administratively Determined Incentive Program | Pennsville | 8070 | 22.3 | Residential | Behind the Meter | Yes | Seapoint Solar Energy, LLC | AC Electric |  | Accepted | 2025-02-07 | 2025-02-25 | 2026-02-25 | Solar Panels | CANADIAN SOLAR | CS6.1-54TM-455H |  | 0.455 | 25 | 281 | 36 |  | Fixed | Roof
NJADRE1559144117 | Administratively Determined Incentive Program | Pennsville | 8070 | 22.3 | Residential | Behind the Meter | Yes | Seapoint Solar Energy, LLC | AC Electric |  | Accepted | 2025-02-07 | 2025-02-25 | 2026-02-25 | Solar Panels | CANADIAN SOLAR | CS6.1-54TM-455H |  | 0.455 | 24 | 101 | 34 |  | Fixed | Roof
NJADRE1559144117 | Administratively Determined Incentive Program | Pennsville | 8070 | 22.3 | Residential | Behind the Meter | Yes | Seapoint Solar Energy, LLC | AC Electric |  | Accepted | 2025-02-07 | 2025-02-25 | 2026-02-25 | Inverters | ENPHASE IQ8PLUS | IQ8PLUS-72-M-US | 290 |  | 49 |  |  | 0.97 |  | Outside
NJADRE1559144163 | Administratively Determined Incentive Program | Newark | 7104 | 5.1 | Residential | Behind the Meter | No | Maier Solar Engineering dba Solar Me | PSE&G |  | Accepted | 2025-02-07 | 2025-02-25 | 2026-02-25 | Solar Panels | Jinko | JKM-425N-54HL4-B |  | 0.425 | 12 | 28 | 3 |  | Fixed | Roof
NJADRE1559144163 | Administratively Determined Incentive Program | Newark | 7104 | 5.1 | Residential | Behind the Meter | No | Maier Solar Engineering dba Solar Me | PSE&G |  | Accepted | 2025-02-07 | 2025-02-25 | 2026-02-25 | Inverters | TESLA | TESLA SOLAR INVERTER | 7600 |  | 1 |  |  | 0.96 |  | Outside | Next to meter
NJADRE1559144186 | Administratively Determined Incentive Program | Rio Grande | 8242 | 7.79 | Residential | Behind the Meter | Yes | EMT Renewables, LLC | AC Electric |  | Accepted | 2025-02-07 | 2025-02-25 | 2026-02-25 | Inverters | ENPHASE | IQ8+ | 290 |  | 19 |  |  | 0.98 |  | Other | UNDER EACH PANEL
NJADRE1559144186 | Administratively Determined Incentive Program | Rio Grande | 8242 | 7.79 | Residential | Behind the Meter | Yes | EMT Renewables, LLC | AC Electric |  | Accepted | 2025-02-07 | 2025-02-25 | 2026-02-25 | Solar Panels | TRINA | TSM-NE09RC.05 |  | 0.41 | 19 | 264 | 21 |  | Fixed | Roof
NJADRE1559144208 | Administratively Determined Incentive Program | Paterson | 7524 | 4.3 | Residential | Behind the Meter | Yes | PosiGen Developer, LLC | PSE&G |  | Accepted | 2025-02-07 | 2025-02-25 | 2026-02-25 | Inverters | SolarEdge | SE3800H-US | 3800 |  | 1 |  |  | 0.99 |  | Outside | Within ten feet of meter
NJADRE1559144208 | Administratively Determined Incentive Program | Paterson | 7524 | 4.3 | Residential | Behind the Meter | Yes | PosiGen Developer, LLC | PSE&G |  | Accepted | 2025-02-07 | 2025-02-25 | 2026-02-25 | Solar Panels | Silfab Solar | SIL-430QD |  | 0.43 | 10 | 95 | 32 |  | Fixed | Roof
NJADRE1559144213 | Administratively Determined Incentive Program | Cape May | 8204 | 4.51 | Residential | Behind the Meter | Yes | Pro Custom Solar dba Momentum Solar | AC Electric |  | Accepted | 2025-02-07 | 2025-02-25 | 2026-02-25 | Solar Panels | HANWHA | Q.PEAK DUO BLK ML-G10+ 410 |  | 0.41 | 11 | 193 | 19 |  | Fixed | Roof
NJADRE1559144213 | Administratively Determined Incentive Program | Cape May | 8204 | 4.51 | Residential | Behind the Meter | Yes | Pro Custom Solar dba Momentum Solar | AC Electric |  | Accepted | 2025-02-07 | 2025-02-25 | 2026-02-25 | Inverters | Enphase | IQ8HC-72-M-DOM-US | 380 |  | 11 |  |  | 0.97 |  | Outdoor
NJADRE1559144237 | Administratively Determined Incentive Program | Mystic Islands | 8087 | 16.19 | Residential | Behind the Meter | Yes | SunPurity, LLC | AC Electric |  | Accepted | 2025-02-07 | 2025-02-25 | 2026-02-25 | Solar Panels | Hanwha Q.Cells | Q.PEAK DUO BLK-ML-G10+ 415W |  | 0.415 | 18 | 243 | 37 |  | Fixed | Roof
NJADRE1559144237 | Administratively Determined Incentive Program | Mystic Islands | 8087 | 16.19 | Residential | Behind the Meter | Yes | SunPurity, LLC | AC Electric |  | Accepted | 2025-02-07 | 2025-02-25 | 2026-02-25 | Solar Panels | Hanwha Q.Cells | Q.PEAK DUO BLK-ML-G10+ 415W |  | 0.415 | 2 | 63 | 37 |  | Fixed | Roof
NJADRE1559144237 | Administratively Determined Incentive Program | Mystic Islands | 8087 | 16.19 | Residential | Behind the Meter | Yes | SunPurity, LLC | AC Electric |  | Accepted | 2025-02-07 | 2025-02-25 | 2026-02-25 | Solar Panels | Hanwha Q.Cells | Q.PEAK DUO BLK-ML-G10+ 415W |  | 0.415 | 2 | 243 | 37 |  | Fixed | Roof
NJADRE1559144237 | Administratively Determined Incentive Program | Mystic Islands | 8087 | 16.19 | Residential | Behind the Meter | Yes | SunPurity, LLC | AC Electric |  | Accepted | 2025-02-07 | 2025-02-25 | 2026-02-25 | Solar Panels | Hanwha Q.Cells | Q.PEAK DUO BLK-ML-G10+ 415W |  | 0.415 | 6 | 243 | 20 |  | Fixed | Roof
NJADRE1559144237 | Administratively Determined Incentive Program | Mystic Islands | 8087 | 16.19 | Residential | Behind the Meter | Yes | SunPurity, LLC | AC Electric |  | Accepted | 2025-02-07 | 2025-02-25 | 2026-02-25 | Inverters | Solaredge | SE7600H-US | 7600 |  | 2 |  |  | 0.99 |  | Outdoor
NJADRE1559144237 | Administratively Determined Incentive Program | Mystic Islands | 8087 | 16.19 | Residential | Behind the Meter | Yes | SunPurity, LLC | AC Electric |  | Accepted | 2025-02-07 | 2025-02-25 | 2026-02-25 | Solar Panels | Hanwha Q.Cells | Q.PEAK DUO BLK-ML-G10+ 415W |  | 0.415 | 9 | 63 | 37 |  | Fixed | Roof
NJADRE1559144237 | Administratively Determined Incentive Program | Mystic Islands | 8087 | 16.19 | Residential | Behind the Meter | Yes | SunPurity, LLC | AC Electric |  | Accepted | 2025-02-07 | 2025-02-25 | 2026-02-25 | Solar Panels | Hanwha Q.Cells | Q.PEAK DUO BLK-ML-G10+ 415W |  | 0.415 | 2 | 63 | 20 |  | Fixed | Roof
NJADRE1559144248 | Administratively Determined Incentive Program | Vernon | 7462 | 11.48 | Residential | Behind the Meter | Yes | Trinity Solar, LLC | Sussex Rural |  | Accepted | 2025-02-07 | 2025-02-25 | 2026-02-25 | Solar Panels | HANWHA | Q.PEAK DUO BLK ML-G10+ 410 |  | 0.41 | 15 | 97 | 21 |  | Fixed | Roof
NJADRE1559144248 | Administratively Determined Incentive Program | Vernon | 7462 | 11.48 | Residential | Behind the Meter | Yes | Trinity Solar, LLC | Sussex Rural |  | Accepted | 2025-02-07 | 2025-02-25 | 2026-02-25 | Solar Panels | HANWHA | Q.PEAK DUO BLK ML-G10+ 410 |  | 0.41 | 13 | 277 | 21 |  | Fixed | Roof
NJADRE1559144248 | Administratively Determined Incentive Program | Vernon | 7462 | 11.48 | Residential | Behind the Meter | Yes | Trinity Solar, LLC | Sussex Rural |  | Accepted | 2025-02-07 | 2025-02-25 | 2026-02-25 | Electric Storage Battery | TESLA | 1707000-xx-y |  |  | 2 |  |  |  | Lithium Ion |  | Outdoors
NJADRE1559144248 | Administratively Determined Incentive Program | Vernon | 7462 | 11.48 | Residential | Behind the Meter | Yes | Trinity Solar, LLC | Sussex Rural |  | Accepted | 2025-02-07 | 2025-02-25 | 2026-02-25 | Inverters | TESLA | 1707000-xx-y | 11500 |  | 1 |  |  | 0.97 |  | Outside
NJADRE1559144255 | Administratively Determined Incentive Program | Pennsville | 8070 | 4.55 | Residential | Behind the Meter | Yes | Seapoint Solar Energy, LLC | AC Electric |  | Accepted | 2025-02-07 | 2025-02-25 | 2026-02-25 | Inverters | ENPHASE IQ8PLUS | IQ8PLUS-72-M-US | 290 |  | 10 |  |  | 0.97 |  | Outside
NJADRE1559144255 | Administratively Determined Incentive Program | Pennsville | 8070 | 4.55 | Residential | Behind the Meter | Yes | Seapoint Solar Energy, LLC | AC Electric |  | Accepted | 2025-02-07 | 2025-02-25 | 2026-02-25 | Solar Panels | CANADIAN SOLAR | CS6.1-54TM-455H |  | 0.455 | 10 | 281 | 36 |  | Fixed | Roof
NJADRE1559144288 | Administratively Determined Incentive Program | Haddon Heights | 8035 | 155.69 | Commercial | Behind the Meter | No | Geoscape Solar | PSE&G |  | Accepted | 2025-02-13 | 2025-03-11 | 2026-03-11 | Solar Panels | Hanwha | Q.PEAK DUO XL-G10.3/BFG 485 |  | 0.485 | 145 | 230 | 3 |  | Fixed | Roof
NJADRE1559144288 | Administratively Determined Incentive Program | Haddon Heights | 8035 | 155.69 | Commercial | Behind the Meter | No | Geoscape Solar | PSE&G |  | Accepted | 2025-02-13 | 2025-03-11 | 2026-03-11 | Inverters | Solar Edge | SE17.3KUS | 173000 |  | 1 |  |  | 0.97 |  | Outdoor
NJADRE1559144288 | Administratively Determined Incentive Program | Haddon Heights | 8035 | 155.69 | Commercial | Behind the Meter | No | Geoscape Solar | PSE&G |  | Accepted | 2025-02-13 | 2025-03-11 | 2026-03-11 | Solar Panels | Hanwha | Q.PEAK DUO XL-G10.3/BFG 485 |  | 0.485 | 72 | 230 | 3 |  | Fixed | Roof
NJADRE1559144288 | Administratively Determined Incentive Program | Haddon Heights | 8035 | 155.69 | Commercial | Behind the Meter | No | Geoscape Solar | PSE&G |  | Accepted | 2025-02-13 | 2025-03-11 | 2026-03-11 | Inverters | Solar Edge | SE50KUS | 50000 |  | 2 |  |  | 0.87 |  | Outdoor
NJADRE1559144288 | Administratively Determined Incentive Program | Haddon Heights | 8035 | 155.69 | Commercial | Behind the Meter | No | Geoscape Solar | PSE&G |  | Accepted | 2025-02-13 | 2025-03-11 | 2026-03-11 | Solar Panels | Hanwha | Q.PEAK DUO XL-G10.3/BFG 485 |  | 0.485 | 104 | 230 | 3 |  | Fixed | Roof
NJADRE1559144576 | Administratively Determined Incentive Program | PLEASANTVILLE | 8232 | 9.35 | Residential | Behind the Meter | Yes | Whitman Construction, LLC | AC Electric |  | Accepted | 2025-02-07 | 2025-02-25 | 2026-02-25 | Solar Panels | Trina Solar | TSM-425NE09RC.05 |  | 0.425 | 6 | 26 | 28 |  | Fixed | Roof
NJADRE1559144576 | Administratively Determined Incentive Program | PLEASANTVILLE | 8232 | 9.35 | Residential | Behind the Meter | Yes | Whitman Construction, LLC | AC Electric |  | Accepted | 2025-02-07 | 2025-02-25 | 2026-02-25 | Inverters | ENPHASE | IQ8PLUS-72-M-US | 290 |  | 22 |  |  | 0.975 |  | Outdoor
NJADRE1559144576 | Administratively Determined Incentive Program | PLEASANTVILLE | 8232 | 9.35 | Residential | Behind the Meter | Yes | Whitman Construction, LLC | AC Electric |  | Accepted | 2025-02-07 | 2025-02-25 | 2026-02-25 | Solar Panels | Trina Solar | TSM-425NE09RC.05 |  | 0.425 | 16 | 206 | 28 |  | Fixed | Roof
NJADRE1559144601 | Administratively Determined Incentive Program | HOPATCONG | 7843 | 6.15 | Residential | Behind the Meter | Yes | Sunrun Installation Services, Inc. | JCP&L |  | Accepted | 2025-02-07 | 2025-02-25 | 2026-02-25 | Inverters | TESLA | POWERWALL 3 1707000-XX-Y | 11500 |  | 2 |  |  | 0.97 |  | Outdoor
NJADRE1559144601 | Administratively Determined Incentive Program | HOPATCONG | 7843 | 6.15 | Residential | Behind the Meter | Yes | Sunrun Installation Services, Inc. | JCP&L |  | Accepted | 2025-02-07 | 2025-02-25 | 2026-02-25 | Solar Panels | HANWHA Q-CELLS | Q.PEAK DUO BLK ML-G10+ 410 |  | 0.41 | 15 | 324 | 22 |  | Fixed | Roof
NJADRE1559144601 | Administratively Determined Incentive Program | HOPATCONG | 7843 | 6.15 | Residential | Behind the Meter | Yes | Sunrun Installation Services, Inc. | JCP&L |  | Accepted | 2025-02-07 | 2025-02-25 | 2026-02-25 | Electric Storage Battery | TESLA | POWERWALL 3 1707000-XX-Y |  |  | 2 |  |  |  | Lithium Ion |  | OUTSIDE
NJADRE1559144601 | Administratively Determined Incentive Program | HOPATCONG | 7843 | 6.15 | Residential | Behind the Meter | Yes | Sunrun Installation Services, Inc. | JCP&L |  | Accepted | 2025-02-07 | 2025-02-25 | 2026-02-25 | Electric Storage Battery | TESLA | POWERWALL 3 EXPANSION 1807000-XX-Y |  |  | 1 |  |  |  | Lithium Ion |  | OUTSIDE
NJADRE1559144759 | Administratively Determined Incentive Program | Wayne | 7470 | 2.05 | Residential | Behind the Meter | Yes | Trinity Solar, LLC | PSE&G |  | Accepted | 2025-02-07 | 2025-02-25 | 2026-02-25 | Solar Panels | Hanwha | HANWHA 410 (Q.PEAK DUO BLK ML-G10+ 410) |  | 0.41 | 5 | 206 | 30 |  | Fixed | Roof
NJADRE1559144759 | Administratively Determined Incentive Program | Wayne | 7470 | 2.05 | Residential | Behind the Meter | Yes | Trinity Solar, LLC | PSE&G |  | Accepted | 2025-02-07 | 2025-02-25 | 2026-02-25 | Inverters | Enphase | ENPHASE IQ8PLUS MICROINVERTERS (IQ8PLUS-72-2-US ) | 14500 |  | 5 |  |  | 0.29 |  | Outdoor
NJADRE1559145049 | Administratively Determined Incentive Program | East Rutherford | 7073 | 993.6 | Commercial | Behind the Meter | Yes | Infiniti Energy Contracting, LLC | PSE&G |  | Accepted | 2025-02-07 | 2025-02-25 | 2026-02-25 | Solar Panels | SEG Solar | SEG-460-BMB-HV |  | 0.46 | 2160 | 218 | 10 |  | Fixed | Roof
NJADRE1559145049 | Administratively Determined Incentive Program | East Rutherford | 7073 | 993.6 | Commercial | Behind the Meter | Yes | Infiniti Energy Contracting, LLC | PSE&G |  | Accepted | 2025-02-07 | 2025-02-25 | 2026-02-25 | Inverters | SolarEdge | SE120kUS | 720000 |  | 6 |  |  | 0.985 |  | Outside
NJADRE1559145058 | Administratively Determined Incentive Program | Matawan | 7747 | 5.33 | Residential | Behind the Meter | Yes | Trinity Solar, LLC | JCP&L |  | Accepted | 2025-02-07 | 2025-02-25 | 2026-02-25 | Solar Panels | Hanwha | HANWHA 410 (Q.PEAK DUO BLK ML-G10+ 410) |  | 0.41 | 13 | 221 | 34 |  | Fixed | Roof
NJADRE1559145058 | Administratively Determined Incentive Program | Matawan | 7747 | 5.33 | Residential | Behind the Meter | Yes | Trinity Solar, LLC | JCP&L |  | Accepted | 2025-02-07 | 2025-02-25 | 2026-02-25 | Inverters | Solar Edge | USE5700H-USMNBL75 | 57000 |  | 1 |  |  | 0.97 |  | Outdoor
NJADRE1559145069 | Administratively Determined Incentive Program | HACKENSACK | 7601 | 4.15 | Residential | Behind the Meter | Yes | PosiGen Developer, LLC | PSE&G |  | Accepted | 2025-02-07 | 2025-02-25 | 2026-02-25 | Inverters | SolarEdge | SE3800H-US | 3800 |  | 1 |  |  | 0.99 |  | Outside | Within ten feet of meter
NJADRE1559145069 | Administratively Determined Incentive Program | HACKENSACK | 7601 | 4.15 | Residential | Behind the Meter | Yes | PosiGen Developer, LLC | PSE&G |  | Accepted | 2025-02-07 | 2025-02-25 | 2026-02-25 | Solar Panels | CANADIAN SOLAR | CS3N-415MS |  | 0.415 | 7 | 218 | 45 |  | Fixed | Roof
NJADRE1559145069 | Administratively Determined Incentive Program | HACKENSACK | 7601 | 4.15 | Residential | Behind the Meter | Yes | PosiGen Developer, LLC | PSE&G |  | Accepted | 2025-02-07 | 2025-02-25 | 2026-02-25 | Solar Panels | CANADIAN SOLAR | CS3N-415MS |  | 0.415 | 3 | 218 | 40 |  | Fixed | Roof
NJADRE1559145152 | Administratively Determined Incentive Program | PISCATAWAY | 8854 | 8.2 | Residential | Behind the Meter | No | PlugPV, LLC | PSE&G |  | Accepted | 2025-02-07 | 2025-03-06 | 2026-03-06 | Inverters | IQ8PLUS-72-M-US | ENPHASE | 290 |  | 20 |  |  | 0 |  | Outside
NJADRE1559145152 | Administratively Determined Incentive Program | PISCATAWAY | 8854 | 8.2 | Residential | Behind the Meter | No | PlugPV, LLC | PSE&G |  | Accepted | 2025-02-07 | 2025-03-06 | 2026-03-06 | Solar Panels | HANWHA Q.PEAK DUO | BLK ML-G10+ 410W |  | 0.41 | 12 | 149 | 32 |  | Fixed | Roof
NJADRE1559145152 | Administratively Determined Incentive Program | PISCATAWAY | 8854 | 8.2 | Residential | Behind the Meter | No | PlugPV, LLC | PSE&G |  | Accepted | 2025-02-07 | 2025-03-06 | 2026-03-06 | Solar Panels | HANWHA Q.PEAK DUO | BLK ML-G10+ 410W |  | 0.41 | 8 | 149 | 34 |  | Fixed | Roof
NJADRE1559145405 | Administratively Determined Incentive Program | Rio Grande | 8242 | 9.43 | Residential | Behind the Meter | Yes | Define Solar, LLC | AC Electric |  | Accepted | 2025-02-10 | 2025-02-25 | 2026-02-25 | Solar Panels | Znshine | ZXM7-SH108 410 |  | 0.41 | 2 | 127 | 14 |  | Fixed | Roof
NJADRE1559145405 | Administratively Determined Incentive Program | Rio Grande | 8242 | 9.43 | Residential | Behind the Meter | Yes | Define Solar, LLC | AC Electric |  | Accepted | 2025-02-10 | 2025-02-25 | 2026-02-25 | Solar Panels | Znshine | ZXM7-SH108 410 |  | 0.41 | 21 | 217 | 14 |  | Fixed | Roof
NJADRE1559145702 | Administratively Determined Incentive Program | EAST BRUNSWICK | 8816 | 8.82 | Residential | Behind the Meter | No | Public Service Solar, LLC | PSE&G |  | Accepted | 2025-02-07 | 2025-02-25 | 2026-02-25 | Solar Panels | Panasonic | EVPV420HK2 |  | 0.42 | 15 | 258 | 19 |  | Fixed | Roof
NJADRE1559145702 | Administratively Determined Incentive Program | EAST BRUNSWICK | 8816 | 8.82 | Residential | Behind the Meter | No | Public Service Solar, LLC | PSE&G |  | Accepted | 2025-02-07 | 2025-02-25 | 2026-02-25 | Solar Panels | Panasonic | EVPV420HK2 |  | 0.42 | 6 | 258 | 19 |  | Fixed | Roof
NJADRE1559145702 | Administratively Determined Incentive Program | EAST BRUNSWICK | 8816 | 8.82 | Residential | Behind the Meter | No | Public Service Solar, LLC | PSE&G |  | Accepted | 2025-02-07 | 2025-02-25 | 2026-02-25 | Inverters | Enphase | iQ8HC-72-M-US | 380 |  | 21 |  |  | 0.96 |  | Outdoor | Under Panels
NJADRE1559145877 | Administratively Determined Incentive Program | NEWARK | 7107 | 4.1 | Residential | Behind the Meter | Yes | Freedom Forever New Jersey, LLC | PSE&G |  | Accepted | 2025-02-07 | 2025-02-25 | 2026-02-25 | Solar Panels | Hanwha | Q.PEAK DUO BLK ML-G10+ 410 |  | 0.41 | 10 | 201 | 39 |  | Fixed | Roof
NJADRE1559145877 | Administratively Determined Incentive Program | NEWARK | 7107 | 4.1 | Residential | Behind the Meter | Yes | Freedom Forever New Jersey, LLC | PSE&G |  | Accepted | 2025-02-07 | 2025-02-25 | 2026-02-25 | Inverters | Solar Edge | USE3800H-USMNBL75) | 3800 |  | 1 |  |  | 0.99 |  | Outside
NJADRE1559145878 | Administratively Determined Incentive Program | SKILLMAN | 8558 | 6.4 | Residential | Behind the Meter | No | Solar Energy World | PSE&G |  | Accepted | 2025-02-07 | 2025-02-25 | 2026-02-25 | Solar Panels | LONGi | LR5-54HABB-400M |  | 0.4 | 4 | 111 | 12 |  | Fixed | Roof
NJADRE1559145878 | Administratively Determined Incentive Program | SKILLMAN | 8558 | 6.4 | Residential | Behind the Meter | No | Solar Energy World | PSE&G |  | Accepted | 2025-02-07 | 2025-02-25 | 2026-02-25 | Solar Panels | LONGi | LR5-54HABB-400M |  | 0.4 | 4 | 291 | 10 |  | Fixed | Roof
NJADRE1559145878 | Administratively Determined Incentive Program | SKILLMAN | 8558 | 6.4 | Residential | Behind the Meter | No | Solar Energy World | PSE&G |  | Accepted | 2025-02-07 | 2025-02-25 | 2026-02-25 | Solar Panels | LONGi | LR5-54HABB-400M |  | 0.4 | 4 | 111 | 32 |  | Fixed | Roof
NJADRE1559145878 | Administratively Determined Incentive Program | SKILLMAN | 8558 | 6.4 | Residential | Behind the Meter | No | Solar Energy World | PSE&G |  | Accepted | 2025-02-07 | 2025-02-25 | 2026-02-25 | Solar Panels | LONGi | LR5-54HABB-400M |  | 0.4 | 4 | 291 | 31 |  | Fixed | Roof
NJADRE1559145878 | Administratively Determined Incentive Program | SKILLMAN | 8558 | 6.4 | Residential | Behind the Meter | No | Solar Energy World | PSE&G |  | Accepted | 2025-02-07 | 2025-02-25 | 2026-02-25 | Inverters | Enphase | IQ8+-72-M-US | 290 |  | 16 |  |  | 0.97 |  | Outside
NJADRE1559145922 | Administratively Determined Incentive Program | Parsippany | 7054 | 9.6 | Residential | Behind the Meter | No | Public Service Solar, LLC | JCP&L |  | Accepted | 2025-02-07 | 2025-02-25 | 2026-02-25 | Inverters | Enphase | iQ8HC-72-M-US | 380 |  | 24 |  |  | 0.96 |  | Outdoor | Under Panels
NJADRE1559145922 | Administratively Determined Incentive Program | Parsippany | 7054 | 9.6 | Residential | Behind the Meter | No | Public Service Solar, LLC | JCP&L |  | Accepted | 2025-02-07 | 2025-02-25 | 2026-02-25 | Solar Panels | Panasonic | EVPV400HK |  | 0.4 | 24 | 148 | 27 |  | Fixed | Roof
NJADRE1559145939 | Administratively Determined Incentive Program | Hamilton Twp | 8609 | 4.1 | Residential | Behind the Meter | No | Tesla Energy Operations, Inc. | PSE&G |  | Accepted | 2025-02-07 | 2025-02-25 | 2026-02-25 | Solar Panels | Hanwha | Q.PEAK DUO BLK ML-G10.a+/TS 410 |  | 0.41 | 10 | 163 | 26 |  | Fixed | Roof
NJADRE1559145939 | Administratively Determined Incentive Program | Hamilton Twp | 8609 | 4.1 | Residential | Behind the Meter | No | Tesla Energy Operations, Inc. | PSE&G |  | Accepted | 2025-02-07 | 2025-02-25 | 2026-02-25 | Electric Storage Battery | Tesla | Powerwall 3 |  |  | 2 |  |  |  | Lithium Ion |  | OUTSIDE
NJADRE1559145939 | Administratively Determined Incentive Program | Hamilton Twp | 8609 | 4.1 | Residential | Behind the Meter | No | Tesla Energy Operations, Inc. | PSE&G |  | Accepted | 2025-02-07 | 2025-02-25 | 2026-02-25 | Inverters | Tesla | 1707000-XX-Y | 11500 |  | 1 |  |  | 0.98 |  | Outdoor
NJADRE1559147018 | Administratively Determined Incentive Program | Newark | 7107 | 6.4 | Residential | Behind the Meter | Yes | Bright Ops, Inc. | PSE&G |  | Accepted | 2025-02-09 | 2025-03-04 | 2026-03-04 | Inverters | SolarEdge | SE5000H-USRGM | 5000 |  | 1 |  |  | 0.98 |  | Outdoor | OUTSIDE
NJADRE1559147018 | Administratively Determined Incentive Program | Newark | 7107 | 6.4 | Residential | Behind the Meter | Yes | Bright Ops, Inc. | PSE&G |  | Accepted | 2025-02-09 | 2025-03-04 | 2026-03-04 | Solar Panels | HANWHA Q-CELLS | Q.peak Duo Blk Ml-G10+400 |  | 0.4 | 16 | 117 | 5 |  | Fixed | Roof
NJADRE1559148792 | Administratively Determined Incentive Program | Newark | 7105 | 3.69 | Residential | Behind the Meter | Yes | Bright Ops, Inc. | PSE&G |  | Accepted | 2025-02-09 | 2025-03-06 | 2026-03-06 | Inverters | SolarEdge | SE3800H-USMN | 3800 |  | 1 |  |  | 0.98 |  | Outdoor | OUTSIDE
NJADRE1559148792 | Administratively Determined Incentive Program | Newark | 7105 | 3.69 | Residential | Behind the Meter | Yes | Bright Ops, Inc. | PSE&G |  | Accepted | 2025-02-09 | 2025-03-06 | 2026-03-06 | Solar Panels | HANWHA Q-CELLS | Q.Peak Duo Blk Ml-G10-+ 410 |  | 0.41 | 9 | 201 | 5 |  | Fixed | Roof | OUTSIDE
NJADRE1559149859 | Administratively Determined Incentive Program | Ewing | 8638 | 9.35 | Residential | Behind the Meter | Yes | Whitman Construction, LLC | PSE&G |  | Accepted | 2025-02-10 | 2025-03-17 | 2026-03-17 | Solar Panels | Trina Solar | TSM-425NE09RC.05 |  | 0.425 | 9 | 36 | 33 |  | Fixed | Roof
NJADRE1559149859 | Administratively Determined Incentive Program | Ewing | 8638 | 9.35 | Residential | Behind the Meter | Yes | Whitman Construction, LLC | PSE&G |  | Accepted | 2025-02-10 | 2025-03-17 | 2026-03-17 | Inverters | ENPHASE | IQ8PLUS-72-2-US | 290 |  | 22 |  |  | 0.975 |  | Outdoor
NJADRE1559149859 | Administratively Determined Incentive Program | Ewing | 8638 | 9.35 | Residential | Behind the Meter | Yes | Whitman Construction, LLC | PSE&G |  | Accepted | 2025-02-10 | 2025-03-17 | 2026-03-17 | Solar Panels | Trina Solar | TSM-425NE09RC.05 |  | 0.425 | 13 | 216 | 33 |  | Fixed | Roof
NJADRE1559149860 | Administratively Determined Incentive Program | Woodbridge Twp | 8830 | 8.2 | Residential | Behind the Meter | Yes | Sunrun Installation Services, Inc. | PSE&G |  | Accepted | 2025-02-10 | 2025-02-25 | 2026-02-25 | Solar Panels | Hanwha Q Cells | Q.PEAK DUO BLK ML-G10+ 410 |  | 0.41 | 4 | 180 | 39 |  | Fixed | Roof
NJADRE1559149860 | Administratively Determined Incentive Program | Woodbridge Twp | 8830 | 8.2 | Residential | Behind the Meter | Yes | Sunrun Installation Services, Inc. | PSE&G |  | Accepted | 2025-02-10 | 2025-02-25 | 2026-02-25 | Solar Panels | Hanwha Q Cells | Q.PEAK DUO BLK ML-G10+ 410 |  | 0.41 | 8 | 360 | 7 |  | Fixed | Roof
NJADRE1559149860 | Administratively Determined Incentive Program | Woodbridge Twp | 8830 | 8.2 | Residential | Behind the Meter | Yes | Sunrun Installation Services, Inc. | PSE&G |  | Accepted | 2025-02-10 | 2025-02-25 | 2026-02-25 | Inverters | SolarEdge Technologies | SE5700H-USMN | 5760 |  | 1 |  |  | 0.99 |  | Outdoor
NJADRE1559149860 | Administratively Determined Incentive Program | Woodbridge Twp | 8830 | 8.2 | Residential | Behind the Meter | Yes | Sunrun Installation Services, Inc. | PSE&G |  | Accepted | 2025-02-10 | 2025-02-25 | 2026-02-25 | Solar Panels | Hanwha Q Cells | Q.PEAK DUO BLK ML-G10+ 410 |  | 0.41 | 8 | 180 | 37 |  | Fixed | Roof
NJADRE1559149872 | Administratively Determined Incentive Program | Camden | 8105 | 7.23 | Residential | Behind the Meter | Yes | Whitman Construction, LLC | PSE&G |  | Accepted | 2025-02-10 | 2025-02-25 | 2026-02-25 | Solar Panels | Jinko Solar | JKM425N-54HL4-B |  | 0.425 | 17 | 239 | 2 |  | Fixed | Roof
NJADRE1559149872 | Administratively Determined Incentive Program | Camden | 8105 | 7.23 | Residential | Behind the Meter | Yes | Whitman Construction, LLC | PSE&G |  | Accepted | 2025-02-10 | 2025-02-25 | 2026-02-25 | Inverters | ENPHASE | IQ8PLUS-72-2-US | 290 |  | 17 |  |  | 0.975 |  | Outdoor
NJADRE1559149907 | Administratively Determined Incentive Program | Mays Landing | 8330 | 6.375 | Residential | Behind the Meter | Yes | Whitman Construction, LLC | AC Electric |  | Accepted | 2025-02-10 | 2025-03-18 | 2026-03-18 | Inverters | ENPHASE | IQ8PLUS-72-2-US | 290 |  | 15 |  |  | 0.975 |  | Outdoor
NJADRE1559149907 | Administratively Determined Incentive Program | Mays Landing | 8330 | 6.375 | Residential | Behind the Meter | Yes | Whitman Construction, LLC | AC Electric |  | Accepted | 2025-02-10 | 2025-03-18 | 2026-03-18 | Solar Panels | Trina Solar | TSM-425NE09RC.05 |  | 0.425 | 6 | 207 | 18 |  | Fixed | Roof
NJADRE1559149907 | Administratively Determined Incentive Program | Mays Landing | 8330 | 6.375 | Residential | Behind the Meter | Yes | Whitman Construction, LLC | AC Electric |  | Accepted | 2025-02-10 | 2025-03-18 | 2026-03-18 | Solar Panels | Trina Solar | TSM-425NE09RC.05 |  | 0.425 | 9 | 117 | 19 |  | Fixed | Roof
NJADRE1559149907 | Administratively Determined Incentive Program | Mays Landing | 8330 | 6.375 | Residential | Behind the Meter | Yes | Whitman Construction, LLC | AC Electric |  | Accepted | 2025-02-10 | 2025-03-18 | 2026-03-18 | Meters | ENPHASE | X-IQ-AM1-240-5-HDK |  |  | 1 |  |  |  | Yes | Outdoor
NJADRE1559149909 | Administratively Determined Incentive Program | UPPER SADDLE RIVER | 7458 | 16.81 | Residential | Behind the Meter | Yes | Trinity Solar, LLC | Orange Rockland Electric |  | Accepted | 2025-02-10 | 2025-02-25 | 2026-02-25 | Solar Panels | Hanwha | HANWHA 410 (Q.PEAK DUO BLK ML-G10+ 410) |  | 0.41 | 5 | 287 | 25 |  | Fixed | Roof
NJADRE1559149909 | Administratively Determined Incentive Program | UPPER SADDLE RIVER | 7458 | 16.81 | Residential | Behind the Meter | Yes | Trinity Solar, LLC | Orange Rockland Electric |  | Accepted | 2025-02-10 | 2025-02-25 | 2026-02-25 | Electric Storage Battery | Tesla | Tesla Powerwall 3 |  |  | 2 |  |  |  | Lithium Ion |  | Inside
NJADRE1559149909 | Administratively Determined Incentive Program | UPPER SADDLE RIVER | 7458 | 16.81 | Residential | Behind the Meter | Yes | Trinity Solar, LLC | Orange Rockland Electric |  | Accepted | 2025-02-10 | 2025-02-25 | 2026-02-25 | Solar Panels | Hanwha | HANWHA 410 (Q.PEAK DUO BLK ML-G10+ 410) |  | 0.41 | 15 | 107 | 28 |  | Fixed | Roof
NJADRE1559149909 | Administratively Determined Incentive Program | UPPER SADDLE RIVER | 7458 | 16.81 | Residential | Behind the Meter | Yes | Trinity Solar, LLC | Orange Rockland Electric |  | Accepted | 2025-02-10 | 2025-02-25 | 2026-02-25 | Solar Panels | Hanwha | HANWHA 410 (Q.PEAK DUO BLK ML-G10+ 410) |  | 0.41 | 8 | 287 | 28 |  | Fixed | Roof
NJADRE1559149909 | Administratively Determined Incentive Program | UPPER SADDLE RIVER | 7458 | 16.81 | Residential | Behind the Meter | Yes | Trinity Solar, LLC | Orange Rockland Electric |  | Accepted | 2025-02-10 | 2025-02-25 | 2026-02-25 | Inverters | Tesla | Tesla Powerwall 3 | 11500 |  | 2 |  |  | 0.97 |  | Outdoor
NJADRE1559149909 | Administratively Determined Incentive Program | UPPER SADDLE RIVER | 7458 | 16.81 | Residential | Behind the Meter | Yes | Trinity Solar, LLC | Orange Rockland Electric |  | Accepted | 2025-02-10 | 2025-02-25 | 2026-02-25 | Solar Panels | Hanwha | HANWHA 410 (Q.PEAK DUO BLK ML-G10+ 410) |  | 0.41 | 7 | 197 | 25 |  | Fixed | Roof
NJADRE1559149909 | Administratively Determined Incentive Program | UPPER SADDLE RIVER | 7458 | 16.81 | Residential | Behind the Meter | Yes | Trinity Solar, LLC | Orange Rockland Electric |  | Accepted | 2025-02-10 | 2025-02-25 | 2026-02-25 | Solar Panels | Hanwha | HANWHA 410 (Q.PEAK DUO BLK ML-G10+ 410) |  | 0.41 | 6 | 107 | 25 |  | Fixed | Roof
NJADRE1559149919 | Administratively Determined Incentive Program | SADDLE BROOK | 7663 | 3.28 | Residential | Behind the Meter | Yes | Trinity Solar, LLC | PSE&G |  | Accepted | 2025-02-10 | 2025-02-25 | 2026-02-25 | Inverters | Solar Edge | USE3800H-USMNBL75 | 3800 |  | 1 |  |  | 0.97 |  | Outdoor
NJADRE1559149919 | Administratively Determined Incentive Program | SADDLE BROOK | 7663 | 3.28 | Residential | Behind the Meter | Yes | Trinity Solar, LLC | PSE&G |  | Accepted | 2025-02-10 | 2025-02-25 | 2026-02-25 | Solar Panels | HANWHA | (Q.PEAK DUO BLK ML-G10+ 410) |  | 0.41 | 8 | 250 | 25 |  | Fixed | Roof
NJADRE1559149925 | Administratively Determined Incentive Program | Medford | 8055 | 6.4 | Residential | Behind the Meter | Yes | PosiGen Developer, LLC | AC Electric |  | Accepted | 2025-02-10 | 2025-02-25 | 2026-02-25 | Solar Panels | Silfab | SIL-400 HC+ |  | 0.4 | 6 | 124 | 28 |  | Fixed | Roof
NJADRE1559149925 | Administratively Determined Incentive Program | Medford | 8055 | 6.4 | Residential | Behind the Meter | Yes | PosiGen Developer, LLC | AC Electric |  | Accepted | 2025-02-10 | 2025-02-25 | 2026-02-25 | Solar Panels | Silfab | SIL-400 HC+ |  | 0.4 | 10 | 34 | 23 |  | Fixed | Roof
NJADRE1559149925 | Administratively Determined Incentive Program | Medford | 8055 | 6.4 | Residential | Behind the Meter | Yes | PosiGen Developer, LLC | AC Electric |  | Accepted | 2025-02-10 | 2025-02-25 | 2026-02-25 | Inverters | SolarEdge | SE6000H-US | 6000 |  | 1 |  |  | 0.99 |  | Outdoor | within ten feet of meter
NJADRE1559149941 | Administratively Determined Incentive Program | New Brunswick | 8901 | 6.97 | Residential | Behind the Meter | Yes | Sunrun Installation Services, Inc. | PSE&G |  | Accepted | 2025-02-10 | 2025-02-25 | 2026-02-25 | Inverters | SolarEdge Technologies | SE5700H-USMN | 5760 |  | 1 |  |  | 0.99 |  | Outdoor
NJADRE1559149941 | Administratively Determined Incentive Program | New Brunswick | 8901 | 6.97 | Residential | Behind the Meter | Yes | Sunrun Installation Services, Inc. | PSE&G |  | Accepted | 2025-02-10 | 2025-02-25 | 2026-02-25 | Solar Panels | Hanwha Q Cells | Q.PEAK DUO BLK ML-G10+ 410 |  | 0.41 | 4 | 39 | 11 |  | Fixed | Roof
NJADRE1559149941 | Administratively Determined Incentive Program | New Brunswick | 8901 | 6.97 | Residential | Behind the Meter | Yes | Sunrun Installation Services, Inc. | PSE&G |  | Accepted | 2025-02-10 | 2025-02-25 | 2026-02-25 | Solar Panels | Hanwha Q Cells | Q.PEAK DUO BLK ML-G10+ 410 |  | 0.41 | 7 | 40 | 25 |  | Fixed | Roof
NJADRE1559149941 | Administratively Determined Incentive Program | New Brunswick | 8901 | 6.97 | Residential | Behind the Meter | Yes | Sunrun Installation Services, Inc. | PSE&G |  | Accepted | 2025-02-10 | 2025-02-25 | 2026-02-25 | Solar Panels | Hanwha Q Cells | Q.PEAK DUO BLK ML-G10+ 410 |  | 0.41 | 6 | 220 | 25 |  | Fixed | Roof
NJADRE1559149945 | Administratively Determined Incentive Program | Plainfield | 7063 | 3.6 | Residential | Behind the Meter | No | Advanced Solar & Energy Solutions, LLC | PSE&G |  | Accepted | 2025-02-10 | 2025-02-27 | 2026-02-27 | Solar Panels | Axitec | AC-400MBT/108V |  | 0.4 | 9 | 305.7 | 18 |  | Fixed | Roof
NJADRE1559149945 | Administratively Determined Incentive Program | Plainfield | 7063 | 3.6 | Residential | Behind the Meter | No | Advanced Solar & Energy Solutions, LLC | PSE&G |  | Accepted | 2025-02-10 | 2025-02-27 | 2026-02-27 | Inverters | ENPHASE | IQ8PLUS-72-2-US | 3 |  | 9 |  |  | 0.99 |  | Outside
NJADRE1559149949 | Administratively Determined Incentive Program | Salem | 8079 | 8.61 | Residential | Behind the Meter | Yes | Pro Custom Solar dba Momentum Solar | AC Electric |  | Accepted | 2025-02-10 | 2025-02-25 | 2026-02-25 | Solar Panels | HANWHA | Q.PEAK DUO BLK ML-G10+ 410 |  | 0.41 | 10 | 125 | 37 |  | Fixed | Roof
NJADRE1559149949 | Administratively Determined Incentive Program | Salem | 8079 | 8.61 | Residential | Behind the Meter | Yes | Pro Custom Solar dba Momentum Solar | AC Electric |  | Accepted | 2025-02-10 | 2025-02-25 | 2026-02-25 | Solar Panels | HANWHA | Q.PEAK DUO BLK ML-G10+ 410 |  | 0.41 | 3 | 218 | 37 |  | Fixed | Roof
NJADRE1559149949 | Administratively Determined Incentive Program | Salem | 8079 | 8.61 | Residential | Behind the Meter | Yes | Pro Custom Solar dba Momentum Solar | AC Electric |  | Accepted | 2025-02-10 | 2025-02-25 | 2026-02-25 | Inverters | Enphase | IQ8HC-72-M-DOM-US | 380 |  | 21 |  |  | 0.97 |  | Outdoor
NJADRE1559149949 | Administratively Determined Incentive Program | Salem | 8079 | 8.61 | Residential | Behind the Meter | Yes | Pro Custom Solar dba Momentum Solar | AC Electric |  | Accepted | 2025-02-10 | 2025-02-25 | 2026-02-25 | Solar Panels | HANWHA | Q.PEAK DUO BLK ML-G10+ 410 |  | 0.41 | 6 | 305 | 37 |  | Fixed | Roof
NJADRE1559149949 | Administratively Determined Incentive Program | Salem | 8079 | 8.61 | Residential | Behind the Meter | Yes | Pro Custom Solar dba Momentum Solar | AC Electric |  | Accepted | 2025-02-10 | 2025-02-25 | 2026-02-25 | Solar Panels | HANWHA | Q.PEAK DUO BLK ML-G10+ 410 |  | 0.41 | 2 | 35 | 38 |  | Fixed | Roof
NJADRE1559149992 | Administratively Determined Incentive Program | Millville | 8332 | 13.12 | Residential | Behind the Meter | Yes | Pro Custom Solar dba Momentum Solar | AC Electric |  | Accepted | 2025-02-12 | 2025-02-28 | 2026-02-28 | Solar Panels | HANWHA | Q.PEAK DUO BLK ML-G10+ 410 |  | 0.41 | 9 | 101 | 9 |  | Fixed | Roof
NJADRE1559149992 | Administratively Determined Incentive Program | Millville | 8332 | 13.12 | Residential | Behind the Meter | Yes | Pro Custom Solar dba Momentum Solar | AC Electric |  | Accepted | 2025-02-12 | 2025-02-28 | 2026-02-28 | Inverters | Enphase | IQ8HC-72-M-DOM-US | 380 |  | 32 |  |  | 0.97 |  | Outdoor
NJADRE1559149992 | Administratively Determined Incentive Program | Millville | 8332 | 13.12 | Residential | Behind the Meter | Yes | Pro Custom Solar dba Momentum Solar | AC Electric |  | Accepted | 2025-02-12 | 2025-02-28 | 2026-02-28 | Solar Panels | HANWHA | Q.PEAK DUO BLK ML-G10+ 410 |  | 0.41 | 13 | 191 | 5 |  | Fixed | Roof
NJADRE1559149992 | Administratively Determined Incentive Program | Millville | 8332 | 13.12 | Residential | Behind the Meter | Yes | Pro Custom Solar dba Momentum Solar | AC Electric |  | Accepted | 2025-02-12 | 2025-02-28 | 2026-02-28 | Solar Panels | Hanwha | Q.PEAK DUO BLK ML-G10+ 410 |  | 0.41 | 10 | 281 | 8 |  | Fixed | Roof
NJADRE1559149996 | Administratively Determined Incentive Program | Hammonton | 8037 | 7.38 | Residential | Behind the Meter | Yes | Trinity Solar, LLC | AC Electric |  | Accepted | 2025-02-10 | 2025-02-25 | 2026-02-25 | Solar Panels | Hanwha | HANWHA 410 (Q.PEAK DUO BLK ML-G10+ 410) |  | 0.41 | 18 | 327 | 18 |  | Fixed | Roof
NJADRE1559149996 | Administratively Determined Incentive Program | Hammonton | 8037 | 7.38 | Residential | Behind the Meter | Yes | Trinity Solar, LLC | AC Electric |  | Accepted | 2025-02-10 | 2025-02-25 | 2026-02-25 | Inverters | Solar Edge | se6000h-us | 6000 |  | 1 |  |  | 0.97 |  | Outdoor
NJADRE1559150019 | Administratively Determined Incentive Program | Bridgeton | 8302 | 3.69 | Residential | Behind the Meter | Yes | Pro Custom Solar dba Momentum Solar | AC Electric |  | Accepted | 2025-02-10 | 2025-03-03 | 2026-03-03 | Solar Panels | HANWHA | Q.PEAK DUO BLK ML-G10+ 410 |  | 0.41 | 6 | 255 | 26 |  | Fixed | Roof
NJADRE1559150019 | Administratively Determined Incentive Program | Bridgeton | 8302 | 3.69 | Residential | Behind the Meter | Yes | Pro Custom Solar dba Momentum Solar | AC Electric |  | Accepted | 2025-02-10 | 2025-03-03 | 2026-03-03 | Solar Panels | HANWHA | Q.PEAK DUO BLK ML-G10+ 410 |  | 0.41 | 3 | 165 | 20 |  | Fixed | Roof
NJADRE1559150019 | Administratively Determined Incentive Program | Bridgeton | 8302 | 3.69 | Residential | Behind the Meter | Yes | Pro Custom Solar dba Momentum Solar | AC Electric |  | Accepted | 2025-02-10 | 2025-03-03 | 2026-03-03 | Inverters | Enphase | IQ8HC-72-M-DOM-US | 380 |  | 9 |  |  | 0.97 |  | Outdoor
NJADRE1559150025 | Administratively Determined Incentive Program | Union | 7083 | 11.21 | Residential | Behind the Meter | Yes | EMT Renewables, LLC | PSE&G |  | Accepted | 2025-02-10 | 2025-02-25 | 2026-02-25 | Solar Panels | Q CELLS | Q PEAK DUO BLK |  | 0.415 | 4 | 197 | 20 |  | Fixed | Roof
NJADRE1559150025 | Administratively Determined Incentive Program | Union | 7083 | 11.21 | Residential | Behind the Meter | Yes | EMT Renewables, LLC | PSE&G |  | Accepted | 2025-02-10 | 2025-02-25 | 2026-02-25 | Solar Panels | Q CELLS | Q PEAK DUO BLK |  | 0.415 | 18 | 106 | 38 |  | Fixed | Roof
NJADRE1559150025 | Administratively Determined Incentive Program | Union | 7083 | 11.21 | Residential | Behind the Meter | Yes | EMT Renewables, LLC | PSE&G |  | Accepted | 2025-02-10 | 2025-02-25 | 2026-02-25 | Inverters | ENPHASE | IQ8+ | 290 |  | 27 |  |  | 0.98 |  | Other | UNDER EACH PANEL
NJADRE1559150025 | Administratively Determined Incentive Program | Union | 7083 | 11.21 | Residential | Behind the Meter | Yes | EMT Renewables, LLC | PSE&G |  | Accepted | 2025-02-10 | 2025-02-25 | 2026-02-25 | Solar Panels | Q CELLS | Q PEAK DUO BLK |  | 0.415 | 5 | 107 | 8 |  | Fixed | Roof
NJADRE1559150028 | Administratively Determined Incentive Program | SADDLE BROOK | 7663 | 4.1 | Residential | Behind the Meter | Yes | Trinity Solar, LLC | PSE&G |  | Accepted | 2025-02-10 | 2025-02-25 | 2026-02-25 | Solar Panels | HANWHA | (Q.PEAK DUO BLK ML-G10+ 410) |  | 0.41 | 2 | 250 | 25 |  | Fixed | Roof
NJADRE1559150028 | Administratively Determined Incentive Program | SADDLE BROOK | 7663 | 4.1 | Residential | Behind the Meter | Yes | Trinity Solar, LLC | PSE&G |  | Accepted | 2025-02-10 | 2025-02-25 | 2026-02-25 | Inverters | Solar Edge | USE3800H-USMNBL75 | 3800 |  | 1 |  |  | 0.97 |  | Outdoor
NJADRE1559150028 | Administratively Determined Incentive Program | SADDLE BROOK | 7663 | 4.1 | Residential | Behind the Meter | Yes | Trinity Solar, LLC | PSE&G |  | Accepted | 2025-02-10 | 2025-02-25 | 2026-02-25 | Solar Panels | HANWHA | (Q.PEAK DUO BLK ML-G10+ 410) |  | 0.41 | 8 | 250 | 25 |  | Fixed | Roof
NJADRE1559150054 | Administratively Determined Incentive Program | SICKLERVILLE | 8081 | 4.1 | Residential | Behind the Meter | Yes | Trinity Solar, LLC | AC Electric |  | Accepted | 2025-02-10 | 2025-02-26 | 2026-02-26 | Solar Panels | HANWHA | Q.PEAK DUO BLK ML-G10+ 410 |  | 0.41 | 10 | 65 | 34 |  | Fixed | Roof
NJADRE1559150054 | Administratively Determined Incentive Program | SICKLERVILLE | 8081 | 4.1 | Residential | Behind the Meter | Yes | Trinity Solar, LLC | AC Electric |  | Accepted | 2025-02-10 | 2025-02-26 | 2026-02-26 | Inverters | Tesla (PV Only) | 1538000-45-x | 3800 |  | 1 |  |  | 0.98 |  | Outside
NJADRE1559150055 | Administratively Determined Incentive Program | Paramus | 7652 | 8.3 | Residential | Behind the Meter | Yes | PosiGen Developer, LLC | PSE&G |  | Accepted | 2025-02-10 | 2025-02-26 | 2026-02-26 | Solar Panels | Canadian Solar | CS3N-415MS |  | 0.415 | 6 | 183 | 23 |  | Fixed | Roof
NJADRE1559150055 | Administratively Determined Incentive Program | Paramus | 7652 | 8.3 | Residential | Behind the Meter | Yes | PosiGen Developer, LLC | PSE&G |  | Accepted | 2025-02-10 | 2025-02-26 | 2026-02-26 | Solar Panels | Canadian Solar | CS3N-415MS |  | 0.415 | 2 | 273 | 23 |  | Fixed | Roof
NJADRE1559150055 | Administratively Determined Incentive Program | Paramus | 7652 | 8.3 | Residential | Behind the Meter | Yes | PosiGen Developer, LLC | PSE&G |  | Accepted | 2025-02-10 | 2025-02-26 | 2026-02-26 | Solar Panels | Canadian Solar | CS3N-415MS |  | 0.415 | 2 | 93 | 23 |  | Fixed | Roof
NJADRE1559150055 | Administratively Determined Incentive Program | Paramus | 7652 | 8.3 | Residential | Behind the Meter | Yes | PosiGen Developer, LLC | PSE&G |  | Accepted | 2025-02-10 | 2025-02-26 | 2026-02-26 | Solar Panels | Canadian Solar | CS3N-415MS |  | 0.415 | 5 | 94 | 23 |  | Fixed | Roof
NJADRE1559150055 | Administratively Determined Incentive Program | Paramus | 7652 | 8.3 | Residential | Behind the Meter | Yes | PosiGen Developer, LLC | PSE&G |  | Accepted | 2025-02-10 | 2025-02-26 | 2026-02-26 | Solar Panels | Canadian Solar | CS3N-415MS |  | 0.415 | 3 | 184 | 23 |  | Fixed | Roof
NJADRE1559150055 | Administratively Determined Incentive Program | Paramus | 7652 | 8.3 | Residential | Behind the Meter | Yes | PosiGen Developer, LLC | PSE&G |  | Accepted | 2025-02-10 | 2025-02-26 | 2026-02-26 | Solar Panels | Canadian Solar | CS3N-415MS |  | 0.415 | 2 | 274 | 14 |  | Fixed | Roof
NJADRE1559150055 | Administratively Determined Incentive Program | Paramus | 7652 | 8.3 | Residential | Behind the Meter | Yes | PosiGen Developer, LLC | PSE&G |  | Accepted | 2025-02-10 | 2025-02-26 | 2026-02-26 | Inverters | SolarEdge | SE7600H-US | 7600 |  | 1 |  |  | 0.99 |  | Outdoor | within ten feet of meter
NJADRE1559150058 | Administratively Determined Incentive Program | MANTUA TOWNSHIP | 8080 | 11.89 | Residential | Behind the Meter | Yes | Whitman Construction, LLC | AC Electric |  | Accepted | 2025-02-10 | 2025-02-26 | 2026-02-26 | Solar Panels | Trina Solar | TSM-410NE09RC.05 |  | 0.41 | 11 | 232 | 23 |  | Fixed | Roof
NJADRE1559150058 | Administratively Determined Incentive Program | MANTUA TOWNSHIP | 8080 | 11.89 | Residential | Behind the Meter | Yes | Whitman Construction, LLC | AC Electric |  | Accepted | 2025-02-10 | 2025-02-26 | 2026-02-26 | Solar Panels | Trina Solar | TSM-410NE09RC.05 |  | 0.41 | 6 | 232 | 11 |  | Fixed | Roof
NJADRE1559150058 | Administratively Determined Incentive Program | MANTUA TOWNSHIP | 8080 | 11.89 | Residential | Behind the Meter | Yes | Whitman Construction, LLC | AC Electric |  | Accepted | 2025-02-10 | 2025-02-26 | 2026-02-26 | Inverters | ENPHASE | IQ8PLUS-72-2-US | 290 |  | 29 |  |  | 0.975 |  | Outdoor
NJADRE1559150058 | Administratively Determined Incentive Program | MANTUA TOWNSHIP | 8080 | 11.89 | Residential | Behind the Meter | Yes | Whitman Construction, LLC | AC Electric |  | Accepted | 2025-02-10 | 2025-02-26 | 2026-02-26 | Solar Panels | Trina Solar | TSM-410NE09RC.05 |  | 0.41 | 12 | 52 | 23 |  | Fixed | Roof
NJADRE1559150062 | Administratively Determined Incentive Program | Sicklerville | 8081 | 1192.32 | Commercial | Behind the Meter | Yes | Infiniti Energy Contracting, LLC | AC Electric |  | Accepted | 2025-02-10 | 2025-02-26 | 2026-02-26 | Inverters | SolarEdge | SE120kUS | 960000 |  | 8 |  |  | 0.985 |  | Outside
NJADRE1559150062 | Administratively Determined Incentive Program | Sicklerville | 8081 | 1192.32 | Commercial | Behind the Meter | Yes | Infiniti Energy Contracting, LLC | AC Electric |  | Accepted | 2025-02-10 | 2025-02-26 | 2026-02-26 | Solar Panels | SEG Solar | SEG-460-BMB-HV |  | 0.46 | 2592 | 222 | 10 |  | Fixed | Roof
NJADRE1559150069 | Administratively Determined Incentive Program | Harrison Twp | 8062 | 13.12 | Residential | Behind the Meter | No | Tesla Energy Operations, Inc. | AC Electric |  | Accepted | 2025-02-10 | 2025-02-25 | 2026-02-25 | Inverters | Tesla | 1707000-XX-Y | 11500 |  | 1 |  |  | 0.98 |  | Outdoor
NJADRE1559150069 | Administratively Determined Incentive Program | Harrison Twp | 8062 | 13.12 | Residential | Behind the Meter | No | Tesla Energy Operations, Inc. | AC Electric |  | Accepted | 2025-02-10 | 2025-02-25 | 2026-02-25 | Solar Panels | Hanwha | Q.PEAK DUO BLK ML-G10.a+/TS 410 |  | 0.41 | 6 | 229 | 40 |  | Fixed | Roof
NJADRE1559150069 | Administratively Determined Incentive Program | Harrison Twp | 8062 | 13.12 | Residential | Behind the Meter | No | Tesla Energy Operations, Inc. | AC Electric |  | Accepted | 2025-02-10 | 2025-02-25 | 2026-02-25 | Solar Panels | Hanwha | Q.PEAK DUO BLK ML-G10.a+/TS 410 |  | 0.41 | 26 | 139 | 34 |  | Fixed | Roof
NJADRE1559150069 | Administratively Determined Incentive Program | Harrison Twp | 8062 | 13.12 | Residential | Behind the Meter | No | Tesla Energy Operations, Inc. | AC Electric |  | Accepted | 2025-02-10 | 2025-02-25 | 2026-02-25 | Electric Storage Battery | Tesla | Powerwall 3 |  |  | 2 |  |  |  | Lithium Ion |  | OUTSIDE
NJADRE1559150074 | Administratively Determined Incentive Program | BAYONNE | 7002 | 7.38 | Residential | Behind the Meter | Yes | Sunrun Installation Services, Inc. | PSE&G |  | Accepted | 2025-02-10 | 2025-02-26 | 2026-02-26 | Inverters | SolarEdge Technologies | SE5700H-USMN | 5760 |  | 1 |  |  | 0.99 |  | Outdoor
NJADRE1559150074 | Administratively Determined Incentive Program | BAYONNE | 7002 | 7.38 | Residential | Behind the Meter | Yes | Sunrun Installation Services, Inc. | PSE&G |  | Accepted | 2025-02-10 | 2025-02-26 | 2026-02-26 | Solar Panels | Hanwha Q Cells | Q.PEAK DUO BLK ML-G10+ 410 |  | 0.41 | 18 | 303 | 23 |  | Fixed | Roof
NJADRE1559150098 | Administratively Determined Incentive Program | Ewing Twp | 8618 | 7.79 | Residential | Behind the Meter | Yes | Sunrun Installation Services, Inc. | PSE&G |  | Accepted | 2025-02-10 | 2025-02-25 | 2026-02-25 | Solar Panels | Hanwha Q-Cells | Q.PEAK DUO BLK ML-G10+ 410 |  | 0.41 | 13 | 106 | 33 |  | Fixed | Roof
NJADRE1559150098 | Administratively Determined Incentive Program | Ewing Twp | 8618 | 7.79 | Residential | Behind the Meter | Yes | Sunrun Installation Services, Inc. | PSE&G |  | Accepted | 2025-02-10 | 2025-02-25 | 2026-02-25 | Inverters | SolarEdge Technologies | SE5700H-USMN | 5760 |  | 1 |  |  | 0.99 |  | Outdoor | Next to the meter
NJADRE1559150098 | Administratively Determined Incentive Program | Ewing Twp | 8618 | 7.79 | Residential | Behind the Meter | Yes | Sunrun Installation Services, Inc. | PSE&G |  | Accepted | 2025-02-10 | 2025-02-25 | 2026-02-25 | Solar Panels | Hanwha Q-Cells | Q.PEAK DUO BLK ML-G10+ 410 |  | 0.41 | 6 | 285 | 33 |  | Fixed | Roof
NJADRE1559150150 | Administratively Determined Incentive Program | Irvington | 7111 | 3.28 | Residential | Behind the Meter | Yes | Sunrun Installation Services, Inc. | PSE&G |  | Accepted | 2025-02-10 | 2025-02-25 | 2026-02-25 | Inverters | SolarEdge Technologies | SE3800H-USMN | 3800 |  | 1 |  |  | 0.99 |  | Outdoor
NJADRE1559150150 | Administratively Determined Incentive Program | Irvington | 7111 | 3.28 | Residential | Behind the Meter | Yes | Sunrun Installation Services, Inc. | PSE&G |  | Accepted | 2025-02-10 | 2025-02-25 | 2026-02-25 | Solar Panels | Hanwha Q Cells | Q.PEAK DUO BLK ML-G10+ 410 |  | 0.41 | 8 | 215 | 4 |  | Fixed | Roof
NJADRE1559150433 | Administratively Determined Incentive Program | LITTLE EGG HARBOR TWP | 8087 | 12.3 | Residential | Behind the Meter | Yes | Whitman Construction, LLC | AC Electric |  | Accepted | 2025-02-10 | 2025-02-26 | 2026-02-26 | Solar Panels | Trina Solar | TSM-410NE09RC.05 |  | 0.41 | 5 | 236 | 35 |  | Fixed | Roof
NJADRE1559150433 | Administratively Determined Incentive Program | LITTLE EGG HARBOR TWP | 8087 | 12.3 | Residential | Behind the Meter | Yes | Whitman Construction, LLC | AC Electric |  | Accepted | 2025-02-10 | 2025-02-26 | 2026-02-26 | Solar Panels | Trina Solar | TSM-410NE09RC.05 |  | 0.41 | 7 | 236 | 34 |  | Fixed | Roof
NJADRE1559150433 | Administratively Determined Incentive Program | LITTLE EGG HARBOR TWP | 8087 | 12.3 | Residential | Behind the Meter | Yes | Whitman Construction, LLC | AC Electric |  | Accepted | 2025-02-10 | 2025-02-26 | 2026-02-26 | Solar Panels | Trina Solar | TSM-410NE09RC.05 |  | 0.41 | 14 | 56 | 35 |  | Fixed | Roof
NJADRE1559150433 | Administratively Determined Incentive Program | LITTLE EGG HARBOR TWP | 8087 | 12.3 | Residential | Behind the Meter | Yes | Whitman Construction, LLC | AC Electric |  | Accepted | 2025-02-10 | 2025-02-26 | 2026-02-26 | Inverters | ENPHASE | IQ8PLUS-72-2-US | 290 |  | 30 |  |  | 0.975 |  | Outdoor
NJADRE1559150433 | Administratively Determined Incentive Program | LITTLE EGG HARBOR TWP | 8087 | 12.3 | Residential | Behind the Meter | Yes | Whitman Construction, LLC | AC Electric |  | Accepted | 2025-02-10 | 2025-02-26 | 2026-02-26 | Solar Panels | Trina Solar | TSM-410NE09RC.05 |  | 0.41 | 4 | 236 | 35 |  | Fixed | Roof
NJADRE1559150554 | Administratively Determined Incentive Program | CLOSTER | 7624 | 4.92 | Residential | Behind the Meter | Yes | Trinity Solar, LLC | PSE&G |  | Accepted | 2025-02-10 | 2025-02-26 | 2026-02-26 | Inverters | Solar Edge | USE3800H-US | 3800 |  | 1 |  |  | 0.97 |  | Outdoor
NJADRE1559150554 | Administratively Determined Incentive Program | CLOSTER | 7624 | 4.92 | Residential | Behind the Meter | Yes | Trinity Solar, LLC | PSE&G |  | Accepted | 2025-02-10 | 2025-02-26 | 2026-02-26 | Solar Panels | Hanwha | HANWHA 410 (Q.PEAK DUO BLK ML-G10+ 410) |  | 0.41 | 10 | 114 | 23 |  | Fixed | Roof
NJADRE1559150554 | Administratively Determined Incentive Program | CLOSTER | 7624 | 4.92 | Residential | Behind the Meter | Yes | Trinity Solar, LLC | PSE&G |  | Accepted | 2025-02-10 | 2025-02-26 | 2026-02-26 | Solar Panels | Hanwha | HANWHA 410 (Q.PEAK DUO BLK ML-G10+ 410) |  | 0.41 | 2 | 204 | 21 |  | Fixed | Roof
NJADRE1559150564 | Administratively Determined Incentive Program | Morris Plains | 7950 | 8.08 | Residential | Behind the Meter | No | PlugPV, LLC | JCP&L |  | Accepted | 2025-02-10 | 2025-02-26 | 2026-02-26 | Inverters | Enphase | IQ8PLUS-72-M-US | 288 |  | 19 |  |  | 0.98 |  | Outside
NJADRE1559150564 | Administratively Determined Incentive Program | Morris Plains | 7950 | 8.08 | Residential | Behind the Meter | No | PlugPV, LLC | JCP&L |  | Accepted | 2025-02-10 | 2025-02-26 | 2026-02-26 | Solar Panels | Jinko Solar | JKM425N-54HL4-B |  | 0.425 | 19 | 192 | 20 |  | Fixed | Roof
NJADRE1559150573 | Administratively Determined Incentive Program | WAYNE | 7470 | 9.84 | Residential | Behind the Meter | No | Tesla Energy Operations, Inc. | PSE&G |  | Accepted | 2025-02-10 | 2025-02-26 | 2026-02-26 | Electric Storage Battery | Tesla | Powerwall 3 |  |  | 1 |  |  |  | Lithium Ion |  | OUTSIDE
NJADRE1559150573 | Administratively Determined Incentive Program | WAYNE | 7470 | 9.84 | Residential | Behind the Meter | No | Tesla Energy Operations, Inc. | PSE&G |  | Accepted | 2025-02-10 | 2025-02-26 | 2026-02-26 | Solar Panels | Hanwha | Q.PEAK DUO BLK ML-G10.a+/TS 410 |  | 0.41 | 6 | 304 | 9 |  | Fixed | Roof
NJADRE1559150573 | Administratively Determined Incentive Program | WAYNE | 7470 | 9.84 | Residential | Behind the Meter | No | Tesla Energy Operations, Inc. | PSE&G |  | Accepted | 2025-02-10 | 2025-02-26 | 2026-02-26 | Inverters | Tesla | 1707000-XX-Y | 11500 |  | 1 |  |  | 0.98 |  | Outdoor
NJADRE1559150573 | Administratively Determined Incentive Program | WAYNE | 7470 | 9.84 | Residential | Behind the Meter | No | Tesla Energy Operations, Inc. | PSE&G |  | Accepted | 2025-02-10 | 2025-02-26 | 2026-02-26 | Solar Panels | Hanwha | Q.PEAK DUO BLK ML-G10.a+/TS 410 |  | 0.41 | 5 | 124 | 9 |  | Fixed | Roof
NJADRE1559150573 | Administratively Determined Incentive Program | WAYNE | 7470 | 9.84 | Residential | Behind the Meter | No | Tesla Energy Operations, Inc. | PSE&G |  | Accepted | 2025-02-10 | 2025-02-26 | 2026-02-26 | Solar Panels | Hanwha | Q.PEAK DUO BLK ML-G10.a+/TS 410 |  | 0.41 | 7 | 124 | 18 |  | Fixed | Roof
NJADRE1559150573 | Administratively Determined Incentive Program | WAYNE | 7470 | 9.84 | Residential | Behind the Meter | No | Tesla Energy Operations, Inc. | PSE&G |  | Accepted | 2025-02-10 | 2025-02-26 | 2026-02-26 | Solar Panels | Hanwha | Q.PEAK DUO BLK ML-G10.a+/TS 410 |  | 0.41 | 6 | 304 | 18 |  | Fixed | Roof
NJADRE1559150612 | Administratively Determined Incentive Program | Egg Harbor Twp | 8234 | 6.56 | Residential | Behind the Meter | Yes | Define Solar, LLC | AC Electric |  | Accepted | 2025-02-12 | 2025-02-28 | 2026-02-28 | Solar Panels | Znshine | ZXM7-SH108 410 |  | 0.41 | 16 | 202 | 18 |  | Fixed | Roof
NJADRE1559150612 | Administratively Determined Incentive Program | Egg Harbor Twp | 8234 | 6.56 | Residential | Behind the Meter | Yes | Define Solar, LLC | AC Electric |  | Accepted | 2025-02-12 | 2025-02-28 | 2026-02-28 | Inverters | Enphase | IQ8PLUS-72-2-US | 290 |  | 16 |  |  | 0.976 |  | Outside | Under each pv panel
NJADRE1559150625 | Administratively Determined Incentive Program | Turnersville | 8012 | 3.69 | Residential | Behind the Meter | Yes | Sunrun Installation Services, Inc. | AC Electric |  | Accepted | 2025-02-10 | 2025-02-26 | 2026-02-26 | Inverters | SolarEdge Technologies | SE3800H-USMN | 3800 |  | 1 |  |  | 0.99 |  | Outdoor
NJADRE1559150625 | Administratively Determined Incentive Program | Turnersville | 8012 | 3.69 | Residential | Behind the Meter | Yes | Sunrun Installation Services, Inc. | AC Electric |  | Accepted | 2025-02-10 | 2025-02-26 | 2026-02-26 | Solar Panels | Hanwha Q Cells | Q.PEAK DUO BLK ML-G10+ 410 |  | 0.41 | 9 | 14 | 21 |  | Fixed | Roof
NJADRE1559150638 | Administratively Determined Incentive Program | Lodi | 7644 | 6.15 | Residential | Behind the Meter | Yes | Big Wave Roofing and Solar, LLC | PSE&G |  | Accepted | 2025-02-10 | 2025-02-26 | 2026-02-26 | Solar Panels | Mission Solar | MSE410HT0B |  | 0.41 | 8 | 117 | 20 |  | Fixed | Roof
NJADRE1559150638 | Administratively Determined Incentive Program | Lodi | 7644 | 6.15 | Residential | Behind the Meter | Yes | Big Wave Roofing and Solar, LLC | PSE&G |  | Accepted | 2025-02-10 | 2025-02-26 | 2026-02-26 | Solar Panels | Mission Solar | MSE410HT0B |  | 0.41 | 7 | 117 | 40 |  | Fixed | Roof
NJADRE1559150638 | Administratively Determined Incentive Program | Lodi | 7644 | 6.15 | Residential | Behind the Meter | Yes | Big Wave Roofing and Solar, LLC | PSE&G |  | Accepted | 2025-02-10 | 2025-02-26 | 2026-02-26 | Inverters | Enphase | IQ8PLUS-72-2-US | 290 |  | 15 |  |  | 0.98 |  | Outside
NJADRE1559150973 | Administratively Determined Incentive Program | Newark | 7104 | 4.3 | Residential | Behind the Meter | Yes | PosiGen Developer, LLC | PSE&G |  | Accepted | 2025-02-10 | 2025-02-26 | 2026-02-26 | Inverters | SolarEdge | SE3800H-US | 3800 |  | 1 |  |  | 0.99 |  | Outside | within ten feet of meter
NJADRE1559150973 | Administratively Determined Incentive Program | Newark | 7104 | 4.3 | Residential | Behind the Meter | Yes | PosiGen Developer, LLC | PSE&G |  | Accepted | 2025-02-10 | 2025-02-26 | 2026-02-26 | Solar Panels | SilFab Solar | SIL-430 QD |  | 0.43 | 10 | 291 | 27 |  | Fixed | Roof
NJADRE1559150992 | Administratively Determined Incentive Program | Rahway | 7065 | 9.35 | Residential | Behind the Meter | Yes | Power Energy Solutions, LLC | PSE&G |  | Accepted | 2025-02-10 | 2025-02-27 | 2026-02-27 | Inverters | SolarEdge | SE5700H-US | 6 |  | 1 |  |  | 0.97 |  | Outdoor
NJADRE1559150992 | Administratively Determined Incentive Program | Rahway | 7065 | 9.35 | Residential | Behind the Meter | Yes | Power Energy Solutions, LLC | PSE&G |  | Accepted | 2025-02-10 | 2025-02-27 | 2026-02-27 | Solar Panels | Trina Solar | TSM-425NE09RC.05 |  | 0.425 | 6 | 118 | 37 |  | Fixed | Roof
NJADRE1559150992 | Administratively Determined Incentive Program | Rahway | 7065 | 9.35 | Residential | Behind the Meter | Yes | Power Energy Solutions, LLC | PSE&G |  | Accepted | 2025-02-10 | 2025-02-27 | 2026-02-27 | Solar Panels | Trina Solar | TSM-425NE09RC.05 |  | 0.425 | 6 | 118 | 6 |  | Fixed | Roof
NJADRE1559150992 | Administratively Determined Incentive Program | Rahway | 7065 | 9.35 | Residential | Behind the Meter | Yes | Power Energy Solutions, LLC | PSE&G |  | Accepted | 2025-02-10 | 2025-02-27 | 2026-02-27 | Solar Panels | Trina Solar | TSM-425NE09RC.05 |  | 0.425 | 10 | 298 | 37 |  | Fixed | Roof
NJADRE1559151062 | Administratively Determined Incentive Program | Hamilton Twp | 8620 | 6.56 | Residential | Behind the Meter | No | EMT Renewables, LLC | PSE&G |  | Accepted | 2025-02-10 | 2025-03-05 | 2026-03-05 | Inverters | ENPHASE | IQ8+ | 290 |  | 16 |  |  | 0.98 |  | Other | UNDER EACH PANEL
NJADRE1559151062 | Administratively Determined Incentive Program | Hamilton Twp | 8620 | 6.56 | Residential | Behind the Meter | No | EMT Renewables, LLC | PSE&G |  | Accepted | 2025-02-10 | 2025-03-05 | 2026-03-05 | Solar Panels | Q CELLS | Q PEAK DUO BLK |  | 0.41 | 16 | 28 | 37 |  | Fixed | Roof
NJADRE1559151343 | Administratively Determined Incentive Program | HAMMONTON | 8037 | 21.42 | Residential | Behind the Meter | No | Public Service Solar, LLC | AC Electric |  | Accepted | 2025-02-10 | 2025-02-26 | 2026-02-26 | Solar Panels | Panasonic | EVPV420HK2 |  | 0.42 | 12 | 53 | 18 |  | Fixed | Roof
NJADRE1559151343 | Administratively Determined Incentive Program | HAMMONTON | 8037 | 21.42 | Residential | Behind the Meter | No | Public Service Solar, LLC | AC Electric |  | Accepted | 2025-02-10 | 2025-02-26 | 2026-02-26 | Solar Panels | Panasonic | EVPV420HK2 |  | 0.42 | 12 | 143 | 18 |  | Fixed | Roof
NJADRE1559151343 | Administratively Determined Incentive Program | HAMMONTON | 8037 | 21.42 | Residential | Behind the Meter | No | Public Service Solar, LLC | AC Electric |  | Accepted | 2025-02-10 | 2025-02-26 | 2026-02-26 | Solar Panels | Panasonic | EVPV420HK2 |  | 0.42 | 15 | 233 | 18 |  | Fixed | Roof
NJADRE1559151343 | Administratively Determined Incentive Program | HAMMONTON | 8037 | 21.42 | Residential | Behind the Meter | No | Public Service Solar, LLC | AC Electric |  | Accepted | 2025-02-10 | 2025-02-26 | 2026-02-26 | Solar Panels | Panasonic | EVPV420HK2 |  | 0.42 | 4 | 143 | 18 |  | Fixed | Roof
NJADRE1559151343 | Administratively Determined Incentive Program | HAMMONTON | 8037 | 21.42 | Residential | Behind the Meter | No | Public Service Solar, LLC | AC Electric |  | Accepted | 2025-02-10 | 2025-02-26 | 2026-02-26 | Solar Panels | Panasonic | EVPV420HK2 |  | 0.42 | 8 | 323 | 18 |  | Fixed | Roof
NJADRE1559151343 | Administratively Determined Incentive Program | HAMMONTON | 8037 | 21.42 | Residential | Behind the Meter | No | Public Service Solar, LLC | AC Electric |  | Accepted | 2025-02-10 | 2025-02-26 | 2026-02-26 | Inverters | Enphase | iQ8HC-72-M-US | 380 |  | 51 |  |  | 0.96 |  | Outdoor | Under Panels
NJADRE1559151879 | Administratively Determined Incentive Program | Newark | 7107 | 4.8 | Residential | Behind the Meter | Yes | PosiGen Developer, LLC | PSE&G |  | Accepted | 2025-02-10 | 2025-02-26 | 2026-02-26 | Solar Panels | SILFAB | SIL400HC+ |  | 0.4 | 6 | 112 | 43 |  | Fixed | Roof
NJADRE1559151879 | Administratively Determined Incentive Program | Newark | 7107 | 4.8 | Residential | Behind the Meter | Yes | PosiGen Developer, LLC | PSE&G |  | Accepted | 2025-02-10 | 2025-02-26 | 2026-02-26 | Inverters | SOLAREDGE | SE5700H-US | 5760 |  | 1 |  |  | 0.99 |  | Outside | WITHIN TEN FEET OF METER
NJADRE1559151879 | Administratively Determined Incentive Program | Newark | 7107 | 4.8 | Residential | Behind the Meter | Yes | PosiGen Developer, LLC | PSE&G |  | Accepted | 2025-02-10 | 2025-02-26 | 2026-02-26 | Solar Panels | SILFAB | SIL400HC+ |  | 0.4 | 6 | 112 | 5 |  | Fixed | Roof
NJADRE1559152515 | Administratively Determined Incentive Program | Morris Plains | 7950 | 13.77 | Residential | Behind the Meter | Yes | Freedom Forever New Jersey, LLC | JCP&L |  | Accepted | 2025-02-10 | 2025-02-26 | 2026-02-26 | Solar Panels | Trina | TSM-405NE09RC.05 |  | 0.405 | 3 | 156 | 20 |  | Fixed | Roof
NJADRE1559152515 | Administratively Determined Incentive Program | Morris Plains | 7950 | 13.77 | Residential | Behind the Meter | Yes | Freedom Forever New Jersey, LLC | JCP&L |  | Accepted | 2025-02-10 | 2025-02-26 | 2026-02-26 | Solar Panels | Trina | TSM-405NE09RC.05 |  | 0.405 | 11 | 336 | 20 |  | Fixed | Roof
NJADRE1559152515 | Administratively Determined Incentive Program | Morris Plains | 7950 | 13.77 | Residential | Behind the Meter | Yes | Freedom Forever New Jersey, LLC | JCP&L |  | Accepted | 2025-02-10 | 2025-02-26 | 2026-02-26 | Inverters | Solar Edge | USE11400H-USMNBL75 | 11400 |  | 1 |  |  | 0.99 |  | Outside
NJADRE1559152515 | Administratively Determined Incentive Program | Morris Plains | 7950 | 13.77 | Residential | Behind the Meter | Yes | Freedom Forever New Jersey, LLC | JCP&L |  | Accepted | 2025-02-10 | 2025-02-26 | 2026-02-26 | Solar Panels | Trina | TSM-405NE09RC.05 |  | 0.405 | 20 | 156 | 20 |  | Fixed | Roof
NJADRE1559152986 | Administratively Determined Incentive Program | Glendora | 8029 | 12.05 | Residential | Behind the Meter | No |  | PSE&G |  | Accepted | 2025-02-13 | 2025-03-13 | 2026-03-13 | Solar Panels | Qcell | Q.Peak Duo Blk-G10+ |  | 0.365 | 4 | 172 | 27 |  | Fixed | Roof
NJADRE1559152986 | Administratively Determined Incentive Program | Glendora | 8029 | 12.05 | Residential | Behind the Meter | No |  | PSE&G |  | Accepted | 2025-02-13 | 2025-03-13 | 2026-03-13 | Solar Panels | Qcells | Q.Peak Duo Blk-G10+ |  | 0.365 | 8 | 352 | 27 |  | Fixed | Roof
NJADRE1559152986 | Administratively Determined Incentive Program | Glendora | 8029 | 12.05 | Residential | Behind the Meter | No |  | PSE&G |  | Accepted | 2025-02-13 | 2025-03-13 | 2026-03-13 | Solar Panels | Qcells | Q.Peak Duo Blk-G10+ |  | 0.365 | 6 | 172 | 27 |  | Fixed | Roof
NJADRE1559152986 | Administratively Determined Incentive Program | Glendora | 8029 | 12.05 | Residential | Behind the Meter | No |  | PSE&G |  | Accepted | 2025-02-13 | 2025-03-13 | 2026-03-13 | Meters | Enphase | X-IQ-AM1-240-5 | 4 |  | 1 |  |  |  | Yes | Indoor
NJADRE1559152986 | Administratively Determined Incentive Program | Glendora | 8029 | 12.05 | Residential | Behind the Meter | No |  | PSE&G |  | Accepted | 2025-02-13 | 2025-03-13 | 2026-03-13 | Solar Panels | Qcell | Q.Peak Duo Blk-G10+ |  | 0.365 | 11 | 172 | 27 |  | Fixed | Roof
NJADRE1559152986 | Administratively Determined Incentive Program | Glendora | 8029 | 12.05 | Residential | Behind the Meter | No |  | PSE&G |  | Accepted | 2025-02-13 | 2025-03-13 | 2026-03-13 | Inverters | Enphase | IQ8Plus-72-2-US | 290 |  | 33 |  |  | 0.977 |  | Outdoor | Rooftop
NJADRE1559152986 | Administratively Determined Incentive Program | Glendora | 8029 | 12.05 | Residential | Behind the Meter | No |  | PSE&G |  | Accepted | 2025-02-13 | 2025-03-13 | 2026-03-13 | Solar Panels | Qcell | Q.Peak Duo Blk-G10+ |  | 0.365 | 4 | 172 | 27 |  | Fixed | Roof
NJADRE1559152986 | Administratively Determined Incentive Program | Glendora | 8029 | 12.05 | Residential | Behind the Meter | No |  | PSE&G |  | Accepted | 2025-02-13 | 2025-03-13 | 2026-03-13 | Electric Storage Battery | Enphase | IQBATTERY-5P-1P-N |  |  | 6 |  |  |  | Other |  | Inside
NJADRE1559152987 | Administratively Determined Incentive Program | East Orange | 7017 | 3.56 | Residential | Behind the Meter | Yes | Bright Ops, Inc. | PSE&G |  | Accepted | 2025-02-11 | 2025-03-04 | 2026-03-04 | Inverters | SolarEdge | SE3000H-USRGM | 3000 |  | 1 |  |  | 0.98 |  | Outdoor | OUTSIDE
NJADRE1559152987 | Administratively Determined Incentive Program | East Orange | 7017 | 3.56 | Residential | Behind the Meter | Yes | Bright Ops, Inc. | PSE&G |  | Accepted | 2025-02-11 | 2025-03-04 | 2026-03-04 | Solar Panels | Canadian Solar | CS6R-395MS |  | 0.395 | 2 | 289 | 37 |  | Fixed | Roof
NJADRE1559152987 | Administratively Determined Incentive Program | East Orange | 7017 | 3.56 | Residential | Behind the Meter | Yes | Bright Ops, Inc. | PSE&G |  | Accepted | 2025-02-11 | 2025-03-04 | 2026-03-04 | Solar Panels | Canadian Solar | CS6R-395MS |  | 0.395 | 7 | 112 | 18 |  | Fixed | Roof | OUTSIDE
NJADRE1559154528 | Administratively Determined Incentive Program | Palisades Park | 7650 | 5.33 | Residential | Behind the Meter | Yes | Sunrun Installation Services, Inc. | PSE&G |  | Accepted | 2025-02-11 | 2025-02-26 | 2026-02-26 | Inverters | SolarEdge Technologies | SE3800H-USMN | 3800 |  | 1 |  |  | 0.99 |  | Outdoor
NJADRE1559154528 | Administratively Determined Incentive Program | Palisades Park | 7650 | 5.33 | Residential | Behind the Meter | Yes | Sunrun Installation Services, Inc. | PSE&G |  | Accepted | 2025-02-11 | 2025-02-26 | 2026-02-26 | Solar Panels | Hanwha Q Cells | Q.PEAK DUO BLK ML-G10+ 410 |  | 0.41 | 3 | 209 | 21 |  | Fixed | Roof
NJADRE1559154528 | Administratively Determined Incentive Program | Palisades Park | 7650 | 5.33 | Residential | Behind the Meter | Yes | Sunrun Installation Services, Inc. | PSE&G |  | Accepted | 2025-02-11 | 2025-02-26 | 2026-02-26 | Solar Panels | Hanwha Q Cells | Q.PEAK DUO BLK ML-G10+ 410 |  | 0.41 | 10 | 120 | 21 |  | Fixed | Roof
NJADRE1559154535 | Administratively Determined Incentive Program | Franklin Twp | 8873 | 4.1 | Residential | Behind the Meter | Yes | Sunrun Installation Services, Inc. | PSE&G |  | Accepted | 2025-02-11 | 2025-02-27 | 2026-02-27 | Inverters | SolarEdge Technologies | SE3800H-USMN | 3800 |  | 1 |  |  | 0.99 |  | Outdoor
NJADRE1559154535 | Administratively Determined Incentive Program | Franklin Twp | 8873 | 4.1 | Residential | Behind the Meter | Yes | Sunrun Installation Services, Inc. | PSE&G |  | Accepted | 2025-02-11 | 2025-02-27 | 2026-02-27 | Solar Panels | Hanwha Q Cells | Q.PEAK DUO BLK ML-G10+ 410 |  | 0.41 | 6 | 98 | 25 |  | Fixed | Roof
NJADRE1559154535 | Administratively Determined Incentive Program | Franklin Twp | 8873 | 4.1 | Residential | Behind the Meter | Yes | Sunrun Installation Services, Inc. | PSE&G |  | Accepted | 2025-02-11 | 2025-02-27 | 2026-02-27 | Solar Panels | Hanwha Q Cells | Q.PEAK DUO BLK ML-G10+ 410 |  | 0.41 | 4 | 281 | 25 |  | Fixed | Roof
NJADRE1559154538 | Administratively Determined Incentive Program | Clayton | 8312 | 15.3 | Residential | Behind the Meter | Yes | Big Wave Roofing and Solar, LLC | AC Electric |  | Accepted | 2025-02-11 | 2025-02-26 | 2026-02-26 | Solar Panels | Jinko | JKM425N-54HL4-B |  | 0.425 | 7 | 81 | 34 |  | Fixed | Roof
NJADRE1559154538 | Administratively Determined Incentive Program | Clayton | 8312 | 15.3 | Residential | Behind the Meter | Yes | Big Wave Roofing and Solar, LLC | AC Electric |  | Accepted | 2025-02-11 | 2025-02-26 | 2026-02-26 | Solar Panels | Jinko | JKM425N-54HL4-B |  | 0.425 | 2 | 351 | 27 |  | Fixed | Roof
NJADRE1559154538 | Administratively Determined Incentive Program | Clayton | 8312 | 15.3 | Residential | Behind the Meter | Yes | Big Wave Roofing and Solar, LLC | AC Electric |  | Accepted | 2025-02-11 | 2025-02-26 | 2026-02-26 | Solar Panels | Jinko | JKM425N-54HL4-B |  | 0.425 | 11 | 261 | 34 |  | Fixed | Roof
NJADRE1559154538 | Administratively Determined Incentive Program | Clayton | 8312 | 15.3 | Residential | Behind the Meter | Yes | Big Wave Roofing and Solar, LLC | AC Electric |  | Accepted | 2025-02-11 | 2025-02-26 | 2026-02-26 | Solar Panels | Jinko | JKM425N-54HL4-B |  | 0.425 | 2 | 171 | 27 |  | Fixed | Roof
NJADRE1559154538 | Administratively Determined Incentive Program | Clayton | 8312 | 15.3 | Residential | Behind the Meter | Yes | Big Wave Roofing and Solar, LLC | AC Electric |  | Accepted | 2025-02-11 | 2025-02-26 | 2026-02-26 | Solar Panels | Jinko | JKM425N-54HL4-B |  | 0.425 | 2 | 171 | 27 |  | Fixed | Roof
NJADRE1559154538 | Administratively Determined Incentive Program | Clayton | 8312 | 15.3 | Residential | Behind the Meter | Yes | Big Wave Roofing and Solar, LLC | AC Electric |  | Accepted | 2025-02-11 | 2025-02-26 | 2026-02-26 | Solar Panels | Jinko | JKM425N-54HL4-B |  | 0.425 | 2 | 351 | 27 |  | Fixed | Roof
NJADRE1559154538 | Administratively Determined Incentive Program | Clayton | 8312 | 15.3 | Residential | Behind the Meter | Yes | Big Wave Roofing and Solar, LLC | AC Electric |  | Accepted | 2025-02-11 | 2025-02-26 | 2026-02-26 | Inverters | Enphase | IQ8PLUS-72-2-US | 290 |  | 36 |  |  | 0.98 |  | Outside
NJADRE1559154538 | Administratively Determined Incentive Program | Clayton | 8312 | 15.3 | Residential | Behind the Meter | Yes | Big Wave Roofing and Solar, LLC | AC Electric |  | Accepted | 2025-02-11 | 2025-02-26 | 2026-02-26 | Solar Panels | Jinko | JKM425N-54HL4-B |  | 0.425 | 10 | 81 | 14 |  | Fixed | Roof
NJADRE1559154544 | Administratively Determined Incentive Program | Avenel | 7001 | 3.28 | Residential | Behind the Meter | Yes | Sunrun Installation Services, Inc. | PSE&G |  | Accepted | 2025-02-11 | 2025-02-26 | 2026-02-26 | Inverters | SolarEdge Technologies | SE3800H-USMN | 3800 |  | 1 |  |  | 0.99 |  | Outdoor
NJADRE1559154544 | Administratively Determined Incentive Program | Avenel | 7001 | 3.28 | Residential | Behind the Meter | Yes | Sunrun Installation Services, Inc. | PSE&G |  | Accepted | 2025-02-11 | 2025-02-26 | 2026-02-26 | Solar Panels | Hanwha Q Cells | Q.PEAK DUO BLK ML-G10+ 410 |  | 0.41 | 8 | 282 | 20 |  | Fixed | Roof
NJADRE1559154563 | Administratively Determined Incentive Program | Perth Amboy | 8861 | 6.97 | Residential | Behind the Meter | Yes | Sunrun Installation Services, Inc. | PSE&G |  | Accepted | 2025-02-11 | 2025-02-26 | 2026-02-26 | Solar Panels | Hanwha Q Cells | Q.PEAK DUO BLK ML-G10+ 410 |  | 0.41 | 13 | 291 | 23 |  | Fixed | Roof
NJADRE1559154563 | Administratively Determined Incentive Program | Perth Amboy | 8861 | 6.97 | Residential | Behind the Meter | Yes | Sunrun Installation Services, Inc. | PSE&G |  | Accepted | 2025-02-11 | 2025-02-26 | 2026-02-26 | Solar Panels | Hanwha Q Cells | Q.PEAK DUO BLK ML-G10+ 410 |  | 0.41 | 4 | 111 | 23 |  | Fixed | Roof
NJADRE1559154563 | Administratively Determined Incentive Program | Perth Amboy | 8861 | 6.97 | Residential | Behind the Meter | Yes | Sunrun Installation Services, Inc. | PSE&G |  | Accepted | 2025-02-11 | 2025-02-26 | 2026-02-26 | Inverters | Tesla | Powerwall 3 1707000-xx-y | 11500 |  | 1 |  |  | 0.97 |  | Outdoor
NJADRE1559154563 | Administratively Determined Incentive Program | Perth Amboy | 8861 | 6.97 | Residential | Behind the Meter | Yes | Sunrun Installation Services, Inc. | PSE&G |  | Accepted | 2025-02-11 | 2025-02-26 | 2026-02-26 | Electric Storage Battery | Tesla | Powerwall 3 1707000-xx-y |  |  | 1 |  |  |  | Lithium Ion |  | OUTSIDE
NJADRE1559154587 | Administratively Determined Incentive Program | Paterson | 7514 | 14.76 | Residential | Behind the Meter | Yes | Sunrun Installation Services, Inc. | PSE&G |  | Accepted | 2025-02-11 | 2025-02-26 | 2026-02-26 | Inverters | SolarEdge Technologies | SE10000H-USMN | 10000 |  | 1 |  |  | 0.99 |  | Outdoor
NJADRE1559154587 | Administratively Determined Incentive Program | Paterson | 7514 | 14.76 | Residential | Behind the Meter | Yes | Sunrun Installation Services, Inc. | PSE&G |  | Accepted | 2025-02-11 | 2025-02-26 | 2026-02-26 | Solar Panels | Hanwha Q Cells | Q.PEAK DUO BLK ML-G10+ 410 |  | 0.41 | 21 | 280 | 41 |  | Fixed | Roof
NJADRE1559154587 | Administratively Determined Incentive Program | Paterson | 7514 | 14.76 | Residential | Behind the Meter | Yes | Sunrun Installation Services, Inc. | PSE&G |  | Accepted | 2025-02-11 | 2025-02-26 | 2026-02-26 | Solar Panels | Hanwha Q Cells | Q.PEAK DUO BLK ML-G10+ 410 |  | 0.41 | 6 | 101 | 42 |  | Fixed | Roof
NJADRE1559154587 | Administratively Determined Incentive Program | Paterson | 7514 | 14.76 | Residential | Behind the Meter | Yes | Sunrun Installation Services, Inc. | PSE&G |  | Accepted | 2025-02-11 | 2025-02-26 | 2026-02-26 | Solar Panels | Hanwha Q Cells | Q.PEAK DUO BLK ML-G10+ 410 |  | 0.41 | 9 | 100 | 13 |  | Fixed | Roof
NJADRE1559154597 | Administratively Determined Incentive Program | Hammonton | 8037 | 10.66 | Residential | Behind the Meter | Yes | Trinity Solar, LLC | AC Electric |  | Accepted | 2025-02-11 | 2025-02-26 | 2026-02-26 | Inverters | Tesla | TESLA 5.0kW (1538000-XX-Y) | 5000 |  | 1 |  |  | 0.97 |  | Outdoor
NJADRE1559154597 | Administratively Determined Incentive Program | Hammonton | 8037 | 10.66 | Residential | Behind the Meter | Yes | Trinity Solar, LLC | AC Electric |  | Accepted | 2025-02-11 | 2025-02-26 | 2026-02-26 | Solar Panels | HANWHA | (Q.PEAK DUO BLK ML-G10+ 410) |  | 0.41 | 10 | 42 | 27 |  | Fixed | Roof
NJADRE1559154597 | Administratively Determined Incentive Program | Hammonton | 8037 | 10.66 | Residential | Behind the Meter | Yes | Trinity Solar, LLC | AC Electric |  | Accepted | 2025-02-11 | 2025-02-26 | 2026-02-26 | Solar Panels | HANWHA | (Q.PEAK DUO BLK ML-G10+ 410) |  | 0.41 | 4 | 42 | 27 |  | Fixed | Roof
NJADRE1559154597 | Administratively Determined Incentive Program | Hammonton | 8037 | 10.66 | Residential | Behind the Meter | Yes | Trinity Solar, LLC | AC Electric |  | Accepted | 2025-02-11 | 2025-02-26 | 2026-02-26 | Inverters | Tesla | TESLA 3.8kW (1538000-XX-Y) | 3800 |  | 1 |  |  | 0.97 |  | Outdoor
NJADRE1559154597 | Administratively Determined Incentive Program | Hammonton | 8037 | 10.66 | Residential | Behind the Meter | Yes | Trinity Solar, LLC | AC Electric |  | Accepted | 2025-02-11 | 2025-02-26 | 2026-02-26 | Solar Panels | HANWHA | (Q.PEAK DUO BLK ML-G10+ 410) |  | 0.41 | 12 | 222 | 27 |  | Fixed | Roof
NJADRE1559154623 | Administratively Determined Incentive Program | Newark | 7103 | 4.3 | Residential | Behind the Meter | Yes | PosiGen Developer, LLC | PSE&G |  | Accepted | 2025-02-11 | 2025-02-27 | 2026-02-27 | Solar Panels | Silfab Solar | SIL-430QD |  | 0.43 | 10 | 128 | 23 |  | Fixed | Roof
NJADRE1559154623 | Administratively Determined Incentive Program | Newark | 7103 | 4.3 | Residential | Behind the Meter | Yes | PosiGen Developer, LLC | PSE&G |  | Accepted | 2025-02-11 | 2025-02-27 | 2026-02-27 | Inverters | SolarEdge | SE3800H-US | 3800 |  | 1 |  |  | 0.99 |  | Outside | Within ten feet of meter
NJADRE1559154666 | Administratively Determined Incentive Program | Burlington | 8016 | 7.79 | Residential | Behind the Meter | Yes | Trinity Solar, LLC | PSE&G |  | Accepted | 2025-02-11 | 2025-02-27 | 2026-02-27 | Inverters | Solar Edge | USE7600H-USMNBL75 | 7600 |  | 1 |  |  | 0.97 |  | Outdoor
NJADRE1559154666 | Administratively Determined Incentive Program | Burlington | 8016 | 7.79 | Residential | Behind the Meter | Yes | Trinity Solar, LLC | PSE&G |  | Accepted | 2025-02-11 | 2025-02-27 | 2026-02-27 | Solar Panels | HANWHA | (Q.PEAK DUO BLK ML-G10+ 410) |  | 0.41 | 19 | 223 | 28 |  | Fixed | Roof
NJADRE1559154695 | Administratively Determined Incentive Program | Union Twp | 7083 | 7.79 | Residential | Behind the Meter | Yes | Sunrun Installation Services, Inc. | PSE&G |  | Accepted | 2025-02-11 | 2025-02-27 | 2026-02-27 | Solar Panels | Hanwha Q Cells | Q.PEAK DUO BLK ML-G10+ 410 |  | 0.41 | 9 | 77 | 37 |  | Fixed | Roof
NJADRE1559154695 | Administratively Determined Incentive Program | Union Twp | 7083 | 7.79 | Residential | Behind the Meter | Yes | Sunrun Installation Services, Inc. | PSE&G |  | Accepted | 2025-02-11 | 2025-02-27 | 2026-02-27 | Inverters | SolarEdge Technologies | SE5700H-USMN | 5760 |  | 1 |  |  | 0.99 |  | Outdoor
NJADRE1559154695 | Administratively Determined Incentive Program | Union Twp | 7083 | 7.79 | Residential | Behind the Meter | Yes | Sunrun Installation Services, Inc. | PSE&G |  | Accepted | 2025-02-11 | 2025-02-27 | 2026-02-27 | Solar Panels | Hanwha Q Cells | Q.PEAK DUO BLK ML-G10+ 410 |  | 0.41 | 10 | 257 | 35 |  | Fixed | Roof
NJADRE1559154696 | Administratively Determined Incentive Program | Hamilton Twp | 8619 | 7.38 | Residential | Behind the Meter | Yes | SunPurity, LLC | PSE&G |  | Accepted | 2025-02-12 | 2025-02-28 | 2026-02-28 | Solar Panels | Hanwha Q.Cells | Q.PEAK DUO BLK-ML G10+ 410W |  | 0.41 | 4 | 11 | 5 |  | Fixed | Roof
NJADRE1559154696 | Administratively Determined Incentive Program | Hamilton Twp | 8619 | 7.38 | Residential | Behind the Meter | Yes | SunPurity, LLC | PSE&G |  | Accepted | 2025-02-12 | 2025-02-28 | 2026-02-28 | Solar Panels | Hanwha Q.Cells | Q.PEAK DUO BLK-ML G10+ 410W |  | 0.41 | 3 | 11 | 30 |  | Fixed | Roof
NJADRE1559154696 | Administratively Determined Incentive Program | Hamilton Twp | 8619 | 7.38 | Residential | Behind the Meter | Yes | SunPurity, LLC | PSE&G |  | Accepted | 2025-02-12 | 2025-02-28 | 2026-02-28 | Solar Panels | Hanwha Q.Cells | Q.PEAK DUO BLK-ML G10+ 410W |  | 0.41 | 11 | 191 | 30 |  | Fixed | Roof
NJADRE1559154696 | Administratively Determined Incentive Program | Hamilton Twp | 8619 | 7.38 | Residential | Behind the Meter | Yes | SunPurity, LLC | PSE&G |  | Accepted | 2025-02-12 | 2025-02-28 | 2026-02-28 | Inverters | Solaredge | SE6000H-US | 6000 |  | 1 |  |  | 0.99 |  | Outdoor
NJADRE1559154710 | Administratively Determined Incentive Program | Barnegat | 8005 | 6.15 | Residential | Behind the Meter | Yes | SunPurity, LLC | JCP&L |  | Accepted | 2025-02-11 | 2025-02-27 | 2026-02-27 | Solar Panels | Hanwha Q.Cells | Q.PEAK DUO BLK-ML G10+ 410W |  | 0.41 | 6 | 273 | 18 |  | Fixed | Roof
NJADRE1559154710 | Administratively Determined Incentive Program | Barnegat | 8005 | 6.15 | Residential | Behind the Meter | Yes | SunPurity, LLC | JCP&L |  | Accepted | 2025-02-11 | 2025-02-27 | 2026-02-27 | Inverters | Solaredge | SE5000H-US | 5000 |  | 1 |  |  | 0.99 |  | Outdoor
NJADRE1559154710 | Administratively Determined Incentive Program | Barnegat | 8005 | 6.15 | Residential | Behind the Meter | Yes | SunPurity, LLC | JCP&L |  | Accepted | 2025-02-11 | 2025-02-27 | 2026-02-27 | Solar Panels | Hanwha Q.Cells | Q.PEAK DUO BLK-ML G10+ 410W |  | 0.41 | 9 | 94 | 18 |  | Fixed | Roof
NJADRE1559154713 | Administratively Determined Incentive Program | East Orange | 7018 | 11.9 | Residential | Behind the Meter | Yes | GenSun Roofing and Solar, LLC | PSE&G |  | Accepted | 2025-02-11 | 2025-02-27 | 2026-02-27 | Solar Panels | JINKO SOLAR | JKM 425N-54HL4-B 425W |  | 0.425 | 8 | 195 | 18 |  | Fixed | Roof
NJADRE1559154713 | Administratively Determined Incentive Program | East Orange | 7018 | 11.9 | Residential | Behind the Meter | Yes | GenSun Roofing and Solar, LLC | PSE&G |  | Accepted | 2025-02-11 | 2025-02-27 | 2026-02-27 | Solar Panels | JINKO SOLAR | JKM 425N-54HL4-B 425W |  | 0.425 | 6 | 195 | 18 |  | Fixed | Roof
NJADRE1559154713 | Administratively Determined Incentive Program | East Orange | 7018 | 11.9 | Residential | Behind the Meter | Yes | GenSun Roofing and Solar, LLC | PSE&G |  | Accepted | 2025-02-11 | 2025-02-27 | 2026-02-27 | Solar Panels | JINKO SOLAR | JKM 425N-54HL4-B 425W |  | 0.425 | 2 | 15 | 18 |  | Fixed | Roof
NJADRE1559154713 | Administratively Determined Incentive Program | East Orange | 7018 | 11.9 | Residential | Behind the Meter | Yes | GenSun Roofing and Solar, LLC | PSE&G |  | Accepted | 2025-02-11 | 2025-02-27 | 2026-02-27 | Solar Panels | JINKO SOLAR | JKM 425N-54HL4-B 425W |  | 0.425 | 2 | 195 | 0 |  | Fixed | Roof
NJADRE1559154713 | Administratively Determined Incentive Program | East Orange | 7018 | 11.9 | Residential | Behind the Meter | Yes | GenSun Roofing and Solar, LLC | PSE&G |  | Accepted | 2025-02-11 | 2025-02-27 | 2026-02-27 | Inverters | SOLAREDGE | SE10000H-US | 10000 |  | 1 |  |  | 0.99 |  | Outside
NJADRE1559154713 | Administratively Determined Incentive Program | East Orange | 7018 | 11.9 | Residential | Behind the Meter | Yes | GenSun Roofing and Solar, LLC | PSE&G |  | Accepted | 2025-02-11 | 2025-02-27 | 2026-02-27 | Solar Panels | JINKO SOLAR | JKM 425N-54HL4-B 425W |  | 0.425 | 6 | 15 | 18 |  | Fixed | Roof
NJADRE1559154713 | Administratively Determined Incentive Program | East Orange | 7018 | 11.9 | Residential | Behind the Meter | Yes | GenSun Roofing and Solar, LLC | PSE&G |  | Accepted | 2025-02-11 | 2025-02-27 | 2026-02-27 | Solar Panels | JINKO SOLAR | JKM 425N-54HL4-B 425W |  | 0.425 | 4 | 105 | 18 |  | Fixed | Roof
NJADRE1559154737 | Administratively Determined Incentive Program | Hopatcong | 7843 | 8.2 | Residential | Behind the Meter | Yes | Trinity Solar, LLC | JCP&L |  | Accepted | 2025-02-11 | 2025-02-27 | 2026-02-27 | Solar Panels | HANWHA | (Q.PEAK DUO BLK ML-G10+ 410) |  | 0.41 | 20 | 214 | 27 |  | Fixed | Roof
NJADRE1559154737 | Administratively Determined Incentive Program | Hopatcong | 7843 | 8.2 | Residential | Behind the Meter | Yes | Trinity Solar, LLC | JCP&L |  | Accepted | 2025-02-11 | 2025-02-27 | 2026-02-27 | Inverters | Tesla | Powerwall 3 (1707000-XX-Y) | 11500 |  | 2 |  |  | 0.97 |  | Outdoor
NJADRE1559154737 | Administratively Determined Incentive Program | Hopatcong | 7843 | 8.2 | Residential | Behind the Meter | Yes | Trinity Solar, LLC | JCP&L |  | Accepted | 2025-02-11 | 2025-02-27 | 2026-02-27 | Electric Storage Battery | Tesla | Powerwall 3 (1707000-XX-Y) |  |  | 2 |  |  |  | Lithium Ion |  | outside
NJADRE1559154739 | Administratively Determined Incentive Program | Bridgeton | 8302 | 8.51 | Residential | Behind the Meter | Yes | Define Solar, LLC | AC Electric |  | Accepted | 2025-02-12 | 2025-02-28 | 2026-02-28 | Solar Panels | Znshine | ZXM7-SH108 405 |  | 0.405 | 21 | 142 | 14 |  | Fixed | Roof
NJADRE1559154739 | Administratively Determined Incentive Program | Bridgeton | 8302 | 8.51 | Residential | Behind the Meter | Yes | Define Solar, LLC | AC Electric |  | Accepted | 2025-02-12 | 2025-02-28 | 2026-02-28 | Inverters | Enphase | IQ8PLUS-72-2-US | 290 |  | 21 |  |  | 0.976 |  | Outside | Under each pv panel
NJADRE1559154766 | Administratively Determined Incentive Program | Newark | 7112 | 7.89 | Residential | Behind the Meter | Yes | SunnyMac, LLC | PSE&G |  | Accepted | 2025-02-11 | 2025-02-27 | 2026-02-27 | Inverters | SOLAREDGE HOME HUB | SE5700H-US | 5760 |  | 1 |  |  | 0.99 |  | Outdoor | next to meter
NJADRE1559154766 | Administratively Determined Incentive Program | Newark | 7112 | 7.89 | Residential | Behind the Meter | Yes | SunnyMac, LLC | PSE&G |  | Accepted | 2025-02-11 | 2025-02-27 | 2026-02-27 | Solar Panels | HANWHA | Q.PEAK DUO BLK ML-G10+ 415W |  | 0.415 | 19 | 216 | 13 |  | Fixed | Roof
NJADRE1559154782 | Administratively Determined Incentive Program | LITTLE EGG HARBOR TWP | 8087 | 12.71 | Residential | Behind the Meter | Yes | SunPurity LLC | AC Electric |  | Accepted | 2025-02-13 | 2025-03-04 | 2026-03-04 | Solar Panels | Hanwha Q.Cells | Q.PEAK DUO BLK-ML-G10+ 410W |  | 0.41 | 12 | 26 | 30 |  | Fixed | Roof
NJADRE1559154782 | Administratively Determined Incentive Program | LITTLE EGG HARBOR TWP | 8087 | 12.71 | Residential | Behind the Meter | Yes | SunPurity LLC | AC Electric |  | Accepted | 2025-02-13 | 2025-03-04 | 2026-03-04 | Solar Panels | Hanwha Q.Cells | Q.PEAK DUO BLK-ML-G10+ 410W |  | 0.41 | 19 | 206 | 30 |  | Fixed | Roof
NJADRE1559154782 | Administratively Determined Incentive Program | LITTLE EGG HARBOR TWP | 8087 | 12.71 | Residential | Behind the Meter | Yes | SunPurity LLC | AC Electric |  | Accepted | 2025-02-13 | 2025-03-04 | 2026-03-04 | Inverters | Solaredge | SE11400H-US | 11400 |  | 1 |  |  | 0.99 |  | Outdoor
NJADRE1559154985 | Administratively Determined Incentive Program | Bridgeton | 8302 | 6.56 | Residential | Behind the Meter | Yes | SunPurity, LLC | AC Electric |  | Accepted | 2025-02-14 | 2025-03-04 | 2026-03-04 | Solar Panels | Hanwha Q.Cells | Q.PEAK DUO L-G6 410 |  | 0.41 | 16 | 245 | 21 |  | Fixed | Roof
NJADRE1559154985 | Administratively Determined Incentive Program | Bridgeton | 8302 | 6.56 | Residential | Behind the Meter | Yes | SunPurity, LLC | AC Electric |  | Accepted | 2025-02-14 | 2025-03-04 | 2026-03-04 | Inverters | Solaredge | SE6000H-US | 6000 |  | 1 |  |  | 0.99 |  | Outdoor
NJADRE1559155007 | Administratively Determined Incentive Program | Egg Harbor Twp | 8234 | 22.8 | Residential | Behind the Meter | Yes | GenSun Roofing and Solar, LLC | AC Electric |  | Accepted | 2025-02-11 | 2025-02-27 | 2026-02-27 | Inverters | SOLAREDGE | SE10000H-US | 10000 |  | 1 |  |  | 0.99 |  | Outside
NJADRE1559155007 | Administratively Determined Incentive Program | Egg Harbor Twp | 8234 | 22.8 | Residential | Behind the Meter | Yes | GenSun Roofing and Solar, LLC | AC Electric |  | Accepted | 2025-02-11 | 2025-02-27 | 2026-02-27 | Solar Panels | LONGI SOLAR | LR5-54HABB- 400W |  | 0.4 | 29 | 195 | 30 |  | Fixed | Roof
NJADRE1559155007 | Administratively Determined Incentive Program | Egg Harbor Twp | 8234 | 22.8 | Residential | Behind the Meter | Yes | GenSun Roofing and Solar, LLC | AC Electric |  | Accepted | 2025-02-11 | 2025-02-27 | 2026-02-27 | Solar Panels | LONGI SOLAR | LR5-54HABB- 400W |  | 0.4 | 20 | 195 | 30 |  | Fixed | Roof
NJADRE1559155007 | Administratively Determined Incentive Program | Egg Harbor Twp | 8234 | 22.8 | Residential | Behind the Meter | Yes | GenSun Roofing and Solar, LLC | AC Electric |  | Accepted | 2025-02-11 | 2025-02-27 | 2026-02-27 | Inverters | SOLAREDGE | SE7600H-US | 7600 |  | 1 |  |  | 0.99 |  | Outside
NJADRE1559155007 | Administratively Determined Incentive Program | Egg Harbor Twp | 8234 | 22.8 | Residential | Behind the Meter | Yes | GenSun Roofing and Solar, LLC | AC Electric |  | Accepted | 2025-02-11 | 2025-02-27 | 2026-02-27 | Solar Panels | LONGI SOLAR | LR5-54HABB- 400W |  | 0.4 | 3 | 195 | 18 |  | Fixed | Roof
NJADRE1559155007 | Administratively Determined Incentive Program | Egg Harbor Twp | 8234 | 22.8 | Residential | Behind the Meter | Yes | GenSun Roofing and Solar, LLC | AC Electric |  | Accepted | 2025-02-11 | 2025-02-27 | 2026-02-27 | Solar Panels | LONGI SOLAR | LR5-54HABB- 400W |  | 0.4 | 3 | 195 | 18 |  | Fixed | Roof
NJADRE1559155007 | Administratively Determined Incentive Program | Egg Harbor Twp | 8234 | 22.8 | Residential | Behind the Meter | Yes | GenSun Roofing and Solar, LLC | AC Electric |  | Accepted | 2025-02-11 | 2025-02-27 | 2026-02-27 | Solar Panels | LONGI SOLAR | LR5-54HABB- 400W |  | 0.4 | 2 | 255 | 30 |  | Fixed | Roof
NJADRE1559155260 | Administratively Determined Incentive Program | Lindenwold | 8021 | 9.02 | Residential | Behind the Meter | Yes | EMT Renewables, LLC | AC Electric |  | Accepted | 2025-02-11 | 2025-02-27 | 2026-02-27 | Inverters | ENPHASE | IQ8+ | 290 |  | 22 |  |  | 0.98 |  | Other | UNDER EACH PANEL
NJADRE1559155260 | Administratively Determined Incentive Program | Lindenwold | 8021 | 9.02 | Residential | Behind the Meter | Yes | EMT Renewables, LLC | AC Electric |  | Accepted | 2025-02-11 | 2025-02-27 | 2026-02-27 | Solar Panels | TRINA | TSM-NE09RC.05 |  | 0.41 | 22 | 267 | 24 |  | Fixed | Roof
NJADRE1559155269 | Administratively Determined Incentive Program | North Bergen | 7047 | 6.97 | Residential | Behind the Meter | Yes | Trinity Solar, LLC | PSE&G |  | Accepted | 2025-02-11 | 2025-02-27 | 2026-02-27 | Solar Panels | HANWHA | (Q.PEAK DUO BLK ML-G10+ 410) |  | 0.41 | 9 | 297 | 25 |  | Fixed | Roof
NJADRE1559155269 | Administratively Determined Incentive Program | North Bergen | 7047 | 6.97 | Residential | Behind the Meter | Yes | Trinity Solar, LLC | PSE&G |  | Accepted | 2025-02-11 | 2025-02-27 | 2026-02-27 | Solar Panels | HANWHA | (Q.PEAK DUO BLK ML-G10+ 410) |  | 0.41 | 8 | 117 | 27 |  | Fixed | Roof
NJADRE1559155269 | Administratively Determined Incentive Program | North Bergen | 7047 | 6.97 | Residential | Behind the Meter | Yes | Trinity Solar, LLC | PSE&G |  | Accepted | 2025-02-11 | 2025-02-27 | 2026-02-27 | Inverters | Solar Edge | USE5700H-USMNBL75 | 5760 |  | 1 |  |  | 0.97 |  | Outdoor
NJADRE1559155299 | Administratively Determined Incentive Program | Saddle Brook | 7663 | 9.43 | Residential | Behind the Meter | Yes | Trinity Solar, LLC | PSE&G |  | Accepted | 2025-02-11 | 2025-02-27 | 2026-02-27 | Inverters | Solar Edge | USE7600H-US | 7600 |  | 1 |  |  | 0.986 |  | Outdoor
NJADRE1559155299 | Administratively Determined Incentive Program | Saddle Brook | 7663 | 9.43 | Residential | Behind the Meter | Yes | Trinity Solar, LLC | PSE&G |  | Accepted | 2025-02-11 | 2025-02-27 | 2026-02-27 | Solar Panels | Hanwha | Q.PEAK DUO BLK ML-G10+ 410 |  | 0.41 | 5 | 161 | 36 |  | Fixed | Roof
NJADRE1559155299 | Administratively Determined Incentive Program | Saddle Brook | 7663 | 9.43 | Residential | Behind the Meter | Yes | Trinity Solar, LLC | PSE&G |  | Accepted | 2025-02-11 | 2025-02-27 | 2026-02-27 | Solar Panels | Hanwha | Q.PEAK DUO BLK ML-G10+ 410 |  | 0.41 | 4 | 71 | 36 |  | Fixed | Roof
NJADRE1559155299 | Administratively Determined Incentive Program | Saddle Brook | 7663 | 9.43 | Residential | Behind the Meter | Yes | Trinity Solar, LLC | PSE&G |  | Accepted | 2025-02-11 | 2025-02-27 | 2026-02-27 | Solar Panels | Hanwha | Q.PEAK DUO BLK ML-G10+ 410 |  | 0.41 | 5 | 251 | 36 |  | Fixed | Roof
NJADRE1559155299 | Administratively Determined Incentive Program | Saddle Brook | 7663 | 9.43 | Residential | Behind the Meter | Yes | Trinity Solar, LLC | PSE&G |  | Accepted | 2025-02-11 | 2025-02-27 | 2026-02-27 | Solar Panels | Hanwha | Q.PEAK DUO BLK ML-G10+ 410 |  | 0.41 | 9 | 341 | 10 |  | Fixed | Roof
NJADRE1559155347 | Administratively Determined Incentive Program | Passaic | 7055 | 7.38 | Residential | Behind the Meter | Yes | Trinity Solar, LLC | PSE&G |  | Accepted | 2025-02-11 | 2025-02-27 | 2026-02-27 | Inverters | Solar Edge | USE5700H-USMNBL75 | 5760 |  | 1 |  |  | 0.97 |  | Outdoor
NJADRE1559155347 | Administratively Determined Incentive Program | Passaic | 7055 | 7.38 | Residential | Behind the Meter | Yes | Trinity Solar, LLC | PSE&G |  | Accepted | 2025-02-11 | 2025-02-27 | 2026-02-27 | Solar Panels | HANWHA | (Q.PEAK DUO BLK ML-G10+ 410) |  | 0.41 | 18 | 251 | 45 |  | Fixed | Roof
NJADRE1559155381 | Administratively Determined Incentive Program | Newark | 7108 | 5.33 | Residential | Behind the Meter | Yes | Pro Custom Solar dba Momentum Solar | PSE&G |  | Accepted | 2025-02-11 | 2025-02-28 | 2026-02-28 | Inverters | Enphase | IQ8PLUS-72-2-US | 290 |  | 13 |  |  | 0.97 |  | Outdoor
NJADRE1559155381 | Administratively Determined Incentive Program | Newark | 7108 | 5.33 | Residential | Behind the Meter | Yes | Pro Custom Solar dba Momentum Solar | PSE&G |  | Accepted | 2025-02-11 | 2025-02-28 | 2026-02-28 | Solar Panels | HANWHA | Q.PEAK DUO BLK ML-G10+ 410 |  | 0.41 | 13 | 198 | 27 |  | Fixed | Roof
NJADRE1559155797 | Administratively Determined Incentive Program | Hawthorne | 7506 | 25.32 | Residential | Behind the Meter | No | EMT Renewables, LLC | PSE&G |  | Accepted | 2025-02-13 | 2025-03-03 | 2026-03-03 | Inverters | ENPHASE | IQ8+ | 290 |  | 61 |  |  | 0.98 |  | Other | UNDER EACH PANEL
NJADRE1559155797 | Administratively Determined Incentive Program | Hawthorne | 7506 | 25.32 | Residential | Behind the Meter | No | EMT Renewables, LLC | PSE&G |  | Accepted | 2025-02-13 | 2025-03-03 | 2026-03-03 | Solar Panels | Q.CELLS | Q.PEAK DUO |  | 0.415 | 22 | 175 | 22 |  | Fixed | Roof
NJADRE1559155797 | Administratively Determined Incentive Program | Hawthorne | 7506 | 25.32 | Residential | Behind the Meter | No | EMT Renewables, LLC | PSE&G |  | Accepted | 2025-02-13 | 2025-03-03 | 2026-03-03 | Solar Panels | Q.CELLS | Q.PEAK DUO |  | 0.415 | 39 | 175 | 22 |  | Fixed | Roof
NJADRE1559155814 | Administratively Determined Incentive Program | Jersey City | 7305 | 4.1 | Residential | Behind the Meter | Yes | Sunrun Installation Services, Inc. | PSE&G |  | Accepted | 2025-02-11 | 2025-02-27 | 2026-02-27 | Solar Panels | HANWHA Q-CELLS | Q.PEAK DUO BLK ML-G10+ 410 DCA (MD06G100A-017) |  | 0.41 | 4 | 131 | 47 |  | Fixed | Roof
NJADRE1559155814 | Administratively Determined Incentive Program | Jersey City | 7305 | 4.1 | Residential | Behind the Meter | Yes | Sunrun Installation Services, Inc. | PSE&G |  | Accepted | 2025-02-11 | 2025-02-27 | 2026-02-27 | Solar Panels | HANWHA Q-CELLS | Q.PEAK DUO BLK ML-G10+ 410 DCA (MD06G100A-017) |  | 0.41 | 6 | 311 | 47 |  | Fixed | Roof
NJADRE1559155814 | Administratively Determined Incentive Program | Jersey City | 7305 | 4.1 | Residential | Behind the Meter | Yes | Sunrun Installation Services, Inc. | PSE&G |  | Accepted | 2025-02-11 | 2025-02-27 | 2026-02-27 | Inverters | SOLAREDGE TECHNOLOGIES | SE3800H-USMN | 3800 |  | 1 |  |  | 0.99 |  | Outdoor
NJADRE1559155819 | Administratively Determined Incentive Program | PATERSON | 7514 | 6.48 | Residential | Behind the Meter | Yes | Freedom Forever New Jersey, LLC | PSE&G |  | Accepted | 2025-02-17 | 2025-03-06 | 2026-03-06 | Inverters | Solar Edge | USE5700H-USMNBL75) | 5700 |  | 1 |  |  | 0.99 |  | Outside
NJADRE1559155819 | Administratively Determined Incentive Program | PATERSON | 7514 | 6.48 | Residential | Behind the Meter | Yes | Freedom Forever New Jersey, LLC | PSE&G |  | Accepted | 2025-02-17 | 2025-03-06 | 2026-03-06 | Solar Panels | Trina | TSM-405NE09RC.05 |  | 0.405 | 14 | 193 | 35 |  | Fixed | Roof
NJADRE1559155819 | Administratively Determined Incentive Program | PATERSON | 7514 | 6.48 | Residential | Behind the Meter | Yes | Freedom Forever New Jersey, LLC | PSE&G |  | Accepted | 2025-02-17 | 2025-03-06 | 2026-03-06 | Solar Panels | Trina | TSM-405NE09RC.05 |  | 0.405 | 2 | 13 | 35 |  | Fixed | Roof
NJADRE1559155850 | Administratively Determined Incentive Program | Monroe Township | 8831 | 12.15 | Residential | Behind the Meter | Yes | Freedom Forever New Jersey, LLC | JCP&L |  | Accepted | 2025-02-11 | 2025-02-27 | 2026-02-27 | Solar Panels | Trina | TSM-405NE09RC.05 |  | 0.405 | 3 | 17 | 33 |  | Fixed | Roof
NJADRE1559155850 | Administratively Determined Incentive Program | Monroe Township | 8831 | 12.15 | Residential | Behind the Meter | Yes | Freedom Forever New Jersey, LLC | JCP&L |  | Accepted | 2025-02-11 | 2025-02-27 | 2026-02-27 | Solar Panels | Trina | TSM-405NE09RC.05 |  | 0.405 | 16 | 197 | 33 |  | Fixed | Roof
NJADRE1559155850 | Administratively Determined Incentive Program | Monroe Township | 8831 | 12.15 | Residential | Behind the Meter | Yes | Freedom Forever New Jersey, LLC | JCP&L |  | Accepted | 2025-02-11 | 2025-02-27 | 2026-02-27 | Solar Panels | Trina | TSM-405NE09RC.05 |  | 0.405 | 11 | 107 | 33 |  | Fixed | Roof
NJADRE1559155850 | Administratively Determined Incentive Program | Monroe Township | 8831 | 12.15 | Residential | Behind the Meter | Yes | Freedom Forever New Jersey, LLC | JCP&L |  | Accepted | 2025-02-11 | 2025-02-27 | 2026-02-27 | Inverters | Solar Edge | USE10000H-USMNBL75 | 10000 |  | 1 |  |  | 0.99 |  | Outside
NJADRE1559155851 | Administratively Determined Incentive Program | Pedricktown | 8067 | 13.12 | Residential | Behind the Meter | Yes | Sunrun Installation Services, Inc. | AC Electric |  | Accepted | 2025-02-11 | 2025-02-28 | 2026-02-28 | Electric Storage Battery | Tesla | Powerwall 3 1707000-xx-y |  |  | 1 |  |  |  | Lithium Ion |  | OUTSIDE
NJADRE1559155851 | Administratively Determined Incentive Program | Pedricktown | 8067 | 13.12 | Residential | Behind the Meter | Yes | Sunrun Installation Services, Inc. | AC Electric |  | Accepted | 2025-02-11 | 2025-02-28 | 2026-02-28 | Solar Panels | Hanwha Q Cells | Q.PEAK DUO BLK ML-G10+ 410 |  | 0.41 | 16 | 28 | 17 |  | Fixed | Roof
NJADRE1559155851 | Administratively Determined Incentive Program | Pedricktown | 8067 | 13.12 | Residential | Behind the Meter | Yes | Sunrun Installation Services, Inc. | AC Electric |  | Accepted | 2025-02-11 | 2025-02-28 | 2026-02-28 | Inverters | Tesla | Powerwall 3 1707000-xx-y | 11500 |  | 1 |  |  | 0.97 |  | Outdoor
NJADRE1559155851 | Administratively Determined Incentive Program | Pedricktown | 8067 | 13.12 | Residential | Behind the Meter | Yes | Sunrun Installation Services, Inc. | AC Electric |  | Accepted | 2025-02-11 | 2025-02-28 | 2026-02-28 | Solar Panels | Hanwha Q Cells | Q.PEAK DUO BLK ML-G10+ 410 |  | 0.41 | 16 | 208 | 17 |  | Fixed | Roof
NJADRE1559155944 | Administratively Determined Incentive Program | Carteret | 7008 | 9.02 | Residential | Behind the Meter | Yes | Sunrun Installation Services, Inc. | PSE&G |  | Accepted | 2025-02-11 | 2025-02-27 | 2026-02-27 | Inverters | SolarEdge Technologies | SE7600H-USMN | 7600 |  | 1 |  |  | 0.99 |  | Outdoor
NJADRE1559155944 | Administratively Determined Incentive Program | Carteret | 7008 | 9.02 | Residential | Behind the Meter | Yes | Sunrun Installation Services, Inc. | PSE&G |  | Accepted | 2025-02-11 | 2025-02-27 | 2026-02-27 | Solar Panels | Hanwha Q Cells | Q.PEAK DUO BLK ML-G10+ 410 |  | 0.41 | 8 | 216 | 37 |  | Fixed | Roof
NJADRE1559155944 | Administratively Determined Incentive Program | Carteret | 7008 | 9.02 | Residential | Behind the Meter | Yes | Sunrun Installation Services, Inc. | PSE&G |  | Accepted | 2025-02-11 | 2025-02-27 | 2026-02-27 | Solar Panels | Hanwha Q Cells | Q.PEAK DUO BLK ML-G10+ 410 |  | 0.41 | 14 | 36 | 35 |  | Fixed | Roof
NJADRE1559164151 | Administratively Determined Incentive Program | Ewing | 8638 | 4.92 | Residential | Behind the Meter | Yes | Whitman Construction, LLC | PSE&G |  | Accepted | 2025-02-12 | 2025-03-03 | 2026-03-03 | Solar Panels | Trina Solar | TSM-410NE09RC.05 |  | 0.41 | 1 | 306 | 31 |  | Fixed | Roof
NJADRE1559164151 | Administratively Determined Incentive Program | Ewing | 8638 | 4.92 | Residential | Behind the Meter | Yes | Whitman Construction, LLC | PSE&G |  | Accepted | 2025-02-12 | 2025-03-03 | 2026-03-03 | Solar Panels | Trina Solar | TSM-410NE09RC.05 |  | 0.41 | 2 | 126 | 16 |  | Fixed | Roof
NJADRE1559164151 | Administratively Determined Incentive Program | Ewing | 8638 | 4.92 | Residential | Behind the Meter | Yes | Whitman Construction, LLC | PSE&G |  | Accepted | 2025-02-12 | 2025-03-03 | 2026-03-03 | Inverters | ENPHASE | IQ8PLUS-72-2-US | 290 |  | 12 |  |  | 0.975 |  | Outdoor
NJADRE1559164151 | Administratively Determined Incentive Program | Ewing | 8638 | 4.92 | Residential | Behind the Meter | Yes | Whitman Construction, LLC | PSE&G |  | Accepted | 2025-02-12 | 2025-03-03 | 2026-03-03 | Solar Panels | Trina Solar | TSM-410NE09RC.05 |  | 0.41 | 9 | 126 | 31 |  | Fixed | Roof
NJADRE1559164151 | Administratively Determined Incentive Program | Ewing | 8638 | 4.92 | Residential | Behind the Meter | Yes | Whitman Construction, LLC | PSE&G |  | Accepted | 2025-02-12 | 2025-03-03 | 2026-03-03 | Meters | ENPHASE | X-IQ-AM1-240-5-HDK |  |  | 1 |  |  |  | Yes | Outdoor
NJADRE1559164192 | Administratively Determined Incentive Program | BURLINGTON | 8016 | 14.11 | Residential | Behind the Meter | Yes | SunPurity LLC | PSE&G |  | Accepted | 2025-02-14 | 2025-03-04 | 2026-03-04 | Inverters | Solaredge | SE11400H-US | 11400 |  | 1 |  |  | 0.99 |  | Outdoor
NJADRE1559164192 | Administratively Determined Incentive Program | BURLINGTON | 8016 | 14.11 | Residential | Behind the Meter | Yes | SunPurity LLC | PSE&G |  | Accepted | 2025-02-14 | 2025-03-04 | 2026-03-04 | Solar Panels | Hanwha Q.Cells | Q.PEAK DUO BLK-ML-G10+ 415W |  | 0.415 | 13 | 68 | 25 |  | Fixed | Roof
NJADRE1559164192 | Administratively Determined Incentive Program | BURLINGTON | 8016 | 14.11 | Residential | Behind the Meter | Yes | SunPurity LLC | PSE&G |  | Accepted | 2025-02-14 | 2025-03-04 | 2026-03-04 | Solar Panels | Hanwha Q.Cells | Q.PEAK DUO BLK-ML-G10+ 415W |  | 0.415 | 6 | 248 | 25 |  | Fixed | Roof
NJADRE1559164192 | Administratively Determined Incentive Program | BURLINGTON | 8016 | 14.11 | Residential | Behind the Meter | Yes | SunPurity LLC | PSE&G |  | Accepted | 2025-02-14 | 2025-03-04 | 2026-03-04 | Solar Panels | Hanwha Q.Cells | Q.PEAK DUO BLK-ML-G10+ 415W |  | 0.415 | 2 | 248 | 25 |  | Fixed | Roof
NJADRE1559164192 | Administratively Determined Incentive Program | BURLINGTON | 8016 | 14.11 | Residential | Behind the Meter | Yes | SunPurity LLC | PSE&G |  | Accepted | 2025-02-14 | 2025-03-04 | 2026-03-04 | Solar Panels | Hanwha Q.Cells | Q.PEAK DUO BLK-ML-G10+ 415W |  | 0.415 | 13 | 68 | 10 |  | Fixed | Roof
NJADRE1559164197 | Administratively Determined Incentive Program | Bridgeton | 8302 | 11.07 | Residential | Behind the Meter | Yes | SunPurity, LLC | AC Electric |  | Accepted | 2025-02-18 | 2025-03-06 | 2026-03-06 | Inverters | Solaredge | SE10000H-US | 10000 |  | 1 |  |  | 0.99 |  | Outdoor
NJADRE1559164197 | Administratively Determined Incentive Program | Bridgeton | 8302 | 11.07 | Residential | Behind the Meter | Yes | SunPurity, LLC | AC Electric |  | Accepted | 2025-02-18 | 2025-03-06 | 2026-03-06 | Solar Panels | Hanwha Q.Cells | Q.PEAK DUO L-G6 410W |  | 0.41 | 10 | 86 | 20 |  | Fixed | Roof
NJADRE1559164197 | Administratively Determined Incentive Program | Bridgeton | 8302 | 11.07 | Residential | Behind the Meter | Yes | SunPurity, LLC | AC Electric |  | Accepted | 2025-02-18 | 2025-03-06 | 2026-03-06 | Solar Panels | Hanwha Q.Cells | Q.PEAK DUO L-G6 410W |  | 0.41 | 17 | 266 | 20 |  | Fixed | Roof
NJADRE1559164199 | Administratively Determined Incentive Program | Manahawkin | 8050 | 10.38 | Residential | Behind the Meter | Yes | SunPurity, LLC | AC Electric |  | Accepted | 2025-02-17 | 2025-03-14 | 2026-03-14 | Solar Panels | Hanwha Q.Cells | Q.PEAK DUO BLK ML-G10+ 415W |  | 0.415 | 6 | 83 | 43 |  | Fixed | Roof
NJADRE1559164199 | Administratively Determined Incentive Program | Manahawkin | 8050 | 10.38 | Residential | Behind the Meter | Yes | SunPurity, LLC | AC Electric |  | Accepted | 2025-02-17 | 2025-03-14 | 2026-03-14 | Inverters | Solaredge | SE7600H-US | 7600 |  | 1 |  |  | 0.99 |  | Outdoor
NJADRE1559164199 | Administratively Determined Incentive Program | Manahawkin | 8050 | 10.38 | Residential | Behind the Meter | Yes | SunPurity, LLC | AC Electric |  | Accepted | 2025-02-17 | 2025-03-14 | 2026-03-14 | Solar Panels | Hanwha Q.Cells | Q.PEAK DUO BLK ML-G10+ 415W |  | 0.415 | 13 | 173 | 41 |  | Fixed | Roof
NJADRE1559164199 | Administratively Determined Incentive Program | Manahawkin | 8050 | 10.38 | Residential | Behind the Meter | Yes | SunPurity, LLC | AC Electric |  | Accepted | 2025-02-17 | 2025-03-14 | 2026-03-14 | Solar Panels | Hanwha Q.Cells | Q.PEAK DUO BLK ML-G10+ 415W |  | 0.415 | 6 | 263 | 43 |  | Fixed | Roof
NJADRE1559164204 | Administratively Determined Incentive Program | Andover | 7821 | 11.62 | Residential | Behind the Meter | Yes | SunnyMac, LLC | JCP&L |  | Accepted | 2025-02-12 | 2025-02-28 | 2026-02-28 | Solar Panels | HANWHA | Q.PEAK DUO BLK ML-G10+ 415W |  | 0.415 | 4 | 281 | 34 |  | Fixed | Roof
NJADRE1559164204 | Administratively Determined Incentive Program | Andover | 7821 | 11.62 | Residential | Behind the Meter | Yes | SunnyMac, LLC | JCP&L |  | Accepted | 2025-02-12 | 2025-02-28 | 2026-02-28 | Solar Panels | HANWHA | Q.PEAK DUO BLK ML-G10+ 415W |  | 0.415 | 24 | 191 | 28 |  | Fixed | Roof
NJADRE1559164204 | Administratively Determined Incentive Program | Andover | 7821 | 11.62 | Residential | Behind the Meter | Yes | SunnyMac, LLC | JCP&L |  | Accepted | 2025-02-12 | 2025-02-28 | 2026-02-28 | Inverters | SOLAREDGE HOME HUB | SE10000H-US | 10000 |  | 1 |  |  | 0.99 |  | Outdoor | next to meter
NJADRE1559164216 | Administratively Determined Incentive Program | Galloway | 8205 | 17.43 | Residential | Behind the Meter | Yes | Whitman Construction, LLC | AC Electric |  | Accepted | 2025-02-12 | 2025-03-03 | 2026-03-03 | Solar Panels | Trina Solar | TSM-425NE09RC.05 |  | 0.425 | 31 | 101 | 23 |  | Fixed | Roof
NJADRE1559164216 | Administratively Determined Incentive Program | Galloway | 8205 | 17.43 | Residential | Behind the Meter | Yes | Whitman Construction, LLC | AC Electric |  | Accepted | 2025-02-12 | 2025-03-03 | 2026-03-03 | Inverters | ENPHASE | IQ8PLUS-72-2-US | 290 |  | 41 |  |  | 0.975 |  | Outdoor
NJADRE1559164216 | Administratively Determined Incentive Program | Galloway | 8205 | 17.43 | Residential | Behind the Meter | Yes | Whitman Construction, LLC | AC Electric |  | Accepted | 2025-02-12 | 2025-03-03 | 2026-03-03 | Solar Panels | Trina Solar | TSM-425NE09RC.05 |  | 0.425 | 10 | 281 | 23 |  | Fixed | Roof
NJADRE1559164258 | Administratively Determined Incentive Program | NEWARK | 7103 | 7.23 | Residential | Behind the Meter | Yes | Power Energy Solutions, LLC | PSE&G |  | Accepted | 2025-02-12 | 2025-03-05 | 2026-03-05 | Solar Panels | Trina Solar | TSM-425NE09RC.05 |  | 0.425 | 8 | 201 | 25 |  | Fixed | Roof
NJADRE1559164258 | Administratively Determined Incentive Program | NEWARK | 7103 | 7.23 | Residential | Behind the Meter | Yes | Power Energy Solutions, LLC | PSE&G |  | Accepted | 2025-02-12 | 2025-03-05 | 2026-03-05 | Solar Panels | Trina Solar | TSM-425NE09RC.05 |  | 0.425 | 1 | 21 | 15 |  | Fixed | Roof
NJADRE1559164258 | Administratively Determined Incentive Program | NEWARK | 7103 | 7.23 | Residential | Behind the Meter | Yes | Power Energy Solutions, LLC | PSE&G |  | Accepted | 2025-02-12 | 2025-03-05 | 2026-03-05 | Inverters | SolarEdge | SE3800H-US | 4 |  | 1 |  |  | 0.97 |  | Outdoor
NJADRE1559164258 | Administratively Determined Incentive Program | NEWARK | 7103 | 7.23 | Residential | Behind the Meter | Yes | Power Energy Solutions, LLC | PSE&G |  | Accepted | 2025-02-12 | 2025-03-05 | 2026-03-05 | Solar Panels | Trina Solar | TSM-425NE09RC.05 |  | 0.425 | 1 | 201 | 15 |  | Fixed | Roof
NJADRE1559164258 | Administratively Determined Incentive Program | NEWARK | 7103 | 7.23 | Residential | Behind the Meter | Yes | Power Energy Solutions, LLC | PSE&G |  | Accepted | 2025-02-12 | 2025-03-05 | 2026-03-05 | Solar Panels | Trina Solar | TSM-425NE09RC.05 |  | 0.425 | 7 | 21 | 25 |  | Fixed | Roof
NJADRE1559164279 | Administratively Determined Incentive Program | West Berlin | 8091 | 18.04 | Residential | Behind the Meter | Yes | Sunrun Installation Services, Inc. | AC Electric |  | Accepted | 2025-02-12 | 2025-02-28 | 2026-02-28 | Solar Panels | Hanwha Q-Cells | Q.PEAK DUO BLK ML-G10+ 410 |  | 0.41 | 3 | 154 | 43 |  | Fixed | Roof
NJADRE1559164279 | Administratively Determined Incentive Program | West Berlin | 8091 | 18.04 | Residential | Behind the Meter | Yes | Sunrun Installation Services, Inc. | AC Electric |  | Accepted | 2025-02-12 | 2025-02-28 | 2026-02-28 | Solar Panels | Hanwha Q-Cells | Q.PEAK DUO BLK ML-G10+ 410 |  | 0.41 | 4 | 333 | 43 |  | Fixed | Roof
NJADRE1559164279 | Administratively Determined Incentive Program | West Berlin | 8091 | 18.04 | Residential | Behind the Meter | Yes | Sunrun Installation Services, Inc. | AC Electric |  | Accepted | 2025-02-12 | 2025-02-28 | 2026-02-28 | Inverters | SOLAREDGE TECHNOLOGIES | SE5700H-USMN | 5760 |  | 1 |  |  | 0.99 |  | Outside
NJADRE1559164279 | Administratively Determined Incentive Program | West Berlin | 8091 | 18.04 | Residential | Behind the Meter | Yes | Sunrun Installation Services, Inc. | AC Electric |  | Accepted | 2025-02-12 | 2025-02-28 | 2026-02-28 | Inverters | SOLAREDGE TECHNOLOGIES | SE7600H-USMN | 7600 |  | 1 |  |  | 0.99 |  | Outside
NJADRE1559164279 | Administratively Determined Incentive Program | West Berlin | 8091 | 18.04 | Residential | Behind the Meter | Yes | Sunrun Installation Services, Inc. | AC Electric |  | Accepted | 2025-02-12 | 2025-02-28 | 2026-02-28 | Solar Panels | Hanwha Q-Cells | Q.PEAK DUO BLK ML-G10+ 410 |  | 0.41 | 8 | 66 | 25 |  | Fixed | Roof
NJADRE1559164279 | Administratively Determined Incentive Program | West Berlin | 8091 | 18.04 | Residential | Behind the Meter | Yes | Sunrun Installation Services, Inc. | AC Electric |  | Accepted | 2025-02-12 | 2025-02-28 | 2026-02-28 | Solar Panels | Hanwha Q-Cells | Q.PEAK DUO BLK ML-G10+ 410 |  | 0.41 | 6 | 246 | 25 |  | Fixed | Roof
NJADRE1559164279 | Administratively Determined Incentive Program | West Berlin | 8091 | 18.04 | Residential | Behind the Meter | Yes | Sunrun Installation Services, Inc. | AC Electric |  | Accepted | 2025-02-12 | 2025-02-28 | 2026-02-28 | Solar Panels | Hanwha Q-Cells | Q.PEAK DUO BLK ML-G10+ 410 |  | 0.41 | 11 | 335 | 37 |  | Fixed | Roof
NJADRE1559164279 | Administratively Determined Incentive Program | West Berlin | 8091 | 18.04 | Residential | Behind the Meter | Yes | Sunrun Installation Services, Inc. | AC Electric |  | Accepted | 2025-02-12 | 2025-02-28 | 2026-02-28 | Solar Panels | Hanwha Q-Cells | Q.PEAK DUO BLK ML-G10+ 410 |  | 0.41 | 12 | 155 | 37 |  | Fixed | Roof
NJADRE1559164348 | Administratively Determined Incentive Program | Egg Harbor Twp | 8234 | 7.79 | Residential | Behind the Meter | Yes | Big Wave Roofing and Solar, LLC | AC Electric |  | Accepted | 2025-02-12 | 2025-02-28 | 2026-02-28 | Inverters | Enphase | IQ8PLUS-72-2-US | 290 |  | 19 |  |  | 0.98 |  | Outside
NJADRE1559164348 | Administratively Determined Incentive Program | Egg Harbor Twp | 8234 | 7.79 | Residential | Behind the Meter | Yes | Big Wave Roofing and Solar, LLC | AC Electric |  | Accepted | 2025-02-12 | 2025-02-28 | 2026-02-28 | Solar Panels | Mission | MSE410HT0B |  | 0.41 | 19 | 112 | 20 |  | Fixed | Roof
NJADRE1559164362 | Administratively Determined Incentive Program | ABSECON | 8201 | 9.84 | Residential | Behind the Meter | Yes | Sunrun Installation Services, Inc. | AC Electric |  | Accepted | 2025-02-12 | 2025-02-28 | 2026-02-28 | Solar Panels | Hanwha Q-Cells | Q.PEAK DUO BLK ML-G10+ 410 |  | 0.41 | 10 | 194 | 23 |  | Fixed | Roof
NJADRE1559164362 | Administratively Determined Incentive Program | ABSECON | 8201 | 9.84 | Residential | Behind the Meter | Yes | Sunrun Installation Services, Inc. | AC Electric |  | Accepted | 2025-02-12 | 2025-02-28 | 2026-02-28 | Solar Panels | Hanwha Q-Cells | Q.PEAK DUO BLK ML-G10+ 410 |  | 0.41 | 3 | 194 | 23 |  | Fixed | Roof
NJADRE1559164362 | Administratively Determined Incentive Program | ABSECON | 8201 | 9.84 | Residential | Behind the Meter | Yes | Sunrun Installation Services, Inc. | AC Electric |  | Accepted | 2025-02-12 | 2025-02-28 | 2026-02-28 | Solar Panels | Hanwha Q-Cells | Q.PEAK DUO BLK ML-G10+ 410 |  | 0.41 | 3 | 194 | 23 |  | Fixed | Roof
NJADRE1559164362 | Administratively Determined Incentive Program | ABSECON | 8201 | 9.84 | Residential | Behind the Meter | Yes | Sunrun Installation Services, Inc. | AC Electric |  | Accepted | 2025-02-12 | 2025-02-28 | 2026-02-28 | Inverters | SOLAREDGE TECHNOLOGIES | SE7600H-USMN | 7600 |  | 1 |  |  | 0.99 |  | Outside
NJADRE1559164362 | Administratively Determined Incentive Program | ABSECON | 8201 | 9.84 | Residential | Behind the Meter | Yes | Sunrun Installation Services, Inc. | AC Electric |  | Accepted | 2025-02-12 | 2025-02-28 | 2026-02-28 | Solar Panels | Hanwha Q-Cells | Q.PEAK DUO BLK ML-G10+ 410 |  | 0.41 | 8 | 14 | 23 |  | Fixed | Roof
NJADRE1559164410 | Administratively Determined Incentive Program | Mount Olive | 7828 | 10.25 | Residential | Behind the Meter | Yes | Trinity Solar, LLC | JCP&L |  | Accepted | 2025-02-12 | 2025-02-28 | 2026-02-28 | Inverters | Tesla | Powerwall 3 (1707000-XX-Y) | 11500 |  | 2 |  |  | 0.97 |  | Outdoor
NJADRE1559164410 | Administratively Determined Incentive Program | Mount Olive | 7828 | 10.25 | Residential | Behind the Meter | Yes | Trinity Solar, LLC | JCP&L |  | Accepted | 2025-02-12 | 2025-02-28 | 2026-02-28 | Electric Storage Battery | Tesla | Powerwall 3 (1707000-XX-Y) |  |  | 2 |  |  |  | Lithium Ion |  | outside
NJADRE1559164410 | Administratively Determined Incentive Program | Mount Olive | 7828 | 10.25 | Residential | Behind the Meter | Yes | Trinity Solar, LLC | JCP&L |  | Accepted | 2025-02-12 | 2025-02-28 | 2026-02-28 | Solar Panels | HANWHA | (Q.PEAK DUO BLK ML-G10+ 410) |  | 0.41 | 6 | 226 | 37 |  | Fixed | Roof
NJADRE1559164410 | Administratively Determined Incentive Program | Mount Olive | 7828 | 10.25 | Residential | Behind the Meter | Yes | Trinity Solar, LLC | JCP&L |  | Accepted | 2025-02-12 | 2025-02-28 | 2026-02-28 | Solar Panels | HANWHA | (Q.PEAK DUO BLK ML-G10+ 410) |  | 0.41 | 4 | 136 | 37 |  | Fixed | Roof
NJADRE1559164410 | Administratively Determined Incentive Program | Mount Olive | 7828 | 10.25 | Residential | Behind the Meter | Yes | Trinity Solar, LLC | JCP&L |  | Accepted | 2025-02-12 | 2025-02-28 | 2026-02-28 | Solar Panels | HANWHA | (Q.PEAK DUO BLK ML-G10+ 410) |  | 0.41 | 13 | 136 | 37 |  | Fixed | Roof
NJADRE1559164410 | Administratively Determined Incentive Program | Mount Olive | 7828 | 10.25 | Residential | Behind the Meter | Yes | Trinity Solar, LLC | JCP&L |  | Accepted | 2025-02-12 | 2025-02-28 | 2026-02-28 | Solar Panels | HANWHA | (Q.PEAK DUO BLK ML-G10+ 410) |  | 0.41 | 2 | 139 | 37 |  | Fixed | Roof
NJADRE1559164435 | Administratively Determined Incentive Program | Union | 7083 | 9.96 | Residential | Behind the Meter | No | EMT Renewables, LLC | PSE&G |  | Accepted | 2025-02-12 | 2025-02-28 | 2026-02-28 | Solar Panels | Q CELLS | Q PEAK DUO BLK |  | 0.415 | 9 | 360 | 39 |  | Fixed | Roof
NJADRE1559164435 | Administratively Determined Incentive Program | Union | 7083 | 9.96 | Residential | Behind the Meter | No | EMT Renewables, LLC | PSE&G |  | Accepted | 2025-02-12 | 2025-02-28 | 2026-02-28 | Solar Panels | Q CELLS | Q PEAK DUO BLK |  | 0.415 | 10 | 360 | 36 |  | Fixed | Roof
NJADRE1559164435 | Administratively Determined Incentive Program | Union | 7083 | 9.96 | Residential | Behind the Meter | No | EMT Renewables, LLC | PSE&G |  | Accepted | 2025-02-12 | 2025-02-28 | 2026-02-28 | Inverters | ENPHASE | IQ8+ | 290 |  | 24 |  |  | 0.98 |  | Other | UNDER EACH PANEL
NJADRE1559164435 | Administratively Determined Incentive Program | Union | 7083 | 9.96 | Residential | Behind the Meter | No | EMT Renewables, LLC | PSE&G |  | Accepted | 2025-02-12 | 2025-02-28 | 2026-02-28 | Solar Panels | Q CELLS | Q PEAK DUO BLK |  | 0.415 | 3 | 180 | 39 |  | Fixed | Roof
NJADRE1559164435 | Administratively Determined Incentive Program | Union | 7083 | 9.96 | Residential | Behind the Meter | No | EMT Renewables, LLC | PSE&G |  | Accepted | 2025-02-12 | 2025-02-28 | 2026-02-28 | Solar Panels | Q CELLS | Q PEAK DUO BLK |  | 0.415 | 2 | 180 | 44 |  | Fixed | Roof
NJADRE1559165689 | Administratively Determined Incentive Program | Belvidere | 7823 | 6.15 | Residential | Behind the Meter | Yes | Trinity Solar, LLC | JCP&L |  | Accepted | 2025-02-12 | 2025-02-28 | 2026-02-28 | Electric Storage Battery | Tesla | Powerwall 3 |  |  | 2 |  |  |  | Lithium Ion |  | outside
NJADRE1559165689 | Administratively Determined Incentive Program | Belvidere | 7823 | 6.15 | Residential | Behind the Meter | Yes | Trinity Solar, LLC | JCP&L |  | Accepted | 2025-02-12 | 2025-02-28 | 2026-02-28 | Inverters | Tesla | Tesla Powerwall 3 | 11500 |  | 2 |  |  | 0.97 |  | Outdoor
NJADRE1559165689 | Administratively Determined Incentive Program | Belvidere | 7823 | 6.15 | Residential | Behind the Meter | Yes | Trinity Solar, LLC | JCP&L |  | Accepted | 2025-02-12 | 2025-02-28 | 2026-02-28 | Solar Panels | Hanwha | HANWHA 410 (Q.PEAK DUO BLK ML-G10+ 410) |  | 0.41 | 3 | 128 | 21 |  | Fixed | Roof
NJADRE1559165689 | Administratively Determined Incentive Program | Belvidere | 7823 | 6.15 | Residential | Behind the Meter | Yes | Trinity Solar, LLC | JCP&L |  | Accepted | 2025-02-12 | 2025-02-28 | 2026-02-28 | Solar Panels | Hanwha | HANWHA 410 (Q.PEAK DUO BLK ML-G10+ 410) |  | 0.41 | 12 | 218 | 31 |  | Fixed | Roof
NJADRE1559169149 | Administratively Determined Incentive Program | Irvington | 7111 | 13.65 | Residential | Behind the Meter | Yes | Seapoint Solar Energy, LLC | PSE&G |  | Accepted | 2025-02-12 | 2025-03-03 | 2026-03-03 | Inverters | ENPHASE | IQ8PLUS-72-M-US | 290 |  | 30 |  |  | 0.97 |  | Outdoor
NJADRE1559169149 | Administratively Determined Incentive Program | Irvington | 7111 | 13.65 | Residential | Behind the Meter | Yes | Seapoint Solar Energy, LLC | PSE&G |  | Accepted | 2025-02-12 | 2025-03-03 | 2026-03-03 | Solar Panels | CANADIAN SOLAR | CS6.1-54TM-455H |  | 0.455 | 30 | 216 | 46 |  | Fixed | Roof
NJADRE1559170467 | Administratively Determined Incentive Program | West Orange | 7052 | 18.06 | Residential | Behind the Meter | No | Freedom Forever New Jersey, LLC | PSE&G |  | Accepted | 2025-02-12 | 2025-02-28 | 2026-02-28 | Solar Panels | Silfab | SIL-430QD |  | 0.43 | 11 | 18 | 25 |  | Fixed | Roof
NJADRE1559170467 | Administratively Determined Incentive Program | West Orange | 7052 | 18.06 | Residential | Behind the Meter | No | Freedom Forever New Jersey, LLC | PSE&G |  | Accepted | 2025-02-12 | 2025-02-28 | 2026-02-28 | Solar Panels | Silfab | SIL-430QD |  | 0.43 | 3 | 108 | 25 |  | Fixed | Roof
NJADRE1559170467 | Administratively Determined Incentive Program | West Orange | 7052 | 18.06 | Residential | Behind the Meter | No | Freedom Forever New Jersey, LLC | PSE&G |  | Accepted | 2025-02-12 | 2025-02-28 | 2026-02-28 | Solar Panels | Silfab | SIL-430QD |  | 0.43 | 25 | 198 | 25 |  | Fixed | Roof
NJADRE1559170467 | Administratively Determined Incentive Program | West Orange | 7052 | 18.06 | Residential | Behind the Meter | No | Freedom Forever New Jersey, LLC | PSE&G |  | Accepted | 2025-02-12 | 2025-02-28 | 2026-02-28 | Solar Panels | Silfab | SIL-430QD |  | 0.43 | 3 | 288 | 25 |  | Fixed | Roof
NJADRE1559170467 | Administratively Determined Incentive Program | West Orange | 7052 | 18.06 | Residential | Behind the Meter | No | Freedom Forever New Jersey, LLC | PSE&G |  | Accepted | 2025-02-12 | 2025-02-28 | 2026-02-28 | Inverters | Solar Edge | SE7600H-USRGM | 7600 |  | 2 |  |  | 0.99 |  | Outside
NJADRE1559170471 | Administratively Determined Incentive Program | Somers Point | 8244 | 9.13 | Residential | Behind the Meter | No | EMT Renewables, LLC | AC Electric |  | Accepted | 2025-02-12 | 2025-02-28 | 2026-02-28 | Solar Panels | Q CELLS | Q PEAK DUO BLK |  | 0.415 | 2 | 315 | 22 |  | Fixed | Roof
NJADRE1559170471 | Administratively Determined Incentive Program | Somers Point | 8244 | 9.13 | Residential | Behind the Meter | No | EMT Renewables, LLC | AC Electric |  | Accepted | 2025-02-12 | 2025-02-28 | 2026-02-28 | Inverters | ENPHASE | IQ8+ | 290 |  | 22 |  |  | 0.98 |  | Other | UNDER EACH PANEL
NJADRE1559170471 | Administratively Determined Incentive Program | Somers Point | 8244 | 9.13 | Residential | Behind the Meter | No | EMT Renewables, LLC | AC Electric |  | Accepted | 2025-02-12 | 2025-02-28 | 2026-02-28 | Solar Panels | Q CELLS | Q PEAK DUO BLK |  | 0.415 | 20 | 135 | 22 |  | Fixed | Roof
NJADRE1559171028 | Administratively Determined Incentive Program | Atlantic City | 8401 | 2.91 | Residential | Behind the Meter | Yes | SunnyMac, LLC | AC Electric |  | Accepted | 2025-02-14 | 2025-03-04 | 2026-03-04 | Solar Panels | HANWHA | Q.PEAK DUO BLK ML-G10+ 415W |  | 0.415 | 7 | 147 | 5 |  | Fixed | Roof
NJADRE1559171028 | Administratively Determined Incentive Program | Atlantic City | 8401 | 2.91 | Residential | Behind the Meter | Yes | SunnyMac, LLC | AC Electric |  | Accepted | 2025-02-14 | 2025-03-04 | 2026-03-04 | Inverters | Enphase | IQ8HC-72-M-US | 380 |  | 7 |  |  | 0.99 |  | Outdoor | on the roof (microinverters)
NJADRE1559173830 | Administratively Determined Incentive Program | Warren | 7059 | 17.75 | Residential | Behind the Meter | No | Seapoint Solar Energy, LLC | JCP&L |  | Accepted | 2025-02-12 | 2025-03-03 | 2026-03-03 | Inverters | ENPHASE | IQ8PLUS-72-M-US | 290 |  | 39 |  |  | 0.97 |  | Outdoor
NJADRE1559173830 | Administratively Determined Incentive Program | Warren | 7059 | 17.75 | Residential | Behind the Meter | No | Seapoint Solar Energy, LLC | JCP&L |  | Accepted | 2025-02-12 | 2025-03-03 | 2026-03-03 | Solar Panels | CANADIAN SOLAR | CS6.1-54TM-455H |  | 0.455 | 39 | 216 | 46 |  | Fixed | Roof
NJADRE1559174246 | Administratively Determined Incentive Program | Woodbridge Twp | 8863 | 9.02 | Residential | Behind the Meter | Yes | Sunrun Installation Services, Inc. | PSE&G |  | Accepted | 2025-02-12 | 2025-02-28 | 2026-02-28 | Solar Panels | Hanwha Q Cells | Q.PEAK DUO BLK ML-G10+ 410 |  | 0.41 | 10 | 261 | 21 |  | Fixed | Roof
NJADRE1559174246 | Administratively Determined Incentive Program | Woodbridge Twp | 8863 | 9.02 | Residential | Behind the Meter | Yes | Sunrun Installation Services, Inc. | PSE&G |  | Accepted | 2025-02-12 | 2025-02-28 | 2026-02-28 | Inverters | SolarEdge Technologies | SE7600H-USMN | 7600 |  | 1 |  |  | 0.99 |  | Outdoor
NJADRE1559174246 | Administratively Determined Incentive Program | Woodbridge Twp | 8863 | 9.02 | Residential | Behind the Meter | Yes | Sunrun Installation Services, Inc. | PSE&G |  | Accepted | 2025-02-12 | 2025-02-28 | 2026-02-28 | Solar Panels | Hanwha Q Cells | Q.PEAK DUO BLK ML-G10+ 410 |  | 0.41 | 12 | 81 | 19 |  | Fixed | Roof
NJADRE1559174272 | Administratively Determined Incentive Program | BROWNS MILLS | 8015 | 4.98 | Residential | Behind the Meter | Yes | SunPurity, LLC | JCP&L |  | Accepted | 2025-02-17 | 2025-03-05 | 2026-03-05 | Inverters | Solaredge | SE5000H-US | 5000 |  | 1 |  |  | 0.99 |  | Outdoor
NJADRE1559174272 | Administratively Determined Incentive Program | BROWNS MILLS | 8015 | 4.98 | Residential | Behind the Meter | Yes | SunPurity, LLC | JCP&L |  | Accepted | 2025-02-17 | 2025-03-05 | 2026-03-05 | Solar Panels | Hanwha Q.Cells | Q.PEAK DUO BLK ML-G10+ 415W |  | 0.415 | 3 | 28 | 32 |  | Fixed | Roof
NJADRE1559174272 | Administratively Determined Incentive Program | BROWNS MILLS | 8015 | 4.98 | Residential | Behind the Meter | Yes | SunPurity, LLC | JCP&L |  | Accepted | 2025-02-17 | 2025-03-05 | 2026-03-05 | Solar Panels | Hanwha Q.Cells | Q.PEAK DUO BLK ML-G10+ 415W |  | 0.415 | 9 | 208 | 24 |  | Fixed | Roof
NJADRE1559174484 | Administratively Determined Incentive Program | Montville | 7045 | 8.4 | Residential | Behind the Meter | No | SmartRoof, LLC | JCP&L |  | Accepted | 2025-02-12 | 2025-03-04 | 2026-03-04 | Solar Panels | HANWHA | Q CELL Q.PEAK DUO BLK ML-G10+ |  | 0.4 | 21 | 40 | 40 |  | Fixed | Roof
NJADRE1559174484 | Administratively Determined Incentive Program | Montville | 7045 | 8.4 | Residential | Behind the Meter | No | SmartRoof, LLC | JCP&L |  | Accepted | 2025-02-12 | 2025-03-04 | 2026-03-04 | Inverters | Enphase | IQ8PLUS-72-2-US | 290 |  | 1 |  |  | 0.977 |  | Outdoor
NJADRE1559174484 | Administratively Determined Incentive Program | Montville | 7045 | 8.4 | Residential | Behind the Meter | No | SmartRoof, LLC | JCP&L |  | Accepted | 2025-02-12 | 2025-03-04 | 2026-03-04 | Meters | IQ COMBINER BOX 4 | Enphase |  |  | 1 |  |  |  | Yes | Outdoor
NJADRE1559174505 | Administratively Determined Incentive Program | Millville | 8332 | 8.2 | Residential | Behind the Meter | Yes | Trinity Solar, LLC | AC Electric |  | Accepted | 2025-02-12 | 2025-03-03 | 2026-03-03 | Inverters | Tesla | Powerwall 3 (1707000-XX-Y) | 11500 |  | 2 |  |  | 0.97 |  | Outdoor
NJADRE1559174505 | Administratively Determined Incentive Program | Millville | 8332 | 8.2 | Residential | Behind the Meter | Yes | Trinity Solar, LLC | AC Electric |  | Accepted | 2025-02-12 | 2025-03-03 | 2026-03-03 | Solar Panels | HANWHA | (Q.PEAK DUO BLK ML-G10+ 410) |  | 0.41 | 20 | 265 | 30 |  | Fixed | Roof
NJADRE1559174505 | Administratively Determined Incentive Program | Millville | 8332 | 8.2 | Residential | Behind the Meter | Yes | Trinity Solar, LLC | AC Electric |  | Accepted | 2025-02-12 | 2025-03-03 | 2026-03-03 | Electric Storage Battery | Tesla | Powerwall 3 (1707000-XX-Y) |  |  | 2 |  |  |  | Lithium Ion |  | outside
NJADRE1559174557 | Administratively Determined Incentive Program | Red Bank | 7701 | 8.2 | Residential | Behind the Meter | Yes | Sunrun Installation Services, Inc. | JCP&L |  | Accepted | 2025-02-12 | 2025-02-28 | 2026-02-28 | Inverters | SolarEdge Technologies | SE5700H-USMN | 5760 |  | 1 |  |  | 0.99 |  | Outdoor
NJADRE1559174557 | Administratively Determined Incentive Program | Red Bank | 7701 | 8.2 | Residential | Behind the Meter | Yes | Sunrun Installation Services, Inc. | JCP&L |  | Accepted | 2025-02-12 | 2025-02-28 | 2026-02-28 | Solar Panels | Hanwha Q Cells | Q.PEAK DUO BLK ML-G10+ 410 |  | 0.41 | 11 | 266 | 34 |  | Fixed | Roof
NJADRE1559174557 | Administratively Determined Incentive Program | Red Bank | 7701 | 8.2 | Residential | Behind the Meter | Yes | Sunrun Installation Services, Inc. | JCP&L |  | Accepted | 2025-02-12 | 2025-02-28 | 2026-02-28 | Solar Panels | Hanwha Q Cells | Q.PEAK DUO BLK ML-G10+ 410 |  | 0.41 | 9 | 84 | 33 |  | Fixed | Roof
NJADRE1559174630 | Administratively Determined Incentive Program | Mystic Islands | 8087 | 11.21 | Residential | Behind the Meter | Yes | SunPurity, LLC | AC Electric |  | Accepted | 2025-02-17 | 2025-03-05 | 2026-03-05 | Solar Panels | Hanwha Q.Cells | Q.PEAK DUO BLK ML-G10+ 415W |  | 0.415 | 7 | 154 | 20 |  | Fixed | Roof
NJADRE1559174630 | Administratively Determined Incentive Program | Mystic Islands | 8087 | 11.21 | Residential | Behind the Meter | Yes | SunPurity, LLC | AC Electric |  | Accepted | 2025-02-17 | 2025-03-05 | 2026-03-05 | Solar Panels | Hanwha Q.Cells | Q.PEAK DUO BLK ML-G10+ 415W |  | 0.415 | 3 | 154 | 20 |  | Fixed | Roof
NJADRE1559174630 | Administratively Determined Incentive Program | Mystic Islands | 8087 | 11.21 | Residential | Behind the Meter | Yes | SunPurity, LLC | AC Electric |  | Accepted | 2025-02-17 | 2025-03-05 | 2026-03-05 | Solar Panels | Hanwha Q.Cells | Q.PEAK DUO BLK ML-G10+ 415W |  | 0.415 | 5 | 154 | 20 |  | Fixed | Roof
NJADRE1559174630 | Administratively Determined Incentive Program | Mystic Islands | 8087 | 11.21 | Residential | Behind the Meter | Yes | SunPurity, LLC | AC Electric |  | Accepted | 2025-02-17 | 2025-03-05 | 2026-03-05 | Inverters | Solaredge | SE10000H-US | 10000 |  | 1 |  |  | 0.99 |  | Outdoor
NJADRE1559174630 | Administratively Determined Incentive Program | Mystic Islands | 8087 | 11.21 | Residential | Behind the Meter | Yes | SunPurity, LLC | AC Electric |  | Accepted | 2025-02-17 | 2025-03-05 | 2026-03-05 | Solar Panels | Hanwha Q.Cells | Q.PEAK DUO BLK ML-G10+ 415W |  | 0.415 | 12 | 334 | 20 |  | Fixed | Roof
NJADRE1559174755 | Administratively Determined Incentive Program | Blackwood | 8012 | 31.98 | Non Profit | Behind the Meter | Yes | Fusion Solar Energy, LLC | PSE&G |  | Accepted | 2025-02-13 | 2025-03-04 | 2026-03-04 | Inverters | SOLAREDGE | SE43.2KUS | 43200 |  | 78 |  |  | 0.97 |  | Outside | Roof
NJADRE1559174755 | Administratively Determined Incentive Program | Blackwood | 8012 | 31.98 | Non Profit | Behind the Meter | Yes | Fusion Solar Energy, LLC | PSE&G |  | Accepted | 2025-02-13 | 2025-03-04 | 2026-03-04 | Solar Panels | NAVITAS SOLAR | NSM410-108 |  | 0.41 | 78 | 255.23 | 27 |  | Fixed | Roof
NJADRE1559174776 | Administratively Determined Incentive Program | Jersey City | 7305 | 5.33 | Residential | Behind the Meter | Yes | Freedom Forever New Jersey, LLC | PSE&G |  | Accepted | 2025-02-12 | 2025-03-03 | 2026-03-03 | Solar Panels | Hanwha | Q.PEAK DUO BLK ML-G10+ 410 |  | 0.41 | 13 | 222 | 10 |  | Fixed | Roof
NJADRE1559174776 | Administratively Determined Incentive Program | Jersey City | 7305 | 5.33 | Residential | Behind the Meter | Yes | Freedom Forever New Jersey, LLC | PSE&G |  | Accepted | 2025-02-12 | 2025-03-03 | 2026-03-03 | Inverters | Solar Edge | USE3800H-USMNBL75 | 3800 |  | 1 |  |  | 0.99 |  | Outside
NJADRE1559176140 | Administratively Determined Incentive Program | FAIR LAWN | 7410 | 9.02 | Residential | Behind the Meter | Yes | Sunrun Installation Services, Inc. | PSE&G |  | Accepted | 2025-02-13 | 2025-03-03 | 2026-03-03 | Solar Panels | Hanwha Q-Cells | Q.PEAK DUO BLK ML-G10+ 410 |  | 0.41 | 14 | 12 | 37 |  | Fixed | Roof
NJADRE1559176140 | Administratively Determined Incentive Program | FAIR LAWN | 7410 | 9.02 | Residential | Behind the Meter | Yes | Sunrun Installation Services, Inc. | PSE&G |  | Accepted | 2025-02-13 | 2025-03-03 | 2026-03-03 | Inverters | SOLAREDGE TECHNOLOGIES | SE7600H-USMN | 7600 |  | 1 |  |  | 0.99 |  | Outside
NJADRE1559176140 | Administratively Determined Incentive Program | FAIR LAWN | 7410 | 9.02 | Residential | Behind the Meter | Yes | Sunrun Installation Services, Inc. | PSE&G |  | Accepted | 2025-02-13 | 2025-03-03 | 2026-03-03 | Solar Panels | Hanwha Q-Cells | Q.PEAK DUO BLK ML-G10+ 410 |  | 0.41 | 8 | 192 | 37 |  | Fixed | Roof
NJADRE1559176155 | Administratively Determined Incentive Program | Somers Point | 8244 | 15.77 | Residential | Behind the Meter | Yes | SunnyMac, LLC | AC Electric |  | Accepted | 2025-02-13 | 2025-03-03 | 2026-03-03 | Solar Panels | HANWHA | Q.PEAK DUO BLK ML-G10+ 415W |  | 0.415 | 14 | 298 | 24 |  | Fixed | Roof
NJADRE1559176155 | Administratively Determined Incentive Program | Somers Point | 8244 | 15.77 | Residential | Behind the Meter | Yes | SunnyMac, LLC | AC Electric |  | Accepted | 2025-02-13 | 2025-03-03 | 2026-03-03 | Solar Panels | HANWHA | Q.PEAK DUO BLK ML-G10+ 415W |  | 0.415 | 24 | 118 | 24 |  | Fixed | Roof
NJADRE1559176155 | Administratively Determined Incentive Program | Somers Point | 8244 | 15.77 | Residential | Behind the Meter | Yes | SunnyMac, LLC | AC Electric |  | Accepted | 2025-02-13 | 2025-03-03 | 2026-03-03 | Inverters | SOLAREDGE HOME HUB | SE11400H-US | 11400 |  | 1 |  |  | 0.99 |  | Outdoor | next to meter
NJADRE1559176155 | Administratively Determined Incentive Program | Somers Point | 8244 | 15.77 | Residential | Behind the Meter | Yes | SunnyMac, LLC | AC Electric |  | Accepted | 2025-02-13 | 2025-03-03 | 2026-03-03 | Meters | SOLAREDGE HOME HUB | SE-RGMTR-1D-240C-B |  |  | 1 |  |  |  | Yes | Outdoor
NJADRE1559176159 | Administratively Determined Incentive Program | NORTH PLAINFIELD | 7060 | 12.3 | Residential | Behind the Meter | Yes | Sunrun Installation Services, Inc. | PSE&G |  | Accepted | 2025-02-13 | 2025-03-03 | 2026-03-03 | Electric Storage Battery | Tesla | Powerwall 3 1707000-xx-y |  |  | 1 |  |  |  | Lithium Ion |  | OUTSIDE
NJADRE1559176159 | Administratively Determined Incentive Program | NORTH PLAINFIELD | 7060 | 12.3 | Residential | Behind the Meter | Yes | Sunrun Installation Services, Inc. | PSE&G |  | Accepted | 2025-02-13 | 2025-03-03 | 2026-03-03 | Inverters | Tesla | Powerwall 3 1707000-xx-y | 11500 |  | 1 |  |  | 0.97 |  | Outdoor
NJADRE1559176159 | Administratively Determined Incentive Program | NORTH PLAINFIELD | 7060 | 12.3 | Residential | Behind the Meter | Yes | Sunrun Installation Services, Inc. | PSE&G |  | Accepted | 2025-02-13 | 2025-03-03 | 2026-03-03 | Solar Panels | Hanwha Q Cells | Q.PEAK DUO BLK ML-G10+ 410 |  | 0.41 | 9 | 222 | 28 |  | Fixed | Roof
NJADRE1559176159 | Administratively Determined Incentive Program | NORTH PLAINFIELD | 7060 | 12.3 | Residential | Behind the Meter | Yes | Sunrun Installation Services, Inc. | PSE&G |  | Accepted | 2025-02-13 | 2025-03-03 | 2026-03-03 | Solar Panels | Hanwha Q Cells | Q.PEAK DUO BLK ML-G10+ 410 |  | 0.41 | 10 | 132 | 31 |  | Fixed | Roof
NJADRE1559176159 | Administratively Determined Incentive Program | NORTH PLAINFIELD | 7060 | 12.3 | Residential | Behind the Meter | Yes | Sunrun Installation Services, Inc. | PSE&G |  | Accepted | 2025-02-13 | 2025-03-03 | 2026-03-03 | Solar Panels | Hanwha Q Cells | Q.PEAK DUO BLK ML-G10+ 410 |  | 0.41 | 5 | 222 | 21 |  | Fixed | Roof
NJADRE1559176159 | Administratively Determined Incentive Program | NORTH PLAINFIELD | 7060 | 12.3 | Residential | Behind the Meter | Yes | Sunrun Installation Services, Inc. | PSE&G |  | Accepted | 2025-02-13 | 2025-03-03 | 2026-03-03 | Solar Panels | Hanwha Q Cells | Q.PEAK DUO BLK ML-G10+ 410 |  | 0.41 | 6 | 42 | 21 |  | Fixed | Roof
NJADRE1559176163 | Administratively Determined Incentive Program | Old Bridge | 8857 | 4.1 | Residential | Behind the Meter | Yes | Trinity Solar, LLC | JCP&L |  | Accepted | 2025-02-13 | 2025-03-03 | 2026-03-03 | Inverters | Tesla (PV Only) | 1538000-45-X | 3800 |  | 1 |  |  | 0.986 |  | Outside
NJADRE1559176163 | Administratively Determined Incentive Program | Old Bridge | 8857 | 4.1 | Residential | Behind the Meter | Yes | Trinity Solar, LLC | JCP&L |  | Accepted | 2025-02-13 | 2025-03-03 | 2026-03-03 | Solar Panels | HANWHA | Q.PEAK DUO BLK ML-G10+ 410 |  | 0.41 | 6 | 174 | 57 |  | Fixed | Roof
NJADRE1559176163 | Administratively Determined Incentive Program | Old Bridge | 8857 | 4.1 | Residential | Behind the Meter | Yes | Trinity Solar, LLC | JCP&L |  | Accepted | 2025-02-13 | 2025-03-03 | 2026-03-03 | Solar Panels | HANWHA | Q.PEAK DUO BLK ML-G10+ 410 |  | 0.41 | 4 | 354 | 10 |  | Fixed | Roof
NJADRE1559176179 | Administratively Determined Incentive Program | Elizabeth | 7208 | 5.74 | Residential | Behind the Meter | Yes | Sunrun Installation Services, Inc. | PSE&G |  | Accepted | 2025-02-13 | 2025-03-03 | 2026-03-03 | Inverters | SolarEdge Technologies | SE7600H-USMN | 7600 |  | 1 |  |  | 0.99 |  | Outdoor | Next to meter
NJADRE1559176179 | Administratively Determined Incentive Program | Elizabeth | 7208 | 5.74 | Residential | Behind the Meter | Yes | Sunrun Installation Services, Inc. | PSE&G |  | Accepted | 2025-02-13 | 2025-03-03 | 2026-03-03 | Solar Panels | Hanwha Q-Cells | Q.PEAK DUO BLK ML-G10+ 410 |  | 0.41 | 14 | 161 | 28 |  | Fixed | Roof
NJADRE1559176247 | Administratively Determined Incentive Program | Galloway | 8205 | 7.23 | Residential | Behind the Meter | No | Velocity Energy & Home Solutions, Inc. | AC Electric |  | Accepted | 2025-02-13 | 2025-03-03 | 2026-03-03 | Solar Panels | Trina Solar, Inc. | TSM-425NE09RC.05 |  | 0.425 | 4 | 42 | 35 |  | Fixed | Roof
NJADRE1559176247 | Administratively Determined Incentive Program | Galloway | 8205 | 7.23 | Residential | Behind the Meter | No | Velocity Energy & Home Solutions, Inc. | AC Electric |  | Accepted | 2025-02-13 | 2025-03-03 | 2026-03-03 | Meters | Enphase Energy Inc | X-IQ-AM1-240-5 |  |  | 1 |  |  |  | Yes | Outdoor
NJADRE1559176247 | Administratively Determined Incentive Program | Galloway | 8205 | 7.23 | Residential | Behind the Meter | No | Velocity Energy & Home Solutions, Inc. | AC Electric |  | Accepted | 2025-02-13 | 2025-03-03 | 2026-03-03 | Solar Panels | Trina Solar, Inc. | TSM-425NE09RC.05 |  | 0.425 | 6 | 222 | 45 |  | Fixed | Roof
NJADRE1559176247 | Administratively Determined Incentive Program | Galloway | 8205 | 7.23 | Residential | Behind the Meter | No | Velocity Energy & Home Solutions, Inc. | AC Electric |  | Accepted | 2025-02-13 | 2025-03-03 | 2026-03-03 | Solar Panels | Trina Solar, Inc. | TSM-425NE09RC.05 |  | 0.425 | 5 | 222 | 35 |  | Fixed | Roof
NJADRE1559176247 | Administratively Determined Incentive Program | Galloway | 8205 | 7.23 | Residential | Behind the Meter | No | Velocity Energy & Home Solutions, Inc. | AC Electric |  | Accepted | 2025-02-13 | 2025-03-03 | 2026-03-03 | Solar Panels | Trina Solar, Inc. | TSM-425NE09RC.05 |  | 0.425 | 2 | 45 | 28 |  | Fixed | Roof
NJADRE1559176247 | Administratively Determined Incentive Program | Galloway | 8205 | 7.23 | Residential | Behind the Meter | No | Velocity Energy & Home Solutions, Inc. | AC Electric |  | Accepted | 2025-02-13 | 2025-03-03 | 2026-03-03 | Inverters | Enphase Energy Inc | IQ8HC-72-M-DOM-US | 290 |  | 17 |  |  | 0.99 |  | Outdoor
NJADRE1559176265 | Administratively Determined Incentive Program | Lincoln Park | 7035 | 9.02 | Residential | Behind the Meter | Yes | Pro Custom Solar dba Momentum Solar | JCP&L |  | Accepted | 2025-02-13 | 2025-03-03 | 2026-03-03 | Solar Panels | HANWHA | Q.PEAK DUO BLK ML-G10+ 410 |  | 0.41 | 8 | 353 | 22 |  | Fixed | Roof
NJADRE1559176265 | Administratively Determined Incentive Program | Lincoln Park | 7035 | 9.02 | Residential | Behind the Meter | Yes | Pro Custom Solar dba Momentum Solar | JCP&L |  | Accepted | 2025-02-13 | 2025-03-03 | 2026-03-03 | Solar Panels | HANWHA | Q.PEAK DUO BLK ML-G10+ 410 |  | 0.41 | 14 | 173 | 22 |  | Fixed | Roof
NJADRE1559176265 | Administratively Determined Incentive Program | Lincoln Park | 7035 | 9.02 | Residential | Behind the Meter | Yes | Pro Custom Solar dba Momentum Solar | JCP&L |  | Accepted | 2025-02-13 | 2025-03-03 | 2026-03-03 | Inverters | Enphase | IQ8HC-72-M-DOM-US | 380 |  | 22 |  |  | 0.97 |  | Outdoor
NJADRE1559176347 | Administratively Determined Incentive Program | East Windsor | 8520 | 6.15 | Residential | Behind the Meter | Yes | Pro Custom Solar dba Momentum Solar | JCP&L |  | Accepted | 2025-02-13 | 2025-03-03 | 2026-03-03 | Inverters | Enphase | IQ8HC-72-M-DOM-US | 380 |  | 15 |  |  | 0.97 |  | Outdoor
NJADRE1559176347 | Administratively Determined Incentive Program | East Windsor | 8520 | 6.15 | Residential | Behind the Meter | Yes | Pro Custom Solar dba Momentum Solar | JCP&L |  | Accepted | 2025-02-13 | 2025-03-03 | 2026-03-03 | Solar Panels | HANWHA | Q.PEAK DUO BLK ML-G10+ 410 |  | 0.41 | 11 | 187 | 22 |  | Fixed | Roof
NJADRE1559176347 | Administratively Determined Incentive Program | East Windsor | 8520 | 6.15 | Residential | Behind the Meter | Yes | Pro Custom Solar dba Momentum Solar | JCP&L |  | Accepted | 2025-02-13 | 2025-03-03 | 2026-03-03 | Solar Panels | HANWHA | Q.PEAK DUO BLK ML-G10+ 410 |  | 0.41 | 4 | 7 | 22 |  | Fixed | Roof
NJADRE1559176412 | Administratively Determined Incentive Program | PEDRICKTOWN | 8067 | 12.75 | Residential | Behind the Meter | Yes | Sun Up Zero Down, LLC | AC Electric |  | Accepted | 2025-02-20 | 2025-03-10 | 2026-03-10 | Inverters | Enphase | IQ8PLUS-72-2-US | 290 |  | 30 |  |  | 0.976 |  | Outdoor
NJADRE1559176412 | Administratively Determined Incentive Program | PEDRICKTOWN | 8067 | 12.75 | Residential | Behind the Meter | Yes | Sun Up Zero Down, LLC | AC Electric |  | Accepted | 2025-02-20 | 2025-03-10 | 2026-03-10 | Solar Panels | Trina | TSM-425-NE09RC.05 Vertex S+ |  | 0.425 | 30 | 203 | 20 |  | Fixed | Roof
NJADRE1559176412 | Administratively Determined Incentive Program | PEDRICKTOWN | 8067 | 12.75 | Residential | Behind the Meter | Yes | Sun Up Zero Down, LLC | AC Electric |  | Accepted | 2025-02-20 | 2025-03-10 | 2026-03-10 | Meters | Enphase | TBD |  |  | 1 |  |  |  | Yes | Outdoor
NJADRE1559176834 | Administratively Determined Incentive Program | Turnersville | 8012 | 388.04 | Commercial | Behind the Meter | No | Shell New Energies US, LLC | AC Electric |  | Accepted | 2025-02-25 | 2025-04-02 | 2026-04-02 | Solar Panels | JA Solar | JAM72D30-545/MB |  | 0.545 | 712 | 177 | 10 |  | Fixed | Roof
NJADRE1559176834 | Administratively Determined Incentive Program | Turnersville | 8012 | 388.04 | Commercial | Behind the Meter | No | Shell New Energies US, LLC | AC Electric |  | Accepted | 2025-02-25 | 2025-04-02 | 2026-04-02 | Inverters | SMA | SMA STP 62-US-41 [480V] | 375000 |  | 6 |  |  | 0.98 |  | Outside
NJADRE1559176850 | Administratively Determined Incentive Program | Turnersville | 8012 | 226.72 | Commercial | Behind the Meter | No | Shell New Energies US, LLC | AC Electric |  | Accepted | 2025-02-25 | 2025-04-02 | 2026-04-02 | Solar Panels | SMA | JAM72D30-545/MB |  | 0.545 | 140 | 212 | 10 |  | Fixed | Roof
NJADRE1559176850 | Administratively Determined Incentive Program | Turnersville | 8012 | 226.72 | Commercial | Behind the Meter | No | Shell New Energies US, LLC | AC Electric |  | Accepted | 2025-02-25 | 2025-04-02 | 2026-04-02 | Solar Panels | JA Solar | JAM72D30-545/MB |  | 0.545 | 276 | 122 | 10 |  | Fixed | Roof
NJADRE1559176850 | Administratively Determined Incentive Program | Turnersville | 8012 | 226.72 | Commercial | Behind the Meter | No | Shell New Energies US, LLC | AC Electric |  | Accepted | 2025-02-25 | 2025-04-02 | 2026-04-02 | Inverters | SMA | SMA STP 50-US-41 [480V] | 150000 |  | 3 |  |  | 0.98 |  | Outside
NJADRE1559176872 | Administratively Determined Incentive Program | TURNERSVILLE | 8012 | 269.23 | Commercial | Behind the Meter | No | Shell New Energies US, LLC | AC Electric |  | Accepted | 2025-02-25 | 2025-04-02 | 2026-04-02 | Solar Panels | JA Solar | JAM72D30-545/MB |  | 0.545 | 494 | 192 | 10 |  | Fixed | Roof
NJADRE1559176872 | Administratively Determined Incentive Program | TURNERSVILLE | 8012 | 269.23 | Commercial | Behind the Meter | No | Shell New Energies US, LLC | AC Electric |  | Accepted | 2025-02-25 | 2025-04-02 | 2026-04-02 | Inverters | SMA | SMA STP 50-US-41 [480V] | 50000 |  | 1 |  |  | 0.98 |  | Outside
NJADRE1559176872 | Administratively Determined Incentive Program | TURNERSVILLE | 8012 | 269.23 | Commercial | Behind the Meter | No | Shell New Energies US, LLC | AC Electric |  | Accepted | 2025-02-25 | 2025-04-02 | 2026-04-02 | Inverters | SMA | SMA STP 62-US-41 [480V] | 62500 |  | 2 |  |  | 0.98 |  | Outside
NJADRE1559176891 | Administratively Determined Incentive Program | Turnersville | 8012 | 233.81 | Commercial | Behind the Meter | No | Shell New Energies US, LLC | AC Electric |  | Accepted | 2025-02-25 | 2025-04-02 | 2026-04-02 | Solar Panels | JA Solar | JAM72D30-545/MB |  | 0.545 | 429 | 192 | 10 |  | Fixed | Roof
NJADRE1559176891 | Administratively Determined Incentive Program | Turnersville | 8012 | 233.81 | Commercial | Behind the Meter | No | Shell New Energies US, LLC | AC Electric |  | Accepted | 2025-02-25 | 2025-04-02 | 2026-04-02 | Inverters | SMA | SMA STP 50-US-41 [480V] | 150000 |  | 3 |  |  | 0.98 |  | Outside
NJADRE1559177304 | Administratively Determined Incentive Program | Manalapan | 7726 | 9.02 | Residential | Behind the Meter | Yes | Trinity Solar, LLC | JCP&L |  | Accepted | 2025-02-13 | 2025-03-03 | 2026-03-03 | Inverters | Tesla | Powerwall 3 (1707000-XX-Y) | 11500 |  | 2 |  |  | 0.97 |  | Outdoor
NJADRE1559177304 | Administratively Determined Incentive Program | Manalapan | 7726 | 9.02 | Residential | Behind the Meter | Yes | Trinity Solar, LLC | JCP&L |  | Accepted | 2025-02-13 | 2025-03-03 | 2026-03-03 | Electric Storage Battery | Tesla | Powerwall 3 (1707000-XX-Y) |  |  | 2 |  |  |  | Lithium Ion |  | outside
NJADRE1559177304 | Administratively Determined Incentive Program | Manalapan | 7726 | 9.02 | Residential | Behind the Meter | Yes | Trinity Solar, LLC | JCP&L |  | Accepted | 2025-02-13 | 2025-03-03 | 2026-03-03 | Solar Panels | HANWHA | (Q.PEAK DUO BLK ML-G10+ 410) |  | 0.41 | 13 | 178 | 21 |  | Fixed | Roof
NJADRE1559177304 | Administratively Determined Incentive Program | Manalapan | 7726 | 9.02 | Residential | Behind the Meter | Yes | Trinity Solar, LLC | JCP&L |  | Accepted | 2025-02-13 | 2025-03-03 | 2026-03-03 | Solar Panels | HANWHA | (Q.PEAK DUO BLK ML-G10+ 410) |  | 0.41 | 2 | 178 | 14 |  | Fixed | Roof
NJADRE1559177304 | Administratively Determined Incentive Program | Manalapan | 7726 | 9.02 | Residential | Behind the Meter | Yes | Trinity Solar, LLC | JCP&L |  | Accepted | 2025-02-13 | 2025-03-03 | 2026-03-03 | Solar Panels | HANWHA | (Q.PEAK DUO BLK ML-G10+ 410) |  | 0.41 | 3 | 178 | 21 |  | Fixed | Roof
NJADRE1559177304 | Administratively Determined Incentive Program | Manalapan | 7726 | 9.02 | Residential | Behind the Meter | Yes | Trinity Solar, LLC | JCP&L |  | Accepted | 2025-02-13 | 2025-03-03 | 2026-03-03 | Solar Panels | HANWHA | (Q.PEAK DUO BLK ML-G10+ 410) |  | 0.41 | 4 | 178 | 18 |  | Fixed | Roof
NJADRE1559177600 | Administratively Determined Incentive Program | Turnersville | 8012 | 219.09 | Commercial | Behind the Meter | No | Shell New Energies US, LLC | AC Electric |  | Accepted | 2025-02-25 | 2025-04-02 | 2026-04-02 | Solar Panels | JA Solar | JAM72D30-545/MB |  | 0.545 | 402 | 157 | 9 |  | Fixed | Roof
NJADRE1559177600 | Administratively Determined Incentive Program | Turnersville | 8012 | 219.09 | Commercial | Behind the Meter | No | Shell New Energies US, LLC | AC Electric |  | Accepted | 2025-02-25 | 2025-04-02 | 2026-04-02 | Inverters | SMA | SMA STP 50-US-41 [480V] | 50000 |  | 3 |  |  | 0.98 |  | Outside
NJADRE1559177694 | Administratively Determined Incentive Program | Turnersville | 8012 | 204.92 | Commercial | Behind the Meter | No | Shell New Energies US, LLC | AC Electric |  | Accepted | 2025-02-25 | 2025-04-02 | 2026-04-02 | Inverters | SMA | SMA STP 50-US-41 [480V] | 50000 |  | 3 |  |  | 0.98 |  | Outside
NJADRE1559177694 | Administratively Determined Incentive Program | Turnersville | 8012 | 204.92 | Commercial | Behind the Meter | No | Shell New Energies US, LLC | AC Electric |  | Accepted | 2025-02-25 | 2025-04-02 | 2026-04-02 | Solar Panels | JA Solar | JAM72D30-545/MB |  | 0.545 | 376 | 217 | 10 |  | Fixed | Roof
NJADRE1559177761 | Administratively Determined Incentive Program | Hammonton | 8037 | 7.65 | Residential | Behind the Meter | Yes | Velocity Energy & Home Solutions, Inc. | AC Electric |  | Accepted | 2025-02-13 | 2025-03-06 | 2026-03-06 | Inverters | enphase | iq8+ | 290 |  | 18 |  |  | 0.99 |  | Outside | behind panels
NJADRE1559177761 | Administratively Determined Incentive Program | Hammonton | 8037 | 7.65 | Residential | Behind the Meter | Yes | Velocity Energy & Home Solutions, Inc. | AC Electric |  | Accepted | 2025-02-13 | 2025-03-06 | 2026-03-06 | Solar Panels | TRINA | 425w |  | 0.425 | 18 | 146 | 40 |  | Fixed | Roof
NJADRE1559177831 | Administratively Determined Incentive Program | Galloway | 8205 | 9.96 | Residential | Behind the Meter | Yes | SunPurity, LLC | AC Electric |  | Accepted | 2025-02-13 | 2025-03-04 | 2026-03-04 | Solar Panels | Hanwha Q.Cells | Q.PEAK DUO BLK ML-G10+ 415 |  | 0.415 | 24 | 191 | 35 |  | Fixed | Roof
NJADRE1559177831 | Administratively Determined Incentive Program | Galloway | 8205 | 9.96 | Residential | Behind the Meter | Yes | SunPurity, LLC | AC Electric |  | Accepted | 2025-02-13 | 2025-03-04 | 2026-03-04 | Inverters | Solaredge | SE7600H-US | 7600 |  | 1 |  |  | 0.99 |  | Outdoor
NJADRE1559177949 | Administratively Determined Incentive Program | Newark | 7106 | 8.61 | Residential | Behind the Meter | Yes | Trinity Solar, LLC | PSE&G |  | Accepted | 2025-02-13 | 2025-03-04 | 2026-03-04 | Inverters | Tesla | TESLA 7.6kW (PV ONLY) | 7600 |  | 1 |  |  | 0.97 |  | Outdoor
NJADRE1559177949 | Administratively Determined Incentive Program | Newark | 7106 | 8.61 | Residential | Behind the Meter | Yes | Trinity Solar, LLC | PSE&G |  | Accepted | 2025-02-13 | 2025-03-04 | 2026-03-04 | Solar Panels | Hanwha | HANWHA 410 (Q.PEAK DUO BLK ML-G10+ 410) |  | 0.41 | 9 | 204 | 18 |  | Fixed | Roof
NJADRE1559177949 | Administratively Determined Incentive Program | Newark | 7106 | 8.61 | Residential | Behind the Meter | Yes | Trinity Solar, LLC | PSE&G |  | Accepted | 2025-02-13 | 2025-03-04 | 2026-03-04 | Solar Panels | Hanwha | HANWHA 410 (Q.PEAK DUO BLK ML-G10+ 410) |  | 0.41 | 12 | 24 | 16 |  | Fixed | Roof
NJADRE1559177991 | Administratively Determined Incentive Program | NEWARK CITY | 7107 | 6.88 | Residential | Behind the Meter | Yes | PosiGen Developer, LLC | PSE&G |  | Accepted | 2025-02-13 | 2025-03-05 | 2026-03-05 | Solar Panels | Silfab Solar | SIL-430QD |  | 0.43 | 3 | 201 | 29 |  | Fixed | Roof
NJADRE1559177991 | Administratively Determined Incentive Program | NEWARK CITY | 7107 | 6.88 | Residential | Behind the Meter | Yes | PosiGen Developer, LLC | PSE&G |  | Accepted | 2025-02-13 | 2025-03-05 | 2026-03-05 | Inverters | SolarEdge | SE5700H-US | 5760 |  | 1 |  |  | 0.99 |  | Outside | Within ten feet of meter
NJADRE1559177991 | Administratively Determined Incentive Program | NEWARK CITY | 7107 | 6.88 | Residential | Behind the Meter | Yes | PosiGen Developer, LLC | PSE&G |  | Accepted | 2025-02-13 | 2025-03-05 | 2026-03-05 | Solar Panels | Silfab Solar | SIL-430QD |  | 0.43 | 13 | 291 | 43 |  | Fixed | Roof
NJADRE1559178984 | Administratively Determined Incentive Program | Morganville | 7751 | 206.55 | Non Profit | Behind the Meter | No | Ampericon | JCP&L |  | Accepted | 2025-02-13 | 2025-03-13 | 2026-03-13 | Solar Panels | Phonos Solar | PS450M4 |  | 0.45 | 459 | 250 | 10 |  | Fixed | Parking Lot
NJADRE1559178984 | Administratively Determined Incentive Program | Morganville | 7751 | 206.55 | Non Profit | Behind the Meter | No | Ampericon | JCP&L |  | Accepted | 2025-02-13 | 2025-03-13 | 2026-03-13 | Inverters | SolarEdge | SE50KUS | 50000 |  | 3 |  |  | 0.965 |  | Outdoor
NJADRE1559178984 | Administratively Determined Incentive Program | Morganville | 7751 | 206.55 | Non Profit | Behind the Meter | No | Ampericon | JCP&L |  | Accepted | 2025-02-13 | 2025-03-13 | 2026-03-13 | Meters | SolarEdge | SE-RGMTR | CT - Up to 1200 A |  | 1 |  |  |  | Yes | Outdoor
NJADRE1559180049 | Administratively Determined Incentive Program | South Plainfield | 7080 | 20.34 | Residential | Behind the Meter | Yes | Venture Home Solar, LLC | PSE&G |  | Accepted | 2025-02-14 | 2025-03-10 | 2026-03-10 | Solar Panels | Hanwha | Q.PEAK DUO BLK ML-G10+ 415W |  | 0.415 | 32 | 149 | 23 |  | Fixed | Roof
NJADRE1559180049 | Administratively Determined Incentive Program | South Plainfield | 7080 | 20.34 | Residential | Behind the Meter | Yes | Venture Home Solar, LLC | PSE&G |  | Accepted | 2025-02-14 | 2025-03-10 | 2026-03-10 | Solar Panels | Hanwha | Q.PEAK DUO BLK ML-G10+ 415W |  | 0.415 | 5 | 149 | 25 |  | Fixed | Roof
NJADRE1559180049 | Administratively Determined Incentive Program | South Plainfield | 7080 | 20.34 | Residential | Behind the Meter | Yes | Venture Home Solar, LLC | PSE&G |  | Accepted | 2025-02-14 | 2025-03-10 | 2026-03-10 | Solar Panels | Hanwha | Q.PEAK DUO BLK ML-G10+ 415W |  | 0.415 | 6 | 239 | 22 |  | Fixed | Roof
NJADRE1559180049 | Administratively Determined Incentive Program | South Plainfield | 7080 | 20.34 | Residential | Behind the Meter | Yes | Venture Home Solar, LLC | PSE&G |  | Accepted | 2025-02-14 | 2025-03-10 | 2026-03-10 | Solar Panels | Hanwha | Q.PEAK DUO BLK ML-G10+ 415W |  | 0.415 | 6 | 239 | 25 |  | Fixed | Roof
NJADRE1559180049 | Administratively Determined Incentive Program | South Plainfield | 7080 | 20.34 | Residential | Behind the Meter | Yes | Venture Home Solar, LLC | PSE&G |  | Accepted | 2025-02-14 | 2025-03-10 | 2026-03-10 | Inverters | Tesla Solar | 1538000-xx-y | 330 |  | 3 |  |  | 0.9697 |  | Outside
NJADRE1559180055 | Administratively Determined Incentive Program | Egg Harbor Township | 8234 | 9.35 | Residential | Behind the Meter | Yes | Sun Up Zero Down, LLC | AC Electric |  | Accepted | 2025-02-14 | 2025-03-04 | 2026-03-04 | Inverters | Enphase | IQ8PLUS-72-2-US | 290 |  | 22 |  |  | 0.976 |  | Outdoor
NJADRE1559180055 | Administratively Determined Incentive Program | Egg Harbor Township | 8234 | 9.35 | Residential | Behind the Meter | Yes | Sun Up Zero Down, LLC | AC Electric |  | Accepted | 2025-02-14 | 2025-03-04 | 2026-03-04 | Meters | Enphase | TBD |  |  | 1 |  |  |  | Yes | Outdoor
NJADRE1559180055 | Administratively Determined Incentive Program | Egg Harbor Township | 8234 | 9.35 | Residential | Behind the Meter | Yes | Sun Up Zero Down, LLC | AC Electric |  | Accepted | 2025-02-14 | 2025-03-04 | 2026-03-04 | Solar Panels | Trina | TSM-425-NE09RC.05 |  | 0.425 | 22 | 182 | 45 |  | Fixed | Roof
NJADRE1559180074 | Administratively Determined Incentive Program | MORRIS PLAINS | 7950 | 31.16 | Residential | Behind the Meter | Yes | Sunrun Installation Services, Inc. | JCP&L |  | Accepted | 2025-02-20 | 2025-03-12 | 2026-03-12 | Solar Panels | HANWHA Q-CELLS | Q.PEAK DUO BLK ML-G10+ 410 |  | 0.41 | 5 | 247 | 25 |  | Fixed | Roof
NJADRE1559180074 | Administratively Determined Incentive Program | MORRIS PLAINS | 7950 | 31.16 | Residential | Behind the Meter | Yes | Sunrun Installation Services, Inc. | JCP&L |  | Accepted | 2025-02-20 | 2025-03-12 | 2026-03-12 | Solar Panels | HANWHA Q-CELLS | Q.PEAK DUO BLK ML-G10+ 410 |  | 0.41 | 13 | 338 | 26 |  | Fixed | Roof
NJADRE1559180074 | Administratively Determined Incentive Program | MORRIS PLAINS | 7950 | 31.16 | Residential | Behind the Meter | Yes | Sunrun Installation Services, Inc. | JCP&L |  | Accepted | 2025-02-20 | 2025-03-12 | 2026-03-12 | Solar Panels | HANWHA Q-CELLS | Q.PEAK DUO BLK ML-G10+ 410 |  | 0.41 | 25 | 158 | 26 |  | Fixed | Roof
NJADRE1559180074 | Administratively Determined Incentive Program | MORRIS PLAINS | 7950 | 31.16 | Residential | Behind the Meter | Yes | Sunrun Installation Services, Inc. | JCP&L |  | Accepted | 2025-02-20 | 2025-03-12 | 2026-03-12 | Inverters | SOLAREDGE TECHNOLOGIES | SE10000H-USMN | 10000 |  | 3 |  |  | 0.99 |  | Outdoor
NJADRE1559180074 | Administratively Determined Incentive Program | MORRIS PLAINS | 7950 | 31.16 | Residential | Behind the Meter | Yes | Sunrun Installation Services, Inc. | JCP&L |  | Accepted | 2025-02-20 | 2025-03-12 | 2026-03-12 | Solar Panels | HANWHA Q-CELLS | Q.PEAK DUO BLK ML-G10+ 410 |  | 0.41 | 5 | 68 | 28 |  | Fixed | Roof
NJADRE1559180074 | Administratively Determined Incentive Program | MORRIS PLAINS | 7950 | 31.16 | Residential | Behind the Meter | Yes | Sunrun Installation Services, Inc. | JCP&L |  | Accepted | 2025-02-20 | 2025-03-12 | 2026-03-12 | Solar Panels | HANWHA Q-CELLS | Q.PEAK DUO BLK ML-G10+ 410 |  | 0.41 | 20 | 248 | 25 |  | Fixed | Roof
NJADRE1559180074 | Administratively Determined Incentive Program | MORRIS PLAINS | 7950 | 31.16 | Residential | Behind the Meter | Yes | Sunrun Installation Services, Inc. | JCP&L |  | Accepted | 2025-02-20 | 2025-03-12 | 2026-03-12 | Solar Panels | HANWHA Q-CELLS | Q.PEAK DUO BLK ML-G10+ 410 |  | 0.41 | 8 | 68 | 27 |  | Fixed | Roof
NJADRE1559180075 | Administratively Determined Incentive Program | PATERSON | 7514 | 8.2 | Residential | Behind the Meter | Yes | Sunrun Installation Services, Inc. | PSE&G |  | Accepted | 2025-02-14 | 2025-03-06 | 2026-03-06 | Inverters | Solaredge Technologies | SE5700H-USMN | 5760 |  | 1 |  |  | 0.99 |  | Outdoor
NJADRE1559180075 | Administratively Determined Incentive Program | PATERSON | 7514 | 8.2 | Residential | Behind the Meter | Yes | Sunrun Installation Services, Inc. | PSE&G |  | Accepted | 2025-02-14 | 2025-03-06 | 2026-03-06 | Solar Panels | Q.PEAK DUO BLK ML-G10+ 410 | HANWHA Q-CELLS |  | 0.41 | 20 | 104 | 26 |  | Fixed | Roof
NJADRE1559180111 | Administratively Determined Incentive Program | Mays Landing | 8330 | 14.76 | Residential | Behind the Meter | Yes | Whitman Construction, LLC | AC Electric |  | Accepted | 2025-02-14 | 2025-03-04 | 2026-03-04 | Solar Panels | Trina Solar | TSM-410NE09RC.05 |  | 0.41 | 13 | 289 | 17 |  | Fixed | Roof
NJADRE1559180111 | Administratively Determined Incentive Program | Mays Landing | 8330 | 14.76 | Residential | Behind the Meter | Yes | Whitman Construction, LLC | AC Electric |  | Accepted | 2025-02-14 | 2025-03-04 | 2026-03-04 | Inverters | ENPHASE | IQ8PLUS-72-2-US | 290 |  | 36 |  |  | 0.975 |  | Outdoor
NJADRE1559180111 | Administratively Determined Incentive Program | Mays Landing | 8330 | 14.76 | Residential | Behind the Meter | Yes | Whitman Construction, LLC | AC Electric |  | Accepted | 2025-02-14 | 2025-03-04 | 2026-03-04 | Solar Panels | Trina Solar | TSM-410NE09RC.05 |  | 0.41 | 23 | 109 | 17 |  | Fixed | Roof
NJADRE1559180132 | Administratively Determined Incentive Program | Hammonton | 8037 | 8.6 | Residential | Behind the Meter | Yes | PosiGen Developer, LLC | AC Electric |  | Accepted | 2025-02-14 | 2025-03-10 | 2026-03-10 | Solar Panels | SilFab Solar | SIL-430 QD |  | 0.43 | 6 | 131 | 4 |  | Fixed | Roof
NJADRE1559180132 | Administratively Determined Incentive Program | Hammonton | 8037 | 8.6 | Residential | Behind the Meter | Yes | PosiGen Developer, LLC | AC Electric |  | Accepted | 2025-02-14 | 2025-03-10 | 2026-03-10 | Solar Panels | SilFab Solar | SIL-430 QD |  | 0.43 | 3 | 41 | 37 |  | Fixed | Roof
NJADRE1559180132 | Administratively Determined Incentive Program | Hammonton | 8037 | 8.6 | Residential | Behind the Meter | Yes | PosiGen Developer, LLC | AC Electric |  | Accepted | 2025-02-14 | 2025-03-10 | 2026-03-10 | Solar Panels | SilFab Solar | SIL-430 QD |  | 0.43 | 3 | 131 | 39 |  | Fixed | Roof
NJADRE1559180132 | Administratively Determined Incentive Program | Hammonton | 8037 | 8.6 | Residential | Behind the Meter | Yes | PosiGen Developer, LLC | AC Electric |  | Accepted | 2025-02-14 | 2025-03-10 | 2026-03-10 | Inverters | SolarEdge | SE7600H-US | 7600 |  | 1 |  |  | 0.99 |  | Outside | within ten feet of meter
NJADRE1559180132 | Administratively Determined Incentive Program | Hammonton | 8037 | 8.6 | Residential | Behind the Meter | Yes | PosiGen Developer, LLC | AC Electric |  | Accepted | 2025-02-14 | 2025-03-10 | 2026-03-10 | Solar Panels | SilFab Solar | SIL-430 QD |  | 0.43 | 8 | 131 | 2 |  | Fixed | Roof
NJADRE1559180203 | Administratively Determined Incentive Program | FAIR LAWN | 7410 | 4.3 | Residential | Behind the Meter | Yes | PosiGen Developer, LLC | PSE&G |  | Accepted | 2025-02-14 | 2025-03-04 | 2026-03-04 | Inverters | SolarEdge | SE3800H-US | 3800 |  | 1 |  |  | 0.99 |  | Outside | Within ten feet of meter
NJADRE1559180203 | Administratively Determined Incentive Program | FAIR LAWN | 7410 | 4.3 | Residential | Behind the Meter | Yes | PosiGen Developer, LLC | PSE&G |  | Accepted | 2025-02-14 | 2025-03-04 | 2026-03-04 | Solar Panels | Silfab Solar | SIL-430QD |  | 0.43 | 10 | 72 | 40 |  | Fixed | Roof
NJADRE1559180215 | Administratively Determined Incentive Program | East Orange | 7018 | 9.84 | Residential | Behind the Meter | Yes | Trinity Solar, LLC | PSE&G |  | Accepted | 2025-02-14 | 2025-03-04 | 2026-03-04 | Inverters | Tesla | Tesla Powerwall 3 | 11500 |  | 2 |  |  | 0.97 |  | Outdoor
NJADRE1559180215 | Administratively Determined Incentive Program | East Orange | 7018 | 9.84 | Residential | Behind the Meter | Yes | Trinity Solar, LLC | PSE&G |  | Accepted | 2025-02-14 | 2025-03-04 | 2026-03-04 | Solar Panels | Hanwha | HANWHA 410 (Q.PEAK DUO BLK ML-G10+ 410) |  | 0.41 | 12 | 111 | 32 |  | Fixed | Roof
NJADRE1559180215 | Administratively Determined Incentive Program | East Orange | 7018 | 9.84 | Residential | Behind the Meter | Yes | Trinity Solar, LLC | PSE&G |  | Accepted | 2025-02-14 | 2025-03-04 | 2026-03-04 | Electric Storage Battery | Tesla | Powerwall 3 |  |  | 2 |  |  |  | Lithium Ion |  | indoor
NJADRE1559180215 | Administratively Determined Incentive Program | East Orange | 7018 | 9.84 | Residential | Behind the Meter | Yes | Trinity Solar, LLC | PSE&G |  | Accepted | 2025-02-14 | 2025-03-04 | 2026-03-04 | Solar Panels | Hanwha | HANWHA 410 (Q.PEAK DUO BLK ML-G10+ 410) |  | 0.41 | 9 | 291 | 32 |  | Fixed | Roof
NJADRE1559180215 | Administratively Determined Incentive Program | East Orange | 7018 | 9.84 | Residential | Behind the Meter | Yes | Trinity Solar, LLC | PSE&G |  | Accepted | 2025-02-14 | 2025-03-04 | 2026-03-04 | Solar Panels | Hanwha | HANWHA 410 (Q.PEAK DUO BLK ML-G10+ 410) |  | 0.41 | 3 | 111 | 18 |  | Fixed | Roof
NJADRE1559180255 | Administratively Determined Incentive Program | Pilesgrove | 8098 | 9.02 | Residential | Behind the Meter | Yes | Trinity Solar, LLC | AC Electric |  | Accepted | 2025-02-14 | 2025-03-04 | 2026-03-04 | Inverters | Tesla | TESLA 7.6kW (PV ONLY) | 7600 |  | 1 |  |  | 0.97 |  | Outdoor
NJADRE1559180255 | Administratively Determined Incentive Program | Pilesgrove | 8098 | 9.02 | Residential | Behind the Meter | Yes | Trinity Solar, LLC | AC Electric |  | Accepted | 2025-02-14 | 2025-03-04 | 2026-03-04 | Solar Panels | Hanwha | HANWHA 410 (Q.PEAK DUO BLK ML-G10+ 410) |  | 0.41 | 22 | 212 | 19 |  | Fixed | Roof
NJADRE1559180262 | Administratively Determined Incentive Program | North Brunswick | 8902 | 12.71 | Residential | Behind the Meter | Yes | Pro Custom Solar dba Momentum Solar | PSE&G |  | Accepted | 2025-02-14 | 2025-03-04 | 2026-03-04 | Solar Panels | HANWHA | Q.PEAK DUO BLK ML-G10+ 410 |  | 0.41 | 7 | 301 | 43 |  | Fixed | Roof
NJADRE1559180262 | Administratively Determined Incentive Program | North Brunswick | 8902 | 12.71 | Residential | Behind the Meter | Yes | Pro Custom Solar dba Momentum Solar | PSE&G |  | Accepted | 2025-02-14 | 2025-03-04 | 2026-03-04 | Inverters | Enphase | IQ8HC-72-M-DOM-US | 380 |  | 31 |  |  | 0.97 |  | Outdoor
NJADRE1559180262 | Administratively Determined Incentive Program | North Brunswick | 8902 | 12.71 | Residential | Behind the Meter | Yes | Pro Custom Solar dba Momentum Solar | PSE&G |  | Accepted | 2025-02-14 | 2025-03-04 | 2026-03-04 | Solar Panels | HANWHA | Q.PEAK DUO BLK ML-G10+ 410 |  | 0.41 | 7 | 31 | 39 |  | Fixed | Roof
NJADRE1559180262 | Administratively Determined Incentive Program | North Brunswick | 8902 | 12.71 | Residential | Behind the Meter | Yes | Pro Custom Solar dba Momentum Solar | PSE&G |  | Accepted | 2025-02-14 | 2025-03-04 | 2026-03-04 | Solar Panels | HANWHA | Q.PEAK DUO BLK ML-G10+ 410 |  | 0.41 | 7 | 31 | 38 |  | Fixed | Roof
NJADRE1559180262 | Administratively Determined Incentive Program | North Brunswick | 8902 | 12.71 | Residential | Behind the Meter | Yes | Pro Custom Solar dba Momentum Solar | PSE&G |  | Accepted | 2025-02-14 | 2025-03-04 | 2026-03-04 | Solar Panels | HANWHA | Q.PEAK DUO BLK ML-G10+ 410 |  | 0.41 | 10 | 211 | 42 |  | Fixed | Roof
NJADRE1559180276 | Administratively Determined Incentive Program | MOUNT ARLINGTON | 7856 | 8.8 | Residential | Behind the Meter | Yes | Sunrun Installation Services, Inc. | JCP&L |  | Accepted | 2025-02-14 | 2025-03-04 | 2026-03-04 | Solar Panels | HANWHA Q-CELLS | Q.PEAK DUO BLK ML-G10+/t 400 |  | 0.4 | 8 | 182 | 26 |  | Fixed | Roof
NJADRE1559180276 | Administratively Determined Incentive Program | MOUNT ARLINGTON | 7856 | 8.8 | Residential | Behind the Meter | Yes | Sunrun Installation Services, Inc. | JCP&L |  | Accepted | 2025-02-14 | 2025-03-04 | 2026-03-04 | Inverters | GROWATT NEW ENERGY TECHNOLOGY CO | MIN 6000TL-XH-US | 6000 |  | 1 |  |  | 0.98 |  | Outdoor
NJADRE1559180276 | Administratively Determined Incentive Program | MOUNT ARLINGTON | 7856 | 8.8 | Residential | Behind the Meter | Yes | Sunrun Installation Services, Inc. | JCP&L |  | Accepted | 2025-02-14 | 2025-03-04 | 2026-03-04 | Solar Panels | HANWHA Q-CELLS | Q.PEAK DUO BLK ML-G10+/t 400 |  | 0.4 | 14 | 26 | 3 |  | Fixed | Roof
NJADRE1559180276 | Administratively Determined Incentive Program | MOUNT ARLINGTON | 7856 | 8.8 | Residential | Behind the Meter | Yes | Sunrun Installation Services, Inc. | JCP&L |  | Accepted | 2025-02-14 | 2025-03-04 | 2026-03-04 | Meters | GROWATT NEW ENERGY TECHNOLOGY CO LTD | MIN 6000TL-XH-US |  |  | 1 |  |  |  | Yes | Outdoor
NJADRE1559180312 | Administratively Determined Incentive Program | Asbury Park | 7712 | 2.46 | Residential | Behind the Meter | Yes | Trinity Solar, LLC | JCP&L |  | Accepted | 2025-02-14 | 2025-03-04 | 2026-03-04 | Inverters | Solar Edge | SE3800H-US | 3800 |  | 1 |  |  | 0.97 |  | Outdoor
NJADRE1559180312 | Administratively Determined Incentive Program | Asbury Park | 7712 | 2.46 | Residential | Behind the Meter | Yes | Trinity Solar, LLC | JCP&L |  | Accepted | 2025-02-14 | 2025-03-04 | 2026-03-04 | Solar Panels | Hanwha | HANWHA 410 (Q.PEAK DUO BLK ML-G10+ 410) |  | 0.41 | 6 | 286 | 40 |  | Fixed | Roof
NJADRE1559180675 | Administratively Determined Incentive Program | Franklin Lakes | 7417 | 8.5 | Residential | Behind the Meter | Yes | Big Wave Roofing and Solar, LLC | Orange Rockland Electric |  | Accepted | 2025-02-14 | 2025-03-10 | 2026-03-10 | Solar Panels | Jinko | JKM425N-54HL4-B |  | 0.425 | 20 | 196 | 33 |  | Fixed | Roof
NJADRE1559180675 | Administratively Determined Incentive Program | Franklin Lakes | 7417 | 8.5 | Residential | Behind the Meter | Yes | Big Wave Roofing and Solar, LLC | Orange Rockland Electric |  | Accepted | 2025-02-14 | 2025-03-10 | 2026-03-10 | Inverters | Enphase | IQ8PLUS-72-2-US | 290 |  | 20 |  |  | 0.98 |  | Outside
NJADRE1559180895 | Administratively Determined Incentive Program | Nutley | 7110 | 5.33 | Residential | Behind the Meter | Yes | Trinity Solar, LLC | PSE&G |  | Accepted | 2025-02-14 | 2025-03-04 | 2026-03-04 | Solar Panels | Hanwha | HANWHA 410 (Q.PEAK DUO BLK ML-G10+ 410) |  | 0.41 | 13 | 211 | 29 |  | Fixed | Roof
NJADRE1559180895 | Administratively Determined Incentive Program | Nutley | 7110 | 5.33 | Residential | Behind the Meter | Yes | Trinity Solar, LLC | PSE&G |  | Accepted | 2025-02-14 | 2025-03-04 | 2026-03-04 | Inverters | Solar Edge | USE5700H-USMNBL75 | 576000 |  | 1 |  |  | 0.97 |  | Outdoor
NJADRE1559180958 | Administratively Determined Incentive Program | Newark | 7105 | 635.04 | Government Facility | Behind the Meter | No | Advanced Solar Products, Inc. | PSE&G |  | Accepted | 2025-02-14 | 2025-02-26 | 2026-02-26 | Inverters | CHINT CPS | SCH100KTL-DO/US-480 | 100000 |  | 5 |  |  | 0.985 |  | Outdoor | n/a
NJADRE1559180958 | Administratively Determined Incentive Program | Newark | 7105 | 635.04 | Government Facility | Behind the Meter | No | Advanced Solar Products, Inc. | PSE&G |  | Accepted | 2025-02-14 | 2025-02-26 | 2026-02-26 | Solar Panels | ZNSHINE | ZXM7-SHLDD144-540/M 540W |  | 0.54 | 120 | 114 | 5 |  | Fixed | Pole | n/a
NJADRE1559180958 | Administratively Determined Incentive Program | Newark | 7105 | 635.04 | Government Facility | Behind the Meter | No | Advanced Solar Products, Inc. | PSE&G |  | Accepted | 2025-02-14 | 2025-02-26 | 2026-02-26 | Solar Panels | ZNSHINE | ZXM7-SHLDD144-540/M 540W |  | 0.54 | 48 | 204 | 5 |  | Fixed | Pole | n/a
NJADRE1559180958 | Administratively Determined Incentive Program | Newark | 7105 | 635.04 | Government Facility | Behind the Meter | No | Advanced Solar Products, Inc. | PSE&G |  | Accepted | 2025-02-14 | 2025-02-26 | 2026-02-26 | Solar Panels | ZNSHINE | ZXM7-SHLDD144-540/M 540W |  | 0.54 | 48 | 204 | 5 |  | Fixed | Pole | n/a
NJADRE1559180958 | Administratively Determined Incentive Program | Newark | 7105 | 635.04 | Government Facility | Behind the Meter | No | Advanced Solar Products, Inc. | PSE&G |  | Accepted | 2025-02-14 | 2025-02-26 | 2026-02-26 | Solar Panels | ZNSHINE | ZXM7-SHLDD144-540/M 540W |  | 0.54 | 120 | 114 | 5 |  | Fixed | Pole | n/a
NJADRE1559180958 | Administratively Determined Incentive Program | Newark | 7105 | 635.04 | Government Facility | Behind the Meter | No | Advanced Solar Products, Inc. | PSE&G |  | Accepted | 2025-02-14 | 2025-02-26 | 2026-02-26 | Solar Panels | ZNSHINE | ZXM7-SHLDD144-540/M 540W |  | 0.54 | 48 | 204 | 5 |  | Fixed | Pole | n/a
NJADRE1559180958 | Administratively Determined Incentive Program | Newark | 7105 | 635.04 | Government Facility | Behind the Meter | No | Advanced Solar Products, Inc. | PSE&G |  | Accepted | 2025-02-14 | 2025-02-26 | 2026-02-26 | Solar Panels | ZNSHINE | ZXM7-SHLDD144-540/M 540W |  | 0.54 | 48 | 204 | 5 |  | Fixed | Pole | n/a
NJADRE1559180958 | Administratively Determined Incentive Program | Newark | 7105 | 635.04 | Government Facility | Behind the Meter | No | Advanced Solar Products, Inc. | PSE&G |  | Accepted | 2025-02-14 | 2025-02-26 | 2026-02-26 | Solar Panels | ZNSHINE | ZXM7-SHLDD144-540/M 540W |  | 0.54 | 48 | 204 | 5 |  | Fixed | Pole | n/a
NJADRE1559180958 | Administratively Determined Incentive Program | Newark | 7105 | 635.04 | Government Facility | Behind the Meter | No | Advanced Solar Products, Inc. | PSE&G |  | Accepted | 2025-02-14 | 2025-02-26 | 2026-02-26 | Solar Panels | ZNSHINE | ZXM7-SHLDD144-540/M 540W |  | 0.54 | 120 | 114 | 5 |  | Fixed | Pole | n/a
NJADRE1559180958 | Administratively Determined Incentive Program | Newark | 7105 | 635.04 | Government Facility | Behind the Meter | No | Advanced Solar Products, Inc. | PSE&G |  | Accepted | 2025-02-14 | 2025-02-26 | 2026-02-26 | Solar Panels | ZNSHINE | ZXM7-SHLDD144-540/M 540W |  | 0.54 | 48 | 204 | 5 |  | Fixed | Pole | n/a
NJADRE1559180958 | Administratively Determined Incentive Program | Newark | 7105 | 635.04 | Government Facility | Behind the Meter | No | Advanced Solar Products, Inc. | PSE&G |  | Accepted | 2025-02-14 | 2025-02-26 | 2026-02-26 | Solar Panels | ZNSHINE | ZXM7-SHLDD144-540/M 540W |  | 0.54 | 48 | 204 | 5 |  | Fixed | Pole
NJADRE1559180958 | Administratively Determined Incentive Program | Newark | 7105 | 635.04 | Government Facility | Behind the Meter | No | Advanced Solar Products, Inc. | PSE&G |  | Accepted | 2025-02-14 | 2025-02-26 | 2026-02-26 | Solar Panels | ZNSHINE | ZXM7-SHLDD144-540/M 540W |  | 0.54 | 48 | 204 | 5 |  | Fixed | Pole | n/a
NJADRE1559180958 | Administratively Determined Incentive Program | Newark | 7105 | 635.04 | Government Facility | Behind the Meter | No | Advanced Solar Products, Inc. | PSE&G |  | Accepted | 2025-02-14 | 2025-02-26 | 2026-02-26 | Solar Panels | ZNSHINE | ZXM7-SHLDD144-540/M 540W |  | 0.54 | 120 | 114 | 5 |  | Fixed | Pole | n/a
NJADRE1559180958 | Administratively Determined Incentive Program | Newark | 7105 | 635.04 | Government Facility | Behind the Meter | No | Advanced Solar Products, Inc. | PSE&G |  | Accepted | 2025-02-14 | 2025-02-26 | 2026-02-26 | Solar Panels | ZNSHINE | ZXM7-SHLDD144-540/M 540W |  | 0.54 | 48 | 204 | 5 |  | Fixed | Pole | n/a
NJADRE1559180958 | Administratively Determined Incentive Program | Newark | 7105 | 635.04 | Government Facility | Behind the Meter | No | Advanced Solar Products, Inc. | PSE&G |  | Accepted | 2025-02-14 | 2025-02-26 | 2026-02-26 | Meters | WattsOn-Mark II | W2-MI-5A-DL | n/a |  | 1 |  |  |  | Yes | Outdoor
NJADRE1559180958 | Administratively Determined Incentive Program | Newark | 7105 | 635.04 | Government Facility | Behind the Meter | No | Advanced Solar Products, Inc. | PSE&G |  | Accepted | 2025-02-14 | 2025-02-26 | 2026-02-26 | Solar Panels | ZNSHINE | ZXM7-SHLDD144-540/M 540W |  | 0.54 | 120 | 114 | 5 |  | Fixed | Pole | n/a
NJADRE1559180958 | Administratively Determined Incentive Program | Newark | 7105 | 635.04 | Government Facility | Behind the Meter | No | Advanced Solar Products, Inc. | PSE&G |  | Accepted | 2025-02-14 | 2025-02-26 | 2026-02-26 | Solar Panels | ZNSHINE | ZXM7-SHLDD144-540/M 540W |  | 0.54 | 48 | 204 | 4 |  | Fixed | Pole | n/a
NJADRE1559180958 | Administratively Determined Incentive Program | Newark | 7105 | 635.04 | Government Facility | Behind the Meter | No | Advanced Solar Products, Inc. | PSE&G |  | Accepted | 2025-02-14 | 2025-02-26 | 2026-02-26 | Solar Panels | ZNSHINE | ZXM7-SHLDD144-540/M 540W |  | 0.54 | 48 | 204 | 3 |  | Fixed | Pole | n/a
NJADRE1559180958 | Administratively Determined Incentive Program | Newark | 7105 | 635.04 | Government Facility | Behind the Meter | No | Advanced Solar Products, Inc. | PSE&G |  | Accepted | 2025-02-14 | 2025-02-26 | 2026-02-26 | Solar Panels | ZNSHINE | ZXM7-SHLDD144-540/M 540W |  | 0.54 | 48 | 204 | 5 |  | Fixed | Pole | n/a
NJADRE1559180992 | Administratively Determined Incentive Program | West Long Branch | 7764 | 5.33 | Residential | Behind the Meter | Yes | Trinity Solar, LLC | JCP&L |  | Accepted | 2025-02-14 | 2025-03-04 | 2026-03-04 | Inverters | Solar Edge | USE5700H-US | 5760 |  | 1 |  |  | 0.986 |  | Outdoor
NJADRE1559180992 | Administratively Determined Incentive Program | West Long Branch | 7764 | 5.33 | Residential | Behind the Meter | Yes | Trinity Solar, LLC | JCP&L |  | Accepted | 2025-02-14 | 2025-03-04 | 2026-03-04 | Solar Panels | Hanwha | Q.PEAK DUO BLK ML-G10+ 410 |  | 0.41 | 13 | 174 | 19 |  | Fixed | Roof
NJADRE1559181049 | Administratively Determined Incentive Program | Newark | 7105 | 635.04 | Government Facility | Behind the Meter | No | Advanced Solar Products, Inc. | PSE&G |  | Accepted | 2025-02-14 | 2025-02-26 | 2026-02-26 | Solar Panels | ZNSHINE | ZXM7-SHLDD144-540/M 540W |  | 0.54 | 48 | 204 | 5 |  | Fixed | Pole | n/a
NJADRE1559181049 | Administratively Determined Incentive Program | Newark | 7105 | 635.04 | Government Facility | Behind the Meter | No | Advanced Solar Products, Inc. | PSE&G |  | Accepted | 2025-02-14 | 2025-02-26 | 2026-02-26 | Solar Panels | ZNSHINE | ZXM7-SHLDD144-540/M 540W |  | 0.54 | 48 | 204 | 5 |  | Fixed | Pole | n/a
NJADRE1559181049 | Administratively Determined Incentive Program | Newark | 7105 | 635.04 | Government Facility | Behind the Meter | No | Advanced Solar Products, Inc. | PSE&G |  | Accepted | 2025-02-14 | 2025-02-26 | 2026-02-26 | Solar Panels | ZNSHINE | ZXM7-SHLDD144-540/M 540W |  | 0.54 | 48 | 204 | 5 |  | Fixed | Pole | n/a
NJADRE1559181049 | Administratively Determined Incentive Program | Newark | 7105 | 635.04 | Government Facility | Behind the Meter | No | Advanced Solar Products, Inc. | PSE&G |  | Accepted | 2025-02-14 | 2025-02-26 | 2026-02-26 | Solar Panels | ZNSHINE | ZXM7-SHLDD144-540/M 540W |  | 0.54 | 48 | 204 | 5 |  | Fixed | Pole | n/a
NJADRE1559181049 | Administratively Determined Incentive Program | Newark | 7105 | 635.04 | Government Facility | Behind the Meter | No | Advanced Solar Products, Inc. | PSE&G |  | Accepted | 2025-02-14 | 2025-02-26 | 2026-02-26 | Meters | WattsOn-Mark II | W2-MI-5A-DL | n/a |  | 1 |  |  |  | Yes | Outdoor
NJADRE1559181049 | Administratively Determined Incentive Program | Newark | 7105 | 635.04 | Government Facility | Behind the Meter | No | Advanced Solar Products, Inc. | PSE&G |  | Accepted | 2025-02-14 | 2025-02-26 | 2026-02-26 | Solar Panels | ZNSHINE | ZXM7-SHLDD144-540/M 540W |  | 0.54 | 48 | 204 | 5 |  | Fixed | Pole | n/a
NJADRE1559181049 | Administratively Determined Incentive Program | Newark | 7105 | 635.04 | Government Facility | Behind the Meter | No | Advanced Solar Products, Inc. | PSE&G |  | Accepted | 2025-02-14 | 2025-02-26 | 2026-02-26 | Solar Panels | ZNSHINE | ZXM7-SHLDD144-540/M 540W |  | 0.54 | 120 | 114 | 5 |  | Fixed | Pole | n/a
NJADRE1559181049 | Administratively Determined Incentive Program | Newark | 7105 | 635.04 | Government Facility | Behind the Meter | No | Advanced Solar Products, Inc. | PSE&G |  | Accepted | 2025-02-14 | 2025-02-26 | 2026-02-26 | Solar Panels | ZNSHINE | ZXM7-SHLDD144-540/M 540W |  | 0.54 | 48 | 204 | 5 |  | Fixed | Pole | n/a
NJADRE1559181049 | Administratively Determined Incentive Program | Newark | 7105 | 635.04 | Government Facility | Behind the Meter | No | Advanced Solar Products, Inc. | PSE&G |  | Accepted | 2025-02-14 | 2025-02-26 | 2026-02-26 | Solar Panels | ZNSHINE | ZXM7-SHLDD144-540/M 540W |  | 0.54 | 48 | 204 | 5 |  | Fixed | Pole | n/a
NJADRE1559181049 | Administratively Determined Incentive Program | Newark | 7105 | 635.04 | Government Facility | Behind the Meter | No | Advanced Solar Products, Inc. | PSE&G |  | Accepted | 2025-02-14 | 2025-02-26 | 2026-02-26 | Solar Panels | ZNSHINE | ZXM7-SHLDD144-540/M 540W |  | 0.54 | 48 | 204 | 5 |  | Fixed | Pole | n/a
NJADRE1559181049 | Administratively Determined Incentive Program | Newark | 7105 | 635.04 | Government Facility | Behind the Meter | No | Advanced Solar Products, Inc. | PSE&G |  | Accepted | 2025-02-14 | 2025-02-26 | 2026-02-26 | Solar Panels | ZNSHINE | ZXM7-SHLDD144-540/M 540W |  | 0.54 | 48 | 204 | 5 |  | Fixed | Pole | n/a
NJADRE1559181049 | Administratively Determined Incentive Program | Newark | 7105 | 635.04 | Government Facility | Behind the Meter | No | Advanced Solar Products, Inc. | PSE&G |  | Accepted | 2025-02-14 | 2025-02-26 | 2026-02-26 | Solar Panels | ZNSHINE | ZXM7-SHLDD144-540/M 540W |  | 0.54 | 48 | 204 | 5 |  | Fixed | Pole | n/a
NJADRE1559181049 | Administratively Determined Incentive Program | Newark | 7105 | 635.04 | Government Facility | Behind the Meter | No | Advanced Solar Products, Inc. | PSE&G |  | Accepted | 2025-02-14 | 2025-02-26 | 2026-02-26 | Solar Panels | ZNSHINE | ZXM7-SHLDD144-540/M 540W |  | 0.54 | 48 | 204 | 5 |  | Fixed | Pole | n/a
NJADRE1559181049 | Administratively Determined Incentive Program | Newark | 7105 | 635.04 | Government Facility | Behind the Meter | No | Advanced Solar Products, Inc. | PSE&G |  | Accepted | 2025-02-14 | 2025-02-26 | 2026-02-26 | Inverters | CHINT CPS | SCH100KTL-DO/US-480 | 100000 |  | 5 |  |  | 0.985 |  | Outdoor
NJADRE1559181049 | Administratively Determined Incentive Program | Newark | 7105 | 635.04 | Government Facility | Behind the Meter | No | Advanced Solar Products, Inc. | PSE&G |  | Accepted | 2025-02-14 | 2025-02-26 | 2026-02-26 | Solar Panels | ZNSHINE | ZXM7-SHLDD144-540/M 540W |  | 0.54 | 120 | 114 | 5 |  | Fixed | Pole | n/a
NJADRE1559181049 | Administratively Determined Incentive Program | Newark | 7105 | 635.04 | Government Facility | Behind the Meter | No | Advanced Solar Products, Inc. | PSE&G |  | Accepted | 2025-02-14 | 2025-02-26 | 2026-02-26 | Solar Panels | ZNSHINE | ZXM7-SHLDD144-540/M 540W |  | 0.54 | 120 | 114 | 5 |  | Fixed | Pole | n/a
NJADRE1559181049 | Administratively Determined Incentive Program | Newark | 7105 | 635.04 | Government Facility | Behind the Meter | No | Advanced Solar Products, Inc. | PSE&G |  | Accepted | 2025-02-14 | 2025-02-26 | 2026-02-26 | Solar Panels | ZNSHINE | ZXM7-SHLDD144-540/M 540W |  | 0.54 | 120 | 114 | 5 |  | Fixed | Pole | n/a
NJADRE1559181049 | Administratively Determined Incentive Program | Newark | 7105 | 635.04 | Government Facility | Behind the Meter | No | Advanced Solar Products, Inc. | PSE&G |  | Accepted | 2025-02-14 | 2025-02-26 | 2026-02-26 | Solar Panels | ZNSHINE | ZXM7-SHLDD144-540/M 540W |  | 0.54 | 120 | 114 | 5 |  | Fixed | Pole | n/a
NJADRE1559181049 | Administratively Determined Incentive Program | Newark | 7105 | 635.04 | Government Facility | Behind the Meter | No | Advanced Solar Products, Inc. | PSE&G |  | Accepted | 2025-02-14 | 2025-02-26 | 2026-02-26 | Solar Panels | ZNSHINE | ZXM7-SHLDD144-540/M 540W |  | 0.54 | 48 | 204 | 5 |  | Fixed | Pole | n/a
NJADRE1559181442 | Administratively Determined Incentive Program | Kendall Park | 8824 | 7.98 | Residential | Behind the Meter | No | Public Service Solar, LLC | PSE&G |  | Accepted | 2025-02-14 | 2025-03-04 | 2026-03-04 | Solar Panels | Panasonic | EVPV420HK2 |  | 0.42 | 5 | 145 | 31 |  | Fixed | Roof
NJADRE1559181442 | Administratively Determined Incentive Program | Kendall Park | 8824 | 7.98 | Residential | Behind the Meter | No | Public Service Solar, LLC | PSE&G |  | Accepted | 2025-02-14 | 2025-03-04 | 2026-03-04 | Solar Panels | Panasonic | EVPV420HK2 |  | 0.42 | 14 | 145 | 27 |  | Fixed | Roof
NJADRE1559181442 | Administratively Determined Incentive Program | Kendall Park | 8824 | 7.98 | Residential | Behind the Meter | No | Public Service Solar, LLC | PSE&G |  | Accepted | 2025-02-14 | 2025-03-04 | 2026-03-04 | Inverters | Enphase | EVPV420HK2 | 380 |  | 19 |  |  | 0.96 |  | Outdoor | Under Panels
NJADRE1559181612 | Administratively Determined Incentive Program | MARLTON | 8053 | 13.28 | Residential | Behind the Meter | Yes | SunnyMac, LLC | PSE&G |  | Accepted | 2025-02-14 | 2025-03-04 | 2026-03-04 | Solar Panels | Qcells | Q Peak Duo ML-G10+ 415 |  | 0.415 | 3 | 53 | 23 |  | Fixed | Roof
NJADRE1559181612 | Administratively Determined Incentive Program | MARLTON | 8053 | 13.28 | Residential | Behind the Meter | Yes | SunnyMac, LLC | PSE&G |  | Accepted | 2025-02-14 | 2025-03-04 | 2026-03-04 | Solar Panels | Qcells | Q Peak Duo ML-G10+ 415 |  | 0.415 | 19 | 53 | 13 |  | Fixed | Roof
NJADRE1559181612 | Administratively Determined Incentive Program | MARLTON | 8053 | 13.28 | Residential | Behind the Meter | Yes | SunnyMac, LLC | PSE&G |  | Accepted | 2025-02-14 | 2025-03-04 | 2026-03-04 | Meters | SolarEdge Technologies Inc. | SolarEdge Built-in Consumption Monitor |  |  | 1 |  |  |  | Yes | Outdoor
NJADRE1559181612 | Administratively Determined Incentive Program | MARLTON | 8053 | 13.28 | Residential | Behind the Meter | Yes | SunnyMac, LLC | PSE&G |  | Accepted | 2025-02-14 | 2025-03-04 | 2026-03-04 | Solar Panels | Qcells | Q Peak Duo ML-G10+ 415 |  | 0.415 | 10 | 227 | 23 |  | Fixed | Roof
NJADRE1559181612 | Administratively Determined Incentive Program | MARLTON | 8053 | 13.28 | Residential | Behind the Meter | Yes | SunnyMac, LLC | PSE&G |  | Accepted | 2025-02-14 | 2025-03-04 | 2026-03-04 | Inverters | SolarEdge Technologies Inc. | SE10000H-USMNUBL15 | 10000 |  | 1 |  |  | 0.99 |  | Outdoor
NJADRE1559181622 | Administratively Determined Incentive Program | HAMMONTON | 8037 | 16.58 | Residential | Behind the Meter | Yes | Integrity Solar & Home Solutions, LLC | AC Electric |  | Accepted | 2025-02-14 | 2025-03-04 | 2026-03-04 | Solar Panels | JINKO | JKM425N-54HL4-B |  | 0.425 | 11 | 130 | 17 |  | Fixed | Roof
NJADRE1559181622 | Administratively Determined Incentive Program | HAMMONTON | 8037 | 16.58 | Residential | Behind the Meter | Yes | Integrity Solar & Home Solutions, LLC | AC Electric |  | Accepted | 2025-02-14 | 2025-03-04 | 2026-03-04 | Solar Panels | JINKO | JKM425N-54HL4-B |  | 0.425 | 6 | 311 | 18 |  | Fixed | Roof
NJADRE1559181622 | Administratively Determined Incentive Program | HAMMONTON | 8037 | 16.58 | Residential | Behind the Meter | Yes | Integrity Solar & Home Solutions, LLC | AC Electric |  | Accepted | 2025-02-14 | 2025-03-04 | 2026-03-04 | Inverters | ENPHASE | IQ8+ | 290 |  | 39 |  |  | 0.98 |  | Other | UNDER EACH PANEL
NJADRE1559181622 | Administratively Determined Incentive Program | HAMMONTON | 8037 | 16.58 | Residential | Behind the Meter | Yes | Integrity Solar & Home Solutions, LLC | AC Electric |  | Accepted | 2025-02-14 | 2025-03-04 | 2026-03-04 | Solar Panels | JINKO | JKM425N-54HL4-B |  | 0.425 | 6 | 131 | 18 |  | Fixed | Roof
NJADRE1559181622 | Administratively Determined Incentive Program | HAMMONTON | 8037 | 16.58 | Residential | Behind the Meter | Yes | Integrity Solar & Home Solutions, LLC | AC Electric |  | Accepted | 2025-02-14 | 2025-03-04 | 2026-03-04 | Solar Panels | JINKO | JKM425N-54HL4-B |  | 0.425 | 5 | 40 | 18 |  | Fixed | Roof
NJADRE1559181622 | Administratively Determined Incentive Program | HAMMONTON | 8037 | 16.58 | Residential | Behind the Meter | Yes | Integrity Solar & Home Solutions, LLC | AC Electric |  | Accepted | 2025-02-14 | 2025-03-04 | 2026-03-04 | Solar Panels | JINKO | JKM425N-54HL4-B |  | 0.425 | 5 | 220 | 18 |  | Fixed | Roof
NJADRE1559181622 | Administratively Determined Incentive Program | HAMMONTON | 8037 | 16.58 | Residential | Behind the Meter | Yes | Integrity Solar & Home Solutions, LLC | AC Electric |  | Accepted | 2025-02-14 | 2025-03-04 | 2026-03-04 | Solar Panels | JINKO | JKM425N-54HL4-B |  | 0.425 | 6 | 310 | 17 |  | Fixed | Roof
NJADRE1559185673 | Administratively Determined Incentive Program | Gloucester Twp | 8012 | 3.28 | Residential | Behind the Meter | Yes | Sunrun Installation Services, Inc. | PSE&G |  | Accepted | 2025-02-17 | 2025-03-04 | 2026-03-04 | Solar Panels | HANWHA Q-CELLS | Q.PEAK DUO BLK ML-G10+ 410 |  | 0.41 | 3 | 150 | 16 |  | Fixed | Roof
NJADRE1559185673 | Administratively Determined Incentive Program | Gloucester Twp | 8012 | 3.28 | Residential | Behind the Meter | Yes | Sunrun Installation Services, Inc. | PSE&G |  | Accepted | 2025-02-17 | 2025-03-04 | 2026-03-04 | Inverters | SOLAREDGE TECHNOLOGIES | SE3800H-USMN | 3800 |  | 1 |  |  | 0.99 |  | Outdoor
NJADRE1559185673 | Administratively Determined Incentive Program | Gloucester Twp | 8012 | 3.28 | Residential | Behind the Meter | Yes | Sunrun Installation Services, Inc. | PSE&G |  | Accepted | 2025-02-17 | 2025-03-04 | 2026-03-04 | Solar Panels | HANWHA Q-CELLS | Q.PEAK DUO BLK ML-G10+ 410 |  | 0.41 | 5 | 330 | 18 |  | Fixed | Roof
NJADRE1559185678 | Administratively Determined Incentive Program | Egg Harbor Township | 8234 | 4.92 | Residential | Behind the Meter | Yes | Whitman Construction, LLC | AC Electric |  | Accepted | 2025-02-17 | 2025-03-06 | 2026-03-06 | Solar Panels | Trina Solar | TSM-410NE09RC.05 |  | 0.41 | 12 | 201 | 30 |  | Fixed | Roof
NJADRE1559185678 | Administratively Determined Incentive Program | Egg Harbor Township | 8234 | 4.92 | Residential | Behind the Meter | Yes | Whitman Construction, LLC | AC Electric |  | Accepted | 2025-02-17 | 2025-03-06 | 2026-03-06 | Inverters | ENPHASE | IQ8PLUS-72-2-US | 290 |  | 12 |  |  | 0.975 |  | Outdoor
NJADRE1559185734 | Administratively Determined Incentive Program | Plainfield | 7060 | 14.76 | Residential | Behind the Meter | Yes | Sunrun Installation Services, Inc. | PSE&G |  | Accepted | 2025-02-17 | 2025-03-04 | 2026-03-04 | Inverters | TESLA | POWERWALL 3 1707000-XX-Y | 11500 |  | 1 |  |  | 0.97 |  | Outdoor
NJADRE1559185734 | Administratively Determined Incentive Program | Plainfield | 7060 | 14.76 | Residential | Behind the Meter | Yes | Sunrun Installation Services, Inc. | PSE&G |  | Accepted | 2025-02-17 | 2025-03-04 | 2026-03-04 | Solar Panels | HANWHA Q-CELLS | Q.PEAK DUO BLK ML-G10+ 410 |  | 0.41 | 7 | 344 | 21 |  | Fixed | Roof
NJADRE1559185734 | Administratively Determined Incentive Program | Plainfield | 7060 | 14.76 | Residential | Behind the Meter | Yes | Sunrun Installation Services, Inc. | PSE&G |  | Accepted | 2025-02-17 | 2025-03-04 | 2026-03-04 | Electric Storage Battery | TESLA | POWERWALL 3 1707000-XX-Y |  |  | 1 |  |  |  | Lithium Ion |  | OUTSIDE
NJADRE1559185734 | Administratively Determined Incentive Program | Plainfield | 7060 | 14.76 | Residential | Behind the Meter | Yes | Sunrun Installation Services, Inc. | PSE&G |  | Accepted | 2025-02-17 | 2025-03-04 | 2026-03-04 | Solar Panels | HANWHA Q-CELLS | Q.PEAK DUO BLK ML-G10+ 410 |  | 0.41 | 29 | 165 | 21 |  | Fixed | Roof
NJADRE1559185785 | Administratively Determined Incentive Program | SECAUCUS | 7094 | 7.65 | Residential | Behind the Meter | Yes | Power Energy Solutions, LLC | PSE&G |  | Accepted | 2025-02-17 | 2025-03-05 | 2026-03-05 | Inverters | SolarEdge | SE5700H-US | 6 |  | 1 |  |  | 0.97 |  | Outdoor
NJADRE1559185785 | Administratively Determined Incentive Program | SECAUCUS | 7094 | 7.65 | Residential | Behind the Meter | Yes | Power Energy Solutions, LLC | PSE&G |  | Accepted | 2025-02-17 | 2025-03-05 | 2026-03-05 | Solar Panels | Trina Solar | TSM-425NE09RC.05 |  | 0.425 | 6 | 128 | 24 |  | Fixed | Roof
NJADRE1559185785 | Administratively Determined Incentive Program | SECAUCUS | 7094 | 7.65 | Residential | Behind the Meter | Yes | Power Energy Solutions, LLC | PSE&G |  | Accepted | 2025-02-17 | 2025-03-05 | 2026-03-05 | Solar Panels | Trina Solar | TSM-425NE09RC.05 |  | 0.425 | 12 | 218 | 24 |  | Fixed | Roof
NJADRE1559185797 | Administratively Determined Incentive Program | KEANSBURG | 7734 | 5.33 | Residential | Behind the Meter | Yes | Sunrun Installation Services, Inc. | JCP&L |  | Accepted | 2025-02-17 | 2025-03-05 | 2026-03-05 | Solar Panels | HANWHA Q-CELLS | Q.PEAK DUO BLK ML-G10+ 410 |  | 0.41 | 13 | 129 | 29 |  | Fixed | Roof
NJADRE1559185797 | Administratively Determined Incentive Program | KEANSBURG | 7734 | 5.33 | Residential | Behind the Meter | Yes | Sunrun Installation Services, Inc. | JCP&L |  | Accepted | 2025-02-17 | 2025-03-05 | 2026-03-05 | Electric Storage Battery | TESLA | POWERWALL 3 1707000-XX-Y |  |  | 1 |  |  |  | Lithium Ion |  | OUTSIDE
NJADRE1559185797 | Administratively Determined Incentive Program | KEANSBURG | 7734 | 5.33 | Residential | Behind the Meter | Yes | Sunrun Installation Services, Inc. | JCP&L |  | Accepted | 2025-02-17 | 2025-03-05 | 2026-03-05 | Inverters | TESLA | POWERWALL 3 1707000-XX-Y | 11500 |  | 1 |  |  | 0.97 |  | Outdoor
NJADRE1559185844 | Administratively Determined Incentive Program | Elizabeth | 7208 | 6.02 | Residential | Behind the Meter | Yes | PosiGen Developer, LLC | PSE&G |  | Accepted | 2025-02-17 | 2025-03-05 | 2026-03-05 | Inverters | SOLAREDGE | SE5700H-US | 5700 |  | 1 |  |  | 0.99 |  | Outside | Within ten feet of meter
NJADRE1559185844 | Administratively Determined Incentive Program | Elizabeth | 7208 | 6.02 | Residential | Behind the Meter | Yes | PosiGen Developer, LLC | PSE&G |  | Accepted | 2025-02-17 | 2025-03-05 | 2026-03-05 | Solar Panels | SILFAB | SIL-430 QD |  | 0.43 | 5 | 152 | 37 |  | Fixed | Roof
NJADRE1559185844 | Administratively Determined Incentive Program | Elizabeth | 7208 | 6.02 | Residential | Behind the Meter | Yes | PosiGen Developer, LLC | PSE&G |  | Accepted | 2025-02-17 | 2025-03-05 | 2026-03-05 | Solar Panels | SILFAB | SIL-430 QD |  | 0.43 | 5 | 152 | 14 |  | Fixed | Roof
NJADRE1559185844 | Administratively Determined Incentive Program | Elizabeth | 7208 | 6.02 | Residential | Behind the Meter | Yes | PosiGen Developer, LLC | PSE&G |  | Accepted | 2025-02-17 | 2025-03-05 | 2026-03-05 | Solar Panels | SILFAB | SIL-430 QD |  | 0.43 | 4 | 332 | 5 |  | Fixed | Roof
NJADRE1559185896 | Administratively Determined Incentive Program | POMPTON LAKES | 7442 | 13.53 | Residential | Behind the Meter | Yes | Trinity Solar, LLC | JCP&L |  | Accepted | 2025-02-17 | 2025-03-05 | 2026-03-05 | Solar Panels | HANWHA | Q.PEAK DUO BLK ML-G10+ 410 |  | 0.41 | 14 | 92 | 41 |  | Fixed | Roof
NJADRE1559185896 | Administratively Determined Incentive Program | POMPTON LAKES | 7442 | 13.53 | Residential | Behind the Meter | Yes | Trinity Solar, LLC | JCP&L |  | Accepted | 2025-02-17 | 2025-03-05 | 2026-03-05 | Inverters | Solar Edge | SE11400H-US | 11400 |  | 1 |  |  | 0.97 |  | Outdoor
NJADRE1559185896 | Administratively Determined Incentive Program | POMPTON LAKES | 7442 | 13.53 | Residential | Behind the Meter | Yes | Trinity Solar, LLC | JCP&L |  | Accepted | 2025-02-17 | 2025-03-05 | 2026-03-05 | Solar Panels | HANWHA | Q.PEAK DUO BLK ML-G10+ 410 |  | 0.41 | 3 | 272 | 20 |  | Fixed | Roof
NJADRE1559185896 | Administratively Determined Incentive Program | POMPTON LAKES | 7442 | 13.53 | Residential | Behind the Meter | Yes | Trinity Solar, LLC | JCP&L |  | Accepted | 2025-02-17 | 2025-03-05 | 2026-03-05 | Solar Panels | HANWHA | Q.PEAK DUO BLK ML-G10+ 410 |  | 0.41 | 16 | 272 | 41 |  | Fixed | Roof
NJADRE1559185944 | Administratively Determined Incentive Program | Erial | 8081 | 6.56 | Residential | Behind the Meter | Yes | Sunrun Installation Services, Inc. | AC Electric |  | Accepted | 2025-02-17 | 2025-03-05 | 2026-03-05 | Solar Panels | HANWHA Q-CELLS | Q.PEAK DUO BLK ML-G10+ 410 |  | 0.41 | 13 | 242 | 26 |  | Fixed | Roof
NJADRE1559185944 | Administratively Determined Incentive Program | Erial | 8081 | 6.56 | Residential | Behind the Meter | Yes | Sunrun Installation Services, Inc. | AC Electric |  | Accepted | 2025-02-17 | 2025-03-05 | 2026-03-05 | Inverters | TESLA | POWERWALL 3 1707000-XX-Y | 11500 |  | 1 |  |  | 0.97 |  | Outdoor
NJADRE1559185944 | Administratively Determined Incentive Program | Erial | 8081 | 6.56 | Residential | Behind the Meter | Yes | Sunrun Installation Services, Inc. | AC Electric |  | Accepted | 2025-02-17 | 2025-03-05 | 2026-03-05 | Solar Panels | HANWHA Q-CELLS | Q.PEAK DUO BLK ML-G10+ 410 |  | 0.41 | 3 | 242 | 26 |  | Fixed | Roof
NJADRE1559185944 | Administratively Determined Incentive Program | Erial | 8081 | 6.56 | Residential | Behind the Meter | Yes | Sunrun Installation Services, Inc. | AC Electric |  | Accepted | 2025-02-17 | 2025-03-05 | 2026-03-05 | Electric Storage Battery | TESLA | POWERWALL 3 1707000-XX-Y |  |  | 1 |  |  |  | Lithium Ion |  | OUTSIDE
NJADRE1559185966 | Administratively Determined Incentive Program | East Windsor | 8520 | 13.12 | Residential | Behind the Meter | Yes | Trinity Solar, LLC | JCP&L |  | Accepted | 2025-02-17 | 2025-03-05 | 2026-03-05 | Solar Panels | Hanwha | HANWHA 410 (Q.PEAK DUO BLK ML-G10+ 410) |  | 0.41 | 6 | 55 | 28 |  | Fixed | Roof
NJADRE1559185966 | Administratively Determined Incentive Program | East Windsor | 8520 | 13.12 | Residential | Behind the Meter | Yes | Trinity Solar, LLC | JCP&L |  | Accepted | 2025-02-17 | 2025-03-05 | 2026-03-05 | Solar Panels | Hanwha | HANWHA 410 (Q.PEAK DUO BLK ML-G10+ 410) |  | 0.41 | 20 | 55 | 28 |  | Fixed | Roof
NJADRE1559185966 | Administratively Determined Incentive Program | East Windsor | 8520 | 13.12 | Residential | Behind the Meter | Yes | Trinity Solar, LLC | JCP&L |  | Accepted | 2025-02-17 | 2025-03-05 | 2026-03-05 | Solar Panels | Hanwha | HANWHA 410 (Q.PEAK DUO BLK ML-G10+ 410) |  | 0.41 | 6 | 235 | 30 |  | Fixed | Roof
NJADRE1559185966 | Administratively Determined Incentive Program | East Windsor | 8520 | 13.12 | Residential | Behind the Meter | Yes | Trinity Solar, LLC | JCP&L |  | Accepted | 2025-02-17 | 2025-03-05 | 2026-03-05 | Inverters | Tesla | TESLA 5.0kW (PV ONLY) | 5000 |  | 2 |  |  | 0.97 |  | Outdoor
NJADRE1559186056 | Administratively Determined Incentive Program | JACKSON | 8527 | 22.28 | Residential | Behind the Meter | No | Green Revolution Solar | JCP&L |  | Accepted | 2025-03-12 | 2025-04-01 | 2026-04-01 | Inverters | Tigo | TSI-7.6 K-US | 7600 |  | 2 |  |  | 0.97 |  | Indoor
NJADRE1559186056 | Administratively Determined Incentive Program | JACKSON | 8527 | 22.28 | Residential | Behind the Meter | No | Green Revolution Solar | JCP&L |  | Accepted | 2025-03-12 | 2025-04-01 | 2026-04-01 | Solar Panels | REC | REC405AA |  | 0.405 | 5 | 140 | 20 |  | Fixed | Roof
NJADRE1559186056 | Administratively Determined Incentive Program | JACKSON | 8527 | 22.28 | Residential | Behind the Meter | No | Green Revolution Solar | JCP&L |  | Accepted | 2025-03-12 | 2025-04-01 | 2026-04-01 | Solar Panels | REC | REC405AA |  | 0.405 | 50 | 230 | 40 |  | Fixed | Roof
NJADRE1559186114 | Administratively Determined Incentive Program | Newark | 7112 | 5.33 | Residential | Behind the Meter | Yes | Trinity Solar, LLC | PSE&G |  | Accepted | 2025-02-17 | 2025-03-05 | 2026-03-05 | Inverters | Solar Edge | USE5700H-USMNBL75 | 5760 |  | 1 |  |  | 0.97 |  | Outdoor
NJADRE1559186114 | Administratively Determined Incentive Program | Newark | 7112 | 5.33 | Residential | Behind the Meter | Yes | Trinity Solar, LLC | PSE&G |  | Accepted | 2025-02-17 | 2025-03-05 | 2026-03-05 | Solar Panels | HANWHA | (Q.PEAK DUO BLK ML-G10+ 410) |  | 0.41 | 2 | 306 | 23 |  | Fixed | Roof
NJADRE1559186114 | Administratively Determined Incentive Program | Newark | 7112 | 5.33 | Residential | Behind the Meter | Yes | Trinity Solar, LLC | PSE&G |  | Accepted | 2025-02-17 | 2025-03-05 | 2026-03-05 | Solar Panels | HANWHA | (Q.PEAK DUO BLK ML-G10+ 410) |  | 0.41 | 11 | 306 | 23 |  | Fixed | Roof
NJADRE1559186131 | Administratively Determined Incentive Program | Orange | 7050 | 8.6 | Residential | Behind the Meter | Yes | PosiGen Developer, LLC | PSE&G |  | Accepted | 2025-02-17 | 2025-03-11 | 2026-03-11 | Inverters | SOLAREDGE | SE7600H-US | 7600 |  | 1 |  |  | 0.99 |  | Outside | WITHIN TEN FEET OF METER
NJADRE1559186131 | Administratively Determined Incentive Program | Orange | 7050 | 8.6 | Residential | Behind the Meter | Yes | PosiGen Developer, LLC | PSE&G |  | Accepted | 2025-02-17 | 2025-03-11 | 2026-03-11 | Solar Panels | SILFAB | SIL430QD |  | 0.43 | 4 | 209 | 10 |  | Fixed | Roof
NJADRE1559186131 | Administratively Determined Incentive Program | Orange | 7050 | 8.6 | Residential | Behind the Meter | Yes | PosiGen Developer, LLC | PSE&G |  | Accepted | 2025-02-17 | 2025-03-11 | 2026-03-11 | Solar Panels | SILFAB | SIL430QD |  | 0.43 | 6 | 210 | 43 |  | Fixed | Roof
NJADRE1559186131 | Administratively Determined Incentive Program | Orange | 7050 | 8.6 | Residential | Behind the Meter | Yes | PosiGen Developer, LLC | PSE&G |  | Accepted | 2025-02-17 | 2025-03-11 | 2026-03-11 | Solar Panels | SILFAB | SIL430QD |  | 0.43 | 10 | 120 | 8 |  | Fixed | Roof
NJADRE1559186136 | Administratively Determined Incentive Program | Franklinville | 8322 | 14.99 | Residential | Behind the Meter | Yes | SunnyMac, LLC | AC Electric |  | Accepted | 2025-02-17 | 2025-03-06 | 2026-03-06 | Solar Panels | HANWHA | Q.PEAK DUO BLK ML-G10+ 405W |  | 0.405 | 3 | 248 | 38 |  | Fixed | Roof
NJADRE1559186136 | Administratively Determined Incentive Program | Franklinville | 8322 | 14.99 | Residential | Behind the Meter | Yes | SunnyMac, LLC | AC Electric |  | Accepted | 2025-02-17 | 2025-03-06 | 2026-03-06 | Solar Panels | HANWHA | Q.PEAK DUO BLK ML-G10+ 405W |  | 0.405 | 15 | 248 | 37 |  | Fixed | Roof
NJADRE1559186136 | Administratively Determined Incentive Program | Franklinville | 8322 | 14.99 | Residential | Behind the Meter | Yes | SunnyMac, LLC | AC Electric |  | Accepted | 2025-02-17 | 2025-03-06 | 2026-03-06 | Solar Panels | HANWHA | Q.PEAK DUO BLK ML-G10+ 405W |  | 0.405 | 10 | 68 | 36 |  | Fixed | Roof
NJADRE1559186136 | Administratively Determined Incentive Program | Franklinville | 8322 | 14.99 | Residential | Behind the Meter | Yes | SunnyMac, LLC | AC Electric |  | Accepted | 2025-02-17 | 2025-03-06 | 2026-03-06 | Solar Panels | HANWHA | Q.PEAK DUO BLK ML-G10+ 405W |  | 0.405 | 9 | 68 | 38 |  | Fixed | Roof
NJADRE1559186136 | Administratively Determined Incentive Program | Franklinville | 8322 | 14.99 | Residential | Behind the Meter | Yes | SunnyMac, LLC | AC Electric |  | Accepted | 2025-02-17 | 2025-03-06 | 2026-03-06 | Inverters | SOLAREDGE | SE10000H-US | 10000 |  | 1 |  |  | 0.99 |  | Outdoor | next to meter
NJADRE1559186173 | Administratively Determined Incentive Program | Newark | 7106 | 2.46 | Residential | Behind the Meter | Yes | Trinity Solar, LLC | PSE&G |  | Accepted | 2025-02-17 | 2025-03-05 | 2026-03-05 | Solar Panels | Hanwha | HANWHA 410 (Q.PEAK DUO BLK ML-G10+ 410) |  | 0.41 | 6 | 294 | 25 |  | Fixed | Roof
NJADRE1559186173 | Administratively Determined Incentive Program | Newark | 7106 | 2.46 | Residential | Behind the Meter | Yes | Trinity Solar, LLC | PSE&G |  | Accepted | 2025-02-17 | 2025-03-05 | 2026-03-05 | Inverters | Solar Edge | SE3800H-USSNBBL14 | 3800 |  | 1 |  |  | 0.97 |  | Outdoor
NJADRE1559186177 | Administratively Determined Incentive Program | Willingboro | 8046 | 9.78 | Residential | Behind the Meter | Yes | Power Energy Solutions, LLC | PSE&G |  | Accepted | 2025-02-17 | 2025-03-05 | 2026-03-05 | Inverters | SolarEdge | SE5700H-US | 6 |  | 1 |  |  | 0.97 |  | Outdoor
NJADRE1559186177 | Administratively Determined Incentive Program | Willingboro | 8046 | 9.78 | Residential | Behind the Meter | Yes | Power Energy Solutions, LLC | PSE&G |  | Accepted | 2025-02-17 | 2025-03-05 | 2026-03-05 | Solar Panels | Trina Solar | TSM-425NE09RC.05 |  | 0.425 | 17 | 220 | 27 |  | Fixed | Roof
NJADRE1559186177 | Administratively Determined Incentive Program | Willingboro | 8046 | 9.78 | Residential | Behind the Meter | Yes | Power Energy Solutions, LLC | PSE&G |  | Accepted | 2025-02-17 | 2025-03-05 | 2026-03-05 | Solar Panels | Trina Solar | TSM-425NE09RC.05 |  | 0.425 | 6 | 130 | 20 |  | Fixed | Roof
NJADRE1559186186 | Administratively Determined Incentive Program | FAIR LAWN | 7410 | 9.02 | Residential | Behind the Meter | Yes | Trinity Solar, LLC | PSE&G |  | Accepted | 2025-02-17 | 2025-03-06 | 2026-03-06 | Solar Panels | Hanwha | Q.PEAK DUO BLK ML-G10+ 410 |  | 0.41 | 13 | 161 | 27 |  | Fixed | Roof
NJADRE1559186186 | Administratively Determined Incentive Program | FAIR LAWN | 7410 | 9.02 | Residential | Behind the Meter | Yes | Trinity Solar, LLC | PSE&G |  | Accepted | 2025-02-17 | 2025-03-06 | 2026-03-06 | Solar Panels | Hanwha | Q.PEAK DUO BLK ML-G10+ 410 |  | 0.41 | 9 | 161 | 32 |  | Fixed | Roof
NJADRE1559186186 | Administratively Determined Incentive Program | FAIR LAWN | 7410 | 9.02 | Residential | Behind the Meter | Yes | Trinity Solar, LLC | PSE&G |  | Accepted | 2025-02-17 | 2025-03-06 | 2026-03-06 | Inverters | Solar Edge | USE7600H-US | 7600 |  | 1 |  |  | 0.986 |  | Outside
NJADRE1559186245 | Administratively Determined Incentive Program | Newark | 7106 | 2.46 | Residential | Behind the Meter | Yes | Trinity Solar, LLC | PSE&G |  | Accepted | 2025-02-17 | 2025-03-06 | 2026-03-06 | Inverters | Solar Edge | SE3800H-US | 3800 |  | 1 |  |  | 0.97 |  | Outdoor
NJADRE1559186245 | Administratively Determined Incentive Program | Newark | 7106 | 2.46 | Residential | Behind the Meter | Yes | Trinity Solar, LLC | PSE&G |  | Accepted | 2025-02-17 | 2025-03-06 | 2026-03-06 | Solar Panels | Hanwha | HANWHA 410 (Q.PEAK DUO BLK ML-G10+ 410) |  | 0.41 | 6 | 114 | 25 |  | Fixed | Roof
NJADRE1559186253 | Administratively Determined Incentive Program | Plainfield | 7060 | 7.38 | Residential | Behind the Meter | Yes | Sunrun Installation Services, Inc. | PSE&G |  | Accepted | 2025-02-17 | 2025-03-05 | 2026-03-05 | Solar Panels | HANWHA Q-CELLS | Q.PEAK DUO BLK ML-G10+ 410 |  | 0.41 | 3 | 263 | 31 |  | Fixed | Roof
NJADRE1559186253 | Administratively Determined Incentive Program | Plainfield | 7060 | 7.38 | Residential | Behind the Meter | Yes | Sunrun Installation Services, Inc. | PSE&G |  | Accepted | 2025-02-17 | 2025-03-05 | 2026-03-05 | Inverters | SOLAREDGE TECHNOLOGIES | SE5700H-USMN | 5760 |  | 1 |  |  | 0.99 |  | Outdoor
NJADRE1559186253 | Administratively Determined Incentive Program | Plainfield | 7060 | 7.38 | Residential | Behind the Meter | Yes | Sunrun Installation Services, Inc. | PSE&G |  | Accepted | 2025-02-17 | 2025-03-05 | 2026-03-05 | Solar Panels | HANWHA Q-CELLS | Q.PEAK DUO BLK ML-G10+ 410 |  | 0.41 | 2 | 352 | 31 |  | Fixed | Roof
NJADRE1559186253 | Administratively Determined Incentive Program | Plainfield | 7060 | 7.38 | Residential | Behind the Meter | Yes | Sunrun Installation Services, Inc. | PSE&G |  | Accepted | 2025-02-17 | 2025-03-05 | 2026-03-05 | Solar Panels | HANWHA Q-CELLS | Q.PEAK DUO BLK ML-G10+ 410 |  | 0.41 | 7 | 82 | 32 |  | Fixed | Roof
NJADRE1559186253 | Administratively Determined Incentive Program | Plainfield | 7060 | 7.38 | Residential | Behind the Meter | Yes | Sunrun Installation Services, Inc. | PSE&G |  | Accepted | 2025-02-17 | 2025-03-05 | 2026-03-05 | Solar Panels | HANWHA Q-CELLS | Q.PEAK DUO BLK ML-G10+ 410 |  | 0.41 | 6 | 82 | 32 |  | Fixed | Roof
NJADRE1559186314 | Administratively Determined Incentive Program | TOMS RIVER | 8755 | 8.72 | Residential | Behind the Meter | Yes | Venture Home Solar, LLC | JCP&L |  | Accepted | 2025-02-17 | 2025-03-07 | 2026-03-07 | Inverters | Enphase Energy Inc. | IQ8MC-72-M-US | 330 |  | 21 |  |  | 0.9697 |  | Outside
NJADRE1559186314 | Administratively Determined Incentive Program | TOMS RIVER | 8755 | 8.72 | Residential | Behind the Meter | Yes | Venture Home Solar, LLC | JCP&L |  | Accepted | 2025-02-17 | 2025-03-07 | 2026-03-07 | Solar Panels | Hanwha | Q.PEAK DUO BLK ML-G10+ 415W |  | 0.415 | 6 | 104 | 23 |  | Fixed | Roof
NJADRE1559186314 | Administratively Determined Incentive Program | TOMS RIVER | 8755 | 8.72 | Residential | Behind the Meter | Yes | Venture Home Solar, LLC | JCP&L |  | Accepted | 2025-02-17 | 2025-03-07 | 2026-03-07 | Solar Panels | Hanwha | Q.PEAK DUO BLK ML-G10+ 415W |  | 0.415 | 3 | 14 | 23 |  | Fixed | Roof
NJADRE1559186314 | Administratively Determined Incentive Program | TOMS RIVER | 8755 | 8.72 | Residential | Behind the Meter | Yes | Venture Home Solar, LLC | JCP&L |  | Accepted | 2025-02-17 | 2025-03-07 | 2026-03-07 | Solar Panels | Hanwha | Q.PEAK DUO BLK ML-G10+ 415W |  | 0.415 | 3 | 284 | 23 |  | Fixed | Roof
NJADRE1559186314 | Administratively Determined Incentive Program | TOMS RIVER | 8755 | 8.72 | Residential | Behind the Meter | Yes | Venture Home Solar, LLC | JCP&L |  | Accepted | 2025-02-17 | 2025-03-07 | 2026-03-07 | Solar Panels | Hanwha | Q.PEAK DUO BLK ML-G10+ 415W |  | 0.415 | 9 | 194 | 23 |  | Fixed | Roof
NJADRE1559186320 | Administratively Determined Incentive Program | EGG HARBOR TOWNSHIP | 8234 | 16.15 | Residential | Behind the Meter | Yes | Whitman Construction, LLC | AC Electric |  | Accepted | 2025-02-17 | 2025-03-05 | 2026-03-05 | Solar Panels | Trina Solar | TSM-425NE09RC.05 |  | 0.425 | 13 | 113 | 20 |  | Fixed | Roof
NJADRE1559186320 | Administratively Determined Incentive Program | EGG HARBOR TOWNSHIP | 8234 | 16.15 | Residential | Behind the Meter | Yes | Whitman Construction, LLC | AC Electric |  | Accepted | 2025-02-17 | 2025-03-05 | 2026-03-05 | Solar Panels | Trina Solar | TSM-425NE09RC.05 |  | 0.425 | 8 | 203 | 20 |  | Fixed | Roof
NJADRE1559186320 | Administratively Determined Incentive Program | EGG HARBOR TOWNSHIP | 8234 | 16.15 | Residential | Behind the Meter | Yes | Whitman Construction, LLC | AC Electric |  | Accepted | 2025-02-17 | 2025-03-05 | 2026-03-05 | Solar Panels | Trina Solar | TSM-425NE09RC.05 |  | 0.425 | 12 | 293 | 20 |  | Fixed | Roof
NJADRE1559186320 | Administratively Determined Incentive Program | EGG HARBOR TOWNSHIP | 8234 | 16.15 | Residential | Behind the Meter | Yes | Whitman Construction, LLC | AC Electric |  | Accepted | 2025-02-17 | 2025-03-05 | 2026-03-05 | Solar Panels | Trina Solar | TSM-425NE09RC.05 |  | 0.425 | 5 | 203 | 20 |  | Fixed | Roof
NJADRE1559186320 | Administratively Determined Incentive Program | EGG HARBOR TOWNSHIP | 8234 | 16.15 | Residential | Behind the Meter | Yes | Whitman Construction, LLC | AC Electric |  | Accepted | 2025-02-17 | 2025-03-05 | 2026-03-05 | Inverters | ENPHASE | IQ8PLUS-72-2-US | 290 |  | 38 |  |  | 0.975 |  | Outdoor
NJADRE1559186369 | Administratively Determined Incentive Program | Long Valley | 7853 | 13.12 | Residential | Behind the Meter | Yes | Trinity Solar, LLC | JCP&L |  | Accepted | 2025-02-17 | 2025-03-05 | 2026-03-05 | Solar Panels | HANWHA | (Q.PEAK DUO BLK ML-G10+ 410) |  | 0.41 | 8 | 315 | 22 |  | Fixed | Roof
NJADRE1559186369 | Administratively Determined Incentive Program | Long Valley | 7853 | 13.12 | Residential | Behind the Meter | Yes | Trinity Solar, LLC | JCP&L |  | Accepted | 2025-02-17 | 2025-03-05 | 2026-03-05 | Solar Panels | HANWHA | (Q.PEAK DUO BLK ML-G10+ 410) |  | 0.41 | 11 | 225 | 22 |  | Fixed | Roof
NJADRE1559186369 | Administratively Determined Incentive Program | Long Valley | 7853 | 13.12 | Residential | Behind the Meter | Yes | Trinity Solar, LLC | JCP&L |  | Accepted | 2025-02-17 | 2025-03-05 | 2026-03-05 | Solar Panels | HANWHA | (Q.PEAK DUO BLK ML-G10+ 410) |  | 0.41 | 3 | 45 | 22 |  | Fixed | Roof
NJADRE1559186369 | Administratively Determined Incentive Program | Long Valley | 7853 | 13.12 | Residential | Behind the Meter | Yes | Trinity Solar, LLC | JCP&L |  | Accepted | 2025-02-17 | 2025-03-05 | 2026-03-05 | Electric Storage Battery | Tesla | Powerwall 3 (1707000-XX-Y) |  |  | 3 |  |  |  | Lithium Ion |  | outside
NJADRE1559186369 | Administratively Determined Incentive Program | Long Valley | 7853 | 13.12 | Residential | Behind the Meter | Yes | Trinity Solar, LLC | JCP&L |  | Accepted | 2025-02-17 | 2025-03-05 | 2026-03-05 | Solar Panels | HANWHA | (Q.PEAK DUO BLK ML-G10+ 410) |  | 0.41 | 10 | 45 | 22 |  | Fixed | Roof
NJADRE1559186369 | Administratively Determined Incentive Program | Long Valley | 7853 | 13.12 | Residential | Behind the Meter | Yes | Trinity Solar, LLC | JCP&L |  | Accepted | 2025-02-17 | 2025-03-05 | 2026-03-05 | Inverters | Tesla | Powerwall 3 (1707000-XX-Y) | 11500 |  | 3 |  |  | 0.97 |  | Outdoor
NJADRE1559186855 | Administratively Determined Incentive Program | Jersey City | 7305 | 4.92 | Residential | Behind the Meter | Yes | Freedom Forever New Jersey, LLC | PSE&G |  | Accepted | 2025-02-17 | 2025-03-05 | 2026-03-05 | Inverters | Enphase | IQ8HC-72-M-DOM-US | 290 |  | 12 |  |  | 0.99 |  | Outdoor
NJADRE1559186855 | Administratively Determined Incentive Program | Jersey City | 7305 | 4.92 | Residential | Behind the Meter | Yes | Freedom Forever New Jersey, LLC | PSE&G |  | Accepted | 2025-02-17 | 2025-03-05 | 2026-03-05 | Solar Panels | Hanwha | Q.PEAK DUO BLK ML-G10+ 410 |  | 0.41 | 12 | 213 | 46 |  | Fixed | Roof
NJADRE1559186995 | Administratively Determined Incentive Program | Byram | 7821 | 15.99 | Residential | Behind the Meter | Yes | Trinity Solar, LLC | JCP&L |  | Accepted | 2025-02-18 | 2025-03-06 | 2026-03-06 | Solar Panels | HANWHA | Q.PEAK DUO BLK ML-G10+ 410 |  | 0.41 | 12 | 71 | 23 |  | Fixed | Roof
NJADRE1559186995 | Administratively Determined Incentive Program | Byram | 7821 | 15.99 | Residential | Behind the Meter | Yes | Trinity Solar, LLC | JCP&L |  | Accepted | 2025-02-18 | 2025-03-06 | 2026-03-06 | Inverters | Solar Edge | USE5700H-USMNBL75 | 5760 |  | 1 |  |  | 0.97 |  | Outside
NJADRE1559186995 | Administratively Determined Incentive Program | Byram | 7821 | 15.99 | Residential | Behind the Meter | Yes | Trinity Solar, LLC | JCP&L |  | Accepted | 2025-02-18 | 2025-03-06 | 2026-03-06 | Solar Panels | HANWHA | Q.PEAK DUO BLK ML-G10+ 410 |  | 0.41 | 7 | 251 | 23 |  | Fixed | Roof
NJADRE1559186995 | Administratively Determined Incentive Program | Byram | 7821 | 15.99 | Residential | Behind the Meter | Yes | Trinity Solar, LLC | JCP&L |  | Accepted | 2025-02-18 | 2025-03-06 | 2026-03-06 | Inverters | Solar Edge | USE7600H-USMNBL75 | 7600 |  | 1 |  |  | 0.97 |  | Outside
NJADRE1559186995 | Administratively Determined Incentive Program | Byram | 7821 | 15.99 | Residential | Behind the Meter | Yes | Trinity Solar, LLC | JCP&L |  | Accepted | 2025-02-18 | 2025-03-06 | 2026-03-06 | Solar Panels | HANWHA | Q.PEAK DUO BLK ML-G10+ 410 |  | 0.41 | 12 | 251 | 23 |  | Fixed | Roof
NJADRE1559186995 | Administratively Determined Incentive Program | Byram | 7821 | 15.99 | Residential | Behind the Meter | Yes | Trinity Solar, LLC | JCP&L |  | Accepted | 2025-02-18 | 2025-03-06 | 2026-03-06 | Solar Panels | HANWHA | Q.PEAK DUO BLK ML-G10+ 410 |  | 0.41 | 8 | 71 | 23 |  | Fixed | Roof
NJADRE1559187068 | Administratively Determined Incentive Program | West Orange | 7052 | 4.1 | Residential | Behind the Meter | Yes | Trinity Solar, LLC | PSE&G |  | Accepted | 2025-02-17 | 2025-03-05 | 2026-03-05 | Solar Panels | Hanwha | HANWHA 410 (Q.PEAK DUO BLK ML-G10+ 410) |  | 0.41 | 4 | 197 | 18 |  | Fixed | Roof
NJADRE1559187068 | Administratively Determined Incentive Program | West Orange | 7052 | 4.1 | Residential | Behind the Meter | Yes | Trinity Solar, LLC | PSE&G |  | Accepted | 2025-02-17 | 2025-03-05 | 2026-03-05 | Inverters | Solar Edge | USE3800H-USMNBL75 | 3800 |  | 1 |  |  | 0.97 |  | Outdoor
NJADRE1559187068 | Administratively Determined Incentive Program | West Orange | 7052 | 4.1 | Residential | Behind the Meter | Yes | Trinity Solar, LLC | PSE&G |  | Accepted | 2025-02-17 | 2025-03-05 | 2026-03-05 | Solar Panels | Hanwha | HANWHA 410 (Q.PEAK DUO BLK ML-G10+ 410) |  | 0.41 | 6 | 197 | 34 |  | Fixed | Roof
NJADRE1559187105 | Administratively Determined Incentive Program | Lakewood | 8701 | 13.18 | Residential | Behind the Meter | No | Powerlutions, LLC | JCP&L |  | Accepted | 2025-02-17 | 2025-03-05 | 2026-03-05 | Inverters | Enphase | IQ8M-72-2-US | 325 |  | 31 |  |  | 0.98 |  | Outside
NJADRE1559187105 | Administratively Determined Incentive Program | Lakewood | 8701 | 13.18 | Residential | Behind the Meter | No | Powerlutions, LLC | JCP&L |  | Accepted | 2025-02-17 | 2025-03-05 | 2026-03-05 | Solar Panels | Trina | TSM425NE09RC.05 |  | 0.425 | 3 | 93 | 40 |  | Fixed | Roof
NJADRE1559187105 | Administratively Determined Incentive Program | Lakewood | 8701 | 13.18 | Residential | Behind the Meter | No | Powerlutions, LLC | JCP&L |  | Accepted | 2025-02-17 | 2025-03-05 | 2026-03-05 | Solar Panels | Trina | TSM425NE09RC.05 |  | 0.425 | 3 | 273 | 41 |  | Fixed | Roof
NJADRE1559187105 | Administratively Determined Incentive Program | Lakewood | 8701 | 13.18 | Residential | Behind the Meter | No | Powerlutions, LLC | JCP&L |  | Accepted | 2025-02-17 | 2025-03-05 | 2026-03-05 | Solar Panels | Trina | TSM425NE09RC.05 |  | 0.425 | 10 | 3 | 29 |  | Fixed | Roof
NJADRE1559187105 | Administratively Determined Incentive Program | Lakewood | 8701 | 13.18 | Residential | Behind the Meter | No | Powerlutions, LLC | JCP&L |  | Accepted | 2025-02-17 | 2025-03-05 | 2026-03-05 | Solar Panels | Trina | TSM425NE09RC.05 |  | 0.425 | 15 | 183 | 30 |  | Fixed | Roof
NJADRE1559187205 | Administratively Determined Incentive Program | Millville | 8332 | 11.07 | Residential | Behind the Meter | Yes | Freedom Forever New Jersey, LLC | AC Electric |  | Accepted | 2025-02-17 | 2025-03-05 | 2026-03-05 | Solar Panels | Hanwha | Q.PEAK DUO BLK ML-G10+ 410 |  | 0.41 | 8 | 317 | 10 |  | Fixed | Roof
NJADRE1559187205 | Administratively Determined Incentive Program | Millville | 8332 | 11.07 | Residential | Behind the Meter | Yes | Freedom Forever New Jersey, LLC | AC Electric |  | Accepted | 2025-02-17 | 2025-03-05 | 2026-03-05 | Inverters | Solar Edge | USE10000H-USMNBL75 | 10000 |  | 1 |  |  | 0.99 |  | Outside
NJADRE1559187205 | Administratively Determined Incentive Program | Millville | 8332 | 11.07 | Residential | Behind the Meter | Yes | Freedom Forever New Jersey, LLC | AC Electric |  | Accepted | 2025-02-17 | 2025-03-05 | 2026-03-05 | Solar Panels | Hanwha | Q.PEAK DUO BLK ML-G10+ 410 |  | 0.41 | 10 | 137 | 40 |  | Fixed | Roof
NJADRE1559187205 | Administratively Determined Incentive Program | Millville | 8332 | 11.07 | Residential | Behind the Meter | Yes | Freedom Forever New Jersey, LLC | AC Electric |  | Accepted | 2025-02-17 | 2025-03-05 | 2026-03-05 | Solar Panels | Hanwha | Q.PEAK DUO BLK ML-G10+ 410 |  | 0.41 | 9 | 317 | 40 |  | Fixed | Roof
NJADRE1559187215 | Administratively Determined Incentive Program | Hackensack | 7601 | 6.4 | Residential | Behind the Meter | Yes | PosiGen Developer, LLC | PSE&G |  | Accepted | 2025-02-17 | 2025-03-06 | 2026-03-06 | Solar Panels | Silfab | SIL-400 HC+ |  | 0.4 | 7 | 308 | 14 |  | Fixed | Roof
NJADRE1559187215 | Administratively Determined Incentive Program | Hackensack | 7601 | 6.4 | Residential | Behind the Meter | Yes | PosiGen Developer, LLC | PSE&G |  | Accepted | 2025-02-17 | 2025-03-06 | 2026-03-06 | Solar Panels | Silfab | SIL-400 HC+ |  | 0.4 | 2 | 308 | 18 |  | Fixed | Roof
NJADRE1559187215 | Administratively Determined Incentive Program | Hackensack | 7601 | 6.4 | Residential | Behind the Meter | Yes | PosiGen Developer, LLC | PSE&G |  | Accepted | 2025-02-17 | 2025-03-06 | 2026-03-06 | Solar Panels | Silfab | SIL-400 HC+ |  | 0.4 | 7 | 128 | 43 |  | Fixed | Roof
NJADRE1559187215 | Administratively Determined Incentive Program | Hackensack | 7601 | 6.4 | Residential | Behind the Meter | Yes | PosiGen Developer, LLC | PSE&G |  | Accepted | 2025-02-17 | 2025-03-06 | 2026-03-06 | Inverters | SolarEdge | SE6000H-US | 6000 |  | 1 |  |  | 0.99 |  | Outdoor | within ten feet of meter
NJADRE1559187234 | Administratively Determined Incentive Program | East Brunswick | 8816 | 9.02 | Residential | Behind the Meter | Yes | Freedom Forever New Jersey, LLC | JCP&L |  | Accepted | 2025-02-17 | 2025-03-05 | 2026-03-05 | Inverters | Enphase | IQ8PLUS-72-M-US | 290 |  | 22 |  |  | 0.99 |  | Outside
NJADRE1559187234 | Administratively Determined Incentive Program | East Brunswick | 8816 | 9.02 | Residential | Behind the Meter | Yes | Freedom Forever New Jersey, LLC | JCP&L |  | Accepted | 2025-02-17 | 2025-03-05 | 2026-03-05 | Solar Panels | Hanwha | Q.PEAK DUO BLK ML-G10+ 410 |  | 0.41 | 9 | 110 | 25 |  | Fixed | Roof
NJADRE1559187234 | Administratively Determined Incentive Program | East Brunswick | 8816 | 9.02 | Residential | Behind the Meter | Yes | Freedom Forever New Jersey, LLC | JCP&L |  | Accepted | 2025-02-17 | 2025-03-05 | 2026-03-05 | Solar Panels | Hanwha | Q.PEAK DUO BLK ML-G10+ 410 |  | 0.41 | 8 | 290 | 25 |  | Fixed | Roof
NJADRE1559187234 | Administratively Determined Incentive Program | East Brunswick | 8816 | 9.02 | Residential | Behind the Meter | Yes | Freedom Forever New Jersey, LLC | JCP&L |  | Accepted | 2025-02-17 | 2025-03-05 | 2026-03-05 | Solar Panels | Hanwha | Q.PEAK DUO BLK ML-G10+ 410 |  | 0.41 | 5 | 110 | 25 |  | Fixed | Roof
NJADRE1559188208 | Administratively Determined Incentive Program | Closter | 7624 | 13.7 | Residential | Behind the Meter | Yes | Venture Home Solar, LLC | Orange Rockland Electric |  | Accepted | 2025-02-17 | 2025-03-07 | 2026-03-07 | Solar Panels | Hanwha | Q.PEAK DUO BLK ML-G10+ 415W |  | 0.415 | 16 | 292 | 22 |  | Fixed | Roof
NJADRE1559188208 | Administratively Determined Incentive Program | Closter | 7624 | 13.7 | Residential | Behind the Meter | Yes | Venture Home Solar, LLC | Orange Rockland Electric |  | Accepted | 2025-02-17 | 2025-03-07 | 2026-03-07 | Inverters | Tesla Solar | 1538000-xx-y | 330 |  | 2 |  |  | 0.9697 |  | Outside
NJADRE1559188208 | Administratively Determined Incentive Program | Closter | 7624 | 13.7 | Residential | Behind the Meter | Yes | Venture Home Solar, LLC | Orange Rockland Electric |  | Accepted | 2025-02-17 | 2025-03-07 | 2026-03-07 | Solar Panels | Hanwha | Q.PEAK DUO BLK ML-G10+ 415W |  | 0.415 | 5 | 202 | 18 |  | Fixed | Roof
NJADRE1559188208 | Administratively Determined Incentive Program | Closter | 7624 | 13.7 | Residential | Behind the Meter | Yes | Venture Home Solar, LLC | Orange Rockland Electric |  | Accepted | 2025-02-17 | 2025-03-07 | 2026-03-07 | Solar Panels | Hanwha | Q.PEAK DUO BLK ML-G10+ 415W |  | 0.415 | 2 | 202 | 22 |  | Fixed | Roof
NJADRE1559188208 | Administratively Determined Incentive Program | Closter | 7624 | 13.7 | Residential | Behind the Meter | Yes | Venture Home Solar, LLC | Orange Rockland Electric |  | Accepted | 2025-02-17 | 2025-03-07 | 2026-03-07 | Solar Panels | Hanwha | Q.PEAK DUO BLK ML-G10+ 415W |  | 0.415 | 10 | 112 | 22 |  | Fixed | Roof
NJADRE1559188229 | Administratively Determined Incentive Program | Mount Laurel | 8054 | 297.04 | Government Facility | Behind the Meter | No | Eznergy NJ, LLC | PSE&G |  | Accepted | 2025-02-17 | 2025-03-10 | 2026-03-10 | Inverters | Chint Power Systems America | CPS SCA50KTL-DO/US-480 | 50 |  | 4 |  |  | 0.988 |  | Outside
NJADRE1559188229 | Administratively Determined Incentive Program | Mount Laurel | 8054 | 297.04 | Government Facility | Behind the Meter | No | Eznergy NJ, LLC | PSE&G |  | Accepted | 2025-02-17 | 2025-03-10 | 2026-03-10 | Meters | ELCOR | Also Energy | 10 |  | 1 |  |  |  | Yes | Outdoor
NJADRE1559188229 | Administratively Determined Incentive Program | Mount Laurel | 8054 | 297.04 | Government Facility | Behind the Meter | No | Eznergy NJ, LLC | PSE&G |  | Accepted | 2025-02-17 | 2025-03-10 | 2026-03-10 | Solar Panels | Hyperion | HY-DH108P8B |  | 0.395 | 752 | 180 | 5 |  | Fixed | Roof
NJADRE1559188929 | Administratively Determined Incentive Program | Matawan | 7747 | 15.99 | Residential | Behind the Meter | Yes | Trinity Solar, LLC | JCP&L |  | Accepted | 2025-02-18 | 2025-03-06 | 2026-03-06 | Solar Panels | HANWHA | Q.PEAK DUO BLK ML-G10+ 410 |  | 0.41 | 20 | 282 | 25 |  | Fixed | Roof
NJADRE1559188929 | Administratively Determined Incentive Program | Matawan | 7747 | 15.99 | Residential | Behind the Meter | Yes | Trinity Solar, LLC | JCP&L |  | Accepted | 2025-02-18 | 2025-03-06 | 2026-03-06 | Inverters | TESLA | 1707000-xx-y | 11500 |  | 1 |  |  | 0.97 |  | Outside
NJADRE1559188929 | Administratively Determined Incentive Program | Matawan | 7747 | 15.99 | Residential | Behind the Meter | Yes | Trinity Solar, LLC | JCP&L |  | Accepted | 2025-02-18 | 2025-03-06 | 2026-03-06 | Solar Panels | HANWHA | Q.PEAK DUO BLK ML-G10+ 410 |  | 0.41 | 5 | 102 | 10 |  | Fixed | Roof
NJADRE1559188929 | Administratively Determined Incentive Program | Matawan | 7747 | 15.99 | Residential | Behind the Meter | Yes | Trinity Solar, LLC | JCP&L |  | Accepted | 2025-02-18 | 2025-03-06 | 2026-03-06 | Electric Storage Battery | TESLA | 1707000-xx-y |  |  | 2 |  |  |  | Lithium Ion |  | Outdoors
NJADRE1559188929 | Administratively Determined Incentive Program | Matawan | 7747 | 15.99 | Residential | Behind the Meter | Yes | Trinity Solar, LLC | JCP&L |  | Accepted | 2025-02-18 | 2025-03-06 | 2026-03-06 | Solar Panels | HANWHA | Q.PEAK DUO BLK ML-G10+ 410 |  | 0.41 | 14 | 192 | 36 |  | Fixed | Roof
NJADRE1559188949 | Administratively Determined Incentive Program | PLEASANTVILLE | 8232 | 5.53 | Residential | Behind the Meter | Yes | Big Solar Energy, LLC | AC Electric |  | Accepted | 2025-02-18 | 2025-03-12 | 2026-03-12 | Inverters | SOLAREDGE | SE5000H-US (240V) | 5000 |  | 1 |  |  | 0.992 |  | Outdoor
NJADRE1559188949 | Administratively Determined Incentive Program | PLEASANTVILLE | 8232 | 5.53 | Residential | Behind the Meter | Yes | Big Solar Energy, LLC | AC Electric |  | Accepted | 2025-02-18 | 2025-03-12 | 2026-03-12 | Solar Panels | JA SOLAR | JAM54S31-395/MR |  | 0.395 | 14 | 125 | 10 |  | Fixed | Roof
NJADRE1559188984 | Administratively Determined Incentive Program | NEWARK | 7108 | 8.2 | Residential | Behind the Meter | Yes | Pro Custom Solar dba Momentum Solar | PSE&G |  | Accepted | 2025-02-18 | 2025-03-06 | 2026-03-06 | Inverters | ENPHASE | iq8mc-72-m-us | 320 |  | 20 |  |  | 0.97 |  | Outside
NJADRE1559188984 | Administratively Determined Incentive Program | NEWARK | 7108 | 8.2 | Residential | Behind the Meter | Yes | Pro Custom Solar dba Momentum Solar | PSE&G |  | Accepted | 2025-02-18 | 2025-03-06 | 2026-03-06 | Solar Panels | hanwha | q.peak duo blk ml-g10+410 |  | 0.41 | 20 | 107 | 4 |  | Fixed | Roof
NJADRE1559189007 | Administratively Determined Incentive Program | WILLINGBORO | 8046 | 8.8 | Residential | Behind the Meter | Yes | Sunrun Installation Services, Inc. | PSE&G |  | Accepted | 2025-02-18 | 2025-03-06 | 2026-03-06 | Solar Panels | Hanwha Q Cells | Q.PEAK DUO BLK ML-G10+ 400 |  | 0.4 | 12 | 282 | 27 |  | Fixed | Roof
NJADRE1559189007 | Administratively Determined Incentive Program | WILLINGBORO | 8046 | 8.8 | Residential | Behind the Meter | Yes | Sunrun Installation Services, Inc. | PSE&G |  | Accepted | 2025-02-18 | 2025-03-06 | 2026-03-06 | Electric Storage Battery | Tesla | Powerwall 3 1707000-xx-y |  |  | 1 |  |  |  | Lithium Ion |  | OUTSIDE
NJADRE1559189007 | Administratively Determined Incentive Program | WILLINGBORO | 8046 | 8.8 | Residential | Behind the Meter | Yes | Sunrun Installation Services, Inc. | PSE&G |  | Accepted | 2025-02-18 | 2025-03-06 | 2026-03-06 | Inverters | Tesla | Powerwall 3 1707000-xx-y | 11500 |  | 1 |  |  | 0.97 |  | Outdoor
NJADRE1559189007 | Administratively Determined Incentive Program | WILLINGBORO | 8046 | 8.8 | Residential | Behind the Meter | Yes | Sunrun Installation Services, Inc. | PSE&G |  | Accepted | 2025-02-18 | 2025-03-06 | 2026-03-06 | Solar Panels | Hanwha Q Cells | Q.PEAK DUO BLK ML-G10+ 400 |  | 0.4 | 10 | 104 | 26 |  | Fixed | Roof
NJADRE1559189016 | Administratively Determined Incentive Program | Mays Landing | 8330 | 8.2 | Residential | Behind the Meter | Yes | Trinity Solar, LLC | AC Electric |  | Accepted | 2025-02-18 | 2025-03-06 | 2026-03-06 | Solar Panels | HANWHA | Q.PEAK DUO BLK ML-G10+ 410 |  | 0.41 | 3 | 111 | 27 |  | Fixed | Roof
NJADRE1559189016 | Administratively Determined Incentive Program | Mays Landing | 8330 | 8.2 | Residential | Behind the Meter | Yes | Trinity Solar, LLC | AC Electric |  | Accepted | 2025-02-18 | 2025-03-06 | 2026-03-06 | Solar Panels | HANWHA | Q.PEAK DUO BLK ML-G10+ 410 |  | 0.41 | 17 | 291 | 27 |  | Fixed | Roof
NJADRE1559189016 | Administratively Determined Incentive Program | Mays Landing | 8330 | 8.2 | Residential | Behind the Meter | Yes | Trinity Solar, LLC | AC Electric |  | Accepted | 2025-02-18 | 2025-03-06 | 2026-03-06 | Inverters | Solar Edge | USE7600H-USMNBL75 | 7600 |  | 1 |  |  | 0.97 |  | Outdoor
NJADRE1559189056 | Administratively Determined Incentive Program | Sicklerville | 8081 | 6.56 | Residential | Behind the Meter | No | Trinity Solar, LLC | AC Electric |  | Accepted | 2025-02-18 | 2025-03-06 | 2026-03-06 | Inverters | Solar Edge | SE6000H-US000BEi4 | 6000 |  | 1 |  |  | 0.97 |  | Outdoor
NJADRE1559189056 | Administratively Determined Incentive Program | Sicklerville | 8081 | 6.56 | Residential | Behind the Meter | No | Trinity Solar, LLC | AC Electric |  | Accepted | 2025-02-18 | 2025-03-06 | 2026-03-06 | Solar Panels | Hanwha | HANWHA 410 (Q.PEAK DUO BLK ML-G10+ 410) |  | 0.41 | 16 | 163 | 30 |  | Fixed | Roof
NJADRE1559189104 | Administratively Determined Incentive Program | West Deptford | 8096 | 10.8 | Residential | Behind the Meter | Yes | Solar Energy World | PSE&G |  | Accepted | 2025-02-18 | 2025-03-17 | 2026-03-17 | Inverters | Enphase | IQ8HC-72-M-DOM-US | 384 |  | 27 |  |  | 0.97 |  | Outside
NJADRE1559189104 | Administratively Determined Incentive Program | West Deptford | 8096 | 10.8 | Residential | Behind the Meter | Yes | Solar Energy World | PSE&G |  | Accepted | 2025-02-18 | 2025-03-17 | 2026-03-17 | Solar Panels | LONGi | LR5-54HABB-400M |  | 0.4 | 12 | 301 | 29 |  | Fixed | Roof
NJADRE1559189104 | Administratively Determined Incentive Program | West Deptford | 8096 | 10.8 | Residential | Behind the Meter | Yes | Solar Energy World | PSE&G |  | Accepted | 2025-02-18 | 2025-03-17 | 2026-03-17 | Solar Panels | LONGi | LR5-54HABB-400M |  | 0.4 | 15 | 121 | 29 |  | Fixed | Roof
NJADRE1559189112 | Administratively Determined Incentive Program | RED BANK | 7701 | 4.92 | Residential | Behind the Meter | Yes | Freedom Forever New Jersey, LLC | JCP&L |  | Accepted | 2025-02-18 | 2025-03-06 | 2026-03-06 | Solar Panels | Hanwha | : Q.PEAK DUO BLK ML-G10+ 410 |  | 0.41 | 5 | 85 | 36 |  | Fixed | Roof
NJADRE1559189112 | Administratively Determined Incentive Program | RED BANK | 7701 | 4.92 | Residential | Behind the Meter | Yes | Freedom Forever New Jersey, LLC | JCP&L |  | Accepted | 2025-02-18 | 2025-03-06 | 2026-03-06 | Solar Panels | Hanwha | : Q.PEAK DUO BLK ML-G10+ 410 |  | 0.41 | 7 | 265 | 36 |  | Fixed | Roof
NJADRE1559189112 | Administratively Determined Incentive Program | RED BANK | 7701 | 4.92 | Residential | Behind the Meter | Yes | Freedom Forever New Jersey, LLC | JCP&L |  | Accepted | 2025-02-18 | 2025-03-06 | 2026-03-06 | Inverters | Solar Edge | USE3800H-USMNBL75 | 3800 |  | 1 |  |  | 0.99 |  | Outside
NJADRE1559189154 | Administratively Determined Incentive Program | HAMMONTON | 8037 | 6.64 | Residential | Behind the Meter | Yes | PosiGen Developer, LLC | AC Electric |  | Accepted | 2025-02-18 | 2025-03-31 | 2026-03-31 | Inverters | SolarEdge | SE6000H-US | 6000 |  | 1 |  |  | 0.99 |  | Outside | within ten feet of meter
NJADRE1559189154 | Administratively Determined Incentive Program | HAMMONTON | 8037 | 6.64 | Residential | Behind the Meter | Yes | PosiGen Developer, LLC | AC Electric |  | Accepted | 2025-02-18 | 2025-03-31 | 2026-03-31 | Solar Panels | Canadian Solar | CS3N-415MS |  | 0.415 | 5 | 279 | 40 |  | Fixed | Roof
NJADRE1559189154 | Administratively Determined Incentive Program | HAMMONTON | 8037 | 6.64 | Residential | Behind the Meter | Yes | PosiGen Developer, LLC | AC Electric |  | Accepted | 2025-02-18 | 2025-03-31 | 2026-03-31 | Solar Panels | Canadian Solar | CS3N-415MS |  | 0.415 | 3 | 9 | 38 |  | Fixed | Roof
NJADRE1559189154 | Administratively Determined Incentive Program | HAMMONTON | 8037 | 6.64 | Residential | Behind the Meter | Yes | PosiGen Developer, LLC | AC Electric |  | Accepted | 2025-02-18 | 2025-03-31 | 2026-03-31 | Solar Panels | Canadian Solar | CS3N-415MS |  | 0.415 | 4 | 189 | 38 |  | Fixed | Roof
NJADRE1559189154 | Administratively Determined Incentive Program | HAMMONTON | 8037 | 6.64 | Residential | Behind the Meter | Yes | PosiGen Developer, LLC | AC Electric |  | Accepted | 2025-02-18 | 2025-03-31 | 2026-03-31 | Solar Panels | ca | CS3N-415MS |  | 0.415 | 4 | 99 | 9 |  | Fixed | Roof
NJADRE1559189155 | Administratively Determined Incentive Program | Little Egg Harbor Twp | 8087 | 7.89 | Residential | Behind the Meter | Yes | SunPurity, LLC | AC Electric |  | Accepted | 2025-02-18 | 2025-03-10 | 2026-03-10 | Inverters | Solaredge | SE7600H-US | 7600 |  | 1 |  |  | 0.99 |  | Outdoor
NJADRE1559189155 | Administratively Determined Incentive Program | Little Egg Harbor Twp | 8087 | 7.89 | Residential | Behind the Meter | Yes | SunPurity, LLC | AC Electric |  | Accepted | 2025-02-18 | 2025-03-10 | 2026-03-10 | Solar Panels | Hanwha Q.Cells | Q.PEAK DUO BLK ML-G10+ 415W |  | 0.415 | 19 | 174 | 34 |  | Fixed | Roof
NJADRE1559189160 | Administratively Determined Incentive Program | TRENTON CITY | 8629 | 6.56 | Residential | Behind the Meter | Yes | Sunrun Installation Services, Inc. | PSE&G |  | Accepted | 2025-02-18 | 2025-03-06 | 2026-03-06 | Inverters | SolarEdge Technologies | SE5700H-USMN | 5760 |  | 1 |  |  | 0.99 |  | Outdoor
NJADRE1559189160 | Administratively Determined Incentive Program | TRENTON CITY | 8629 | 6.56 | Residential | Behind the Meter | Yes | Sunrun Installation Services, Inc. | PSE&G |  | Accepted | 2025-02-18 | 2025-03-06 | 2026-03-06 | Solar Panels | Hanwha Q Cells | Q.PEAK DUO BLK ML-G10+ 410 |  | 0.41 | 16 | 149 | 30 |  | Fixed | Roof
NJADRE1559189176 | Administratively Determined Incentive Program | Paterson | 7503 | 3.69 | Residential | Behind the Meter | Yes | Freedom Forever New Jersey, LLC | PSE&G |  | Accepted | 2025-02-18 | 2025-03-06 | 2026-03-06 | Inverters | Solar Edge | USE3800H-USMNBL75 | 3800 |  | 1 |  |  | 0.99 |  | Outside
NJADRE1559189176 | Administratively Determined Incentive Program | Paterson | 7503 | 3.69 | Residential | Behind the Meter | Yes | Freedom Forever New Jersey, LLC | PSE&G |  | Accepted | 2025-02-18 | 2025-03-06 | 2026-03-06 | Solar Panels | Hanwha | Q.PEAK DUO BLK ML-G10+ 410 |  | 0.41 | 3 | 38 | 12 |  | Fixed | Roof
NJADRE1559189176 | Administratively Determined Incentive Program | Paterson | 7503 | 3.69 | Residential | Behind the Meter | Yes | Freedom Forever New Jersey, LLC | PSE&G |  | Accepted | 2025-02-18 | 2025-03-06 | 2026-03-06 | Solar Panels | Hanwha | Q.PEAK DUO BLK ML-G10+ 410 |  | 0.41 | 6 | 218 | 12 |  | Fixed | Roof
NJADRE1559190156 | Administratively Determined Incentive Program | Linden | 7036 | 14.76 | Residential | Behind the Meter | Yes | Big Wave Roofing and Solar, LLC | PSE&G |  | Accepted | 2025-02-18 | 2025-03-06 | 2026-03-06 | Inverters | Enphase | IQ8PLUS-72-2-US | 290 |  | 36 |  |  | 0.98 |  | Outside
NJADRE1559190156 | Administratively Determined Incentive Program | Linden | 7036 | 14.76 | Residential | Behind the Meter | Yes | Big Wave Roofing and Solar, LLC | PSE&G |  | Accepted | 2025-02-18 | 2025-03-06 | 2026-03-06 | Solar Panels | Mission | MSE410HT0B |  | 0.41 | 16 | 309 | 36 |  | Fixed | Roof
NJADRE1559190156 | Administratively Determined Incentive Program | Linden | 7036 | 14.76 | Residential | Behind the Meter | Yes | Big Wave Roofing and Solar, LLC | PSE&G |  | Accepted | 2025-02-18 | 2025-03-06 | 2026-03-06 | Solar Panels | Mission | MSE410HT0B |  | 0.41 | 3 | 129 | 18 |  | Fixed | Roof
NJADRE1559190156 | Administratively Determined Incentive Program | Linden | 7036 | 14.76 | Residential | Behind the Meter | Yes | Big Wave Roofing and Solar, LLC | PSE&G |  | Accepted | 2025-02-18 | 2025-03-06 | 2026-03-06 | Solar Panels | Mission | MSE410HT0B |  | 0.41 | 17 | 129 | 36 |  | Fixed | Roof
NJADRE1559190392 | Administratively Determined Incentive Program | Linden | 7036 | 4.51 | Residential | Behind the Meter | Yes | Freedom Forever New Jersey, LLC | PSE&G |  | Accepted | 2025-02-18 | 2025-03-06 | 2026-03-06 | Solar Panels | Hanwha | Q.PEAK DUO BLK ML-G10+ 410 |  | 0.41 | 11 | 138 | 25 |  | Fixed | Roof
NJADRE1559190392 | Administratively Determined Incentive Program | Linden | 7036 | 4.51 | Residential | Behind the Meter | Yes | Freedom Forever New Jersey, LLC | PSE&G |  | Accepted | 2025-02-18 | 2025-03-06 | 2026-03-06 | Inverters | Solar Edge | USE3800H-USMNBL75 | 3800 |  | 1 |  |  | 0.99 |  | Outside
NJADRE1559192288 | Administratively Determined Incentive Program | Newark | 7112 | 2.55 | Residential | Behind the Meter | Yes | Integrity Solar & Home Solutions, LLC | PSE&G |  | Accepted | 2025-02-18 | 2025-03-06 | 2026-03-06 | Inverters | ENPHASE | IQ8+ | 290 |  | 6 |  |  | 0.98 |  | Other | UNDER EACH PANEL
NJADRE1559192288 | Administratively Determined Incentive Program | Newark | 7112 | 2.55 | Residential | Behind the Meter | Yes | Integrity Solar & Home Solutions, LLC | PSE&G |  | Accepted | 2025-02-18 | 2025-03-06 | 2026-03-06 | Solar Panels | TRINA SOLAR | TSM-425 NEG9R.25 |  | 0.425 | 6 | 0 | 0 |  | Fixed | Roof
NJADRE1559194492 | Administratively Determined Incentive Program | ATCO | 8004 | 17 | Residential | Behind the Meter | Yes | Power Energy Solutions, LLC | AC Electric |  | Accepted | 2025-02-18 | 2025-03-06 | 2026-03-06 | Inverters | SolarEdge | SE5700H-US | 6 |  | 1 |  |  | 0.97 |  | Outdoor
NJADRE1559194492 | Administratively Determined Incentive Program | ATCO | 8004 | 17 | Residential | Behind the Meter | Yes | Power Energy Solutions, LLC | AC Electric |  | Accepted | 2025-02-18 | 2025-03-06 | 2026-03-06 | Solar Panels | Trina Solar | TSM-425NE09RC.05 |  | 0.425 | 12 | 280 | 5 |  | Fixed | Roof
NJADRE1559194492 | Administratively Determined Incentive Program | ATCO | 8004 | 17 | Residential | Behind the Meter | Yes | Power Energy Solutions, LLC | AC Electric |  | Accepted | 2025-02-18 | 2025-03-06 | 2026-03-06 | Inverters | SolarEdge | SE3800H-US | 4 |  | 1 |  |  | 0.97 |  | Outdoor
NJADRE1559194492 | Administratively Determined Incentive Program | ATCO | 8004 | 17 | Residential | Behind the Meter | Yes | Power Energy Solutions, LLC | AC Electric |  | Accepted | 2025-02-18 | 2025-03-06 | 2026-03-06 | Solar Panels | Trina Solar | TSM-425NE09RC.05 |  | 0.425 | 12 | 12 | 20 |  | Fixed | Roof
NJADRE1559194492 | Administratively Determined Incentive Program | ATCO | 8004 | 17 | Residential | Behind the Meter | Yes | Power Energy Solutions, LLC | AC Electric |  | Accepted | 2025-02-18 | 2025-03-06 | 2026-03-06 | Solar Panels | Trina Solar | TSM-425NE09RC.05 |  | 0.425 | 4 | 100 | 7 |  | Fixed | Roof
NJADRE1559194492 | Administratively Determined Incentive Program | ATCO | 8004 | 17 | Residential | Behind the Meter | Yes | Power Energy Solutions, LLC | AC Electric |  | Accepted | 2025-02-18 | 2025-03-06 | 2026-03-06 | Solar Panels | Trina Solar | TSM-425NE09RC.05 |  | 0.425 | 12 | 192 | 20 |  | Fixed | Roof
NJADRE1559198516 | Administratively Determined Incentive Program | SICKLERVILLE | 8081 | 4.8 | Residential | Behind the Meter | No | Solar Energy World | AC Electric |  | Accepted | 2025-02-18 | 2025-03-06 | 2026-03-06 | Solar Panels | LONGi | LR5-54HABB-400M |  | 0.4 | 12 | 177 | 30 |  | Fixed | Roof
NJADRE1559198516 | Administratively Determined Incentive Program | SICKLERVILLE | 8081 | 4.8 | Residential | Behind the Meter | No | Solar Energy World | AC Electric |  | Accepted | 2025-02-18 | 2025-03-06 | 2026-03-06 | Inverters | Enphase | IQ8+-72-M-US | 290 |  | 12 |  |  | 0.97 |  | Outside
NJADRE1559198553 | Administratively Determined Incentive Program | Neptune | 7753 | 10.25 | Residential | Behind the Meter | Yes | Trinity Solar, LLC | JCP&L |  | Accepted | 2025-02-18 | 2025-03-06 | 2026-03-06 | Solar Panels | HANWHA | (Q.PEAK DUO BLK ML-G10+ 410) |  | 0.41 | 7 | 246 | 26 |  | Fixed | Roof
NJADRE1559198553 | Administratively Determined Incentive Program | Neptune | 7753 | 10.25 | Residential | Behind the Meter | Yes | Trinity Solar, LLC | JCP&L |  | Accepted | 2025-02-18 | 2025-03-06 | 2026-03-06 | Inverters | Tesla | Powerwall 3 (1707000-XX-Y) | 11500 |  | 2 |  |  | 0.97 |  | Outdoor
NJADRE1559198553 | Administratively Determined Incentive Program | Neptune | 7753 | 10.25 | Residential | Behind the Meter | Yes | Trinity Solar, LLC | JCP&L |  | Accepted | 2025-02-18 | 2025-03-06 | 2026-03-06 | Electric Storage Battery | Tesla | Powerwall 3 (1707000-XX-Y) |  |  | 2 |  |  |  | Lithium Ion |  | outside
NJADRE1559198553 | Administratively Determined Incentive Program | Neptune | 7753 | 10.25 | Residential | Behind the Meter | Yes | Trinity Solar, LLC | JCP&L |  | Accepted | 2025-02-18 | 2025-03-06 | 2026-03-06 | Solar Panels | HANWHA | (Q.PEAK DUO BLK ML-G10+ 410) |  | 0.41 | 18 | 246 | 41 |  | Fixed | Roof
NJADRE1559198581 | Administratively Determined Incentive Program | Erial | 8081 | 10.63 | Residential | Behind the Meter | Yes | Solar Mite Solutions, LLC | AC Electric |  | Accepted | 2025-02-18 | 2025-03-07 | 2026-03-07 | Inverters | Enphase | IQ8PLUS-72-2 | 290 |  | 25 |  |  | 0.98 |  | Outside
NJADRE1559198581 | Administratively Determined Incentive Program | Erial | 8081 | 10.63 | Residential | Behind the Meter | Yes | Solar Mite Solutions, LLC | AC Electric |  | Accepted | 2025-02-18 | 2025-03-07 | 2026-03-07 | Solar Panels | Jinko | JKM425N |  | 0.425 | 8 | 338 | 18 |  | Fixed | Roof
NJADRE1559198581 | Administratively Determined Incentive Program | Erial | 8081 | 10.63 | Residential | Behind the Meter | Yes | Solar Mite Solutions, LLC | AC Electric |  | Accepted | 2025-02-18 | 2025-03-07 | 2026-03-07 | Solar Panels | Jinko | JKM425N |  | 0.425 | 17 | 158 | 18 |  | Fixed | Roof
NJADRE1559198623 | Administratively Determined Incentive Program | Lower Township | 8251 | 7.79 | Residential | Behind the Meter | No | Tesla Energy Operations, Inc. | AC Electric |  | Accepted | 2025-02-18 | 2025-03-06 | 2026-03-06 | Solar Panels | Hanwha | Q.PEAK DUO BLK ML-G10.a+/TS 410 |  | 0.41 | 2 | 21 | 23 |  | Fixed | Roof
NJADRE1559198623 | Administratively Determined Incentive Program | Lower Township | 8251 | 7.79 | Residential | Behind the Meter | No | Tesla Energy Operations, Inc. | AC Electric |  | Accepted | 2025-02-18 | 2025-03-06 | 2026-03-06 | Solar Panels | Hanwha | Q.PEAK DUO BLK ML-G10.a+/TS 410 |  | 0.41 | 17 | 201 | 23 |  | Fixed | Roof
NJADRE1559198623 | Administratively Determined Incentive Program | Lower Township | 8251 | 7.79 | Residential | Behind the Meter | No | Tesla Energy Operations, Inc. | AC Electric |  | Accepted | 2025-02-18 | 2025-03-06 | 2026-03-06 | Electric Storage Battery | Tesla | AC Powerwall 2.0 |  |  | 2 |  |  |  | Lithium Ion |  | OUTSIDE
NJADRE1559198623 | Administratively Determined Incentive Program | Lower Township | 8251 | 7.79 | Residential | Behind the Meter | No | Tesla Energy Operations, Inc. | AC Electric |  | Accepted | 2025-02-18 | 2025-03-06 | 2026-03-06 | Inverters | Tesla | 1538000-XX-Y | 7600 |  | 1 |  |  | 0.98 |  | Outdoor
NJADRE1559198698 | Administratively Determined Incentive Program | Paterson | 7504 | 4.3 | Residential | Behind the Meter | Yes | PosiGen Developer, LLC | PSE&G |  | Accepted | 2025-02-18 | 2025-03-06 | 2026-03-06 | Inverters | SolarEdge | SE3800H-US | 3800 |  | 1 |  |  | 0.99 |  | Outdoor | within ten feet of meter
NJADRE1559198698 | Administratively Determined Incentive Program | Paterson | 7504 | 4.3 | Residential | Behind the Meter | Yes | PosiGen Developer, LLC | PSE&G |  | Accepted | 2025-02-18 | 2025-03-06 | 2026-03-06 | Solar Panels | Silfab | SIL-430 QD |  | 0.43 | 10 | 99 | 37 |  | Fixed | Roof
NJADRE1559199376 | Administratively Determined Incentive Program | Hillsborough | 8844 | 17.22 | Residential | Behind the Meter | No | Public Service Solar, LLC | PSE&G |  | Accepted | 2025-02-18 | 2025-03-06 | 2026-03-06 | Inverters | Enphase | iQ8HC-72-M-US | 380 |  | 41 |  |  | 0.96 |  | Outdoor | Under Panels
NJADRE1559199376 | Administratively Determined Incentive Program | Hillsborough | 8844 | 17.22 | Residential | Behind the Meter | No | Public Service Solar, LLC | PSE&G |  | Accepted | 2025-02-18 | 2025-03-06 | 2026-03-06 | Solar Panels | Panasonic | EVPV420HK2 |  | 0.42 | 9 | 105 | 34 |  | Fixed | Roof
NJADRE1559199376 | Administratively Determined Incentive Program | Hillsborough | 8844 | 17.22 | Residential | Behind the Meter | No | Public Service Solar, LLC | PSE&G |  | Accepted | 2025-02-18 | 2025-03-06 | 2026-03-06 | Solar Panels | Panasonic | EVPV420HK2 |  | 0.42 | 9 | 195 | 42 |  | Fixed | Roof
NJADRE1559199376 | Administratively Determined Incentive Program | Hillsborough | 8844 | 17.22 | Residential | Behind the Meter | No | Public Service Solar, LLC | PSE&G |  | Accepted | 2025-02-18 | 2025-03-06 | 2026-03-06 | Solar Panels | Panasonic | EVPV420HK2 |  | 0.42 | 8 | 285 | 34 |  | Fixed | Roof
NJADRE1559199376 | Administratively Determined Incentive Program | Hillsborough | 8844 | 17.22 | Residential | Behind the Meter | No | Public Service Solar, LLC | PSE&G |  | Accepted | 2025-02-18 | 2025-03-06 | 2026-03-06 | Solar Panels | Panasonic | EVPV420HK2 |  | 0.42 | 3 | 105 | 34 |  | Fixed | Roof
NJADRE1559199376 | Administratively Determined Incentive Program | Hillsborough | 8844 | 17.22 | Residential | Behind the Meter | No | Public Service Solar, LLC | PSE&G |  | Accepted | 2025-02-18 | 2025-03-06 | 2026-03-06 | Solar Panels | Panasonic | EVPV420HK2 |  | 0.42 | 7 | 285 | 34 |  | Fixed | Roof
NJADRE1559199376 | Administratively Determined Incentive Program | Hillsborough | 8844 | 17.22 | Residential | Behind the Meter | No | Public Service Solar, LLC | PSE&G |  | Accepted | 2025-02-18 | 2025-03-06 | 2026-03-06 | Solar Panels | Panasonic | EVPV420HK2 |  | 0.42 | 5 | 195 | 42 |  | Fixed | Roof
NJADRE1559200454 | Administratively Determined Incentive Program | TEANECK TWP | 7666 | 17.22 | Residential | Behind the Meter | Yes | Sunrun Installation Services, Inc. | PSE&G |  | Accepted | 2025-02-19 | 2025-03-06 | 2026-03-06 | Solar Panels | Hanwha Q Cells | Q.PEAK DUO BLK ML-G10+ 410 |  | 0.41 | 3 | 75 | 33 |  | Fixed | Roof
NJADRE1559200454 | Administratively Determined Incentive Program | TEANECK TWP | 7666 | 17.22 | Residential | Behind the Meter | Yes | Sunrun Installation Services, Inc. | PSE&G |  | Accepted | 2025-02-19 | 2025-03-06 | 2026-03-06 | Solar Panels | Hanwha Q Cells | Q.PEAK DUO BLK ML-G10+ 410 |  | 0.41 | 15 | 75 | 16 |  | Fixed | Roof
NJADRE1559200454 | Administratively Determined Incentive Program | TEANECK TWP | 7666 | 17.22 | Residential | Behind the Meter | Yes | Sunrun Installation Services, Inc. | PSE&G |  | Accepted | 2025-02-19 | 2025-03-06 | 2026-03-06 | Inverters | Tesla | Powerwall 3 1707000-xx-y | 11500 |  | 1 |  |  | 0.97 |  | Outdoor
NJADRE1559200454 | Administratively Determined Incentive Program | TEANECK TWP | 7666 | 17.22 | Residential | Behind the Meter | Yes | Sunrun Installation Services, Inc. | PSE&G |  | Accepted | 2025-02-19 | 2025-03-06 | 2026-03-06 | Electric Storage Battery | Tesla | Powerwall 3 1707000-xx-y |  |  | 1 |  |  |  | Lithium Ion |  | OUTSIDE
NJADRE1559200454 | Administratively Determined Incentive Program | TEANECK TWP | 7666 | 17.22 | Residential | Behind the Meter | Yes | Sunrun Installation Services, Inc. | PSE&G |  | Accepted | 2025-02-19 | 2025-03-06 | 2026-03-06 | Solar Panels | Hanwha Q Cells | Q.PEAK DUO BLK ML-G10+ 410 |  | 0.41 | 24 | 255 | 33 |  | Fixed | Roof
NJADRE1559200466 | Administratively Determined Incentive Program | BRIDGEWATER | 8807 | 4.51 | Residential | Behind the Meter | Yes | Sunrun Installation Services, Inc. | JCP&L |  | Accepted | 2025-02-19 | 2025-03-06 | 2026-03-06 | Solar Panels | Hanwha Q-Cells | Q.PEAK DUO BLK ML-G10+ 410 |  | 0.41 | 11 | 158 | 28 |  | Fixed | Roof
NJADRE1559200466 | Administratively Determined Incentive Program | BRIDGEWATER | 8807 | 4.51 | Residential | Behind the Meter | Yes | Sunrun Installation Services, Inc. | JCP&L |  | Accepted | 2025-02-19 | 2025-03-06 | 2026-03-06 | Inverters | SOLAREDGE TECHNOLOGIES | SE3800H-USMN | 3800 |  | 1 |  |  | 0.99 |  | Outside
NJADRE1559200485 | Administratively Determined Incentive Program | MADISON | 7940 | 2.87 | Residential | Behind the Meter | Yes | Trinity Solar, LLC | Borough of Madison |  | Accepted | 2025-02-19 | 2025-03-06 | 2026-03-06 | Inverters | Solar Edge | SE3800H-US | 3800 |  | 1 |  |  | 0.97 |  | Outside
NJADRE1559200485 | Administratively Determined Incentive Program | MADISON | 7940 | 2.87 | Residential | Behind the Meter | Yes | Trinity Solar, LLC | Borough of Madison |  | Accepted | 2025-02-19 | 2025-03-06 | 2026-03-06 | Solar Panels | HANWHA | Q.PEAK DUO BLK ML-G10+ 410 |  | 0.41 | 7 | 100 | 18 |  | Fixed | Roof
NJADRE1559200487 | Administratively Determined Incentive Program | Roselle | 7203 | 7.65 | Residential | Behind the Meter | Yes | Maier Solar Engineering dba Solar Me | PSE&G |  | Accepted | 2025-02-19 | 2025-03-06 | 2026-03-06 | Solar Panels | Jinko | JKM425N-54HL4-B |  | 0.425 | 3 | 255 | 45 |  | Fixed | Roof
NJADRE1559200487 | Administratively Determined Incentive Program | Roselle | 7203 | 7.65 | Residential | Behind the Meter | Yes | Maier Solar Engineering dba Solar Me | PSE&G |  | Accepted | 2025-02-19 | 2025-03-06 | 2026-03-06 | Solar Panels | Jinko | JKM425N-54HL4-B |  | 0.425 | 4 | 255 | 18 |  | Fixed | Roof
NJADRE1559200487 | Administratively Determined Incentive Program | Roselle | 7203 | 7.65 | Residential | Behind the Meter | Yes | Maier Solar Engineering dba Solar Me | PSE&G |  | Accepted | 2025-02-19 | 2025-03-06 | 2026-03-06 | Inverters | Enphase | IQ8AC | 349 |  | 18 |  |  | 0.96 |  | Outdoor | Next to meter
NJADRE1559200487 | Administratively Determined Incentive Program | Roselle | 7203 | 7.65 | Residential | Behind the Meter | Yes | Maier Solar Engineering dba Solar Me | PSE&G |  | Accepted | 2025-02-19 | 2025-03-06 | 2026-03-06 | Solar Panels | Jinko | JKM425N-54HL4-B |  | 0.425 | 7 | 255 | 20 |  | Fixed | Roof
NJADRE1559200487 | Administratively Determined Incentive Program | Roselle | 7203 | 7.65 | Residential | Behind the Meter | Yes | Maier Solar Engineering dba Solar Me | PSE&G |  | Accepted | 2025-02-19 | 2025-03-06 | 2026-03-06 | Solar Panels | Jinko | JKM425N-54HL4-B |  | 0.425 | 4 | 186 | 34 |  | Fixed | Roof
NJADRE1559200507 | Administratively Determined Incentive Program | Lawnside | 8045 | 4.73 | Residential | Behind the Meter | Yes | PosiGen Developer, LLC | PSE&G |  | Accepted | 2025-02-19 | 2025-03-06 | 2026-03-06 | Solar Panels | SilFab Solar | SIL-430 QD |  | 0.43 | 11 | 180 | 23 |  | Fixed | Roof
NJADRE1559200507 | Administratively Determined Incentive Program | Lawnside | 8045 | 4.73 | Residential | Behind the Meter | Yes | PosiGen Developer, LLC | PSE&G |  | Accepted | 2025-02-19 | 2025-03-06 | 2026-03-06 | Inverters | SolarEdge | SE3800H-US | 3800 |  | 1 |  |  | 0.99 |  | Outside | within ten feet of meter
NJADRE1559200516 | Administratively Determined Incentive Program | Burlington | 8016 | 5.33 | Residential | Behind the Meter | Yes | Pro Custom Solar dba Momentum Solar | PSE&G |  | Accepted | 2025-02-19 | 2025-03-06 | 2026-03-06 | Solar Panels | HANWHA | Q.PEAK DUO BLK ML-G10+410 |  | 0.41 | 3 | 11 | 38 |  | Fixed | Roof
NJADRE1559200516 | Administratively Determined Incentive Program | Burlington | 8016 | 5.33 | Residential | Behind the Meter | Yes | Pro Custom Solar dba Momentum Solar | PSE&G |  | Accepted | 2025-02-19 | 2025-03-06 | 2026-03-06 | Solar Panels | HANWHA | Q.PEAK DUO BLK ML-G10+410 |  | 0.41 | 7 | 101 | 41 |  | Fixed | Roof
NJADRE1559200516 | Administratively Determined Incentive Program | Burlington | 8016 | 5.33 | Residential | Behind the Meter | Yes | Pro Custom Solar dba Momentum Solar | PSE&G |  | Accepted | 2025-02-19 | 2025-03-06 | 2026-03-06 | Inverters | Enphase | IQ8HC-72-M-DOM-US | 380 |  | 13 |  |  | 0.97 |  | Outdoor
NJADRE1559200516 | Administratively Determined Incentive Program | Burlington | 8016 | 5.33 | Residential | Behind the Meter | Yes | Pro Custom Solar dba Momentum Solar | PSE&G |  | Accepted | 2025-02-19 | 2025-03-06 | 2026-03-06 | Solar Panels | HANWHA | Q.PEAK DUO BLK ML-G10+410 |  | 0.41 | 3 | 191 | 20 |  | Fixed | Roof
NJADRE1559200537 | Administratively Determined Incentive Program | Marlboro Township | 7751 | 17.2 | Residential | Behind the Meter | Yes | PosiGen Developer, LLC | JCP&L |  | Accepted | 2025-02-19 | 2025-03-07 | 2026-03-07 | Solar Panels | Silfab Solar | SIL-430QD |  | 0.43 | 19 | 211 | 16 |  | Fixed | Roof
NJADRE1559200537 | Administratively Determined Incentive Program | Marlboro Township | 7751 | 17.2 | Residential | Behind the Meter | Yes | PosiGen Developer, LLC | JCP&L |  | Accepted | 2025-02-19 | 2025-03-07 | 2026-03-07 | Solar Panels | Silfab Solar | SIL-430QD |  | 0.43 | 21 | 211 | 23 |  | Fixed | Roof
NJADRE1559200537 | Administratively Determined Incentive Program | Marlboro Township | 7751 | 17.2 | Residential | Behind the Meter | Yes | PosiGen Developer, LLC | JCP&L |  | Accepted | 2025-02-19 | 2025-03-07 | 2026-03-07 | Inverters | SolarEdge | SE7600H-US | 8 |  | 2 |  |  | 0.99 |  | Outside | Within ten feet of meter
NJADRE1559200597 | Administratively Determined Incentive Program | Sicklerville | 8081 | 10.66 | Residential | Behind the Meter | Yes | Trinity Solar, LLC | AC Electric |  | Accepted | 2025-02-19 | 2025-03-06 | 2026-03-06 | Inverters | Solar Edge | SE10000H-US | 10000 |  | 1 |  |  | 0.97 |  | Outdoor
NJADRE1559200597 | Administratively Determined Incentive Program | Sicklerville | 8081 | 10.66 | Residential | Behind the Meter | Yes | Trinity Solar, LLC | AC Electric |  | Accepted | 2025-02-19 | 2025-03-06 | 2026-03-06 | Solar Panels | HANWHA | (Q.PEAK DUO BLK ML-G10+ 410) |  | 0.41 | 15 | 127 | 32 |  | Fixed | Roof
NJADRE1559200597 | Administratively Determined Incentive Program | Sicklerville | 8081 | 10.66 | Residential | Behind the Meter | Yes | Trinity Solar, LLC | AC Electric |  | Accepted | 2025-02-19 | 2025-03-06 | 2026-03-06 | Solar Panels | HANWHA | (Q.PEAK DUO BLK ML-G10+ 410) |  | 0.41 | 11 | 127 | 30 |  | Fixed | Roof
NJADRE1559200608 | Administratively Determined Incentive Program | Harrison | 7029 | 4.3 | Residential | Behind the Meter | Yes | PosiGen Developer, LLC | PSE&G |  | Accepted | 2025-02-19 | 2025-03-07 | 2026-03-07 | Solar Panels | SILFAB | SIL430QD |  | 0.43 | 10 | 87 | 18 |  | Fixed | Roof
NJADRE1559200608 | Administratively Determined Incentive Program | Harrison | 7029 | 4.3 | Residential | Behind the Meter | Yes | PosiGen Developer, LLC | PSE&G |  | Accepted | 2025-02-19 | 2025-03-07 | 2026-03-07 | Inverters | SOLAREDGE | SE3800H-US | 3800 |  | 1 |  |  | 0.99 |  | Outside | WITHIN TEN FEET OF METER
NJADRE1559200633 | Administratively Determined Incentive Program | Hamilton Twp | 8610 | 4.92 | Residential | Behind the Meter | Yes | Pro Custom Solar dba Momentum Solar | PSE&G |  | Accepted | 2025-02-19 | 2025-03-06 | 2026-03-06 | Solar Panels | HANWHA | Q.PEAK DUO BLK ML-G10+ 410 |  | 0.41 | 7 | 225 | 6 |  | Fixed | Roof
NJADRE1559200633 | Administratively Determined Incentive Program | Hamilton Twp | 8610 | 4.92 | Residential | Behind the Meter | Yes | Pro Custom Solar dba Momentum Solar | PSE&G |  | Accepted | 2025-02-19 | 2025-03-06 | 2026-03-06 | Solar Panels | HANWHA | Q.PEAK DUO BLK ML-G10+ 410 |  | 0.41 | 5 | 46 | 23 |  | Fixed | Roof
NJADRE1559200633 | Administratively Determined Incentive Program | Hamilton Twp | 8610 | 4.92 | Residential | Behind the Meter | Yes | Pro Custom Solar dba Momentum Solar | PSE&G |  | Accepted | 2025-02-19 | 2025-03-06 | 2026-03-06 | Inverters | ENPHASE | IQ8HC-72-M-DOM-US | 380 |  | 12 |  |  | 0.97 |  | Outdoor
NJADRE1559200723 | Administratively Determined Incentive Program | Freehold | 7728 | 8.61 | Residential | Behind the Meter | Yes | Sunrun Installation Services, Inc. | JCP&L |  | Accepted | 2025-02-19 | 2025-03-06 | 2026-03-06 | Inverters | Tesla | Powerwall 3 1707000-xx-y | 11500 |  | 1 |  |  | 0.97 |  | Outdoor
NJADRE1559200723 | Administratively Determined Incentive Program | Freehold | 7728 | 8.61 | Residential | Behind the Meter | Yes | Sunrun Installation Services, Inc. | JCP&L |  | Accepted | 2025-02-19 | 2025-03-06 | 2026-03-06 | Solar Panels | Hanwha Q Cells | Q.PEAK DUO BLK ML-G10+ 410 |  | 0.41 | 14 | 236 | 17 |  | Fixed | Roof
NJADRE1559200723 | Administratively Determined Incentive Program | Freehold | 7728 | 8.61 | Residential | Behind the Meter | Yes | Sunrun Installation Services, Inc. | JCP&L |  | Accepted | 2025-02-19 | 2025-03-06 | 2026-03-06 | Electric Storage Battery | Tesla | Powerwall 3 1707000-xx-y |  |  | 1 |  |  |  | Lithium Ion |  | OUTSIDE
NJADRE1559200723 | Administratively Determined Incentive Program | Freehold | 7728 | 8.61 | Residential | Behind the Meter | Yes | Sunrun Installation Services, Inc. | JCP&L |  | Accepted | 2025-02-19 | 2025-03-06 | 2026-03-06 | Solar Panels | Hanwha Q Cells | Q.PEAK DUO BLK ML-G10+ 410 |  | 0.41 | 7 | 236 | 18 |  | Fixed | Roof
NJADRE1559201430 | Administratively Determined Incentive Program | West Deptford | 8096 | 5.95 | Residential | Behind the Meter | Yes | Power Energy Solutions, LLC | PSE&G |  | Accepted | 2025-02-19 | 2025-03-06 | 2026-03-06 | Inverters | SolarEdge | SE3800H-US | 4 |  | 1 |  |  | 0.97 |  | Outdoor
NJADRE1559201430 | Administratively Determined Incentive Program | West Deptford | 8096 | 5.95 | Residential | Behind the Meter | Yes | Power Energy Solutions, LLC | PSE&G |  | Accepted | 2025-02-19 | 2025-03-06 | 2026-03-06 | Solar Panels | Trina Solar | TSM-425NE09RC.05 |  | 0.425 | 14 | 145 | 24 |  | Fixed | Roof
NJADRE1559201549 | Administratively Determined Incentive Program | Irvington | 7111 | 2.87 | Residential | Behind the Meter | Yes | Trinity Solar, LLC | PSE&G |  | Accepted | 2025-02-19 | 2025-03-07 | 2026-03-07 | Solar Panels | Hanwha | Q.PEAK DUO BLK ML-G10+ 410 |  | 0.41 | 3 | 206 | 37 |  | Fixed | Roof
NJADRE1559201549 | Administratively Determined Incentive Program | Irvington | 7111 | 2.87 | Residential | Behind the Meter | Yes | Trinity Solar, LLC | PSE&G |  | Accepted | 2025-02-19 | 2025-03-07 | 2026-03-07 | Inverters | Solar Edge | SE3800H-US | 3800 |  | 1 |  |  | 0.986 |  | Outside
NJADRE1559201549 | Administratively Determined Incentive Program | Irvington | 7111 | 2.87 | Residential | Behind the Meter | Yes | Trinity Solar, LLC | PSE&G |  | Accepted | 2025-02-19 | 2025-03-07 | 2026-03-07 | Solar Panels | Hanwha | Q.PEAK DUO BLK ML-G10+ 410 |  | 0.41 | 4 | 26 | 37 |  | Fixed | Roof
NJADRE1559201723 | Administratively Determined Incentive Program | NEWARK | 7107 | 3.4 | Residential | Behind the Meter | Yes | Big Wave Roofing and Solar, LLC | PSE&G |  | Accepted | 2025-02-19 | 2025-03-07 | 2026-03-07 | Solar Panels | Jinko | JKM425N-54HL4-B |  | 0.425 | 4 | 110 | 25 |  | Fixed | Roof
NJADRE1559201723 | Administratively Determined Incentive Program | NEWARK | 7107 | 3.4 | Residential | Behind the Meter | Yes | Big Wave Roofing and Solar, LLC | PSE&G |  | Accepted | 2025-02-19 | 2025-03-07 | 2026-03-07 | Inverters | Enphase | IQ8PLUS-72-2-US | 290 |  | 8 |  |  | 0.98 |  | Outside
NJADRE1559201723 | Administratively Determined Incentive Program | NEWARK | 7107 | 3.4 | Residential | Behind the Meter | Yes | Big Wave Roofing and Solar, LLC | PSE&G |  | Accepted | 2025-02-19 | 2025-03-07 | 2026-03-07 | Solar Panels | Jinko | JKM425N-54HL4-B |  | 0.425 | 4 | 200 | 25 |  | Fixed | Roof
NJADRE1559201732 | Administratively Determined Incentive Program | ELMWOOD PARK | 7407 | 16 | Residential | Behind the Meter | Yes | Solar Energy World | PSE&G |  | Accepted | 2025-02-19 | 2025-03-10 | 2026-03-10 | Solar Panels | LONGi | LR5-54HABB-400M |  | 0.4 | 12 | 340 | 21 |  | Fixed | Roof
NJADRE1559201732 | Administratively Determined Incentive Program | ELMWOOD PARK | 7407 | 16 | Residential | Behind the Meter | Yes | Solar Energy World | PSE&G |  | Accepted | 2025-02-19 | 2025-03-10 | 2026-03-10 | Inverters | Enphase | IQ8HC-72-M-DOM-US | 384 |  | 40 |  |  | 0.97 |  | Outside
NJADRE1559201732 | Administratively Determined Incentive Program | ELMWOOD PARK | 7407 | 16 | Residential | Behind the Meter | Yes | Solar Energy World | PSE&G |  | Accepted | 2025-02-19 | 2025-03-10 | 2026-03-10 | Solar Panels | LONGi | LR5-54HABB-400M |  | 0.4 | 15 | 160 | 23 |  | Fixed | Roof
NJADRE1559201732 | Administratively Determined Incentive Program | ELMWOOD PARK | 7407 | 16 | Residential | Behind the Meter | Yes | Solar Energy World | PSE&G |  | Accepted | 2025-02-19 | 2025-03-10 | 2026-03-10 | Solar Panels | LONGi | LR5-54HABB-400M |  | 0.4 | 7 | 70 | 22 |  | Fixed | Roof
NJADRE1559201732 | Administratively Determined Incentive Program | ELMWOOD PARK | 7407 | 16 | Residential | Behind the Meter | Yes | Solar Energy World | PSE&G |  | Accepted | 2025-02-19 | 2025-03-10 | 2026-03-10 | Solar Panels | LONGi | LR5-54HABB-400M |  | 0.4 | 6 | 250 | 21 |  | Fixed | Roof
NJADRE1559201777 | Administratively Determined Incentive Program | Neptune | 7753 | 4.1 | Residential | Behind the Meter | Yes | Trinity Solar, LLC | JCP&L |  | Accepted | 2025-02-19 | 2025-03-07 | 2026-03-07 | Inverters | Solar Edge | USE3800H-USMNBL75 | 3800 |  | 1 |  |  | 0.97 |  | Outdoor
NJADRE1559201777 | Administratively Determined Incentive Program | Neptune | 7753 | 4.1 | Residential | Behind the Meter | Yes | Trinity Solar, LLC | JCP&L |  | Accepted | 2025-02-19 | 2025-03-07 | 2026-03-07 | Solar Panels | HANWHA | (Q.PEAK DUO BLK ML-G10+ 410) |  | 0.41 | 10 | 358 | 35 |  | Fixed | Roof
NJADRE1559201841 | Administratively Determined Incentive Program | Pennsauken | 8109 | 5.74 | Residential | Behind the Meter | Yes | Sunrun Installation Services, Inc. | PSE&G |  | Accepted | 2025-02-19 | 2025-03-07 | 2026-03-07 | Solar Panels | HANWHA Q-CELLS | Q.PEAK DUO BLK ML-G10+ 410 DCA (MD06G100A-017) |  | 0.41 | 9 | 238 | 22 |  | Fixed | Roof
NJADRE1559201841 | Administratively Determined Incentive Program | Pennsauken | 8109 | 5.74 | Residential | Behind the Meter | Yes | Sunrun Installation Services, Inc. | PSE&G |  | Accepted | 2025-02-19 | 2025-03-07 | 2026-03-07 | Inverters | GROWATT NEW ENERGY TECHNOLOGY CO LTD | MIN 6000TL-XH-US | 6000 |  | 1 |  |  | 0.98 |  | Outdoor
NJADRE1559201841 | Administratively Determined Incentive Program | Pennsauken | 8109 | 5.74 | Residential | Behind the Meter | Yes | Sunrun Installation Services, Inc. | PSE&G |  | Accepted | 2025-02-19 | 2025-03-07 | 2026-03-07 | Solar Panels | HANWHA Q-CELLS | Q.PEAK DUO BLK ML-G10+ 410 DCA (MD06G100A-017) |  | 0.41 | 5 | 58 | 21 |  | Fixed | Roof
NJADRE1559202229 | Administratively Determined Incentive Program | Berlin | 8009 | 14.11 | Residential | Behind the Meter | Yes | Seapoint Solar Energy, LLC | AC Electric |  | Accepted | 2025-02-19 | 2025-03-10 | 2026-03-10 | Solar Panels | CANADIAN SOLAR | CS6.1-54TM-455H |  | 0.455 | 31 | 281 | 36 |  | Fixed | Roof
NJADRE1559202229 | Administratively Determined Incentive Program | Berlin | 8009 | 14.11 | Residential | Behind the Meter | Yes | Seapoint Solar Energy, LLC | AC Electric |  | Accepted | 2025-02-19 | 2025-03-10 | 2026-03-10 | Inverters | ENPHASE IQ8PLUS | IQ8PLUS-72-M-US | 290 |  | 31 |  |  | 0.97 |  | Outside
NJADRE1559202285 | Administratively Determined Incentive Program | COLONIA | 7067 | 19.13 | Residential | Behind the Meter | Yes | Fusion Solar Energy, LLC | PSE&G |  | Accepted | 2025-02-19 | 2025-03-10 | 2026-03-10 | Solar Panels | Trina Solar, Inc. | TSM-425NE09RC.05 |  | 0.425 | 6 | 83 | 37 |  | Fixed | Roof
NJADRE1559202285 | Administratively Determined Incentive Program | COLONIA | 7067 | 19.13 | Residential | Behind the Meter | Yes | Fusion Solar Energy, LLC | PSE&G |  | Accepted | 2025-02-19 | 2025-03-10 | 2026-03-10 | Meters | Enphase Energy Inc | X-IQ-AM1-240-5 |  |  | 1 |  |  |  | Yes | Outdoor
NJADRE1559202285 | Administratively Determined Incentive Program | COLONIA | 7067 | 19.13 | Residential | Behind the Meter | Yes | Fusion Solar Energy, LLC | PSE&G |  | Accepted | 2025-02-19 | 2025-03-10 | 2026-03-10 | Solar Panels | Trina Solar, Inc. | TSM-425NE09RC.05 |  | 0.425 | 2 | 263 | 37 |  | Fixed | Roof
NJADRE1559202285 | Administratively Determined Incentive Program | COLONIA | 7067 | 19.13 | Residential | Behind the Meter | Yes | Fusion Solar Energy, LLC | PSE&G |  | Accepted | 2025-02-19 | 2025-03-10 | 2026-03-10 | Solar Panels | Trina Solar, Inc. | TSM-425NE09RC.05 |  | 0.425 | 17 | 173 | 31 |  | Fixed | Roof
NJADRE1559202285 | Administratively Determined Incentive Program | COLONIA | 7067 | 19.13 | Residential | Behind the Meter | Yes | Fusion Solar Energy, LLC | PSE&G |  | Accepted | 2025-02-19 | 2025-03-10 | 2026-03-10 | Solar Panels | Trina Solar, Inc. | TSM-425NE09RC.05 |  | 0.425 | 5 | 263 | 37 |  | Fixed | Roof
NJADRE1559202285 | Administratively Determined Incentive Program | COLONIA | 7067 | 19.13 | Residential | Behind the Meter | Yes | Fusion Solar Energy, LLC | PSE&G |  | Accepted | 2025-02-19 | 2025-03-10 | 2026-03-10 | Solar Panels | Trina Solar, Inc. | TSM-425NE09RC.05 |  | 0.425 | 3 | 173 | 11 |  | Fixed | Roof
NJADRE1559202285 | Administratively Determined Incentive Program | COLONIA | 7067 | 19.13 | Residential | Behind the Meter | Yes | Fusion Solar Energy, LLC | PSE&G |  | Accepted | 2025-02-19 | 2025-03-10 | 2026-03-10 | Inverters | Enphase Energy Inc | IQ8HC-72-M-DOM-US | 290 |  | 45 |  |  | 0.99 |  | Outside
NJADRE1559202285 | Administratively Determined Incentive Program | COLONIA | 7067 | 19.13 | Residential | Behind the Meter | Yes | Fusion Solar Energy, LLC | PSE&G |  | Accepted | 2025-02-19 | 2025-03-10 | 2026-03-10 | Solar Panels | Trina Solar, Inc. | TSM-425NE09RC.05 |  | 0.425 | 2 | 83 | 37 |  | Fixed | Roof
NJADRE1559202285 | Administratively Determined Incentive Program | COLONIA | 7067 | 19.13 | Residential | Behind the Meter | Yes | Fusion Solar Energy, LLC | PSE&G |  | Accepted | 2025-02-19 | 2025-03-10 | 2026-03-10 | Solar Panels | Trina Solar, Inc. | TSM-425NE09RC.05 |  | 0.425 | 10 | 353 | 31 |  | Fixed | Roof
NJADRE1559202321 | Administratively Determined Incentive Program | WEST DEPTFORD | 8086 | 4 | Residential | Behind the Meter | Yes | Sunrun Installation Services, Inc. | PSE&G |  | Accepted | 2025-02-19 | 2025-03-10 | 2026-03-10 | Inverters | SolarEdge Technologies | SE3800H-USMN | 3800 |  | 1 |  |  | 0.99 |  | Outdoor
NJADRE1559202321 | Administratively Determined Incentive Program | WEST DEPTFORD | 8086 | 4 | Residential | Behind the Meter | Yes | Sunrun Installation Services, Inc. | PSE&G |  | Accepted | 2025-02-19 | 2025-03-10 | 2026-03-10 | Solar Panels | Hanwha Q Cells | Q.PEAK DUO BLK ML-G10+/T 400 |  | 0.4 | 10 | 158 | 31 |  | Fixed | Roof
NJADRE1559202344 | Administratively Determined Incentive Program | BLOOMFIELD | 7003 | 7.38 | Residential | Behind the Meter | No | Tesla Energy Operations, Inc. | PSE&G |  | Accepted | 2025-02-19 | 2025-03-10 | 2026-03-10 | Solar Panels | Hanwha | Q.PEAK DUO BLK ML-G10.a+/TS 410 |  | 0.41 | 9 | 30 | 30 |  | Fixed | Roof
NJADRE1559202344 | Administratively Determined Incentive Program | BLOOMFIELD | 7003 | 7.38 | Residential | Behind the Meter | No | Tesla Energy Operations, Inc. | PSE&G |  | Accepted | 2025-02-19 | 2025-03-10 | 2026-03-10 | Solar Panels | Hanwha | Q.PEAK DUO BLK ML-G10.a+/TS 410 |  | 0.41 | 9 | 211 | 31 |  | Fixed | Roof
NJADRE1559202344 | Administratively Determined Incentive Program | BLOOMFIELD | 7003 | 7.38 | Residential | Behind the Meter | No | Tesla Energy Operations, Inc. | PSE&G |  | Accepted | 2025-02-19 | 2025-03-10 | 2026-03-10 | Inverters | Tesla | 1538000-XX-Y | 7600 |  | 1 |  |  | 0.98 |  | Outdoor
NJADRE1559202488 | Administratively Determined Incentive Program | SICKLERVILLE | 8081 | 6.56 | Residential | Behind the Meter | Yes | Sunrun Installation Services, Inc. | AC Electric |  | Accepted | 2025-02-19 | 2025-03-10 | 2026-03-10 | Inverters | SolarEdge Technologies | SE5700H-USMN | 5760 |  | 1 |  |  | 0.99 |  | Outdoor
NJADRE1559202488 | Administratively Determined Incentive Program | SICKLERVILLE | 8081 | 6.56 | Residential | Behind the Meter | Yes | Sunrun Installation Services, Inc. | AC Electric |  | Accepted | 2025-02-19 | 2025-03-10 | 2026-03-10 | Solar Panels | Hanwha Q Cells | Q.PEAK DUO BLK ML-G10+ 410 |  | 0.41 | 16 | 263 | 30 |  | Fixed | Roof
NJADRE1559202488 | Administratively Determined Incentive Program | SICKLERVILLE | 8081 | 6.56 | Residential | Behind the Meter | Yes | Sunrun Installation Services, Inc. | AC Electric |  | Accepted | 2025-02-19 | 2025-03-10 | 2026-03-10 | Meters | SOLAREDGE TECHNOLOGIES | SE5700H-USMN |  |  | 1 |  |  |  | Yes | Outdoor
NJADRE1559204020 | Administratively Determined Incentive Program | Lawrenceville Twp Mer | 8648 | 5.76 | Residential | Behind the Meter | No | Over the Top Solar Solutions, LLC | PSE&G |  | Accepted | 2025-03-17 | 2025-04-03 | 2026-04-03 | Solar Panels | hanwha | Qcell |  | 0.36 | 16 | 240 | 40 |  | Single Axis | Roof
NJADRE1559204020 | Administratively Determined Incentive Program | Lawrenceville Twp Mer | 8648 | 5.76 | Residential | Behind the Meter | No | Over the Top Solar Solutions, LLC | PSE&G |  | Accepted | 2025-03-17 | 2025-04-03 | 2026-04-03 | Meters | Enphase | X-IQ-AM1-240-4 |  |  | 1 |  |  |  | Yes | Outdoor
NJADRE1559204020 | Administratively Determined Incentive Program | Lawrenceville Twp Mer | 8648 | 5.76 | Residential | Behind the Meter | No | Over the Top Solar Solutions, LLC | PSE&G |  | Accepted | 2025-03-17 | 2025-04-03 | 2026-04-03 | Inverters | Enphase | IQ8A | 349 |  | 16 |  |  | 0.985 |  | Outside
NJADRE1559204041 | Administratively Determined Incentive Program | East Brunswick Twp | 8816 | 11.48 | Residential | Behind the Meter | No | Panatec Corporation | JCP&L |  | Accepted | 2025-02-20 | 2025-03-10 | 2026-03-10 | Solar Panels | Canadian Solar | CS3W-425MB |  | 0.425 | 27 | 125 | 25 |  | Fixed | Roof
NJADRE1559204041 | Administratively Determined Incentive Program | East Brunswick Twp | 8816 | 11.48 | Residential | Behind the Meter | No | Panatec Corporation | JCP&L |  | Accepted | 2025-02-20 | 2025-03-10 | 2026-03-10 | Inverters | Enphase | IQ8H | 380 |  | 27 |  |  | 0.975 |  | Outdoor
NJADRE1559204041 | Administratively Determined Incentive Program | East Brunswick Twp | 8816 | 11.48 | Residential | Behind the Meter | No | Panatec Corporation | JCP&L |  | Accepted | 2025-02-20 | 2025-03-10 | 2026-03-10 | Meters | Enphase | X2-IQ-AM1-240-4 |  |  | 1 |  |  |  | Yes | Outdoor
NJADRE1559204052 | Administratively Determined Incentive Program | Hawthorne | 7506 | 9.02 | Residential | Behind the Meter | Yes | Pro Custom Solar dba Momentum Solar | PSE&G |  | Accepted | 2025-02-20 | 2025-03-07 | 2026-03-07 | Inverters | ENPHASE | iq8mc-72-m-us | 320 |  | 22 |  |  | 0.97 |  | Outside
NJADRE1559204052 | Administratively Determined Incentive Program | Hawthorne | 7506 | 9.02 | Residential | Behind the Meter | Yes | Pro Custom Solar dba Momentum Solar | PSE&G |  | Accepted | 2025-02-20 | 2025-03-07 | 2026-03-07 | Solar Panels | hanwha | q.peak duo blk ml-g10+410 |  | 0.41 | 4 | 83 | 32 |  | Fixed | Roof
NJADRE1559204052 | Administratively Determined Incentive Program | Hawthorne | 7506 | 9.02 | Residential | Behind the Meter | Yes | Pro Custom Solar dba Momentum Solar | PSE&G |  | Accepted | 2025-02-20 | 2025-03-07 | 2026-03-07 | Solar Panels | hanwha | q.peak duo blk ml-g10+410 |  | 0.41 | 18 | 263 | 32 |  | Fixed | Roof
NJADRE1559204132 | Administratively Determined Incentive Program | Quinton | 8072 | 9.13 | Residential | Behind the Meter | Yes | SunPurity, LLC | AC Electric |  | Accepted | 2025-06-05 | 2025-07-01 | 2026-07-01 | Inverters | SolarEdge | SE7600H-US | 7600 |  | 1 |  |  | 0.99 |  | Outdoor
NJADRE1559204132 | Administratively Determined Incentive Program | Quinton | 8072 | 9.13 | Residential | Behind the Meter | Yes | SunPurity, LLC | AC Electric |  | Accepted | 2025-06-05 | 2025-07-01 | 2026-07-01 | Solar Panels | Hanwha Q cells | Q.PEAK DUO BLK-ML-G10+ 415W |  | 0.415 | 22 | 146 | 16 |  | Fixed | Roof
NJADRE1559204143 | Administratively Determined Incentive Program | North Brunswick Twp | 8902 | 3.74 | Residential | Behind the Meter | Yes | SunPurity, LLC | PSE&G |  | Accepted | 2025-02-24 | 2025-03-14 | 2026-03-14 | Inverters | SolarEdge | SE3800H-US | 3800 |  | 1 |  |  | 0.99 |  | Outdoor
NJADRE1559204143 | Administratively Determined Incentive Program | North Brunswick Twp | 8902 | 3.74 | Residential | Behind the Meter | Yes | SunPurity, LLC | PSE&G |  | Accepted | 2025-02-24 | 2025-03-14 | 2026-03-14 | Solar Panels | Hanwha Q Cells | Q.PEAK DUO BLK-ML-G10+ (415W) |  | 0.415 | 9 | 121 | 40 |  | Fixed | Roof
NJADRE1559204161 | Administratively Determined Incentive Program | Aberdeen Township | 7721 | 10.66 | Residential | Behind the Meter | Yes | Trinity Solar, LLC | JCP&L |  | Accepted | 2025-02-20 | 2025-03-10 | 2026-03-10 | Solar Panels | HANWHA | Q.PEAK DUO BLK ML-G10+ 410 |  | 0.41 | 6 | 249 | 41 |  | Fixed | Roof
NJADRE1559204161 | Administratively Determined Incentive Program | Aberdeen Township | 7721 | 10.66 | Residential | Behind the Meter | Yes | Trinity Solar, LLC | JCP&L |  | Accepted | 2025-02-20 | 2025-03-10 | 2026-03-10 | Inverters | Solar Edge | USE10000H-US | 10000 |  | 1 |  |  | 0.97 |  | Outside
NJADRE1559204161 | Administratively Determined Incentive Program | Aberdeen Township | 7721 | 10.66 | Residential | Behind the Meter | Yes | Trinity Solar, LLC | JCP&L |  | Accepted | 2025-02-20 | 2025-03-10 | 2026-03-10 | Solar Panels | HANWHA | Q.PEAK DUO BLK ML-G10+ 410 |  | 0.41 | 14 | 69 | 41 |  | Fixed | Roof
NJADRE1559204161 | Administratively Determined Incentive Program | Aberdeen Township | 7721 | 10.66 | Residential | Behind the Meter | Yes | Trinity Solar, LLC | JCP&L |  | Accepted | 2025-02-20 | 2025-03-10 | 2026-03-10 | Solar Panels | HANWHA | Q.PEAK DUO BLK ML-G10+ 410 |  | 0.41 | 6 | 69 | 31 |  | Fixed | Roof
NJADRE1559204169 | Administratively Determined Incentive Program | Englewood | 7631 | 9.96 | Residential | Behind the Meter | Yes | SunnyMac, LLC | PSE&G |  | Accepted | 2025-02-20 | 2025-03-10 | 2026-03-10 | Solar Panels | HANWHA | Q.PEAK DUO BLK ML-G10+ 415W |  | 0.415 | 3 | 127 | 20 |  | Fixed | Roof
NJADRE1559204169 | Administratively Determined Incentive Program | Englewood | 7631 | 9.96 | Residential | Behind the Meter | Yes | SunnyMac, LLC | PSE&G |  | Accepted | 2025-02-20 | 2025-03-10 | 2026-03-10 | Solar Panels | HANWHA | Q.PEAK DUO BLK ML-G10+ 415W |  | 0.415 | 2 | 307 | 14 |  | Fixed | Roof
NJADRE1559204169 | Administratively Determined Incentive Program | Englewood | 7631 | 9.96 | Residential | Behind the Meter | Yes | SunnyMac, LLC | PSE&G |  | Accepted | 2025-02-20 | 2025-03-10 | 2026-03-10 | Inverters | SOLAREDGE HOME HUB | SE7600H-US | 7600 |  | 1 |  |  | 0.99 |  | Outdoor | next to meter
NJADRE1559204169 | Administratively Determined Incentive Program | Englewood | 7631 | 9.96 | Residential | Behind the Meter | Yes | SunnyMac, LLC | PSE&G |  | Accepted | 2025-02-20 | 2025-03-10 | 2026-03-10 | Solar Panels | HANWHA | Q.PEAK DUO BLK ML-G10+ 415W |  | 0.415 | 15 | 127 | 40 |  | Fixed | Roof
NJADRE1559204169 | Administratively Determined Incentive Program | Englewood | 7631 | 9.96 | Residential | Behind the Meter | Yes | SunnyMac, LLC | PSE&G |  | Accepted | 2025-02-20 | 2025-03-10 | 2026-03-10 | Solar Panels | HANWHA | Q.PEAK DUO BLK ML-G10+ 415W |  | 0.415 | 4 | 307 | 40 |  | Fixed | Roof
NJADRE1559204170 | Administratively Determined Incentive Program | Orange | 7050 | 7.79 | Residential | Behind the Meter | Yes | Pro Custom Solar dba Momentum Solar | PSE&G |  | Accepted | 2025-02-20 | 2025-03-10 | 2026-03-10 | Solar Panels | HANWHA | Q.PEAK DUO BLK ML-G10+ 410 |  | 0.41 | 8 | 116 | 37 |  | Fixed | Roof
NJADRE1559204170 | Administratively Determined Incentive Program | Orange | 7050 | 7.79 | Residential | Behind the Meter | Yes | Pro Custom Solar dba Momentum Solar | PSE&G |  | Accepted | 2025-02-20 | 2025-03-10 | 2026-03-10 | Inverters | Enphase | IQ8HC-72-M-DOM-US | 380 |  | 19 |  |  | 0.97 |  | Outdoor
NJADRE1559204170 | Administratively Determined Incentive Program | Orange | 7050 | 7.79 | Residential | Behind the Meter | Yes | Pro Custom Solar dba Momentum Solar | PSE&G |  | Accepted | 2025-02-20 | 2025-03-10 | 2026-03-10 | Solar Panels | HANWHA | Q.PEAK DUO BLK ML-G10+ 410 |  | 0.41 | 8 | 296 | 37 |  | Fixed | Roof
NJADRE1559204170 | Administratively Determined Incentive Program | Orange | 7050 | 7.79 | Residential | Behind the Meter | Yes | Pro Custom Solar dba Momentum Solar | PSE&G |  | Accepted | 2025-02-20 | 2025-03-10 | 2026-03-10 | Solar Panels | HANWHA | Q.PEAK DUO BLK ML-G10+ 410 |  | 0.41 | 3 | 116 | 33 |  | Fixed | Roof
NJADRE1559204174 | Administratively Determined Incentive Program | Shamong | 8088 | 27.47 | Residential | Behind the Meter | Yes | Define Solar, LLC | AC Electric |  | Accepted | 2025-02-26 | 2025-03-17 | 2026-03-17 | Solar Panels | Znshine | ZXM7-SH108 410 |  | 0.41 | 25 | 292 | 27 |  | Fixed | Roof
NJADRE1559204174 | Administratively Determined Incentive Program | Shamong | 8088 | 27.47 | Residential | Behind the Meter | Yes | Define Solar, LLC | AC Electric |  | Accepted | 2025-02-26 | 2025-03-17 | 2026-03-17 | Solar Panels | Znshine | ZXM7-SH108 410 |  | 0.41 | 25 | 112 | 27 |  | Fixed | Roof
NJADRE1559204174 | Administratively Determined Incentive Program | Shamong | 8088 | 27.47 | Residential | Behind the Meter | Yes | Define Solar, LLC | AC Electric |  | Accepted | 2025-02-26 | 2025-03-17 | 2026-03-17 | Solar Panels | Znshine | ZXM7-SH108 410 |  | 0.41 | 17 | 202 | 16 |  | Fixed | Roof
NJADRE1559204174 | Administratively Determined Incentive Program | Shamong | 8088 | 27.47 | Residential | Behind the Meter | Yes | Define Solar, LLC | AC Electric |  | Accepted | 2025-02-26 | 2025-03-17 | 2026-03-17 | Inverters | Enphase | IQ8PLUS-72-2-US | 290 |  | 25 |  |  | 0.976 |  | Outside | Under each pv panel
NJADRE1559204174 | Administratively Determined Incentive Program | Shamong | 8088 | 27.47 | Residential | Behind the Meter | Yes | Define Solar, LLC | AC Electric |  | Accepted | 2025-02-26 | 2025-03-17 | 2026-03-17 | Inverters | Enphase | IQ8PLUS-72-2-US | 290 |  | 25 |  |  | 0.976 |  | Outside | Under each pv panel
NJADRE1559204174 | Administratively Determined Incentive Program | Shamong | 8088 | 27.47 | Residential | Behind the Meter | Yes | Define Solar, LLC | AC Electric |  | Accepted | 2025-02-26 | 2025-03-17 | 2026-03-17 | Inverters | Enphase | IQ8PLUS-72-2-US | 290 |  | 17 |  |  | 0.976 |  | Outside | Under each pv panel
NJADRE1559204192 | Administratively Determined Incentive Program | Egg Harbor Township | 8234 | 2.91 | Residential | Behind the Meter | Yes | SunnyMac, LLC | AC Electric |  | Accepted | 2025-02-20 | 2025-03-10 | 2026-03-10 | Inverters | ENPHASE | IQ8HC-72-M-US | 380 |  | 7 |  |  | 0.99 |  | Outdoor | on the roof (microinverters)
NJADRE1559204192 | Administratively Determined Incentive Program | Egg Harbor Township | 8234 | 2.91 | Residential | Behind the Meter | Yes | SunnyMac, LLC | AC Electric |  | Accepted | 2025-02-20 | 2025-03-10 | 2026-03-10 | Solar Panels | HANWHA | Q.PEAK DUO BLK ML-G10+ 415W |  | 0.415 | 7 | 205 | 22 |  | Fixed | Roof
NJADRE1559204243 | Administratively Determined Incentive Program | Atlantic City | 8401 | 6.02 | Residential | Behind the Meter | Yes | PosiGen Developer, LLC | AC Electric |  | Accepted | 2025-02-20 | 2025-03-10 | 2026-03-10 | Solar Panels | Silfab Solar | SIL-430QD |  | 0.43 | 14 | 242 | 10 |  | Fixed | Roof
NJADRE1559204243 | Administratively Determined Incentive Program | Atlantic City | 8401 | 6.02 | Residential | Behind the Meter | Yes | PosiGen Developer, LLC | AC Electric |  | Accepted | 2025-02-20 | 2025-03-10 | 2026-03-10 | Inverters | SolarEdge | SE5700H-US | 6 |  | 1 |  |  | 0.99 |  | Outside | Within ten feet of meter
NJADRE1559204264 | Administratively Determined Incentive Program | WOODSTOWN | 8098 | 12.87 | Residential | Behind the Meter | Yes | SunPurity, LLC | AC Electric |  | Accepted | 2025-02-20 | 2025-03-10 | 2026-03-10 | Inverters | SolarEdge | SE10000H-US | 10000 |  | 1 |  |  | 0.99 |  | Outdoor
NJADRE1559204264 | Administratively Determined Incentive Program | WOODSTOWN | 8098 | 12.87 | Residential | Behind the Meter | Yes | SunPurity, LLC | AC Electric |  | Accepted | 2025-02-20 | 2025-03-10 | 2026-03-10 | Solar Panels | Hanwha Q Cells | Q.PEAK DOU BLK-ML-G10+(415W) |  | 0.415 | 13 | 142 | 31 |  | Fixed | Roof
NJADRE1559204264 | Administratively Determined Incentive Program | WOODSTOWN | 8098 | 12.87 | Residential | Behind the Meter | Yes | SunPurity, LLC | AC Electric |  | Accepted | 2025-02-20 | 2025-03-10 | 2026-03-10 | Solar Panels | Hanwha Q cells | Q.PEAK DOU BLK-ML-G10+(415W) |  | 0.415 | 9 | 232 | 43 |  | Fixed | Roof
NJADRE1559204264 | Administratively Determined Incentive Program | WOODSTOWN | 8098 | 12.87 | Residential | Behind the Meter | Yes | SunPurity, LLC | AC Electric |  | Accepted | 2025-02-20 | 2025-03-10 | 2026-03-10 | Solar Panels | Hanwha Q cells | Q.PEAK DOU BLK-ML-G10+(415W) |  | 0.415 | 9 | 142 | 31 |  | Fixed | Roof
NJADRE1559204277 | Administratively Determined Incentive Program | PISCATAWAY | 8854 | 5.6 | Residential | Behind the Meter | Yes | Sunrun Installation Services, Inc. | PSE&G |  | Accepted | 2025-02-24 | 2025-03-12 | 2026-03-12 | Inverters | SOLAREDGE TECHNOLOGIES | SE5700H-USMN | 5760 |  | 1 |  |  | 0.99 |  | Outdoor
NJADRE1559204277 | Administratively Determined Incentive Program | PISCATAWAY | 8854 | 5.6 | Residential | Behind the Meter | Yes | Sunrun Installation Services, Inc. | PSE&G |  | Accepted | 2025-02-24 | 2025-03-12 | 2026-03-12 | Solar Panels | HANWHA Q-CELLS | Q.PEAK DUO BLK ML-G10+/T 400 |  | 0.4 | 6 | 63 | 39 |  | Fixed | Roof
NJADRE1559204277 | Administratively Determined Incentive Program | PISCATAWAY | 8854 | 5.6 | Residential | Behind the Meter | Yes | Sunrun Installation Services, Inc. | PSE&G |  | Accepted | 2025-02-24 | 2025-03-12 | 2026-03-12 | Solar Panels | HANWHA Q-CELLS | Q.PEAK DUO BLK ML-G10+/T 400 |  | 0.4 | 8 | 242 | 37 |  | Fixed | Roof
NJADRE1559204277 | Administratively Determined Incentive Program | PISCATAWAY | 8854 | 5.6 | Residential | Behind the Meter | Yes | Sunrun Installation Services, Inc. | PSE&G |  | Accepted | 2025-02-24 | 2025-03-12 | 2026-03-12 | Meters | SOLAREDGE TECHNOLOGIES | SE5700H-USMN |  |  | 1 |  |  |  | Yes | Outdoor
NJADRE1559204325 | Administratively Determined Incentive Program | RARITAN | 8869 | 10.44 | Residential | Behind the Meter | No | NJ Solar Power, LLC | PSE&G |  | Accepted | 2025-02-24 | 2025-03-12 | 2026-03-12 | Inverters | SolarEdge | SE10000H-US | 10000 |  | 1 |  |  | 0.99 |  | Outside
NJADRE1559204325 | Administratively Determined Incentive Program | RARITAN | 8869 | 10.44 | Residential | Behind the Meter | No | NJ Solar Power, LLC | PSE&G |  | Accepted | 2025-02-24 | 2025-03-12 | 2026-03-12 | Solar Panels | Hanwha | Q.TRON BLK M-G2+ 435 |  | 0.435 | 24 | 176 | 37 |  | Fixed | Roof | Roof 1
NJADRE1559204347 | Administratively Determined Incentive Program | Northfield | 8225 | 5.53 | Residential | Behind the Meter | Yes | GenSun Roofing and Solar, LLC | AC Electric |  | Accepted | 2025-02-20 | 2025-03-10 | 2026-03-10 | Inverters | SOLAREDGE | SE5000H-US | 5000 |  | 1 |  |  | 0.99 |  | Outside
NJADRE1559204347 | Administratively Determined Incentive Program | Northfield | 8225 | 5.53 | Residential | Behind the Meter | Yes | GenSun Roofing and Solar, LLC | AC Electric |  | Accepted | 2025-02-20 | 2025-03-10 | 2026-03-10 | Solar Panels | JKM425N-54HL4-B | JINKO SOLAR |  | 0.425 | 13 | 117 | 20 |  | Fixed | Roof
NJADRE1559204383 | Administratively Determined Incentive Program | Summit | 7901 | 2.87 | Residential | Behind the Meter | Yes | Trinity Solar, LLC | JCP&L |  | Accepted | 2025-02-20 | 2025-03-10 | 2026-03-10 | Solar Panels | HANWHA | (Q.PEAK DUO BLK ML-G10+ 410) |  | 0.41 | 2 | 352 | 40 |  | Fixed | Roof
NJADRE1559204383 | Administratively Determined Incentive Program | Summit | 7901 | 2.87 | Residential | Behind the Meter | Yes | Trinity Solar, LLC | JCP&L |  | Accepted | 2025-02-20 | 2025-03-10 | 2026-03-10 | Solar Panels | HANWHA | (Q.PEAK DUO BLK ML-G10+ 410) |  | 0.41 | 3 | 172 | 40 |  | Fixed | Roof
NJADRE1559204383 | Administratively Determined Incentive Program | Summit | 7901 | 2.87 | Residential | Behind the Meter | Yes | Trinity Solar, LLC | JCP&L |  | Accepted | 2025-02-20 | 2025-03-10 | 2026-03-10 | Electric Storage Battery | Tesla | Powerwall 3 (1707000-XX-Y) |  |  | 2 |  |  |  | Lithium Ion |  | outside
NJADRE1559204383 | Administratively Determined Incentive Program | Summit | 7901 | 2.87 | Residential | Behind the Meter | Yes | Trinity Solar, LLC | JCP&L |  | Accepted | 2025-02-20 | 2025-03-10 | 2026-03-10 | Inverters | Tesla | Powerwall 3 (1707000-XX-Y) | 11500 |  | 2 |  |  | 0.97 |  | Outdoor
NJADRE1559204383 | Administratively Determined Incentive Program | Summit | 7901 | 2.87 | Residential | Behind the Meter | Yes | Trinity Solar, LLC | JCP&L |  | Accepted | 2025-02-20 | 2025-03-10 | 2026-03-10 | Solar Panels | HANWHA | (Q.PEAK DUO BLK ML-G10+ 410) |  | 0.41 | 2 | 262 | 40 |  | Fixed | Roof
NJADRE1559204386 | Administratively Determined Incentive Program | Newark | 7103 | 7.38 | Residential | Behind the Meter | Yes | Pro Custom Solar dba Momentum Solar | PSE&G |  | Accepted | 2025-02-20 | 2025-03-10 | 2026-03-10 | Solar Panels | HANWHA | Q.PEAK DUO BLK ML-G10+ 410 |  | 0.41 | 7 | 21 | 40 |  | Fixed | Roof
NJADRE1559204386 | Administratively Determined Incentive Program | Newark | 7103 | 7.38 | Residential | Behind the Meter | Yes | Pro Custom Solar dba Momentum Solar | PSE&G |  | Accepted | 2025-02-20 | 2025-03-10 | 2026-03-10 | Solar Panels | HANWHA | Q.PEAK DUO BLK ML-G10+ 410 |  | 0.41 | 8 | 201 | 40 |  | Fixed | Roof
NJADRE1559204386 | Administratively Determined Incentive Program | Newark | 7103 | 7.38 | Residential | Behind the Meter | Yes | Pro Custom Solar dba Momentum Solar | PSE&G |  | Accepted | 2025-02-20 | 2025-03-10 | 2026-03-10 | Inverters | Enphase | IQ8HC-72-M-DOM-US | 380 |  | 18 |  |  | 0.97 |  | Outdoor
NJADRE1559204386 | Administratively Determined Incentive Program | Newark | 7103 | 7.38 | Residential | Behind the Meter | Yes | Pro Custom Solar dba Momentum Solar | PSE&G |  | Accepted | 2025-02-20 | 2025-03-10 | 2026-03-10 | Solar Panels | HANWHA | Q.PEAK DUO BLK ML-G10+ 410 |  | 0.41 | 3 | 21 | 4 |  | Fixed | Roof
NJADRE1559204410 | Administratively Determined Incentive Program | GALLOWAY | 8205 | 10.5 | Residential | Behind the Meter | No | Public Service Solar, LLC | AC Electric |  | Accepted | 2025-02-20 | 2025-03-10 | 2026-03-10 | Solar Panels | Panasonic | EVPV420HK2 |  | 0.42 | 25 | 132 | 23 |  | Fixed | Roof
NJADRE1559204410 | Administratively Determined Incentive Program | GALLOWAY | 8205 | 10.5 | Residential | Behind the Meter | No | Public Service Solar, LLC | AC Electric |  | Accepted | 2025-02-20 | 2025-03-10 | 2026-03-10 | Inverters | Enphase | iQ8HC-72-M-US | 380 |  | 25 |  |  | 0.96 |  | Outdoor | Under Panels
NJADRE1559204907 | Administratively Determined Incentive Program | Newark | 7103 | 6.15 | Residential | Behind the Meter | Yes | Pro Custom Solar dba Momentum Solar | PSE&G |  | Accepted | 2025-02-20 | 2025-03-10 | 2026-03-10 | Inverters | Enphase | IQ8HC-72-M-DOM-US | 380 |  | 15 |  |  | 0.97 |  | Outdoor
NJADRE1559204907 | Administratively Determined Incentive Program | Newark | 7103 | 6.15 | Residential | Behind the Meter | Yes | Pro Custom Solar dba Momentum Solar | PSE&G |  | Accepted | 2025-02-20 | 2025-03-10 | 2026-03-10 | Solar Panels | HANWHA | Q.PEAK DUO BLK ML-G10+ 410 |  | 0.41 | 4 | 201 | 40 |  | Fixed | Roof
NJADRE1559204907 | Administratively Determined Incentive Program | Newark | 7103 | 6.15 | Residential | Behind the Meter | Yes | Pro Custom Solar dba Momentum Solar | PSE&G |  | Accepted | 2025-02-20 | 2025-03-10 | 2026-03-10 | Solar Panels | HANWHA | Q.PEAK DUO BLK ML-G10+ 410 |  | 0.41 | 6 | 201 | 4 |  | Fixed | Roof
NJADRE1559204907 | Administratively Determined Incentive Program | Newark | 7103 | 6.15 | Residential | Behind the Meter | Yes | Pro Custom Solar dba Momentum Solar | PSE&G |  | Accepted | 2025-02-20 | 2025-03-10 | 2026-03-10 | Solar Panels | HANWHA | Q.PEAK DUO BLK ML-G10+ 410 |  | 0.41 | 3 | 21 | 40 |  | Fixed | Roof
NJADRE1559204907 | Administratively Determined Incentive Program | Newark | 7103 | 6.15 | Residential | Behind the Meter | Yes | Pro Custom Solar dba Momentum Solar | PSE&G |  | Accepted | 2025-02-20 | 2025-03-10 | 2026-03-10 | Solar Panels | HANWHA | Q.PEAK DUO BLK ML-G10+ 410 |  | 0.41 | 2 | 21 | 4 |  | Fixed | Roof
NJADRE1559205262 | Administratively Determined Incentive Program | TOMS RIVER | 8753 | 11.21 | Residential | Behind the Meter | Yes | SunPurity, LLC | JCP&L |  | Accepted | 2025-02-20 | 2025-03-10 | 2026-03-10 | Inverters | SolarEdge | SE10000H-US | 10000 |  | 1 |  |  | 0.99 |  | Outdoor
NJADRE1559205262 | Administratively Determined Incentive Program | TOMS RIVER | 8753 | 11.21 | Residential | Behind the Meter | Yes | SunPurity, LLC | JCP&L |  | Accepted | 2025-02-20 | 2025-03-10 | 2026-03-10 | Solar Panels | Hanwha Q cells | Q.PEAK DOU BLK-ML-G10+(415W) |  | 0.415 | 12 | 2 | 0 |  | Fixed | Roof
NJADRE1559205262 | Administratively Determined Incentive Program | TOMS RIVER | 8753 | 11.21 | Residential | Behind the Meter | Yes | SunPurity, LLC | JCP&L |  | Accepted | 2025-02-20 | 2025-03-10 | 2026-03-10 | Solar Panels | Hanwha Q cells | Q.PEAK DOU BLK-ML-G10+(415W) |  | 0.415 | 4 | 182 | 20 |  | Fixed | Roof
NJADRE1559205262 | Administratively Determined Incentive Program | TOMS RIVER | 8753 | 11.21 | Residential | Behind the Meter | Yes | SunPurity, LLC | JCP&L |  | Accepted | 2025-02-20 | 2025-03-10 | 2026-03-10 | Solar Panels | Hanwha Q cells | Q.PEAK DOU BLK-ML-G10+(415W) |  | 0.415 | 11 | 182 | 20 |  | Fixed | Roof
NJADRE1559205409 | Administratively Determined Incentive Program | Manalapan | 7726 | 6.02 | Residential | Behind the Meter | Yes | PosiGen Developer, LLC | JCP&L |  | Accepted | 2025-02-20 | 2025-03-10 | 2026-03-10 | Inverters | SOLAREDGE | SE5700H-US | 5760 |  | 1 |  |  | 0.99 |  | Outside | WITHIN TEN FEET OF METER
NJADRE1559205409 | Administratively Determined Incentive Program | Manalapan | 7726 | 6.02 | Residential | Behind the Meter | Yes | PosiGen Developer, LLC | JCP&L |  | Accepted | 2025-02-20 | 2025-03-10 | 2026-03-10 | Solar Panels | SILFAB | SIL430QD |  | 0.43 | 14 | 263 | 23 |  | Fixed | Roof
NJADRE1559205740 | Administratively Determined Incentive Program | Cape May | 8204 | 4.92 | Residential | Behind the Meter | Yes | Trinity Solar, LLC | AC Electric |  | Accepted | 2025-02-20 | 2025-03-10 | 2026-03-10 | Solar Panels | HANWHA | Q.PEAK DUO BLK ML-G10+ 410 |  | 0.41 | 12 | 229 | 18 |  | Fixed | Roof
NJADRE1559205740 | Administratively Determined Incentive Program | Cape May | 8204 | 4.92 | Residential | Behind the Meter | Yes | Trinity Solar, LLC | AC Electric |  | Accepted | 2025-02-20 | 2025-03-10 | 2026-03-10 | Inverters | Tesla (PV Only) | 1538000-45-X | 3800 |  | 1 |  |  | 0.986 |  | Outdoor
NJADRE1559205751 | Administratively Determined Incentive Program | Hopatcong | 7843 | 11.9 | Residential | Behind the Meter | Yes | Power Energy Solutions, LLC | JCP&L |  | Accepted | 2025-02-20 | 2025-03-10 | 2026-03-10 | Solar Panels | Trina Solar | TSM-425NE09RC.05 |  | 0.425 | 11 | 329 | 20 |  | Fixed | Roof
NJADRE1559205751 | Administratively Determined Incentive Program | Hopatcong | 7843 | 11.9 | Residential | Behind the Meter | Yes | Power Energy Solutions, LLC | JCP&L |  | Accepted | 2025-02-20 | 2025-03-10 | 2026-03-10 | Inverters | SolarEdge | SE7600H-US | 8 |  | 1 |  |  | 0.97 |  | Outdoor
NJADRE1559205751 | Administratively Determined Incentive Program | Hopatcong | 7843 | 11.9 | Residential | Behind the Meter | Yes | Power Energy Solutions, LLC | JCP&L |  | Accepted | 2025-02-20 | 2025-03-10 | 2026-03-10 | Solar Panels | Trina Solar | TSM-425NE09RC.05 |  | 0.425 | 17 | 149 | 20 |  | Fixed | Roof
NJADRE1559206252 | Administratively Determined Incentive Program | VERONA | 7044 | 11.89 | Residential | Behind the Meter | Yes | Trinity Solar, LLC | PSE&G |  | Accepted | 2025-02-20 | 2025-03-10 | 2026-03-10 | Electric Storage Battery | tesla | Tesla Powerwall 3 |  |  | 3 |  |  |  | Lithium Ion |  | outside
NJADRE1559206252 | Administratively Determined Incentive Program | VERONA | 7044 | 11.89 | Residential | Behind the Meter | Yes | Trinity Solar, LLC | PSE&G |  | Accepted | 2025-02-20 | 2025-03-10 | 2026-03-10 | Solar Panels | Hanwha | HANWHA 410 (Q.PEAK DUO BLK ML-G10+ 410) |  | 0.41 | 15 | 202 | 30 |  | Fixed | Roof
NJADRE1559206252 | Administratively Determined Incentive Program | VERONA | 7044 | 11.89 | Residential | Behind the Meter | Yes | Trinity Solar, LLC | PSE&G |  | Accepted | 2025-02-20 | 2025-03-10 | 2026-03-10 | Solar Panels | Hanwha | HANWHA 410 (Q.PEAK DUO BLK ML-G10+ 410) |  | 0.41 | 7 | 292 | 20 |  | Fixed | Roof
NJADRE1559206252 | Administratively Determined Incentive Program | VERONA | 7044 | 11.89 | Residential | Behind the Meter | Yes | Trinity Solar, LLC | PSE&G |  | Accepted | 2025-02-20 | 2025-03-10 | 2026-03-10 | Inverters | Tesla | Tesla Powerwall 3 | 11500 |  | 2 |  |  | 0.97 |  | Outdoor
NJADRE1559206252 | Administratively Determined Incentive Program | VERONA | 7044 | 11.89 | Residential | Behind the Meter | Yes | Trinity Solar, LLC | PSE&G |  | Accepted | 2025-02-20 | 2025-03-10 | 2026-03-10 | Solar Panels | Hanwha | HANWHA 410 (Q.PEAK DUO BLK ML-G10+ 410) |  | 0.41 | 7 | 112 | 20 |  | Fixed | Roof
NJADRE1559206272 | Administratively Determined Incentive Program | Villas | 8251 | 10 | Residential | Behind the Meter | Yes | Sunrun Installation Services, Inc. | AC Electric |  | Accepted | 2025-02-20 | 2025-03-10 | 2026-03-10 | Inverters | SOLAREDGE TECHNOLOGIES | SE7600H-USMN | 7600 |  | 1 |  |  | 0.99 |  | Outside
NJADRE1559206272 | Administratively Determined Incentive Program | Villas | 8251 | 10 | Residential | Behind the Meter | Yes | Sunrun Installation Services, Inc. | AC Electric |  | Accepted | 2025-02-20 | 2025-03-10 | 2026-03-10 | Solar Panels | Hanwha Q-Cells | Q.PEAK DUO BLK ML-G10+/T 400 |  | 0.4 | 4 | 280 | 22 |  | Fixed | Roof
NJADRE1559206272 | Administratively Determined Incentive Program | Villas | 8251 | 10 | Residential | Behind the Meter | Yes | Sunrun Installation Services, Inc. | AC Electric |  | Accepted | 2025-02-20 | 2025-03-10 | 2026-03-10 | Solar Panels | Hanwha Q-Cells | Q.PEAK DUO BLK ML-G10+/T 400 |  | 0.4 | 12 | 190 | 16 |  | Fixed | Roof
NJADRE1559206272 | Administratively Determined Incentive Program | Villas | 8251 | 10 | Residential | Behind the Meter | Yes | Sunrun Installation Services, Inc. | AC Electric |  | Accepted | 2025-02-20 | 2025-03-10 | 2026-03-10 | Solar Panels | Hanwha Q-Cells | Q.PEAK DUO BLK ML-G10+/T 400 |  | 0.4 | 9 | 11 | 15 |  | Fixed | Roof
NJADRE1559206273 | Administratively Determined Incentive Program | MONROE TOWNSHIP | 8831 | 1.62 | Residential | Behind the Meter | No | Sea Bright Solar, LLC | JCP&L |  | Accepted | 2025-02-24 | 2025-03-12 | 2026-03-12 | Solar Panels | QCell | Q.PEAK 405 Duo BLK ML-G10 |  | 0.405 | 4 | 126 | 32 |  | Fixed | Roof
NJADRE1559206273 | Administratively Determined Incentive Program | MONROE TOWNSHIP | 8831 | 1.62 | Residential | Behind the Meter | No | Sea Bright Solar, LLC | JCP&L |  | Accepted | 2025-02-24 | 2025-03-12 | 2026-03-12 | Inverters | Enphase | IQ8PLUS-72-2-US | 290 |  | 4 |  |  | 0.97 |  | Outdoor
NJADRE1559206273 | Administratively Determined Incentive Program | MONROE TOWNSHIP | 8831 | 1.62 | Residential | Behind the Meter | No | Sea Bright Solar, LLC | JCP&L |  | Accepted | 2025-02-24 | 2025-03-12 | 2026-03-12 | Meters | Enphase | IQ Combiner 5C |  |  | 1 |  |  |  | Yes | Outdoor
NJADRE1559206418 | Administratively Determined Incentive Program | Edison | 8817 | 10 | Residential | Behind the Meter | No | Greentech Solar USA, LLC | PSE&G |  | Accepted | 2025-02-24 | 2025-03-18 | 2026-03-18 | Inverters | Growatt | MIN7600TL-XH-US | 7600 |  | 1 |  |  | 0 |  | Outdoor | OUTSIDE WALL
NJADRE1559206418 | Administratively Determined Incentive Program | Edison | 8817 | 10 | Residential | Behind the Meter | No | Greentech Solar USA, LLC | PSE&G |  | Accepted | 2025-02-24 | 2025-03-18 | 2026-03-18 | Solar Panels | ZNSHINE Solar | ZXM6-NH120-400 |  | 0.4 | 13 | 73 | 31 |  | Fixed | Roof
NJADRE1559206418 | Administratively Determined Incentive Program | Edison | 8817 | 10 | Residential | Behind the Meter | No | Greentech Solar USA, LLC | PSE&G |  | Accepted | 2025-02-24 | 2025-03-18 | 2026-03-18 | Solar Panels | ZNSHINE Solar | ZXM6-NH120-400 |  | 0.4 | 12 | 253 | 31 |  | Fixed | Roof
NJADRE1559206834 | Administratively Determined Incentive Program | CARNEYS POINT | 8069 | 16 | Residential | Behind the Meter | Yes | Sunrun Installation Services, Inc. | AC Electric |  | Accepted | 2025-02-20 | 2025-03-10 | 2026-03-10 | Inverters | SolarEdge Technologies | SE7600H-USMN | 7600 |  | 1 |  |  | 0.99 |  | Outdoor
NJADRE1559206834 | Administratively Determined Incentive Program | CARNEYS POINT | 8069 | 16 | Residential | Behind the Meter | Yes | Sunrun Installation Services, Inc. | AC Electric |  | Accepted | 2025-02-20 | 2025-03-10 | 2026-03-10 | Inverters | SolarEdge Technologies | SE3800H-USMN | 3800 |  | 1 |  |  | 0.99 |  | Outdoor
NJADRE1559206834 | Administratively Determined Incentive Program | CARNEYS POINT | 8069 | 16 | Residential | Behind the Meter | Yes | Sunrun Installation Services, Inc. | AC Electric |  | Accepted | 2025-02-20 | 2025-03-10 | 2026-03-10 | Solar Panels | Hanwha Q Cells | Q.PEAK DUO BLK ML-G10+/T 400 |  | 0.4 | 7 | 90 | 20 |  | Fixed | Roof
NJADRE1559206834 | Administratively Determined Incentive Program | CARNEYS POINT | 8069 | 16 | Residential | Behind the Meter | Yes | Sunrun Installation Services, Inc. | AC Electric |  | Accepted | 2025-02-20 | 2025-03-10 | 2026-03-10 | Solar Panels | Hanwha Q Cells | Q.PEAK DUO BLK ML-G10+/T 400 |  | 0.4 | 27 | 270 | 22 |  | Fixed | Roof
NJADRE1559206834 | Administratively Determined Incentive Program | CARNEYS POINT | 8069 | 16 | Residential | Behind the Meter | Yes | Sunrun Installation Services, Inc. | AC Electric |  | Accepted | 2025-02-20 | 2025-03-10 | 2026-03-10 | Solar Panels | Hanwha Q Cells | Q.PEAK DUO BLK ML-G10+/T 400 |  | 0.4 | 6 | 360 | 22 |  | Fixed | Roof
NJADRE1559207688 | Administratively Determined Incentive Program | South Orange | 7079 | 5.74 | Residential | Behind the Meter | Yes | Sunrun Installation Services, Inc. | PSE&G |  | Accepted | 2025-02-21 | 2025-03-10 | 2026-03-10 | Solar Panels | Hanwha Q Cells | Q.PEAK DUO BLK ML-G10+ 410 |  | 0.41 | 12 | 225 | 37 |  | Fixed | Roof
NJADRE1559207688 | Administratively Determined Incentive Program | South Orange | 7079 | 5.74 | Residential | Behind the Meter | Yes | Sunrun Installation Services, Inc. | PSE&G |  | Accepted | 2025-02-21 | 2025-03-10 | 2026-03-10 | Solar Panels | Hanwha Q Cells | Q.PEAK DUO BLK ML-G10+ 410 |  | 0.41 | 2 | 45 | 37 |  | Fixed | Roof
NJADRE1559207688 | Administratively Determined Incentive Program | South Orange | 7079 | 5.74 | Residential | Behind the Meter | Yes | Sunrun Installation Services, Inc. | PSE&G |  | Accepted | 2025-02-21 | 2025-03-10 | 2026-03-10 | Inverters | SolarEdge Technologies | SE7600H-USMN | 7600 |  | 1 |  |  | 0.99 |  | Outdoor
NJADRE1559207708 | Administratively Determined Incentive Program | CLIFTON | 7011 | 12.71 | Residential | Behind the Meter | Yes | Trinity Solar, LLC | PSE&G |  | Accepted | 2025-02-21 | 2025-03-10 | 2026-03-10 | Solar Panels | Hanwha | HANWHA 410 (Q.PEAK DUO BLK ML-G10+ 410) |  | 0.41 | 3 | 257 | 23 |  | Fixed | Roof
NJADRE1559207708 | Administratively Determined Incentive Program | CLIFTON | 7011 | 12.71 | Residential | Behind the Meter | Yes | Trinity Solar, LLC | PSE&G |  | Accepted | 2025-02-21 | 2025-03-10 | 2026-03-10 | Solar Panels | Hanwha | HANWHA 410 (Q.PEAK DUO BLK ML-G10+ 410) |  | 0.41 | 16 | 257 | 40 |  | Fixed | Roof
NJADRE1559207708 | Administratively Determined Incentive Program | CLIFTON | 7011 | 12.71 | Residential | Behind the Meter | Yes | Trinity Solar, LLC | PSE&G |  | Accepted | 2025-02-21 | 2025-03-10 | 2026-03-10 | Solar Panels | Hanwha | HANWHA 410 (Q.PEAK DUO BLK ML-G10+ 410) |  | 0.41 | 3 | 167 | 23 |  | Fixed | Roof
NJADRE1559207708 | Administratively Determined Incentive Program | CLIFTON | 7011 | 12.71 | Residential | Behind the Meter | Yes | Trinity Solar, LLC | PSE&G |  | Accepted | 2025-02-21 | 2025-03-10 | 2026-03-10 | Inverters | Solar Edge | USE10000H-USMNBL75 | 10000 |  | 1 |  |  | 0.97 |  | Outdoor
NJADRE1559207708 | Administratively Determined Incentive Program | CLIFTON | 7011 | 12.71 | Residential | Behind the Meter | Yes | Trinity Solar, LLC | PSE&G |  | Accepted | 2025-02-21 | 2025-03-10 | 2026-03-10 | Solar Panels | Hanwha | HANWHA 410 (Q.PEAK DUO BLK ML-G10+ 410) |  | 0.41 | 9 | 77 | 40 |  | Fixed | Roof
NJADRE1559207735 | Administratively Determined Incentive Program | SPRING LAKE | 7762 | 6.15 | Residential | Behind the Meter | Yes | Trinity Solar, LLC | JCP&L |  | Accepted | 2025-02-21 | 2025-03-10 | 2026-03-10 | Solar Panels | Hanwha | Q.PEAK DUO BLK ML-G10+ 410 |  | 0.41 | 6 | 99 | 9 |  | Fixed | Roof
NJADRE1559207735 | Administratively Determined Incentive Program | SPRING LAKE | 7762 | 6.15 | Residential | Behind the Meter | Yes | Trinity Solar, LLC | JCP&L |  | Accepted | 2025-02-21 | 2025-03-10 | 2026-03-10 | Inverters | Solar Edge | USE5700H-US | 5760 |  | 1 |  |  | 0.986 |  | Outside
NJADRE1559207735 | Administratively Determined Incentive Program | SPRING LAKE | 7762 | 6.15 | Residential | Behind the Meter | Yes | Trinity Solar, LLC | JCP&L |  | Accepted | 2025-02-21 | 2025-03-10 | 2026-03-10 | Solar Panels | Hanwha | Q.PEAK DUO BLK ML-G10+ 410 |  | 0.41 | 5 | 190 | 27 |  | Fixed | Roof
NJADRE1559207735 | Administratively Determined Incentive Program | SPRING LAKE | 7762 | 6.15 | Residential | Behind the Meter | Yes | Trinity Solar, LLC | JCP&L |  | Accepted | 2025-02-21 | 2025-03-10 | 2026-03-10 | Solar Panels | Hanwha | Q.PEAK DUO BLK ML-G10+ 410 |  | 0.41 | 4 | 10 | 27 |  | Fixed | Roof
NJADRE1559207795 | Administratively Determined Incentive Program | Denville | 7834 | 7.74 | Residential | Behind the Meter | Yes | Seapoint Solar Energy, LLC | JCP&L |  | Accepted | 2025-02-21 | 2025-03-11 | 2026-03-11 | Solar Panels | CANADIAN SOLAR | CS6.1-54TM-455H |  | 0.455 | 17 | 173 | 27 |  | Fixed | Roof
NJADRE1559207795 | Administratively Determined Incentive Program | Denville | 7834 | 7.74 | Residential | Behind the Meter | Yes | Seapoint Solar Energy, LLC | JCP&L |  | Accepted | 2025-02-21 | 2025-03-11 | 2026-03-11 | Inverters | ENPHASE IQ8PLUS | IQ8PLUS-72-M-US | 290 |  | 17 |  |  | 0.97 |  | Outside
NJADRE1559207800 | Administratively Determined Incentive Program | OCEAN GROVE | 7756 | 6.02 | Residential | Behind the Meter | Yes | PosiGen Developer, LLC | JCP&L |  | Accepted | 2025-02-21 | 2025-03-10 | 2026-03-10 | Inverters | SolarEdge | SE5700H-US | 6 |  | 1 |  |  | 0.99 |  | Outside | Within ten feet of meter
NJADRE1559207800 | Administratively Determined Incentive Program | OCEAN GROVE | 7756 | 6.02 | Residential | Behind the Meter | Yes | PosiGen Developer, LLC | JCP&L |  | Accepted | 2025-02-21 | 2025-03-10 | 2026-03-10 | Solar Panels | Silfab Solar | SIL-430QD |  | 0.43 | 5 | 195 | 0 |  | Fixed | Roof
NJADRE1559207800 | Administratively Determined Incentive Program | OCEAN GROVE | 7756 | 6.02 | Residential | Behind the Meter | Yes | PosiGen Developer, LLC | JCP&L |  | Accepted | 2025-02-21 | 2025-03-10 | 2026-03-10 | Solar Panels | Silfab Solar | SIL-430QD |  | 0.43 | 4 | 106 | 45 |  | Fixed | Roof
NJADRE1559207800 | Administratively Determined Incentive Program | OCEAN GROVE | 7756 | 6.02 | Residential | Behind the Meter | Yes | PosiGen Developer, LLC | JCP&L |  | Accepted | 2025-02-21 | 2025-03-10 | 2026-03-10 | Solar Panels | Silfab Solar | SIL-430QD |  | 0.43 | 5 | 106 | 6 |  | Fixed | Roof
NJADRE1559207831 | Administratively Determined Incentive Program | Woodbury | 8096 | 8.5 | Residential | Behind the Meter | Yes | Power Energy Solutions, LLC | PSE&G |  | Accepted | 2025-02-21 | 2025-03-11 | 2026-03-11 | Inverters | SolarEdge | SE5700H-US | 6 |  | 1 |  |  | 0.97 |  | Outdoor
NJADRE1559207831 | Administratively Determined Incentive Program | Woodbury | 8096 | 8.5 | Residential | Behind the Meter | Yes | Power Energy Solutions, LLC | PSE&G |  | Accepted | 2025-02-21 | 2025-03-11 | 2026-03-11 | Solar Panels | Trina Solar | TSM-425NE09RC.05 |  | 0.425 | 5 | 119 | 45 |  | Fixed | Roof
NJADRE1559207831 | Administratively Determined Incentive Program | Woodbury | 8096 | 8.5 | Residential | Behind the Meter | Yes | Power Energy Solutions, LLC | PSE&G |  | Accepted | 2025-02-21 | 2025-03-11 | 2026-03-11 | Solar Panels | Trina Solar | TSM-425NE09RC.05 |  | 0.425 | 5 | 299 | 35 |  | Fixed | Roof
NJADRE1559207831 | Administratively Determined Incentive Program | Woodbury | 8096 | 8.5 | Residential | Behind the Meter | Yes | Power Energy Solutions, LLC | PSE&G |  | Accepted | 2025-02-21 | 2025-03-11 | 2026-03-11 | Solar Panels | Trina Solar | TSM-425NE09RC.05 |  | 0.425 | 6 | 119 | 35 |  | Fixed | Roof
NJADRE1559207831 | Administratively Determined Incentive Program | Woodbury | 8096 | 8.5 | Residential | Behind the Meter | Yes | Power Energy Solutions, LLC | PSE&G |  | Accepted | 2025-02-21 | 2025-03-11 | 2026-03-11 | Solar Panels | Trina Solar | TSM-425NE09RC.05 |  | 0.425 | 4 | 299 | 45 |  | Fixed | Roof
NJADRE1559207868 | Administratively Determined Incentive Program | Mount Laurel | 8054 | 17.63 | Residential | Behind the Meter | Yes | Whitman Construction, LLC | PSE&G |  | Accepted | 2025-02-21 | 2025-03-11 | 2026-03-11 | Solar Panels | Trina Solar | TSM-410NE09RC.05 |  | 0.41 | 16 | 231 | 20 |  | Fixed | Roof
NJADRE1559207868 | Administratively Determined Incentive Program | Mount Laurel | 8054 | 17.63 | Residential | Behind the Meter | Yes | Whitman Construction, LLC | PSE&G |  | Accepted | 2025-02-21 | 2025-03-11 | 2026-03-11 | Solar Panels | Trina Solar | TSM-410NE09RC.05 |  | 0.41 | 4 | 231 | 20 |  | Fixed | Roof
NJADRE1559207868 | Administratively Determined Incentive Program | Mount Laurel | 8054 | 17.63 | Residential | Behind the Meter | Yes | Whitman Construction, LLC | PSE&G |  | Accepted | 2025-02-21 | 2025-03-11 | 2026-03-11 | Solar Panels | Trina Solar | TSM-410NE09RC.05 |  | 0.41 | 20 | 51 | 20 |  | Fixed | Roof
NJADRE1559207868 | Administratively Determined Incentive Program | Mount Laurel | 8054 | 17.63 | Residential | Behind the Meter | Yes | Whitman Construction, LLC | PSE&G |  | Accepted | 2025-02-21 | 2025-03-11 | 2026-03-11 | Solar Panels | Trina Solar | TSM-410NE09RC.05 |  | 0.41 | 3 | 231 | 16 |  | Fixed | Roof
NJADRE1559207868 | Administratively Determined Incentive Program | Mount Laurel | 8054 | 17.63 | Residential | Behind the Meter | Yes | Whitman Construction, LLC | PSE&G |  | Accepted | 2025-02-21 | 2025-03-11 | 2026-03-11 | Inverters | ENPHASE | IQ8PLUS-72-2-US | 290 |  | 43 |  |  | 0.975 |  | Outdoor
NJADRE1559207901 | Administratively Determined Incentive Program | Glassboro | 8028 | 2.05 | Residential | Behind the Meter | Yes | Trinity Solar, LLC | AC Electric |  | Accepted | 2025-02-21 | 2025-03-11 | 2026-03-11 | Inverters | Enphase | IQ8-60-2-US | 240 |  | 5 |  |  | 0.97 |  | Outdoor
NJADRE1559207901 | Administratively Determined Incentive Program | Glassboro | 8028 | 2.05 | Residential | Behind the Meter | Yes | Trinity Solar, LLC | AC Electric |  | Accepted | 2025-02-21 | 2025-03-11 | 2026-03-11 | Solar Panels | HANWHA | (Q.PEAK DUO BLK ML-G10+ 410) |  | 0.41 | 5 | 68 | 30 |  | Fixed | Roof
NJADRE1559207910 | Administratively Determined Incentive Program | Phillipsburg | 8865 | 7.74 | Residential | Behind the Meter | Yes | PosiGen Developer, LLC | JCP&L |  | Accepted | 2025-02-21 | 2025-03-11 | 2026-03-11 | Solar Panels | Silfab Solar | SIL-430QD |  | 0.43 | 2 | 143 | 41 |  | Fixed | Roof
NJADRE1559207910 | Administratively Determined Incentive Program | Phillipsburg | 8865 | 7.74 | Residential | Behind the Meter | Yes | PosiGen Developer, LLC | JCP&L |  | Accepted | 2025-02-21 | 2025-03-11 | 2026-03-11 | Inverters | SolarEdge | SE7600H-US | 8 |  | 1 |  |  | 0.99 |  | Outside | Within ten feet of meter
NJADRE1559207910 | Administratively Determined Incentive Program | Phillipsburg | 8865 | 7.74 | Residential | Behind the Meter | Yes | PosiGen Developer, LLC | JCP&L |  | Accepted | 2025-02-21 | 2025-03-11 | 2026-03-11 | Solar Panels | Silfab Solar | SIL-430QD |  | 0.43 | 3 | 53 | 41 |  | Fixed | Roof
NJADRE1559207910 | Administratively Determined Incentive Program | Phillipsburg | 8865 | 7.74 | Residential | Behind the Meter | Yes | PosiGen Developer, LLC | JCP&L |  | Accepted | 2025-02-21 | 2025-03-11 | 2026-03-11 | Solar Panels | Silfab Solar | SIL-430QD |  | 0.43 | 13 | 233 | 41 |  | Fixed | Roof
NJADRE1559207943 | Administratively Determined Incentive Program | Newark | 7112 | 4.3 | Residential | Behind the Meter | Yes | PosiGen Developer, LLC | PSE&G |  | Accepted | 2025-02-21 | 2025-03-11 | 2026-03-11 | Solar Panels | SILFAB | SIL-430 QD |  | 0.43 | 3 | 33 | 23 |  | Fixed | Roof
NJADRE1559207943 | Administratively Determined Incentive Program | Newark | 7112 | 4.3 | Residential | Behind the Meter | Yes | PosiGen Developer, LLC | PSE&G |  | Accepted | 2025-02-21 | 2025-03-11 | 2026-03-11 | Solar Panels | SILFAB | SIL-430 QD |  | 0.43 | 3 | 303 | 23 |  | Fixed | Roof
NJADRE1559207943 | Administratively Determined Incentive Program | Newark | 7112 | 4.3 | Residential | Behind the Meter | Yes | PosiGen Developer, LLC | PSE&G |  | Accepted | 2025-02-21 | 2025-03-11 | 2026-03-11 | Solar Panels | SILFAB | SIL-430 QD |  | 0.43 | 4 | 213 | 23 |  | Fixed | Roof
NJADRE1559207943 | Administratively Determined Incentive Program | Newark | 7112 | 4.3 | Residential | Behind the Meter | Yes | PosiGen Developer, LLC | PSE&G |  | Accepted | 2025-02-21 | 2025-03-11 | 2026-03-11 | Inverters | SOLAREDGE | SE3800H-US | 3800 |  | 1 |  |  | 0.99 |  | Outside | Within ten feet of meter
NJADRE1559208296 | Administratively Determined Incentive Program | WOODBRIDGE TOWNSHIP | 8830 | 9.24 | Residential | Behind the Meter | No | Public Service Solar, LLC | PSE&G |  | Accepted | 2025-02-24 | 2025-03-12 | 2026-03-12 | Solar Panels | Panasonic | EVPV420HK2 |  | 0.42 | 10 | 119 | 45 |  | Fixed | Roof
NJADRE1559208296 | Administratively Determined Incentive Program | WOODBRIDGE TOWNSHIP | 8830 | 9.24 | Residential | Behind the Meter | No | Public Service Solar, LLC | PSE&G |  | Accepted | 2025-02-24 | 2025-03-12 | 2026-03-12 | Solar Panels | Panasonic | EVPV420HK2 |  | 0.42 | 12 | 209 | 34 |  | Fixed | Roof
NJADRE1559208296 | Administratively Determined Incentive Program | WOODBRIDGE TOWNSHIP | 8830 | 9.24 | Residential | Behind the Meter | No | Public Service Solar, LLC | PSE&G |  | Accepted | 2025-02-24 | 2025-03-12 | 2026-03-12 | Inverters | Enphase | iQ8HC-72-M-US | 380 |  | 22 |  |  | 0.96 |  | Outdoor | Under Panels
NJADRE1559208302 | Administratively Determined Incentive Program | Chesterfield | 8515 | 20.34 | Residential | Behind the Meter | No | Over the Top Solar Solutions, LLC | PSE&G |  | Accepted | 2025-02-24 | 2025-03-14 | 2026-03-14 | Solar Panels | Hanwha Q Cells | Q.PEAK DUO BLK ML-G10+415W |  | 0.415 | 8 | 150 | 26 |  | Fixed | Roof
NJADRE1559208302 | Administratively Determined Incentive Program | Chesterfield | 8515 | 20.34 | Residential | Behind the Meter | No | Over the Top Solar Solutions, LLC | PSE&G |  | Accepted | 2025-02-24 | 2025-03-14 | 2026-03-14 | Solar Panels | Hanwha Q Cells | Q.PEAK DUO BLK ML-G10+415W |  | 0.415 | 1 | 150 | 37 |  | Fixed | Roof
NJADRE1559208302 | Administratively Determined Incentive Program | Chesterfield | 8515 | 20.34 | Residential | Behind the Meter | No | Over the Top Solar Solutions, LLC | PSE&G |  | Accepted | 2025-02-24 | 2025-03-14 | 2026-03-14 | Solar Panels | Hanwha Q Cells | Q.PEAK DUO BLK ML-G10+415W |  | 0.415 | 11 | 240 | 34 |  | Fixed | Roof
NJADRE1559208302 | Administratively Determined Incentive Program | Chesterfield | 8515 | 20.34 | Residential | Behind the Meter | No | Over the Top Solar Solutions, LLC | PSE&G |  | Accepted | 2025-02-24 | 2025-03-14 | 2026-03-14 | Solar Panels | Hanwha Q Cells | Q.PEAK DUO BLK ML-G10+415W |  | 0.415 | 7 | 150 | 34 |  | Fixed | Roof
NJADRE1559208302 | Administratively Determined Incentive Program | Chesterfield | 8515 | 20.34 | Residential | Behind the Meter | No | Over the Top Solar Solutions, LLC | PSE&G |  | Accepted | 2025-02-24 | 2025-03-14 | 2026-03-14 | Inverters | Enphase | IQ8A-72-2-US | 349 |  | 49 |  |  | 0.99 |  | Outside
NJADRE1559208302 | Administratively Determined Incentive Program | Chesterfield | 8515 | 20.34 | Residential | Behind the Meter | No | Over the Top Solar Solutions, LLC | PSE&G |  | Accepted | 2025-02-24 | 2025-03-14 | 2026-03-14 | Solar Panels | Hanwha Q Cells | Q.PEAK DUO BLK ML-G10+415W |  | 0.415 | 5 | 240 | 20 |  | Fixed | Roof
NJADRE1559208302 | Administratively Determined Incentive Program | Chesterfield | 8515 | 20.34 | Residential | Behind the Meter | No | Over the Top Solar Solutions, LLC | PSE&G |  | Accepted | 2025-02-24 | 2025-03-14 | 2026-03-14 | Solar Panels | Hanwha Q Cells | Q.PEAK DUO BLK ML-G10+415W |  | 0.415 | 16 | 240 | 34 |  | Fixed | Roof
NJADRE1559208302 | Administratively Determined Incentive Program | Chesterfield | 8515 | 20.34 | Residential | Behind the Meter | No | Over the Top Solar Solutions, LLC | PSE&G |  | Accepted | 2025-02-24 | 2025-03-14 | 2026-03-14 | Solar Panels | Hanwha Q Cells | Q.PEAK DUO BLK ML-G10+415W |  | 0.415 | 1 | 198 | 34 |  | Fixed | Roof
NJADRE1559208624 | Administratively Determined Incentive Program | MILLVILLE | 8332 | 12.71 | Residential | Behind the Meter | Yes | Whitman Construction, LLC | AC Electric |  | Accepted | 2025-02-21 | 2025-03-11 | 2026-03-11 | Solar Panels | Trina Solar | TSM-410NE09RC.05 |  | 0.41 | 6 | 1 | 28 |  | Fixed | Roof
NJADRE1559208624 | Administratively Determined Incentive Program | MILLVILLE | 8332 | 12.71 | Residential | Behind the Meter | Yes | Whitman Construction, LLC | AC Electric |  | Accepted | 2025-02-21 | 2025-03-11 | 2026-03-11 | Solar Panels | TRINA SOLAR | TSM-410NE09RC.05 |  | 0.41 | 18 | 181 | 28 |  | Fixed | Roof
NJADRE1559208624 | Administratively Determined Incentive Program | MILLVILLE | 8332 | 12.71 | Residential | Behind the Meter | Yes | Whitman Construction, LLC | AC Electric |  | Accepted | 2025-02-21 | 2025-03-11 | 2026-03-11 | Solar Panels | Trina Solar | TSM-410NE09RC.05 |  | 0.41 | 7 | 271 | 1 |  | Fixed | Roof
NJADRE1559208624 | Administratively Determined Incentive Program | MILLVILLE | 8332 | 12.71 | Residential | Behind the Meter | Yes | Whitman Construction, LLC | AC Electric |  | Accepted | 2025-02-21 | 2025-03-11 | 2026-03-11 | Inverters | ENPHASE | IQ8PLUS-72-2-US | 290 |  | 31 |  |  | 0.975 |  | Outdoor
NJADRE1559208672 | Administratively Determined Incentive Program | Irvington | 7111 | 7.47 | Residential | Behind the Meter | Yes | SunPurity, LLC | PSE&G |  | Accepted | 2025-02-21 | 2025-03-28 | 2026-03-28 | Solar Panels | Hanwha Q cells | Q.PEAK DOU BLK-ML-G10+(415W) |  | 0.415 | 3 | 135 | 12 |  | Fixed | Roof
NJADRE1559208672 | Administratively Determined Incentive Program | Irvington | 7111 | 7.47 | Residential | Behind the Meter | Yes | SunPurity, LLC | PSE&G |  | Accepted | 2025-02-21 | 2025-03-28 | 2026-03-28 | Solar Panels | Hanwha Q cells | Q.PEAK DOU BLK-ML-G10+(415W) |  | 0.415 | 11 | 135 | 2 |  | Fixed | Roof
NJADRE1559208672 | Administratively Determined Incentive Program | Irvington | 7111 | 7.47 | Residential | Behind the Meter | Yes | SunPurity, LLC | PSE&G |  | Accepted | 2025-02-21 | 2025-03-28 | 2026-03-28 | Solar Panels | Hanwha Q cells | Q.PEAK DOU BLK-ML-G10+(415W) |  | 0.415 | 4 | 315 | 12 |  | Fixed | Roof
NJADRE1559208672 | Administratively Determined Incentive Program | Irvington | 7111 | 7.47 | Residential | Behind the Meter | Yes | SunPurity, LLC | PSE&G |  | Accepted | 2025-02-21 | 2025-03-28 | 2026-03-28 | Inverters | SolarEdge | SE6000H-US | 6000 |  | 1 |  |  | 0.99 |  | Outdoor
NJADRE1559208707 | Administratively Determined Incentive Program | MOUNT HOLLY | 8060 | 6.15 | Residential | Behind the Meter | Yes | Trinity Solar, LLC | PSE&G |  | Accepted | 2025-02-21 | 2025-03-11 | 2026-03-11 | Inverters | Solar Edge | SE6000H-US | 6000 |  | 1 |  |  | 0.97 |  | Outdoor
NJADRE1559208707 | Administratively Determined Incentive Program | MOUNT HOLLY | 8060 | 6.15 | Residential | Behind the Meter | Yes | Trinity Solar, LLC | PSE&G |  | Accepted | 2025-02-21 | 2025-03-11 | 2026-03-11 | Solar Panels | Hanwha | HANWHA 410 (Q.PEAK DUO BLK ML-G10+ 410) |  | 0.41 | 15 | 192 | 30 |  | Fixed | Roof
NJADRE1559208732 | Administratively Determined Incentive Program | Berlin Township | 8091 | 7.885 | Residential | Behind the Meter | Yes | SunnyMac, LLC | AC Electric |  | Accepted | 2025-02-21 | 2025-03-25 | 2026-03-25 | Solar Panels | HANWHA | Q.PEAK DUO BLK ML-G10+ 415W |  | 0.415 | 8 | 251 | 18 |  | Fixed | Roof
NJADRE1559208732 | Administratively Determined Incentive Program | Berlin Township | 8091 | 7.885 | Residential | Behind the Meter | Yes | SunnyMac, LLC | AC Electric |  | Accepted | 2025-02-21 | 2025-03-25 | 2026-03-25 | Solar Panels | HANWHA | Q.PEAK DUO BLK ML-G10+ 415W |  | 0.415 | 11 | 71 | 18 |  | Fixed | Roof
NJADRE1559208732 | Administratively Determined Incentive Program | Berlin Township | 8091 | 7.885 | Residential | Behind the Meter | Yes | SunnyMac, LLC | AC Electric |  | Accepted | 2025-02-21 | 2025-03-25 | 2026-03-25 | Inverters | SOLAREDGE HOME HUB | SE5700H-US | 5700 |  | 1 |  |  | 0.99 |  | Outdoor | next to meter
NJADRE1559208732 | Administratively Determined Incentive Program | Berlin Township | 8091 | 7.885 | Residential | Behind the Meter | Yes | SunnyMac, LLC | AC Electric |  | Accepted | 2025-02-21 | 2025-03-25 | 2026-03-25 | Meters | SOLAREDGE HOME HUB | SE-RGMTR-1D-240C-B |  |  | 1 |  |  |  | Yes | Outdoor
NJADRE1559208739 | Administratively Determined Incentive Program | SICKLERVILLE | 8081 | 7.23 | Residential | Behind the Meter | Yes | Whitman Construction, LLC | AC Electric |  | Accepted | 2025-02-21 | 2025-03-11 | 2026-03-11 | Inverters | ENPHASE | IQ8PLUS-72-2-US | 290 |  | 17 |  |  | 0.975 |  | Outdoor
NJADRE1559208739 | Administratively Determined Incentive Program | SICKLERVILLE | 8081 | 7.23 | Residential | Behind the Meter | Yes | Whitman Construction, LLC | AC Electric |  | Accepted | 2025-02-21 | 2025-03-11 | 2026-03-11 | Solar Panels | TRINA SOLAR | TSM-425NE09RC.05 |  | 0.425 | 5 | 273 | 23 |  | Fixed | Roof
NJADRE1559208739 | Administratively Determined Incentive Program | SICKLERVILLE | 8081 | 7.23 | Residential | Behind the Meter | Yes | Whitman Construction, LLC | AC Electric |  | Accepted | 2025-02-21 | 2025-03-11 | 2026-03-11 | Solar Panels | Trina Solar | TSM-425NE09RC.05 |  | 0.425 | 12 | 273 | 23 |  | Fixed | Roof
NJADRE1559209066 | Administratively Determined Incentive Program | Newton | 7860 | 13.53 | Residential | Behind the Meter | Yes | Trinity Solar, LLC | JCP&L |  | Accepted | 2025-02-21 | 2025-03-11 | 2026-03-11 | Solar Panels | Hanwha | Q.PEAK DUO BLK ML-G10+ 410 |  | 0.41 | 24 | 214 | 22 |  | Fixed | Roof
NJADRE1559209066 | Administratively Determined Incentive Program | Newton | 7860 | 13.53 | Residential | Behind the Meter | Yes | Trinity Solar, LLC | JCP&L |  | Accepted | 2025-02-21 | 2025-03-11 | 2026-03-11 | Solar Panels | Hanwha | Q.PEAK DUO BLK ML-G10+ 410 |  | 0.41 | 6 | 214 | 25 |  | Fixed | Roof
NJADRE1559209066 | Administratively Determined Incentive Program | Newton | 7860 | 13.53 | Residential | Behind the Meter | Yes | Trinity Solar, LLC | JCP&L |  | Accepted | 2025-02-21 | 2025-03-11 | 2026-03-11 | Inverters | Solar Edge | SE11400H-US | 11400 |  | 1 |  |  | 0.986 |  | Outside
NJADRE1559209066 | Administratively Determined Incentive Program | Newton | 7860 | 13.53 | Residential | Behind the Meter | Yes | Trinity Solar, LLC | JCP&L |  | Accepted | 2025-02-21 | 2025-03-11 | 2026-03-11 | Solar Panels | Hanwha | Q.PEAK DUO BLK ML-G10+ 410 |  | 0.41 | 3 | 34 | 42 |  | Fixed | Roof
NJADRE1559209084 | Administratively Determined Incentive Program | Paterson | 7514 | 8.4 | Residential | Behind the Meter | Yes | Sunrun Installation Services, Inc. | PSE&G |  | Accepted | 2025-02-21 | 2025-03-11 | 2026-03-11 | Solar Panels | Hanwha Q Cells | Q.PEAK DUO BLK ML-G10+/T 400 |  | 0.4 | 21 | 278 | 32 |  | Fixed | Roof
NJADRE1559209084 | Administratively Determined Incentive Program | Paterson | 7514 | 8.4 | Residential | Behind the Meter | Yes | Sunrun Installation Services, Inc. | PSE&G |  | Accepted | 2025-02-21 | 2025-03-11 | 2026-03-11 | Inverters | SolarEdge Technologies | SE6000H-USSN | 6000 |  | 1 |  |  | 0.99 |  | Outdoor
NJADRE1559209108 | Administratively Determined Incentive Program | Newark | 7106 | 5.16 | Residential | Behind the Meter | Yes | PosiGen Developer, LLC | PSE&G |  | Accepted | 2025-02-21 | 2025-03-11 | 2026-03-11 | Inverters | SOLAREDGE | SE5700H-US | 5760 |  | 1 |  |  | 0.99 |  | Outside | WITHIN TEN FEET OF METER
NJADRE1559209108 | Administratively Determined Incentive Program | Newark | 7106 | 5.16 | Residential | Behind the Meter | Yes | PosiGen Developer, LLC | PSE&G |  | Accepted | 2025-02-21 | 2025-03-11 | 2026-03-11 | Solar Panels | SILFAB | SIL430QD |  | 0.43 | 8 | 110 | 34 |  | Fixed | Roof
NJADRE1559209108 | Administratively Determined Incentive Program | Newark | 7106 | 5.16 | Residential | Behind the Meter | Yes | PosiGen Developer, LLC | PSE&G |  | Accepted | 2025-02-21 | 2025-03-11 | 2026-03-11 | Solar Panels | SILFAB | SIL430QD |  | 0.43 | 4 | 290 | 34 |  | Fixed | Roof
NJADRE1559211489 | Administratively Determined Incentive Program | South Amboy | 8879 | 5.67 | Residential | Behind the Meter | No | Power Home Remodeling Group | JCP&L |  | Accepted | 2025-02-22 | 2025-03-11 | 2026-03-11 | Solar Panels | JA Solar | JAM54S31 405/MR |  | 0.405 | 3 | 239 | 23 |  | Fixed | Roof
NJADRE1559211489 | Administratively Determined Incentive Program | South Amboy | 8879 | 5.67 | Residential | Behind the Meter | No | Power Home Remodeling Group | JCP&L |  | Accepted | 2025-02-22 | 2025-03-11 | 2026-03-11 | Solar Panels | JA Solar | JAM54S31 405/MR |  | 0.405 | 11 | 59 | 22 |  | Fixed | Roof
NJADRE1559211489 | Administratively Determined Incentive Program | South Amboy | 8879 | 5.67 | Residential | Behind the Meter | No | Power Home Remodeling Group | JCP&L |  | Accepted | 2025-02-22 | 2025-03-11 | 2026-03-11 | Inverters | SolarEdge | SE3800H-US | 3800 |  | 1 |  |  | 0.99 |  | Outdoor
NJADRE1559211489 | Administratively Determined Incentive Program | South Amboy | 8879 | 5.67 | Residential | Behind the Meter | No | Power Home Remodeling Group | JCP&L |  | Accepted | 2025-02-22 | 2025-03-11 | 2026-03-11 | Meters | SolarEdge | Revenue Grade Data Ansi C12.20 |  |  | 1 |  |  |  | Yes | Outdoor
NJADRE1559212631 | Administratively Determined Incentive Program | Newark | 7107 | 9.02 | Residential | Behind the Meter | Yes | Pro Custom Solar dba Momentum Solar | PSE&G |  | Accepted | 2025-02-23 | 2025-03-11 | 2026-03-11 | Inverters | ENPHASE | IQ8MC-208-72-M-US | 310 |  | 22 |  |  | 0.97 |  | Outside
NJADRE1559212631 | Administratively Determined Incentive Program | Newark | 7107 | 9.02 | Residential | Behind the Meter | Yes | Pro Custom Solar dba Momentum Solar | PSE&G |  | Accepted | 2025-02-23 | 2025-03-11 | 2026-03-11 | Solar Panels | hanwha | q.peak duo blk ml-g10+410 |  | 0.41 | 14 | 115 | 22 |  | Fixed | Roof
NJADRE1559212631 | Administratively Determined Incentive Program | Newark | 7107 | 9.02 | Residential | Behind the Meter | Yes | Pro Custom Solar dba Momentum Solar | PSE&G |  | Accepted | 2025-02-23 | 2025-03-11 | 2026-03-11 | Solar Panels | hanwha | q.peak duo blk ml-g10+410 |  | 0.41 | 8 | 295 | 21 |  | Fixed | Roof
NJADRE1559213056 | Administratively Determined Incentive Program | Woodland Park | 7424 | 7.98 | Residential | Behind the Meter | No | Onsite Energy, Inc. | PSE&G |  | Accepted | 2025-02-26 | 2025-03-20 | 2026-03-20 | Solar Panels | REC SOLAR | REC Solar REC420AA-PURE-R Alpha Series 420 Watt |  | 0.42 | 1 | 329 | 27 |  | Fixed | Roof
NJADRE1559213056 | Administratively Determined Incentive Program | Woodland Park | 7424 | 7.98 | Residential | Behind the Meter | No | Onsite Energy, Inc. | PSE&G |  | Accepted | 2025-02-26 | 2025-03-20 | 2026-03-20 | Solar Panels | REC SOLAR | REC Solar REC420AA-PURE-R Alpha Series 420 Watt |  | 0.42 | 14 | 239 | 30 |  | Fixed | Roof
NJADRE1559213056 | Administratively Determined Incentive Program | Woodland Park | 7424 | 7.98 | Residential | Behind the Meter | No | Onsite Energy, Inc. | PSE&G |  | Accepted | 2025-02-26 | 2025-03-20 | 2026-03-20 | Solar Panels | REC SOLAR | REC Solar REC420AA-PURE-R Alpha Series 420 Watt |  | 0.42 | 1 | 149 | 27 |  | Fixed | Roof
NJADRE1559213056 | Administratively Determined Incentive Program | Woodland Park | 7424 | 7.98 | Residential | Behind the Meter | No | Onsite Energy, Inc. | PSE&G |  | Accepted | 2025-02-26 | 2025-03-20 | 2026-03-20 | Solar Panels | REC SOLAR | REC Solar REC420AA-PURE-R Alpha Series 420 Watt |  | 0.42 | 3 | 59 | 30 |  | Fixed | Roof
NJADRE1559213056 | Administratively Determined Incentive Program | Woodland Park | 7424 | 7.98 | Residential | Behind the Meter | No | Onsite Energy, Inc. | PSE&G |  | Accepted | 2025-02-26 | 2025-03-20 | 2026-03-20 | Inverters | SOLAREDGE TECHNOLOGIES | SolarEdge HD Wave SE6000H-US 6kW | 6000 |  | 1 |  |  | 0.99 |  | Outside
NJADRE1559213056 | Administratively Determined Incentive Program | Woodland Park | 7424 | 7.98 | Residential | Behind the Meter | No | Onsite Energy, Inc. | PSE&G |  | Accepted | 2025-02-26 | 2025-03-20 | 2026-03-20 | Meters | SOLAREDGE TECHNOLOGIES | SE-1000-ZBGW-K-NA |  |  | 1 |  |  |  | Yes | Outdoor
NJADRE1559213287 | Administratively Determined Incentive Program | Hillsborough | 8844 | 8.1 | Residential | Behind the Meter | No | Power Home Remodeling Group | PSE&G |  | Accepted | 2025-02-24 | 2025-03-11 | 2026-03-11 | Inverters | SolarEdge | SE5700H-US | 5700 |  | 1 |  |  | 0.99 |  | Outdoor
NJADRE1559213287 | Administratively Determined Incentive Program | Hillsborough | 8844 | 8.1 | Residential | Behind the Meter | No | Power Home Remodeling Group | PSE&G |  | Accepted | 2025-02-24 | 2025-03-11 | 2026-03-11 | Meters | SolarEdge | Revenue Grade Data Ansi C12.20 |  |  | 1 |  |  |  | Yes | Outdoor
NJADRE1559213287 | Administratively Determined Incentive Program | Hillsborough | 8844 | 8.1 | Residential | Behind the Meter | No | Power Home Remodeling Group | PSE&G |  | Accepted | 2025-02-24 | 2025-03-11 | 2026-03-11 | Solar Panels | JA Solar | JAM54S31 405/MR |  | 0.405 | 20 | 81 | 18 |  | Fixed | Roof
NJADRE1559213315 | Administratively Determined Incentive Program | VINELAND | 8361 | 10.38 | Residential | Behind the Meter | Yes | SunnyMac, LLC | Vineland Muni Electric |  | Accepted | 2025-02-24 | 2025-03-12 | 2026-03-12 | Solar Panels | HANWHA | Q.PEAK DUO BLK ML-G10+ 415W |  | 0.415 | 5 | 210 | 39 |  | Fixed | Roof
NJADRE1559213315 | Administratively Determined Incentive Program | VINELAND | 8361 | 10.38 | Residential | Behind the Meter | Yes | SunnyMac, LLC | Vineland Muni Electric |  | Accepted | 2025-02-24 | 2025-03-12 | 2026-03-12 | Solar Panels | HANWHA | Q.PEAK DUO BLK ML-G10+ 415W |  | 0.415 | 5 | 300 | 6 |  | Fixed | Roof
NJADRE1559213315 | Administratively Determined Incentive Program | VINELAND | 8361 | 10.38 | Residential | Behind the Meter | Yes | SunnyMac, LLC | Vineland Muni Electric |  | Accepted | 2025-02-24 | 2025-03-12 | 2026-03-12 | Inverters | SOLAREDGE HOME HUB | SE7600H-US | 7600 |  | 1 |  |  | 0.99 |  | Outdoor | next to meter
NJADRE1559213315 | Administratively Determined Incentive Program | VINELAND | 8361 | 10.38 | Residential | Behind the Meter | Yes | SunnyMac, LLC | Vineland Muni Electric |  | Accepted | 2025-02-24 | 2025-03-12 | 2026-03-12 | Solar Panels | HANWHA | Q.PEAK DUO BLK ML-G10+ 415W |  | 0.415 | 4 | 120 | 38 |  | Fixed | Roof
NJADRE1559213315 | Administratively Determined Incentive Program | VINELAND | 8361 | 10.38 | Residential | Behind the Meter | Yes | SunnyMac, LLC | Vineland Muni Electric |  | Accepted | 2025-02-24 | 2025-03-12 | 2026-03-12 | Solar Panels | HANWHA | Q.PEAK DUO BLK ML-G10+ 415W |  | 0.415 | 11 | 300 | 38 |  | Fixed | Roof
NJADRE1559213318 | Administratively Determined Incentive Program | CLAYTON | 8312 | 7.79 | Residential | Behind the Meter | Yes | EMT Renewables, LLC | AC Electric |  | Accepted | 2025-02-24 | 2025-03-12 | 2026-03-12 | Solar Panels | MSE PERC | MSE-410 |  | 0.41 | 2 | 258 | 14 |  | Fixed | Roof
NJADRE1559213318 | Administratively Determined Incentive Program | CLAYTON | 8312 | 7.79 | Residential | Behind the Meter | Yes | EMT Renewables, LLC | AC Electric |  | Accepted | 2025-02-24 | 2025-03-12 | 2026-03-12 | Inverters | ENPHASE | IQ8+ | 290 |  | 19 |  |  | 0.98 |  | Other | UNDER EACH PANEL
NJADRE1559213318 | Administratively Determined Incentive Program | CLAYTON | 8312 | 7.79 | Residential | Behind the Meter | Yes | EMT Renewables, LLC | AC Electric |  | Accepted | 2025-02-24 | 2025-03-12 | 2026-03-12 | Solar Panels | MSE PERC | MSE-410 |  | 0.41 | 5 | 258 | 43 |  | Fixed | Roof
NJADRE1559213318 | Administratively Determined Incentive Program | CLAYTON | 8312 | 7.79 | Residential | Behind the Meter | Yes | EMT Renewables, LLC | AC Electric |  | Accepted | 2025-02-24 | 2025-03-12 | 2026-03-12 | Solar Panels | MSE PERC | MSE-410 |  | 0.41 | 4 | 168 | 44 |  | Fixed | Roof
NJADRE1559213318 | Administratively Determined Incentive Program | CLAYTON | 8312 | 7.79 | Residential | Behind the Meter | Yes | EMT Renewables, LLC | AC Electric |  | Accepted | 2025-02-24 | 2025-03-12 | 2026-03-12 | Solar Panels | MSE PERC | MSE-410 |  | 0.41 | 8 | 168 | 8 |  | Fixed | Roof
NJADRE1559213329 | Administratively Determined Incentive Program | Fairfield | 7004 | 6.56 | Residential | Behind the Meter | Yes | Trinity Solar, LLC | PSE&G |  | Accepted | 2025-02-24 | 2025-03-11 | 2026-03-11 | Solar Panels | HANWHA | (Q.PEAK DUO BLK ML-G10+ 410) |  | 0.41 | 9 | 284 | 14 |  | Fixed | Roof
NJADRE1559213329 | Administratively Determined Incentive Program | Fairfield | 7004 | 6.56 | Residential | Behind the Meter | Yes | Trinity Solar, LLC | PSE&G |  | Accepted | 2025-02-24 | 2025-03-11 | 2026-03-11 | Solar Panels | HANWHA | (Q.PEAK DUO BLK ML-G10+ 410) |  | 0.41 | 7 | 104 | 14 |  | Fixed | Roof
NJADRE1559213329 | Administratively Determined Incentive Program | Fairfield | 7004 | 6.56 | Residential | Behind the Meter | Yes | Trinity Solar, LLC | PSE&G |  | Accepted | 2025-02-24 | 2025-03-11 | 2026-03-11 | Inverters | Solar Edge | USE5700H-USMNBL75 | 5760 |  | 1 |  |  | 0.97 |  | Outdoor
NJADRE1559213334 | Administratively Determined Incentive Program | ISELIN | 8830 | 7.7 | Residential | Behind the Meter | No | Power Home Remodeling Group | PSE&G |  | Accepted | 2025-02-24 | 2025-03-11 | 2026-03-11 | Solar Panels | JA Solar | JA54S31 405/MR |  | 0.405 | 19 | 194 | 22 |  | Fixed | Roof
NJADRE1559213334 | Administratively Determined Incentive Program | ISELIN | 8830 | 7.7 | Residential | Behind the Meter | No | Power Home Remodeling Group | PSE&G |  | Accepted | 2025-02-24 | 2025-03-11 | 2026-03-11 | Inverters | SolarEdge | SE5700H-US | 5700 |  | 1 |  |  | 0.99 |  | Outdoor
NJADRE1559213334 | Administratively Determined Incentive Program | ISELIN | 8830 | 7.7 | Residential | Behind the Meter | No | Power Home Remodeling Group | PSE&G |  | Accepted | 2025-02-24 | 2025-03-11 | 2026-03-11 | Meters | SolarEdge | Revenue Grade Data Ansi C12.20 |  |  | 1 |  |  |  | Yes | Outdoor
NJADRE1559213373 | Administratively Determined Incentive Program | Wenonah | 8090 | 23.78 | Residential | Behind the Meter | Yes | EMT Renewables, LLC | AC Electric |  | Accepted | 2025-02-24 | 2025-03-12 | 2026-03-12 | Solar Panels | MSE PERC | MSE-410 |  | 0.41 | 14 | 107 | 24 |  | Fixed | Roof
NJADRE1559213373 | Administratively Determined Incentive Program | Wenonah | 8090 | 23.78 | Residential | Behind the Meter | Yes | EMT Renewables, LLC | AC Electric |  | Accepted | 2025-02-24 | 2025-03-12 | 2026-03-12 | Solar Panels | MSE PERC | MSE-410 |  | 0.41 | 8 | 17 | 19 |  | Fixed | Roof
NJADRE1559213373 | Administratively Determined Incentive Program | Wenonah | 8090 | 23.78 | Residential | Behind the Meter | Yes | EMT Renewables, LLC | AC Electric |  | Accepted | 2025-02-24 | 2025-03-12 | 2026-03-12 | Inverters | ENPHASE | IQ8+ | 290 |  | 58 |  |  | 0.98 |  | Other | UNDER EACH PANEL
NJADRE1559213373 | Administratively Determined Incentive Program | Wenonah | 8090 | 23.78 | Residential | Behind the Meter | Yes | EMT Renewables, LLC | AC Electric |  | Accepted | 2025-02-24 | 2025-03-12 | 2026-03-12 | Solar Panels | MSE PERC | MSE-410 |  | 0.41 | 5 | 286 | 23 |  | Fixed | Roof
NJADRE1559213373 | Administratively Determined Incentive Program | Wenonah | 8090 | 23.78 | Residential | Behind the Meter | Yes | EMT Renewables, LLC | AC Electric |  | Accepted | 2025-02-24 | 2025-03-12 | 2026-03-12 | Solar Panels | MSE PERC | MSE-410 |  | 0.41 | 10 | 197 | 19 |  | Fixed | Roof
NJADRE1559213373 | Administratively Determined Incentive Program | Wenonah | 8090 | 23.78 | Residential | Behind the Meter | Yes | EMT Renewables, LLC | AC Electric |  | Accepted | 2025-02-24 | 2025-03-12 | 2026-03-12 | Solar Panels | MSE PERC | MSE-410 |  | 0.41 | 8 | 106 | 23 |  | Fixed | Roof
NJADRE1559213373 | Administratively Determined Incentive Program | Wenonah | 8090 | 23.78 | Residential | Behind the Meter | Yes | EMT Renewables, LLC | AC Electric |  | Accepted | 2025-02-24 | 2025-03-12 | 2026-03-12 | Solar Panels | MSE PERC | MSE-410 |  | 0.41 | 13 | 287 | 24 |  | Fixed | Roof
NJADRE1559213425 | Administratively Determined Incentive Program | Toms River | 8753 | 12.04 | Residential | Behind the Meter | Yes | SunPurity, LLC | JCP&L |  | Accepted | 2025-02-24 | 2025-03-11 | 2026-03-11 | Solar Panels | Hanwha Q.Cells | Q.PEAK DUO BLK ML-G10+ 415W |  | 0.415 | 8 | 185 | 28 |  | Fixed | Roof
NJADRE1559213425 | Administratively Determined Incentive Program | Toms River | 8753 | 12.04 | Residential | Behind the Meter | Yes | SunPurity, LLC | JCP&L |  | Accepted | 2025-02-24 | 2025-03-11 | 2026-03-11 | Solar Panels | Hanwha Q.Cells | Q.PEAK DUO BLK ML-G10+ 415W |  | 0.415 | 4 | 95 | 55 |  | Fixed | Roof
NJADRE1559213425 | Administratively Determined Incentive Program | Toms River | 8753 | 12.04 | Residential | Behind the Meter | Yes | SunPurity, LLC | JCP&L |  | Accepted | 2025-02-24 | 2025-03-11 | 2026-03-11 | Solar Panels | Hanwha Q.Cells | Q.PEAK DUO BLK ML-G10+ 415W |  | 0.415 | 4 | 5 | 28 |  | Fixed | Roof
NJADRE1559213425 | Administratively Determined Incentive Program | Toms River | 8753 | 12.04 | Residential | Behind the Meter | Yes | SunPurity, LLC | JCP&L |  | Accepted | 2025-02-24 | 2025-03-11 | 2026-03-11 | Solar Panels | Hanwha Q.Cells | Q.PEAK DUO BLK ML-G10+ 415W |  | 0.415 | 13 | 275 | 55 |  | Fixed | Roof
NJADRE1559213425 | Administratively Determined Incentive Program | Toms River | 8753 | 12.04 | Residential | Behind the Meter | Yes | SunPurity, LLC | JCP&L |  | Accepted | 2025-02-24 | 2025-03-11 | 2026-03-11 | Inverters | Solaredge | SE10000H-US | 10000 |  | 1 |  |  | 0.99 |  | Outdoor
NJADRE1559213437 | Administratively Determined Incentive Program | Sewell | 8080 | 6.02 | Residential | Behind the Meter | Yes | PosiGen Developer, LLC | AC Electric |  | Accepted | 2025-02-24 | 2025-03-12 | 2026-03-12 | Inverters | SolarEdge | SE5700H-US | 6 |  | 1 |  |  | 0.99 |  | Outside | Within ten feet of meter
NJADRE1559213437 | Administratively Determined Incentive Program | Sewell | 8080 | 6.02 | Residential | Behind the Meter | Yes | PosiGen Developer, LLC | AC Electric |  | Accepted | 2025-02-24 | 2025-03-12 | 2026-03-12 | Solar Panels | Silfab Solar | SIL-430QD |  | 0.43 | 14 | 157 | 18 |  | Fixed | Roof
NJADRE1559213440 | Administratively Determined Incentive Program | Fairfield | 7004 | 4.51 | Residential | Behind the Meter | Yes | Trinity Solar, LLC | PSE&G |  | Accepted | 2025-02-24 | 2025-03-11 | 2026-03-11 | Inverters | Solar Edge | USE3800H-USMNBL75 | 3800 |  | 1 |  |  | 0.97 |  | Outdoor
NJADRE1559213440 | Administratively Determined Incentive Program | Fairfield | 7004 | 4.51 | Residential | Behind the Meter | Yes | Trinity Solar, LLC | PSE&G |  | Accepted | 2025-02-24 | 2025-03-11 | 2026-03-11 | Solar Panels | HANWHA | Q.PEAK DUO BLK ML-G10+ 410) |  | 0.41 | 11 | 194 | 23 |  | Fixed | Roof
NJADRE1559213493 | Administratively Determined Incentive Program | Orange | 7050 | 8.2 | Residential | Behind the Meter | Yes | Trinity Solar, LLC | PSE&G |  | Accepted | 2025-02-24 | 2025-03-12 | 2026-03-12 | Solar Panels | Hanwha | HANWHA 410 (Q.PEAK DUO BLK ML-G10+ 410) |  | 0.41 | 20 | 121 | 37 |  | Fixed | Roof
NJADRE1559213493 | Administratively Determined Incentive Program | Orange | 7050 | 8.2 | Residential | Behind the Meter | Yes | Trinity Solar, LLC | PSE&G |  | Accepted | 2025-02-24 | 2025-03-12 | 2026-03-12 | Inverters | Solar Edge | USE7600H-USMNBL75 | 7600 |  | 1 |  |  | 0.97 |  | Outdoor
NJADRE1559213495 | Administratively Determined Incentive Program | Sicklerville | 8081 | 15.39 | Residential | Behind the Meter | Yes | Define Solar, LLC | AC Electric |  | Accepted | 2025-02-24 | 2025-03-12 | 2026-03-12 | Solar Panels | Znshine | ZXM7-SH108 405 |  | 0.405 | 24 | 246 | 20 |  | Fixed | Roof
NJADRE1559213495 | Administratively Determined Incentive Program | Sicklerville | 8081 | 15.39 | Residential | Behind the Meter | Yes | Define Solar, LLC | AC Electric |  | Accepted | 2025-02-24 | 2025-03-12 | 2026-03-12 | Inverters | Enphase | IQ8PLUS-72-2-US | 290 |  | 14 |  |  | 0.976 |  | Outside | Under each pv panel
NJADRE1559213495 | Administratively Determined Incentive Program | Sicklerville | 8081 | 15.39 | Residential | Behind the Meter | Yes | Define Solar, LLC | AC Electric |  | Accepted | 2025-02-24 | 2025-03-12 | 2026-03-12 | Solar Panels | Znshine | ZXM7-SH108 405 |  | 0.405 | 14 | 66 | 20 |  | Fixed | Roof
NJADRE1559213495 | Administratively Determined Incentive Program | Sicklerville | 8081 | 15.39 | Residential | Behind the Meter | Yes | Define Solar, LLC | AC Electric |  | Accepted | 2025-02-24 | 2025-03-12 | 2026-03-12 | Inverters | Enphase | IQ8PLUS-72-2-US | 290 |  | 24 |  |  | 0.976 |  | Outside | Under each pv panel
NJADRE1559213518 | Administratively Determined Incentive Program | Marlton | 8053 | 20.5 | Residential | Behind the Meter | Yes | Sunrun Installation Services, Inc. | AC Electric |  | Accepted | 2025-02-24 | 2025-03-11 | 2026-03-11 | Solar Panels | Hanwha Q Cells | Q.PEAK DUO BLK ML-G10+ 410 |  | 0.41 | 21 | 72 | 35 |  | Fixed | Roof
NJADRE1559213518 | Administratively Determined Incentive Program | Marlton | 8053 | 20.5 | Residential | Behind the Meter | Yes | Sunrun Installation Services, Inc. | AC Electric |  | Accepted | 2025-02-24 | 2025-03-11 | 2026-03-11 | Inverters | Growatt New Energy Technology Co Ltd | MIN 6000TL-XH-US | 6000 |  | 1 |  |  | 0.98 |  | Outdoor
NJADRE1559213518 | Administratively Determined Incentive Program | Marlton | 8053 | 20.5 | Residential | Behind the Meter | Yes | Sunrun Installation Services, Inc. | AC Electric |  | Accepted | 2025-02-24 | 2025-03-11 | 2026-03-11 | Inverters | Growatt New Energy Technology Co Ltd | MIN 10000TL-XH-US | 10000 |  | 1 |  |  | 0.98 |  | Outdoor
NJADRE1559213518 | Administratively Determined Incentive Program | Marlton | 8053 | 20.5 | Residential | Behind the Meter | Yes | Sunrun Installation Services, Inc. | AC Electric |  | Accepted | 2025-02-24 | 2025-03-11 | 2026-03-11 | Solar Panels | Hanwha Q Cells | Q.PEAK DUO BLK ML-G10+ 410 |  | 0.41 | 29 | 252 | 38 |  | Fixed | Roof
NJADRE1559213523 | Administratively Determined Incentive Program | Marlton | 8053 | 6.97 | Residential | Behind the Meter | Yes | SunPurity, LLC | PSE&G |  | Accepted | 2025-02-24 | 2025-03-13 | 2026-03-13 | Solar Panels | Hanwha Q.Cells | Q.PEAK DUO BLK-ML-G10+ 410W |  | 0.41 | 10 | 178 | 30 |  | Fixed | Roof
NJADRE1559213523 | Administratively Determined Incentive Program | Marlton | 8053 | 6.97 | Residential | Behind the Meter | Yes | SunPurity, LLC | PSE&G |  | Accepted | 2025-02-24 | 2025-03-13 | 2026-03-13 | Inverters | Solaredge | SE6000H-US | 6000 |  | 1 |  |  | 0.99 |  | Outdoor
NJADRE1559213523 | Administratively Determined Incentive Program | Marlton | 8053 | 6.97 | Residential | Behind the Meter | Yes | SunPurity, LLC | PSE&G |  | Accepted | 2025-02-24 | 2025-03-13 | 2026-03-13 | Solar Panels | Hanwha Q.Cells | Q.PEAK DUO BLK-ML-G10+ 410W |  | 0.41 | 7 | 358 | 30 |  | Fixed | Roof
NJADRE1559213541 | Administratively Determined Incentive Program | ROSELLE | 7203 | 9.72 | Residential | Behind the Meter | Yes | Define Solar, LLC | PSE&G |  | Accepted | 2025-02-27 | 2025-03-18 | 2026-03-18 | Solar Panels | Znshine | ZXM7-SH108 405 |  | 0.405 | 2 | 261 | 32 |  | Fixed | Roof
NJADRE1559213541 | Administratively Determined Incentive Program | ROSELLE | 7203 | 9.72 | Residential | Behind the Meter | Yes | Define Solar, LLC | PSE&G |  | Accepted | 2025-02-27 | 2025-03-18 | 2026-03-18 | Solar Panels | Znshine | ZXM7-SH108 405 |  | 0.405 | 6 | 261 | 32 |  | Fixed | Roof
NJADRE1559213541 | Administratively Determined Incentive Program | ROSELLE | 7203 | 9.72 | Residential | Behind the Meter | Yes | Define Solar, LLC | PSE&G |  | Accepted | 2025-02-27 | 2025-03-18 | 2026-03-18 | Inverters | Enphase | IQ8PLUS-72-2-US | 290 |  | 16 |  |  | 0.976 |  | Outside | Under each pv panel
NJADRE1559213541 | Administratively Determined Incentive Program | ROSELLE | 7203 | 9.72 | Residential | Behind the Meter | Yes | Define Solar, LLC | PSE&G |  | Accepted | 2025-02-27 | 2025-03-18 | 2026-03-18 | Solar Panels | Znshine | ZXM7-SH108 405 |  | 0.405 | 16 | 81 | 32 |  | Fixed | Roof
NJADRE1559213541 | Administratively Determined Incentive Program | ROSELLE | 7203 | 9.72 | Residential | Behind the Meter | Yes | Define Solar, LLC | PSE&G |  | Accepted | 2025-02-27 | 2025-03-18 | 2026-03-18 | Inverters | Enphase | IQ8PLUS-72-2-US | 290 |  | 6 |  |  | 0.976 |  | Outside | Under each pv panel
NJADRE1559213541 | Administratively Determined Incentive Program | ROSELLE | 7203 | 9.72 | Residential | Behind the Meter | Yes | Define Solar, LLC | PSE&G |  | Accepted | 2025-02-27 | 2025-03-18 | 2026-03-18 | Inverters | Enphase | IQ8PLUS-72-2-US | 290 |  | 2 |  |  | 0.976 |  | Outside | Under each pv panel
NJADRE1559213574 | Administratively Determined Incentive Program | Tuckerton | 8087 | 7.74 | Residential | Behind the Meter | Yes | PosiGen Developer, LLC | AC Electric |  | Accepted | 2025-02-24 | 2025-03-12 | 2026-03-12 | Inverters | SolarEdge | SE7600H-US | 8 |  | 1 |  |  | 0.99 |  | Outside | Within ten feet of meter
NJADRE1559213574 | Administratively Determined Incentive Program | Tuckerton | 8087 | 7.74 | Residential | Behind the Meter | Yes | PosiGen Developer, LLC | AC Electric |  | Accepted | 2025-02-24 | 2025-03-12 | 2026-03-12 | Solar Panels | Silfab Solar | SIL-430QD |  | 0.43 | 18 | 175 | 25 |  | Fixed | Roof
NJADRE1559213586 | Administratively Determined Incentive Program | PEMBERTON | 8068 | 20.25 | Residential | Behind the Meter | Yes | Define Solar, LLC | JCP&L |  | Accepted | 2025-05-09 | 2025-06-09 | 2026-06-09 | Solar Panels | Znshine | ZXM7-SH108 405 |  | 0.405 | 15 | 175 | 28 |  | Fixed | Roof
NJADRE1559213586 | Administratively Determined Incentive Program | PEMBERTON | 8068 | 20.25 | Residential | Behind the Meter | Yes | Define Solar, LLC | JCP&L |  | Accepted | 2025-05-09 | 2025-06-09 | 2026-06-09 | Solar Panels | Znshine | ZXM7-SH108 405 |  | 0.405 | 3 | 355 | 28 |  | Fixed | Roof
NJADRE1559213586 | Administratively Determined Incentive Program | PEMBERTON | 8068 | 20.25 | Residential | Behind the Meter | Yes | Define Solar, LLC | JCP&L |  | Accepted | 2025-05-09 | 2025-06-09 | 2026-06-09 | Inverters | Enphase | IQ8PLUS-72-2-US | 290 |  | 12 |  |  | 0.976 |  | Outside | Under each pv panel
NJADRE1559213586 | Administratively Determined Incentive Program | PEMBERTON | 8068 | 20.25 | Residential | Behind the Meter | Yes | Define Solar, LLC | JCP&L |  | Accepted | 2025-05-09 | 2025-06-09 | 2026-06-09 | Inverters | Enphase | IQ8PLUS-72-2-US | 290 |  | 15 |  |  | 0.976 |  | Outside | Under each pv panel
NJADRE1559213586 | Administratively Determined Incentive Program | PEMBERTON | 8068 | 20.25 | Residential | Behind the Meter | Yes | Define Solar, LLC | JCP&L |  | Accepted | 2025-05-09 | 2025-06-09 | 2026-06-09 | Solar Panels | Znshine | ZXM7-SH108 405 |  | 0.405 | 12 | 175 | 30 |  | Fixed | Roof
NJADRE1559213586 | Administratively Determined Incentive Program | PEMBERTON | 8068 | 20.25 | Residential | Behind the Meter | Yes | Define Solar, LLC | JCP&L |  | Accepted | 2025-05-09 | 2025-06-09 | 2026-06-09 | Solar Panels | Znshine | ZXM7-SH108 405 |  | 0.405 | 10 | 175 | 20 |  | Fixed | Roof
NJADRE1559213586 | Administratively Determined Incentive Program | PEMBERTON | 8068 | 20.25 | Residential | Behind the Meter | Yes | Define Solar, LLC | JCP&L |  | Accepted | 2025-05-09 | 2025-06-09 | 2026-06-09 | Inverters | Enphase | IQ8PLUS-72-2-US | 290 |  | 3 |  |  | 0.976 |  | Outside | Under each pv panel
NJADRE1559213586 | Administratively Determined Incentive Program | PEMBERTON | 8068 | 20.25 | Residential | Behind the Meter | Yes | Define Solar, LLC | JCP&L |  | Accepted | 2025-05-09 | 2025-06-09 | 2026-06-09 | Solar Panels | Znshine | ZXM7-SH108 405 |  | 0.405 | 10 | 355 | 20 |  | Fixed | Roof
NJADRE1559213586 | Administratively Determined Incentive Program | PEMBERTON | 8068 | 20.25 | Residential | Behind the Meter | Yes | Define Solar, LLC | JCP&L |  | Accepted | 2025-05-09 | 2025-06-09 | 2026-06-09 | Inverters | Enphase | IQ8PLUS-72-2-US | 290 |  | 10 |  |  | 0.976 |  | Outside | Under each pv panel
NJADRE1559213586 | Administratively Determined Incentive Program | PEMBERTON | 8068 | 20.25 | Residential | Behind the Meter | Yes | Define Solar, LLC | JCP&L |  | Accepted | 2025-05-09 | 2025-06-09 | 2026-06-09 | Inverters | Enphase | IQ8PLUS-72-2-US | 290 |  | 10 |  |  | 0.976 |  | Outside | Under each pv panel
NJADRE1559213689 | Administratively Determined Incentive Program | Hammonton | 8037 | 12.04 | Residential | Behind the Meter | Yes | SunPurity, LLC | AC Electric |  | Accepted | 2025-02-25 | 2025-03-13 | 2026-03-13 | Inverters | Solaredge | SE10000H-US | 10000 |  | 1 |  |  | 0.99 |  | Outdoor
NJADRE1559213689 | Administratively Determined Incentive Program | Hammonton | 8037 | 12.04 | Residential | Behind the Meter | Yes | SunPurity, LLC | AC Electric |  | Accepted | 2025-02-25 | 2025-03-13 | 2026-03-13 | Solar Panels | Hanwha Q.Cells | Q.PEAK DUO BLK ML-G10+ 415W |  | 0.415 | 17 | 107 | 25 |  | Fixed | Roof
NJADRE1559213689 | Administratively Determined Incentive Program | Hammonton | 8037 | 12.04 | Residential | Behind the Meter | Yes | SunPurity, LLC | AC Electric |  | Accepted | 2025-02-25 | 2025-03-13 | 2026-03-13 | Solar Panels | Hanwha Q.Cells | Q.PEAK DUO BLK ML-G10+ 415W |  | 0.415 | 6 | 287 | 25 |  | Fixed | Roof
NJADRE1559213689 | Administratively Determined Incentive Program | Hammonton | 8037 | 12.04 | Residential | Behind the Meter | Yes | SunPurity, LLC | AC Electric |  | Accepted | 2025-02-25 | 2025-03-13 | 2026-03-13 | Solar Panels | Hanwha Q.Cells | Q.PEAK DUO BLK ML-G10+ 415W |  | 0.415 | 2 | 197 | 24 |  | Fixed | Roof
NJADRE1559213689 | Administratively Determined Incentive Program | Hammonton | 8037 | 12.04 | Residential | Behind the Meter | Yes | SunPurity, LLC | AC Electric |  | Accepted | 2025-02-25 | 2025-03-13 | 2026-03-13 | Solar Panels | Hanwha Q.Cells | Q.PEAK DUO BLK ML-G10+ 415W |  | 0.415 | 4 | 198 | 9 |  | Fixed | Roof
NJADRE1559213916 | Administratively Determined Incentive Program | Mount Royal | 8061 | 14.53 | Residential | Behind the Meter | Yes | SunPurity, LLC | AC Electric |  | Accepted | 2025-02-26 | 2025-03-19 | 2026-03-19 | Solar Panels | Hanwha Q.Cells | Q.PEAK DUO BLK ML-G10+ 415W |  | 0.415 | 18 | 243 | 40 |  | Fixed | Roof
NJADRE1559213916 | Administratively Determined Incentive Program | Mount Royal | 8061 | 14.53 | Residential | Behind the Meter | Yes | SunPurity, LLC | AC Electric |  | Accepted | 2025-02-26 | 2025-03-19 | 2026-03-19 | Inverters | Solaredge | SE11400H-US | 11400 |  | 1 |  |  | 0.99 |  | Outdoor
NJADRE1559213916 | Administratively Determined Incentive Program | Mount Royal | 8061 | 14.53 | Residential | Behind the Meter | Yes | SunPurity, LLC | AC Electric |  | Accepted | 2025-02-26 | 2025-03-19 | 2026-03-19 | Solar Panels | Hanwha Q.Cells | Q.PEAK DUO BLK ML-G10+ 415W |  | 0.415 | 17 | 63 | 40 |  | Fixed | Roof
NJADRE1559214030 | Administratively Determined Incentive Program | Lanoka Harbor | 8734 | 7.89 | Residential | Behind the Meter | Yes | SunPurity, LLC | JCP&L |  | Accepted | 2025-02-25 | 2025-03-14 | 2026-03-14 | Solar Panels | Hanwha Q.Cells | Q.PEAK DUO BLK ML-G10+ 415W |  | 0.415 | 5 | 275 | 22 |  | Fixed | Roof
NJADRE1559214030 | Administratively Determined Incentive Program | Lanoka Harbor | 8734 | 7.89 | Residential | Behind the Meter | Yes | SunPurity, LLC | JCP&L |  | Accepted | 2025-02-25 | 2025-03-14 | 2026-03-14 | Inverters | Solaredge | SE7600H-US | 7600 |  | 1 |  |  | 0.99 |  | Outdoor
NJADRE1559214030 | Administratively Determined Incentive Program | Lanoka Harbor | 8734 | 7.89 | Residential | Behind the Meter | Yes | SunPurity, LLC | JCP&L |  | Accepted | 2025-02-25 | 2025-03-14 | 2026-03-14 | Solar Panels | Hanwha Q.Cells | Q.PEAK DUO BLK ML-G10+ 415W |  | 0.415 | 10 | 185 | 22 |  | Fixed | Roof
NJADRE1559214030 | Administratively Determined Incentive Program | Lanoka Harbor | 8734 | 7.89 | Residential | Behind the Meter | Yes | SunPurity, LLC | JCP&L |  | Accepted | 2025-02-25 | 2025-03-14 | 2026-03-14 | Solar Panels | Hanwha Q.Cells | Q.PEAK DUO BLK ML-G10+ 415W |  | 0.415 | 4 | 96 | 22 |  | Fixed | Roof
NJADRE1559214067 | Administratively Determined Incentive Program | NEW EGYPT | 8533 | 4.51 | Residential | Behind the Meter | Yes | Sunrun Installation Services, Inc. | JCP&L |  | Accepted | 2025-02-24 | 2025-03-12 | 2026-03-12 | Solar Panels | Hanwha Q Cells | Q.PEAK DUO BLK ML-G10+ 410 |  | 0.41 | 8 | 145 | 18 |  | Fixed | Roof
NJADRE1559214067 | Administratively Determined Incentive Program | NEW EGYPT | 8533 | 4.51 | Residential | Behind the Meter | Yes | Sunrun Installation Services, Inc. | JCP&L |  | Accepted | 2025-02-24 | 2025-03-12 | 2026-03-12 | Inverters | Tesla | Powerwall 3 1707000-xx-y | 11500 |  | 1 |  |  | 0.97 |  | Outdoor
NJADRE1559214067 | Administratively Determined Incentive Program | NEW EGYPT | 8533 | 4.51 | Residential | Behind the Meter | Yes | Sunrun Installation Services, Inc. | JCP&L |  | Accepted | 2025-02-24 | 2025-03-12 | 2026-03-12 | Electric Storage Battery | Tesla | Powerwall 3 1707000-xx-y |  |  | 1 |  |  |  | Lithium Ion |  | OUTSIDE
NJADRE1559214067 | Administratively Determined Incentive Program | NEW EGYPT | 8533 | 4.51 | Residential | Behind the Meter | Yes | Sunrun Installation Services, Inc. | JCP&L |  | Accepted | 2025-02-24 | 2025-03-12 | 2026-03-12 | Solar Panels | Hanwha Q Cells | Q.PEAK DUO BLK ML-G10+ 410 |  | 0.41 | 3 | 324 | 25 |  | Fixed | Roof
NJADRE1559214072 | Administratively Determined Incentive Program | DELANCO | 8075 | 11.62 | Residential | Behind the Meter | Yes | SunPurity, LLC | PSE&G |  | Accepted | 2025-02-25 | 2025-03-14 | 2026-03-14 | Solar Panels | Hanwha Q.Cells | Q.PEAK DUO L-G6 415W |  | 0.415 | 3 | 151 | 20 |  | Fixed | Roof
NJADRE1559214072 | Administratively Determined Incentive Program | DELANCO | 8075 | 11.62 | Residential | Behind the Meter | Yes | SunPurity, LLC | PSE&G |  | Accepted | 2025-02-25 | 2025-03-14 | 2026-03-14 | Inverters | Solaredge | SE10000H-US | 10000 |  | 1 |  |  | 0.99 |  | Outdoor
NJADRE1559214072 | Administratively Determined Incentive Program | DELANCO | 8075 | 11.62 | Residential | Behind the Meter | Yes | SunPurity, LLC | PSE&G |  | Accepted | 2025-02-25 | 2025-03-14 | 2026-03-14 | Solar Panels | Hanwha Q.Cells | Q.PEAK DUO L-G6 415W |  | 0.415 | 13 | 331 | 20 |  | Fixed | Roof
NJADRE1559214072 | Administratively Determined Incentive Program | DELANCO | 8075 | 11.62 | Residential | Behind the Meter | Yes | SunPurity, LLC | PSE&G |  | Accepted | 2025-02-25 | 2025-03-14 | 2026-03-14 | Solar Panels | Hanwha Q.Cells | Q.PEAK DUO L-G6 415W |  | 0.415 | 12 | 151 | 20 |  | Fixed | Roof
NJADRE1559214083 | Administratively Determined Incentive Program | Garfield City | 7026 | 3.69 | Residential | Behind the Meter | Yes | Sunrun Installation Services, Inc. | PSE&G |  | Accepted | 2025-02-24 | 2025-03-12 | 2026-03-12 | Solar Panels | Hanwha Q-Cells | Q.PEAK DUO BLK ML-G10+ 410 |  | 0.41 | 3 | 340 | 39 |  | Fixed | Roof
NJADRE1559214083 | Administratively Determined Incentive Program | Garfield City | 7026 | 3.69 | Residential | Behind the Meter | Yes | Sunrun Installation Services, Inc. | PSE&G |  | Accepted | 2025-02-24 | 2025-03-12 | 2026-03-12 | Inverters | TESLA | POWERWALL 3 1707000-XX-Y | 11500 |  | 1 |  |  | 0.97 |  | Outside
NJADRE1559214083 | Administratively Determined Incentive Program | Garfield City | 7026 | 3.69 | Residential | Behind the Meter | Yes | Sunrun Installation Services, Inc. | PSE&G |  | Accepted | 2025-02-24 | 2025-03-12 | 2026-03-12 | Solar Panels | Hanwha Q-Cells | Q.PEAK DUO BLK ML-G10+ 410 |  | 0.41 | 6 | 252 | 36 |  | Fixed | Roof
NJADRE1559214083 | Administratively Determined Incentive Program | Garfield City | 7026 | 3.69 | Residential | Behind the Meter | Yes | Sunrun Installation Services, Inc. | PSE&G |  | Accepted | 2025-02-24 | 2025-03-12 | 2026-03-12 | Electric Storage Battery | TESLA | POWERWALL 3 1707000-XX-Y |  |  | 1 |  |  |  | Lithium Ion |  | Outside
NJADRE1559214096 | Administratively Determined Incentive Program | National Park | 8063 | 7.38 | Residential | Behind the Meter | Yes | SunPurity, LLC | PSE&G |  | Accepted | 2025-02-26 | 2025-03-17 | 2026-03-17 | Inverters | Solaredge | SE6000H-US | 6000 |  | 1 |  |  | 0.99 |  | Outdoor
NJADRE1559214096 | Administratively Determined Incentive Program | National Park | 8063 | 7.38 | Residential | Behind the Meter | Yes | SunPurity, LLC | PSE&G |  | Accepted | 2025-02-26 | 2025-03-17 | 2026-03-17 | Solar Panels | Hanwha Q.Cells | Q.PEAK DUO BLK-ML-G10+ 410W |  | 0.41 | 13 | 112 | 40 |  | Fixed | Roof
NJADRE1559214096 | Administratively Determined Incentive Program | National Park | 8063 | 7.38 | Residential | Behind the Meter | Yes | SunPurity, LLC | PSE&G |  | Accepted | 2025-02-26 | 2025-03-17 | 2026-03-17 | Solar Panels | Hanwha Q.Cells | Q.PEAK DUO BLK-ML-G10+ 410W |  | 0.41 | 5 | 292 | 40 |  | Fixed | Roof
NJADRE1559214112 | Administratively Determined Incentive Program | Egg Harbor Township | 8234 | 9.43 | Residential | Behind the Meter | Yes | SunPurity, LLC | AC Electric |  | Accepted | 2025-02-26 | 2025-03-19 | 2026-03-19 | Inverters | Solaredge | SE7600H-US | 7600 |  | 1 |  |  | 0.99 |  | Outdoor
NJADRE1559214112 | Administratively Determined Incentive Program | Egg Harbor Township | 8234 | 9.43 | Residential | Behind the Meter | Yes | SunPurity, LLC | AC Electric |  | Accepted | 2025-02-26 | 2025-03-19 | 2026-03-19 | Solar Panels | Hanwha Q.Cells | Q.PEAK DUO BLK ML-G10.A+ 410W |  | 0.41 | 14 | 112 | 40 |  | Fixed | Roof
NJADRE1559214112 | Administratively Determined Incentive Program | Egg Harbor Township | 8234 | 9.43 | Residential | Behind the Meter | Yes | SunPurity, LLC | AC Electric |  | Accepted | 2025-02-26 | 2025-03-19 | 2026-03-19 | Solar Panels | Hanwha Q.Cells | Q.PEAK DUO BLK ML-G10.A+ 410W |  | 0.41 | 4 | 292 | 40 |  | Fixed | Roof
NJADRE1559214112 | Administratively Determined Incentive Program | Egg Harbor Township | 8234 | 9.43 | Residential | Behind the Meter | Yes | SunPurity, LLC | AC Electric |  | Accepted | 2025-02-26 | 2025-03-19 | 2026-03-19 | Solar Panels | Hanwha Q.Cells | Q.PEAK DUO BLK ML-G10.A+ 410W |  | 0.41 | 5 | 202 | 36 |  | Fixed | Roof
NJADRE1559214115 | Administratively Determined Incentive Program | Erial | 8081 | 5.74 | Residential | Behind the Meter | Yes | Sunrun Installation Services, Inc. | AC Electric |  | Accepted | 2025-02-24 | 2025-03-12 | 2026-03-12 | Solar Panels | Hanwha Q Cells | Q.PEAK DUO BLK ML-G10+ 410 |  | 0.41 | 5 | 130 | 19 |  | Fixed | Roof
NJADRE1559214115 | Administratively Determined Incentive Program | Erial | 8081 | 5.74 | Residential | Behind the Meter | Yes | Sunrun Installation Services, Inc. | AC Electric |  | Accepted | 2025-02-24 | 2025-03-12 | 2026-03-12 | Electric Storage Battery | Tesla | Powerwall 3 1707000-xx-y |  |  | 1 |  |  |  | Lithium Ion |  | OUTSIDE
NJADRE1559214115 | Administratively Determined Incentive Program | Erial | 8081 | 5.74 | Residential | Behind the Meter | Yes | Sunrun Installation Services, Inc. | AC Electric |  | Accepted | 2025-02-24 | 2025-03-12 | 2026-03-12 | Inverters | Growatt New Energy Technology Co Ltd | MIN 6000TL-XH-US | 6000 |  | 1 |  |  | 0.98 |  | Outdoor
NJADRE1559214115 | Administratively Determined Incentive Program | Erial | 8081 | 5.74 | Residential | Behind the Meter | Yes | Sunrun Installation Services, Inc. | AC Electric |  | Accepted | 2025-02-24 | 2025-03-12 | 2026-03-12 | Solar Panels | Hanwha Q Cells | Q.PEAK DUO BLK ML-G10+ 410 |  | 0.41 | 9 | 310 | 18 |  | Fixed | Roof
NJADRE1559214137 | Administratively Determined Incentive Program | WOODBURY | 8096 | 8.3 | Residential | Behind the Meter | Yes | SunPurity, LLC | PSE&G |  | Accepted | 2025-02-26 | 2025-03-17 | 2026-03-17 | Inverters | Solaredge | SE7600H-US | 7600 |  | 1 |  |  | 0.99 |  | Outdoor
NJADRE1559214137 | Administratively Determined Incentive Program | WOODBURY | 8096 | 8.3 | Residential | Behind the Meter | Yes | SunPurity, LLC | PSE&G |  | Accepted | 2025-02-26 | 2025-03-17 | 2026-03-17 | Solar Panels | Hanwha Q.Cells | Q.PEAK DUO L-G6 415W |  | 0.415 | 3 | 110 | 46 |  | Fixed | Roof
NJADRE1559214137 | Administratively Determined Incentive Program | WOODBURY | 8096 | 8.3 | Residential | Behind the Meter | Yes | SunPurity, LLC | PSE&G |  | Accepted | 2025-02-26 | 2025-03-17 | 2026-03-17 | Solar Panels | Hanwha Q.Cells | Q.PEAK DUO L-G6 415W |  | 0.415 | 9 | 20 | 14 |  | Fixed | Roof
NJADRE1559214137 | Administratively Determined Incentive Program | WOODBURY | 8096 | 8.3 | Residential | Behind the Meter | Yes | SunPurity, LLC | PSE&G |  | Accepted | 2025-02-26 | 2025-03-17 | 2026-03-17 | Solar Panels | Hanwha Q.Cells | Q.PEAK DUO L-G6 415W |  | 0.415 | 8 | 200 | 41 |  | Fixed | Roof
NJADRE1559214147 | Administratively Determined Incentive Program | Bargaintown | 8234 | 13.7 | Residential | Behind the Meter | Yes | SunPurity, LLC | AC Electric |  | Accepted | 2025-02-27 | 2025-03-18 | 2026-03-18 | Inverters | Solaredge | SE11400H-US | 11400 |  | 1 |  |  | 0.99 |  | Outdoor
NJADRE1559214147 | Administratively Determined Incentive Program | Bargaintown | 8234 | 13.7 | Residential | Behind the Meter | Yes | SunPurity, LLC | AC Electric |  | Accepted | 2025-02-27 | 2025-03-18 | 2026-03-18 | Solar Panels | Hanwha Q.Cells | Q.PEAK DUO BLK ML-G10+ 415W |  | 0.415 | 20 | 145 | 30 |  | Fixed | Roof
NJADRE1559214147 | Administratively Determined Incentive Program | Bargaintown | 8234 | 13.7 | Residential | Behind the Meter | Yes | SunPurity, LLC | AC Electric |  | Accepted | 2025-02-27 | 2025-03-18 | 2026-03-18 | Solar Panels | Hanwha Q.Cells | Q.PEAK DUO BLK ML-G10+ 415W |  | 0.415 | 7 | 325 | 30 |  | Fixed | Roof
NJADRE1559214147 | Administratively Determined Incentive Program | Bargaintown | 8234 | 13.7 | Residential | Behind the Meter | Yes | SunPurity, LLC | AC Electric |  | Accepted | 2025-02-27 | 2025-03-18 | 2026-03-18 | Solar Panels | Hanwha Q.Cells | Q.PEAK DUO BLK ML-G10+ 415W |  | 0.415 | 6 | 145 | 27 |  | Fixed | Roof
NJADRE1559214163 | Administratively Determined Incentive Program | Millville | 8332 | 9.84 | Residential | Behind the Meter | Yes | SunPurity, LLC | AC Electric |  | Accepted | 2025-02-27 | 2025-03-18 | 2026-03-18 | Solar Panels | Hanwha Q.Cells | Q.PEAK DUO L-G6 410W |  | 0.41 | 8 | 66 | 32 |  | Fixed | Roof
NJADRE1559214163 | Administratively Determined Incentive Program | Millville | 8332 | 9.84 | Residential | Behind the Meter | Yes | SunPurity, LLC | AC Electric |  | Accepted | 2025-02-27 | 2025-03-18 | 2026-03-18 | Solar Panels | Hanwha Q.Cells | Q.PEAK DUO L-G6 410W |  | 0.41 | 8 | 246 | 32 |  | Fixed | Roof
NJADRE1559214163 | Administratively Determined Incentive Program | Millville | 8332 | 9.84 | Residential | Behind the Meter | Yes | SunPurity, LLC | AC Electric |  | Accepted | 2025-02-27 | 2025-03-18 | 2026-03-18 | Inverters | Solaredge | SE7600H-US | 7600 |  | 1 |  |  | 0.99 |  | Outdoor
NJADRE1559214163 | Administratively Determined Incentive Program | Millville | 8332 | 9.84 | Residential | Behind the Meter | Yes | SunPurity, LLC | AC Electric |  | Accepted | 2025-02-27 | 2025-03-18 | 2026-03-18 | Solar Panels | Hanwha Q.Cells | Q.PEAK DUO L-G6 410W |  | 0.41 | 8 | 66 | 10 |  | Fixed | Roof
NJADRE1559214167 | Administratively Determined Incentive Program | Ocean Gate | 8740 | 11.6 | Residential | Behind the Meter | Yes | Sunrun Installation Services, Inc. | JCP&L |  | Accepted | 2025-02-24 | 2025-03-12 | 2026-03-12 | Solar Panels | Hanwha Q Cells | Q.PEAK DUO BLK ML-G10+/T 400 |  | 0.4 | 29 | 182 | 18 |  | Fixed | Roof
NJADRE1559214167 | Administratively Determined Incentive Program | Ocean Gate | 8740 | 11.6 | Residential | Behind the Meter | Yes | Sunrun Installation Services, Inc. | JCP&L |  | Accepted | 2025-02-24 | 2025-03-12 | 2026-03-12 | Inverters | SolarEdge Technologies | SE10000H-USMN | 10000 |  | 1 |  |  | 0.99 |  | Outdoor
NJADRE1559214183 | Administratively Determined Incentive Program | WILLINGBORO | 8046 | 9.55 | Residential | Behind the Meter | Yes | SunPurity, LLC | PSE&G |  | Accepted | 2025-02-28 | 2025-03-19 | 2026-03-19 | Solar Panels | Hanwha Q.Cells | Q.PEAK DUO BLK ML-G10+ 415W |  | 0.415 | 9 | 209 | 10 |  | Fixed | Roof
NJADRE1559214183 | Administratively Determined Incentive Program | WILLINGBORO | 8046 | 9.55 | Residential | Behind the Meter | Yes | SunPurity, LLC | PSE&G |  | Accepted | 2025-02-28 | 2025-03-19 | 2026-03-19 | Inverters | Solaredge | SE7600H-US | 7600 |  | 1 |  |  | 0.99 |  | Outdoor
NJADRE1559214183 | Administratively Determined Incentive Program | WILLINGBORO | 8046 | 9.55 | Residential | Behind the Meter | Yes | SunPurity, LLC | PSE&G |  | Accepted | 2025-02-28 | 2025-03-19 | 2026-03-19 | Solar Panels | Hanwha Q.Cells | Q.PEAK DUO BLK ML-G10+ 415W |  | 0.415 | 14 | 209 | 27 |  | Fixed | Roof
NJADRE1559214197 | Administratively Determined Incentive Program | Deptford | 8096 | 4.51 | Residential | Behind the Meter | Yes | SunPurity, LLC | PSE&G |  | Accepted | 2025-02-28 | 2025-03-19 | 2026-03-19 | Solar Panels | Hanwha Q.Cells | Q.PEAK DUO L-G6 410W |  | 0.41 | 11 | 113 | 38 |  | Fixed | Roof
NJADRE1559214197 | Administratively Determined Incentive Program | Deptford | 8096 | 4.51 | Residential | Behind the Meter | Yes | SunPurity, LLC | PSE&G |  | Accepted | 2025-02-28 | 2025-03-19 | 2026-03-19 | Inverters | Solaredge | SE3800H-US | 3800 |  | 1 |  |  | 0.99 |  | Outdoor
NJADRE1559214198 | Administratively Determined Incentive Program | CLEMENTON | 8021 | 8.2 | Residential | Behind the Meter | Yes | Trinity Solar, LLC | AC Electric |  | Accepted | 2025-02-24 | 2025-03-12 | 2026-03-12 | Inverters | Tesla | Powerwall 3 (1707000-XX-Y) | 11500 |  | 2 |  |  | 0.97 |  | Outdoor
NJADRE1559214198 | Administratively Determined Incentive Program | CLEMENTON | 8021 | 8.2 | Residential | Behind the Meter | Yes | Trinity Solar, LLC | AC Electric |  | Accepted | 2025-02-24 | 2025-03-12 | 2026-03-12 | Electric Storage Battery | Tesla | Powerwall 3 (1707000-XX-Y) |  |  | 2 |  |  |  | Lithium Ion |  | outside
NJADRE1559214198 | Administratively Determined Incentive Program | CLEMENTON | 8021 | 8.2 | Residential | Behind the Meter | Yes | Trinity Solar, LLC | AC Electric |  | Accepted | 2025-02-24 | 2025-03-12 | 2026-03-12 | Solar Panels | HANWHA | (Q.PEAK DUO BLK ML-G10+ 410) |  | 0.41 | 4 | 116 | 25 |  | Fixed | Roof
NJADRE1559214198 | Administratively Determined Incentive Program | CLEMENTON | 8021 | 8.2 | Residential | Behind the Meter | Yes | Trinity Solar, LLC | AC Electric |  | Accepted | 2025-02-24 | 2025-03-12 | 2026-03-12 | Solar Panels | HANWHA | (Q.PEAK DUO BLK ML-G10+ 410) |  | 0.41 | 6 | 116 | 32 |  | Fixed | Roof
NJADRE1559214198 | Administratively Determined Incentive Program | CLEMENTON | 8021 | 8.2 | Residential | Behind the Meter | Yes | Trinity Solar, LLC | AC Electric |  | Accepted | 2025-02-24 | 2025-03-12 | 2026-03-12 | Solar Panels | HANWHA | (Q.PEAK DUO BLK ML-G10+ 410) |  | 0.41 | 10 | 296 | 15 |  | Fixed | Roof
NJADRE1559214204 | Administratively Determined Incentive Program | BRIDGETON | 8302 | 11.89 | Residential | Behind the Meter | Yes | Pro Custom Solar dba Momentum Solar | AC Electric |  | Accepted | 2025-02-24 | 2025-03-12 | 2026-03-12 | Inverters | ENPHASE | iq8mc-72-m-us | 320 |  | 29 |  |  | 0.97 |  | Outside
NJADRE1559214204 | Administratively Determined Incentive Program | BRIDGETON | 8302 | 11.89 | Residential | Behind the Meter | Yes | Pro Custom Solar dba Momentum Solar | AC Electric |  | Accepted | 2025-02-24 | 2025-03-12 | 2026-03-12 | Solar Panels | hanwha | q.peak duo blk ml-g10+410 |  | 0.41 | 15 | 107 | 23 |  | Fixed | Roof
NJADRE1559214204 | Administratively Determined Incentive Program | BRIDGETON | 8302 | 11.89 | Residential | Behind the Meter | Yes | Pro Custom Solar dba Momentum Solar | AC Electric |  | Accepted | 2025-02-24 | 2025-03-12 | 2026-03-12 | Solar Panels | hanwha | q.peak duo blk ml-g10+410 |  | 0.41 | 8 | 287 | 23 |  | Fixed | Roof
NJADRE1559214204 | Administratively Determined Incentive Program | BRIDGETON | 8302 | 11.89 | Residential | Behind the Meter | Yes | Pro Custom Solar dba Momentum Solar | AC Electric |  | Accepted | 2025-02-24 | 2025-03-12 | 2026-03-12 | Solar Panels | hanwha | q.peak duo blk ml-g10+410 |  | 0.41 | 6 | 287 | 23 |  | Fixed | Roof
NJADRE1559214213 | Administratively Determined Incentive Program | Woodland Park | 7424 | 10.32 | Residential | Behind the Meter | Yes | PosiGen Developer, LLC | PSE&G |  | Accepted | 2025-02-24 | 2025-03-12 | 2026-03-12 | Solar Panels | SILFAB | SIL430QD |  | 0.43 | 18 | 112 | 30 |  | Fixed | Roof
NJADRE1559214213 | Administratively Determined Incentive Program | Woodland Park | 7424 | 10.32 | Residential | Behind the Meter | Yes | PosiGen Developer, LLC | PSE&G |  | Accepted | 2025-02-24 | 2025-03-12 | 2026-03-12 | Inverters | SOLAREDGE | SE10000H-US | 10000 |  | 1 |  |  | 0.99 |  | Outside | WITHIN TEN FEET OF METER
NJADRE1559214213 | Administratively Determined Incentive Program | Woodland Park | 7424 | 10.32 | Residential | Behind the Meter | Yes | PosiGen Developer, LLC | PSE&G |  | Accepted | 2025-02-24 | 2025-03-12 | 2026-03-12 | Solar Panels | SILFAB | SIL430QD |  | 0.43 | 6 | 292 | 41 |  | Fixed | Roof
NJADRE1559214216 | Administratively Determined Incentive Program | Westville | 8096 | 13.28 | Residential | Behind the Meter | Yes | SunPurity, LLC | PSE&G |  | Accepted | 2025-03-03 | 2025-03-20 | 2026-03-20 | Solar Panels | Hanwha Q.Cells | Q.PEAK DUO BLK ML-G10+ 415W |  | 0.415 | 10 | 122 | 22 |  | Fixed | Roof
NJADRE1559214216 | Administratively Determined Incentive Program | Westville | 8096 | 13.28 | Residential | Behind the Meter | Yes | SunPurity, LLC | PSE&G |  | Accepted | 2025-03-03 | 2025-03-20 | 2026-03-20 | Inverters | Solaredge | SE3800H-US | 3800 |  | 1 |  |  | 0.99 |  | Outdoor
NJADRE1559214216 | Administratively Determined Incentive Program | Westville | 8096 | 13.28 | Residential | Behind the Meter | Yes | SunPurity, LLC | PSE&G |  | Accepted | 2025-03-03 | 2025-03-20 | 2026-03-20 | Solar Panels | Hanwha Q.Cells | Q.PEAK DUO BLK ML-G10+ 415W |  | 0.415 | 4 | 122 | 22 |  | Fixed | Roof
NJADRE1559214216 | Administratively Determined Incentive Program | Westville | 8096 | 13.28 | Residential | Behind the Meter | Yes | SunPurity, LLC | PSE&G |  | Accepted | 2025-03-03 | 2025-03-20 | 2026-03-20 | Solar Panels | Hanwha Q.Cells | Q.PEAK DUO BLK ML-G10+ 415W |  | 0.415 | 9 | 122 | 20 |  | Fixed | Roof
NJADRE1559214216 | Administratively Determined Incentive Program | Westville | 8096 | 13.28 | Residential | Behind the Meter | Yes | SunPurity, LLC | PSE&G |  | Accepted | 2025-03-03 | 2025-03-20 | 2026-03-20 | Solar Panels | Hanwha Q.Cells | Q.PEAK DUO BLK ML-G10+ 415W |  | 0.415 | 3 | 302 | 22 |  | Fixed | Roof
NJADRE1559214216 | Administratively Determined Incentive Program | Westville | 8096 | 13.28 | Residential | Behind the Meter | Yes | SunPurity, LLC | PSE&G |  | Accepted | 2025-03-03 | 2025-03-20 | 2026-03-20 | Solar Panels | Hanwha Q.Cells | Q.PEAK DUO BLK ML-G10+ 415W |  | 0.415 | 6 | 302 | 20 |  | Fixed | Roof
NJADRE1559214216 | Administratively Determined Incentive Program | Westville | 8096 | 13.28 | Residential | Behind the Meter | Yes | SunPurity, LLC | PSE&G |  | Accepted | 2025-03-03 | 2025-03-20 | 2026-03-20 | Inverters | Solaredge | SE7600H-US | 7600 |  | 1 |  |  | 0.99 |  | Outdoor
NJADRE1559214232 | Administratively Determined Incentive Program | Juliustown | 8042 | 3.28 | Residential | Behind the Meter | Yes | Sunrun Installation Services, Inc. | JCP&L |  | Accepted | 2025-02-24 | 2025-03-12 | 2026-03-12 | Inverters | SOLAREDGE TECHNOLOGIES | SE3800H-USMN | 3800 |  | 1 |  |  | 0.99 |  | Outdoor
NJADRE1559214232 | Administratively Determined Incentive Program | Juliustown | 8042 | 3.28 | Residential | Behind the Meter | Yes | Sunrun Installation Services, Inc. | JCP&L |  | Accepted | 2025-02-24 | 2025-03-12 | 2026-03-12 | Solar Panels | HANWHA Q-CELLS | Q.PEAK DUO BLK ML-G10+ 410 |  | 0.41 | 8 | 153 | 34 |  | Fixed | Roof
NJADRE1559214245 | Administratively Determined Incentive Program | BURLINGTON | 8016 | 5.33 | Residential | Behind the Meter | Yes | Trinity Solar, LLC | PSE&G |  | Accepted | 2025-02-24 | 2025-03-13 | 2026-03-13 | Solar Panels | HANWHA | Q.PEAK DUO BLK ML-G10+ 410 |  | 0.41 | 8 | 71 | 34 |  | Fixed | Roof
NJADRE1559214245 | Administratively Determined Incentive Program | BURLINGTON | 8016 | 5.33 | Residential | Behind the Meter | Yes | Trinity Solar, LLC | PSE&G |  | Accepted | 2025-02-24 | 2025-03-13 | 2026-03-13 | Inverters | Solar Edge | USE5700H-US | 5760 |  | 1 |  |  | 0.97 |  | Outside
NJADRE1559214245 | Administratively Determined Incentive Program | BURLINGTON | 8016 | 5.33 | Residential | Behind the Meter | Yes | Trinity Solar, LLC | PSE&G |  | Accepted | 2025-02-24 | 2025-03-13 | 2026-03-13 | Solar Panels | HANWHA | Q.PEAK DUO BLK ML-G10+ 410 |  | 0.41 | 5 | 251 | 35 |  | Fixed | Roof
NJADRE1559214249 | Administratively Determined Incentive Program | Beachwood | 8722 | 17.43 | Residential | Behind the Meter | Yes | Solar Mite Solutions, LLC | JCP&L |  | Accepted | 2025-02-24 | 2025-03-12 | 2026-03-12 | Solar Panels | Jinko | JKM425N |  | 0.425 | 8 | 226 | 20 |  | Fixed | Roof | Array 1
NJADRE1559214249 | Administratively Determined Incentive Program | Beachwood | 8722 | 17.43 | Residential | Behind the Meter | Yes | Solar Mite Solutions, LLC | JCP&L |  | Accepted | 2025-02-24 | 2025-03-12 | 2026-03-12 | Solar Panels | Jinko | JKM425N |  | 0.425 | 12 | 45 | 20 |  | Fixed | Roof | Array 4
NJADRE1559214249 | Administratively Determined Incentive Program | Beachwood | 8722 | 17.43 | Residential | Behind the Meter | Yes | Solar Mite Solutions, LLC | JCP&L |  | Accepted | 2025-02-24 | 2025-03-12 | 2026-03-12 | Inverters | Enphase | IQ8PLUS-72-2 | 290 |  | 41 |  |  | 0.98 |  | Outside
NJADRE1559214249 | Administratively Determined Incentive Program | Beachwood | 8722 | 17.43 | Residential | Behind the Meter | Yes | Solar Mite Solutions, LLC | JCP&L |  | Accepted | 2025-02-24 | 2025-03-12 | 2026-03-12 | Solar Panels | Jinko | JKM425N |  | 0.425 | 14 | 46 | 10 |  | Fixed | Roof | Array 3
NJADRE1559214249 | Administratively Determined Incentive Program | Beachwood | 8722 | 17.43 | Residential | Behind the Meter | Yes | Solar Mite Solutions, LLC | JCP&L |  | Accepted | 2025-02-24 | 2025-03-12 | 2026-03-12 | Solar Panels | Jinko | JKM425N |  | 0.425 | 7 | 136 | 25 |  | Fixed | Roof | Array 2
NJADRE1559214251 | Administratively Determined Incentive Program | Pleasantville | 8232 | 6.4 | Residential | Behind the Meter | Yes | Power Energy Solutions, LLC | AC Electric |  | Accepted | 2025-02-24 | 2025-03-12 | 2026-03-12 | Inverters | SolarEdge | SE6000H-US | 5760 |  | 1 |  |  | 0.97 |  | Outdoor
NJADRE1559214251 | Administratively Determined Incentive Program | Pleasantville | 8232 | 6.4 | Residential | Behind the Meter | Yes | Power Energy Solutions, LLC | AC Electric |  | Accepted | 2025-02-24 | 2025-03-12 | 2026-03-12 | Solar Panels | Canadian Solar | CS6R-400MS-HL HIKU6 BLACK MONO |  | 0.4 | 16 | 208 | 27 |  | Fixed | Roof
NJADRE1559214251 | Administratively Determined Incentive Program | Pleasantville | 8232 | 6.4 | Residential | Behind the Meter | Yes | Power Energy Solutions, LLC | AC Electric |  | Accepted | 2025-02-24 | 2025-03-12 | 2026-03-12 | Meters | SOLAREDGE | SE5700H-US |  |  | 1 |  |  |  | Yes | Outdoor
NJADRE1559214253 | Administratively Determined Incentive Program | Helmetta | 8828 | 13.94 | Residential | Behind the Meter | Yes | Sunrun Installation Services, Inc. | JCP&L |  | Accepted | 2025-02-24 | 2025-03-12 | 2026-03-12 | Solar Panels | Hanwha Q Cells | Q.PEAK DUO BLK ML-G10+ 410 |  | 0.41 | 20 | 158 | 17 |  | Fixed | Roof
NJADRE1559214253 | Administratively Determined Incentive Program | Helmetta | 8828 | 13.94 | Residential | Behind the Meter | Yes | Sunrun Installation Services, Inc. | JCP&L |  | Accepted | 2025-02-24 | 2025-03-12 | 2026-03-12 | Solar Panels | Hanwha Q Cells | Q.PEAK DUO BLK ML-G10+ 410 |  | 0.41 | 14 | 338 | 20 |  | Fixed | Roof
NJADRE1559214253 | Administratively Determined Incentive Program | Helmetta | 8828 | 13.94 | Residential | Behind the Meter | Yes | Sunrun Installation Services, Inc. | JCP&L |  | Accepted | 2025-02-24 | 2025-03-12 | 2026-03-12 | Electric Storage Battery | Tesla | Powerwall 3 1707000-xx-y |  |  | 1 |  |  |  | Lithium Ion |  | OUTSIDE
NJADRE1559214253 | Administratively Determined Incentive Program | Helmetta | 8828 | 13.94 | Residential | Behind the Meter | Yes | Sunrun Installation Services, Inc. | JCP&L |  | Accepted | 2025-02-24 | 2025-03-12 | 2026-03-12 | Inverters | Tesla | Powerwall 3 1707000-xx-y | 11500 |  | 1 |  |  | 0.97 |  | Outdoor
NJADRE1559214513 | Administratively Determined Incentive Program | Penns Grove | 8069 | 13.7 | Residential | Behind the Meter | Yes | SunPurity, LLC | AC Electric |  | Accepted | 2025-02-26 | 2025-03-19 | 2026-03-19 | Inverters | Solaredge | SE11400H-US | 11400 |  | 1 |  |  | 0.99 |  | Outdoor
NJADRE1559214513 | Administratively Determined Incentive Program | Penns Grove | 8069 | 13.7 | Residential | Behind the Meter | Yes | SunPurity, LLC | AC Electric |  | Accepted | 2025-02-26 | 2025-03-19 | 2026-03-19 | Solar Panels | Hanwha Q.Cells | Q.PEAK DUO BLK ML-G10+ 415W |  | 0.415 | 18 | 303 | 27 |  | Fixed | Roof
NJADRE1559214513 | Administratively Determined Incentive Program | Penns Grove | 8069 | 13.7 | Residential | Behind the Meter | Yes | SunPurity, LLC | AC Electric |  | Accepted | 2025-02-26 | 2025-03-19 | 2026-03-19 | Solar Panels | Hanwha Q.Cells | Q.PEAK DUO BLK ML-G10+ 415W |  | 0.415 | 15 | 123 | 27 |  | Fixed | Roof
NJADRE1559214514 | Administratively Determined Incentive Program | Elizabeth | 7202 | 3.83 | Residential | Behind the Meter | Yes | Power Energy Solutions, LLC | PSE&G |  | Accepted | 2025-02-24 | 2025-03-12 | 2026-03-12 | Solar Panels | Trina Solar | TSM-425NE09RC.05 |  | 0.425 | 5 | 133 | 22 |  | Fixed | Roof
NJADRE1559214514 | Administratively Determined Incentive Program | Elizabeth | 7202 | 3.83 | Residential | Behind the Meter | Yes | Power Energy Solutions, LLC | PSE&G |  | Accepted | 2025-02-24 | 2025-03-12 | 2026-03-12 | Solar Panels | Trina Solar | TSM-425NE09RC.05 |  | 0.425 | 4 | 313 | 22 |  | Fixed | Roof
NJADRE1559214514 | Administratively Determined Incentive Program | Elizabeth | 7202 | 3.83 | Residential | Behind the Meter | Yes | Power Energy Solutions, LLC | PSE&G |  | Accepted | 2025-02-24 | 2025-03-12 | 2026-03-12 | Inverters | SolarEdge | SE3800H-US | 4 |  | 1 |  |  | 0.97 |  | Outdoor
NJADRE1559214514 | Administratively Determined Incentive Program | Elizabeth | 7202 | 3.83 | Residential | Behind the Meter | Yes | Power Energy Solutions, LLC | PSE&G |  | Accepted | 2025-02-24 | 2025-03-12 | 2026-03-12 | Meters | SOLAREDGE | SE3800H-US |  |  | 1 |  |  |  | Yes | Outdoor
NJADRE1559214515 | Administratively Determined Incentive Program | Leonardo | 7737 | 3.2 | Residential | Behind the Meter | Yes | Sunrun Installation Services, Inc. | JCP&L |  | Accepted | 2025-02-24 | 2025-03-12 | 2026-03-12 | Electric Storage Battery | TESLA | POWERWALL 3 1707000-XX-Y |  |  | 1 |  |  |  | Lithium Ion |  | OUTSIDE
NJADRE1559214515 | Administratively Determined Incentive Program | Leonardo | 7737 | 3.2 | Residential | Behind the Meter | Yes | Sunrun Installation Services, Inc. | JCP&L |  | Accepted | 2025-02-24 | 2025-03-12 | 2026-03-12 | Solar Panels | HANWHA Q-CELLS | Q.PEAK DUO BLK ML-G10+/T 400 |  | 0.4 | 8 | 277 | 28 |  | Fixed | Roof
NJADRE1559214515 | Administratively Determined Incentive Program | Leonardo | 7737 | 3.2 | Residential | Behind the Meter | Yes | Sunrun Installation Services, Inc. | JCP&L |  | Accepted | 2025-02-24 | 2025-03-12 | 2026-03-12 | Inverters | TESLA | POWERWALL 3 1707000-XX-Y | 11500 |  | 1 |  |  | 0.97 |  | Outdoor
NJADRE1559214522 | Administratively Determined Incentive Program | Penns Grove | 8069 | 2.87 | Residential | Behind the Meter | Yes | EMT Renewables, LLC | AC Electric |  | Accepted | 2025-02-24 | 2025-04-07 | 2026-04-07 | Solar Panels | MSE PERC | MSE-410 |  | 0.41 | 3 | 288 | 15 |  | Fixed | Roof
NJADRE1559214522 | Administratively Determined Incentive Program | Penns Grove | 8069 | 2.87 | Residential | Behind the Meter | Yes | EMT Renewables, LLC | AC Electric |  | Accepted | 2025-02-24 | 2025-04-07 | 2026-04-07 | Solar Panels | MSE PERC | MSE-410 |  | 0.41 | 4 | 198 | 18 |  | Fixed | Roof
NJADRE1559214522 | Administratively Determined Incentive Program | Penns Grove | 8069 | 2.87 | Residential | Behind the Meter | Yes | EMT Renewables, LLC | AC Electric |  | Accepted | 2025-02-24 | 2025-04-07 | 2026-04-07 | Inverters | ENPHASE | IQ8+ | 290 |  | 7 |  |  | 0.98 |  | Other | UNDER EACH PANEL
NJADRE1559214526 | Administratively Determined Incentive Program | Elizabeth | 7201 | 2.87 | Residential | Behind the Meter | Yes | Sunrun Installation Services, Inc. | PSE&G |  | Accepted | 2025-02-24 | 2025-03-12 | 2026-03-12 | Inverters | GROWATT NEW ENERGY TECHNOLOGY CO LTD | MIN 3800TL-XH-US | 3800 |  | 1 |  |  | 0.98 |  | Outside
NJADRE1559214526 | Administratively Determined Incentive Program | Elizabeth | 7201 | 2.87 | Residential | Behind the Meter | Yes | Sunrun Installation Services, Inc. | PSE&G |  | Accepted | 2025-02-24 | 2025-03-12 | 2026-03-12 | Solar Panels | Hanwha Q-Cells | Q.PEAK DUO BLK ML-G10+ 410 |  | 0.41 | 7 | 203 | 5 |  | Fixed | Roof
NJADRE1559214534 | Administratively Determined Incentive Program | Absecon | 8201 | 8.72 | Residential | Behind the Meter | Yes | SunPurity, LLC | AC Electric |  | Accepted | 2025-03-03 | 2025-03-20 | 2026-03-20 | Inverters | Solaredge | SE7600H-US | 7600 |  | 1 |  |  | 0.99 |  | Outdoor
NJADRE1559214534 | Administratively Determined Incentive Program | Absecon | 8201 | 8.72 | Residential | Behind the Meter | Yes | SunPurity, LLC | AC Electric |  | Accepted | 2025-03-03 | 2025-03-20 | 2026-03-20 | Solar Panels | Hanwha Q.Cells | Q.PEAK DUO BLK ML-G10+ 415W |  | 0.415 | 17 | 180 | 21 |  | Fixed | Roof
NJADRE1559214534 | Administratively Determined Incentive Program | Absecon | 8201 | 8.72 | Residential | Behind the Meter | Yes | SunPurity, LLC | AC Electric |  | Accepted | 2025-03-03 | 2025-03-20 | 2026-03-20 | Solar Panels | Hanwha Q.Cells | Q.PEAK DUO BLK ML-G10+ 415W |  | 0.415 | 4 | 90 | 22 |  | Fixed | Roof
NJADRE1559214535 | Administratively Determined Incentive Program | Manalapan | 7726 | 5.6 | Residential | Behind the Meter | Yes | Sunrun Installation Services, Inc. | JCP&L |  | Accepted | 2025-02-24 | 2025-03-12 | 2026-03-12 | Inverters | SOLAREDGE TECHNOLOGIES | SE7600H-USMN | 7600 |  | 1 |  |  | 0.99 |  | Outdoor
NJADRE1559214535 | Administratively Determined Incentive Program | Manalapan | 7726 | 5.6 | Residential | Behind the Meter | Yes | Sunrun Installation Services, Inc. | JCP&L |  | Accepted | 2025-02-24 | 2025-03-12 | 2026-03-12 | Solar Panels | HANWHA Q-CELLS | Q.PEAK DUO BLK ML-G10+/T 400 |  | 0.4 | 14 | 203 | 44 |  | Fixed | Roof
NJADRE1559214535 | Administratively Determined Incentive Program | Manalapan | 7726 | 5.6 | Residential | Behind the Meter | Yes | Sunrun Installation Services, Inc. | JCP&L |  | Accepted | 2025-02-24 | 2025-03-12 | 2026-03-12 | Meters | SOLAREDGE TECHNOLOGIES | SE7600H-USMN |  |  | 1 |  |  |  | Yes | Outdoor
NJADRE1559214551 | Administratively Determined Incentive Program | Voorhees | 8053 | 11.62 | Residential | Behind the Meter | Yes | SunPurity, LLC | AC Electric |  | Accepted | 2025-03-04 | 2025-03-21 | 2026-03-21 | Inverters | Solaredge | SE5000H-US | 5000 |  | 2 |  |  | 0.99 |  | Outdoor
NJADRE1559214551 | Administratively Determined Incentive Program | Voorhees | 8053 | 11.62 | Residential | Behind the Meter | Yes | SunPurity, LLC | AC Electric |  | Accepted | 2025-03-04 | 2025-03-21 | 2026-03-21 | Solar Panels | Hanwha Q.Cells | Q.PEAK DUO BLK ML-G10+ 415W |  | 0.415 | 13 | 191 | 30 |  | Fixed | Roof
NJADRE1559214551 | Administratively Determined Incentive Program | Voorhees | 8053 | 11.62 | Residential | Behind the Meter | Yes | SunPurity, LLC | AC Electric |  | Accepted | 2025-03-04 | 2025-03-21 | 2026-03-21 | Solar Panels | Hanwha Q.Cells | Q.PEAK DUO BLK ML-G10+ 415W |  | 0.415 | 10 | 281 | 30 |  | Fixed | Roof
NJADRE1559214551 | Administratively Determined Incentive Program | Voorhees | 8053 | 11.62 | Residential | Behind the Meter | Yes | SunPurity, LLC | AC Electric |  | Accepted | 2025-03-04 | 2025-03-21 | 2026-03-21 | Solar Panels | Hanwha Q.Cells | Q.PEAK DUO BLK ML-G10+ 415W |  | 0.415 | 5 | 101 | 30 |  | Fixed | Roof
NJADRE1559214552 | Administratively Determined Incentive Program | Deptford Twp | 8096 | 6.15 | Residential | Behind the Meter | Yes | Sunrun Installation Services, Inc. | PSE&G |  | Accepted | 2025-02-24 | 2025-03-12 | 2026-03-12 | Electric Storage Battery | Tesla | Powerwall 3 1707000-xx-y |  |  | 1 |  |  |  | Lithium Ion |  | OUTSIDE
NJADRE1559214552 | Administratively Determined Incentive Program | Deptford Twp | 8096 | 6.15 | Residential | Behind the Meter | Yes | Sunrun Installation Services, Inc. | PSE&G |  | Accepted | 2025-02-24 | 2025-03-12 | 2026-03-12 | Inverters | Tesla | Powerwall 3 1707000-xx-y | 11500 |  | 1 |  |  | 0.97 |  | Outdoor
NJADRE1559214552 | Administratively Determined Incentive Program | Deptford Twp | 8096 | 6.15 | Residential | Behind the Meter | Yes | Sunrun Installation Services, Inc. | PSE&G |  | Accepted | 2025-02-24 | 2025-03-12 | 2026-03-12 | Solar Panels | Hanwha Q Cells | Q.PEAK DUO BLK ML-G10+ 410 |  | 0.41 | 9 | 243 | 24 |  | Fixed | Roof
NJADRE1559214552 | Administratively Determined Incentive Program | Deptford Twp | 8096 | 6.15 | Residential | Behind the Meter | Yes | Sunrun Installation Services, Inc. | PSE&G |  | Accepted | 2025-02-24 | 2025-03-12 | 2026-03-12 | Solar Panels | Hanwha Q Cells | Q.PEAK DUO BLK ML-G10+ 410 |  | 0.41 | 6 | 243 | 8 |  | Fixed | Roof
NJADRE1559214568 | Administratively Determined Incentive Program | FORKED RIVER | 8731 | 8.3 | Residential | Behind the Meter | Yes | SunPurity, LLC | JCP&L |  | Accepted | 2025-03-04 | 2025-03-21 | 2026-03-21 | Solar Panels | Hanwha Q.Cells | Q.PEAK DUO BLK ML-G10+ 415W |  | 0.415 | 20 | 268 | 5 |  | Fixed | Roof
NJADRE1559214568 | Administratively Determined Incentive Program | FORKED RIVER | 8731 | 8.3 | Residential | Behind the Meter | Yes | SunPurity, LLC | JCP&L |  | Accepted | 2025-03-04 | 2025-03-21 | 2026-03-21 | Inverters | Solaredge | SE7600H-US | 7600 |  | 1 |  |  | 0.99 |  | Outdoor
NJADRE1559214578 | Administratively Determined Incentive Program | Browns Mills | 8015 | 13.28 | Residential | Behind the Meter | Yes | SunPurity, LLC | JCP&L |  | Accepted | 2025-03-04 | 2025-03-24 | 2026-03-24 | Solar Panels | Hanwha Q.Cells | Q.PEAK DUO BLK ML-G10+ 415W |  | 0.415 | 22 | 228 | 23 |  | Fixed | Roof
NJADRE1559214578 | Administratively Determined Incentive Program | Browns Mills | 8015 | 13.28 | Residential | Behind the Meter | Yes | SunPurity, LLC | JCP&L |  | Accepted | 2025-03-04 | 2025-03-24 | 2026-03-24 | Inverters | Solaredge | SE11400H-US | 11400 |  | 1 |  |  | 0.99 |  | Outdoor
NJADRE1559214578 | Administratively Determined Incentive Program | Browns Mills | 8015 | 13.28 | Residential | Behind the Meter | Yes | SunPurity, LLC | JCP&L |  | Accepted | 2025-03-04 | 2025-03-24 | 2026-03-24 | Solar Panels | Hanwha Q.Cells | Q.PEAK DUO BLK ML-G10+ 415W |  | 0.415 | 10 | 48 | 23 |  | Fixed | Roof
NJADRE1559214600 | Administratively Determined Incentive Program | Mine Hill | 7803 | 5.81 | Residential | Behind the Meter | Yes | SunPurity, LLC | JCP&L |  | Accepted | 2025-03-05 | 2025-03-24 | 2026-03-24 | Inverters | Solaredge | SE5700H-US | 5760 |  | 1 |  |  | 0.99 |  | Outdoor
NJADRE1559214600 | Administratively Determined Incentive Program | Mine Hill | 7803 | 5.81 | Residential | Behind the Meter | Yes | SunPurity, LLC | JCP&L |  | Accepted | 2025-03-05 | 2025-03-24 | 2026-03-24 | Solar Panels | Hanwha Q.Cells | Q.PEAK DUO BLK ML-G10+ 415W |  | 0.415 | 10 | 121 | 33 |  | Fixed | Roof
NJADRE1559214600 | Administratively Determined Incentive Program | Mine Hill | 7803 | 5.81 | Residential | Behind the Meter | Yes | SunPurity, LLC | JCP&L |  | Accepted | 2025-03-05 | 2025-03-24 | 2026-03-24 | Solar Panels | Hanwha Q.Cells | Q.PEAK DUO BLK ML-G10+ 415W |  | 0.415 | 4 | 211 | 32 |  | Fixed | Roof
NJADRE1559214605 | Administratively Determined Incentive Program | Absecon Highlands | 8201 | 8.2 | Residential | Behind the Meter | Yes | Sunrun Installation Services, Inc. | AC Electric |  | Accepted | 2025-02-24 | 2025-03-12 | 2026-03-12 | Inverters | SolarEdge Technologies | SE5700H-USMN | 5760 |  | 1 |  |  | 0.99 |  | Outdoor
NJADRE1559214605 | Administratively Determined Incentive Program | Absecon Highlands | 8201 | 8.2 | Residential | Behind the Meter | Yes | Sunrun Installation Services, Inc. | AC Electric |  | Accepted | 2025-02-24 | 2025-03-12 | 2026-03-12 | Solar Panels | Hanwha Q Cells | Q.PEAK DUO BLK ML-G10+ 410 |  | 0.41 | 8 | 313 | 18 |  | Fixed | Roof
NJADRE1559214605 | Administratively Determined Incentive Program | Absecon Highlands | 8201 | 8.2 | Residential | Behind the Meter | Yes | Sunrun Installation Services, Inc. | AC Electric |  | Accepted | 2025-02-24 | 2025-03-12 | 2026-03-12 | Solar Panels | Hanwha Q Cells | Q.PEAK DUO BLK ML-G10+ 410 |  | 0.41 | 12 | 133 | 18 |  | Fixed | Roof
NJADRE1559214628 | Administratively Determined Incentive Program | Browns Mills | 8015 | 14.11 | Residential | Behind the Meter | Yes | SunPurity, LLC | JCP&L |  | Accepted | 2025-03-05 | 2025-03-24 | 2026-03-24 | Solar Panels | Hanwha Q.Cells | Q.PEAK DUO BLK ML-G10+ 415W |  | 0.415 | 16 | 82 | 20 |  | Fixed | Roof
NJADRE1559214628 | Administratively Determined Incentive Program | Browns Mills | 8015 | 14.11 | Residential | Behind the Meter | Yes | SunPurity, LLC | JCP&L |  | Accepted | 2025-03-05 | 2025-03-24 | 2026-03-24 | Solar Panels | Hanwha Q.Cells | Q.PEAK DUO BLK ML-G10+ 415W |  | 0.415 | 18 | 262 | 20 |  | Fixed | Roof
NJADRE1559214628 | Administratively Determined Incentive Program | Browns Mills | 8015 | 14.11 | Residential | Behind the Meter | Yes | SunPurity, LLC | JCP&L |  | Accepted | 2025-03-05 | 2025-03-24 | 2026-03-24 | Inverters | Solaredge | SE11400H-US | 11400 |  | 1 |  |  | 0.99 |  | Outdoor
NJADRE1559214640 | Administratively Determined Incentive Program | Sussex | 7461 | 5.74 | Residential | Behind the Meter | No | Solar Bear Energy, LLC | JCP&L |  | Accepted | 2025-02-26 | 2025-03-19 | 2026-03-19 | Solar Panels | HANWHA Q-CELLS | Q-PEAK DUO BLK ML-G10+-410 |  | 0.41 | 14 | 203 | 18 |  | Fixed | Roof | Outside
NJADRE1559214640 | Administratively Determined Incentive Program | Sussex | 7461 | 5.74 | Residential | Behind the Meter | No | Solar Bear Energy, LLC | JCP&L |  | Accepted | 2025-02-26 | 2025-03-19 | 2026-03-19 | Inverters | Enphase | IQ8PLUS-72-2-US | 4 |  | 14 |  |  | 0.97 |  | Outdoor | UNDER EACH MODULE
NJADRE1559214654 | Administratively Determined Incentive Program | Waterford Works | 8089 | 15.36 | Residential | Behind the Meter | Yes | SunPurity, LLC | AC Electric |  | Accepted | 2025-03-05 | 2025-03-24 | 2026-03-24 | Inverters | Enphase Energy | IQ8PLUS-72-2-US | 290 |  | 37 |  |  | 0.976 |  | Outdoor
NJADRE1559214654 | Administratively Determined Incentive Program | Waterford Works | 8089 | 15.36 | Residential | Behind the Meter | Yes | SunPurity, LLC | AC Electric |  | Accepted | 2025-03-05 | 2025-03-24 | 2026-03-24 | Solar Panels | Hanwha Q.Cells | Q.PEAK DUO BLK ML-G10+ 415W |  | 0.415 | 16 | 291 | 30 |  | Fixed | Roof
NJADRE1559214654 | Administratively Determined Incentive Program | Waterford Works | 8089 | 15.36 | Residential | Behind the Meter | Yes | SunPurity, LLC | AC Electric |  | Accepted | 2025-03-05 | 2025-03-24 | 2026-03-24 | Solar Panels | Hanwha Q.Cells | Q.PEAK DUO BLK ML-G10+ 415W |  | 0.415 | 16 | 111 | 30 |  | Fixed | Roof
NJADRE1559214654 | Administratively Determined Incentive Program | Waterford Works | 8089 | 15.36 | Residential | Behind the Meter | Yes | SunPurity, LLC | AC Electric |  | Accepted | 2025-03-05 | 2025-03-24 | 2026-03-24 | Solar Panels | Hanwha Q.Cells | Q.PEAK DUO BLK ML-G10+ 415W |  | 0.415 | 3 | 21 | 30 |  | Fixed | Roof
NJADRE1559214654 | Administratively Determined Incentive Program | Waterford Works | 8089 | 15.36 | Residential | Behind the Meter | Yes | SunPurity, LLC | AC Electric |  | Accepted | 2025-03-05 | 2025-03-24 | 2026-03-24 | Solar Panels | Hanwha Q.Cells | Q.PEAK DUO BLK ML-G10+ 415W |  | 0.415 | 2 | 111 | 25 |  | Fixed | Roof
NJADRE1559214658 | Administratively Determined Incentive Program | East Orange | 7018 | 6.8 | Residential | Behind the Meter | Yes | Fusion Solar Energy, LLC | PSE&G |  | Accepted | 2025-02-24 | 2025-03-12 | 2026-03-12 | Solar Panels | TRINA SOLAR | TSM-425NE09RC.05 |  | 0.425 | 3 | 290.16 | 16 |  | Fixed | Roof
NJADRE1559214658 | Administratively Determined Incentive Program | East Orange | 7018 | 6.8 | Residential | Behind the Meter | Yes | Fusion Solar Energy, LLC | PSE&G |  | Accepted | 2025-02-24 | 2025-03-12 | 2026-03-12 | Inverters | ENPHASE | IQ8PLUS-72-2-US | 290 |  | 16 |  |  | 0.973 |  | Outside | Roof
NJADRE1559214658 | Administratively Determined Incentive Program | East Orange | 7018 | 6.8 | Residential | Behind the Meter | Yes | Fusion Solar Energy, LLC | PSE&G |  | Accepted | 2025-02-24 | 2025-03-12 | 2026-03-12 | Solar Panels | TRINA SOLAR | TSM-425NE09RC.05 |  | 0.425 | 13 | 110.16 | 35 |  | Fixed | Roof
NJADRE1559216477 | Administratively Determined Incentive Program | Newark | 7112 | 4.25 | Residential | Behind the Meter | Yes | Integrity Solar & Home Solutions, LLC | PSE&G |  | Accepted | 2025-02-25 | 2025-03-06 | 2026-03-06 | Solar Panels | TRINA SOLAR | TSM-425 NEG9R.25 |  | 0.425 | 10 | 0 | 0 |  | Fixed | Roof
NJADRE1559216477 | Administratively Determined Incentive Program | Newark | 7112 | 4.25 | Residential | Behind the Meter | Yes | Integrity Solar & Home Solutions, LLC | PSE&G |  | Accepted | 2025-02-25 | 2025-03-06 | 2026-03-06 | Inverters | ENPHASE | IQ8+ | 290 |  | 10 |  |  | 0.98 |  | Other | UNDER EACH PANEL
NJADRE1559216509 | Administratively Determined Incentive Program | Hainesport Twp | 8036 | 15.6 | Residential | Behind the Meter | Yes | Sunrun Installation Services, Inc. | PSE&G |  | Accepted | 2025-02-27 | 2025-03-20 | 2026-03-20 | Solar Panels | HANWHA Q-CELLS | Q.PEAK DUO BLK ML-G10+/T 400 |  | 0.4 | 6 | 175 | 27 |  | Fixed | Roof
NJADRE1559216509 | Administratively Determined Incentive Program | Hainesport Twp | 8036 | 15.6 | Residential | Behind the Meter | Yes | Sunrun Installation Services, Inc. | PSE&G |  | Accepted | 2025-02-27 | 2025-03-20 | 2026-03-20 | Solar Panels | HANWHA Q-CELLS | Q.PEAK DUO BLK ML-G10+/T 400 |  | 0.4 | 3 | 174 | 26 |  | Fixed | Roof
NJADRE1559216509 | Administratively Determined Incentive Program | Hainesport Twp | 8036 | 15.6 | Residential | Behind the Meter | Yes | Sunrun Installation Services, Inc. | PSE&G |  | Accepted | 2025-02-27 | 2025-03-20 | 2026-03-20 | Electric Storage Battery | TESLA | POWERWALL 3 1707000-XX-Y |  |  | 1 |  |  |  | Lithium Ion |  | OUTSIDE
NJADRE1559216509 | Administratively Determined Incentive Program | Hainesport Twp | 8036 | 15.6 | Residential | Behind the Meter | Yes | Sunrun Installation Services, Inc. | PSE&G |  | Accepted | 2025-02-27 | 2025-03-20 | 2026-03-20 | Inverters | TESLA | POWERWALL 3 1707000-XX-Y | 11500 |  | 1 |  |  | 0.97 |  | Outdoor
NJADRE1559216509 | Administratively Determined Incentive Program | Hainesport Twp | 8036 | 15.6 | Residential | Behind the Meter | Yes | Sunrun Installation Services, Inc. | PSE&G |  | Accepted | 2025-02-27 | 2025-03-20 | 2026-03-20 | Solar Panels | HANWHA Q-CELLS | Q.PEAK DUO BLK ML-G10+/T 400 |  | 0.4 | 3 | 354 | 26 |  | Fixed | Roof
NJADRE1559216509 | Administratively Determined Incentive Program | Hainesport Twp | 8036 | 15.6 | Residential | Behind the Meter | Yes | Sunrun Installation Services, Inc. | PSE&G |  | Accepted | 2025-02-27 | 2025-03-20 | 2026-03-20 | Solar Panels | HANWHA Q-CELLS | Q.PEAK DUO BLK ML-G10+/T 400 |  | 0.4 | 18 | 174 | 27 |  | Fixed | Roof
NJADRE1559216509 | Administratively Determined Incentive Program | Hainesport Twp | 8036 | 15.6 | Residential | Behind the Meter | Yes | Sunrun Installation Services, Inc. | PSE&G |  | Accepted | 2025-02-27 | 2025-03-20 | 2026-03-20 | Solar Panels | HANWHA Q-CELLS | Q.PEAK DUO BLK ML-G10+/T 400 |  | 0.4 | 9 | 354 | 26 |  | Fixed | Roof
NJADRE1559216512 | Administratively Determined Incentive Program | Irvington | 7111 | 3.2 | Residential | Behind the Meter | Yes | Sunrun Installation Services, Inc. | PSE&G |  | Accepted | 2025-02-25 | 2025-03-12 | 2026-03-12 | Solar Panels | Hanwha Q-Cells | Q.PEAK DUO BLK ML-G10+/T 400 |  | 0.4 | 5 | 122 | 23 |  | Fixed | Roof
NJADRE1559216512 | Administratively Determined Incentive Program | Irvington | 7111 | 3.2 | Residential | Behind the Meter | Yes | Sunrun Installation Services, Inc. | PSE&G |  | Accepted | 2025-02-25 | 2025-03-12 | 2026-03-12 | Inverters | SOLAREDGE TECHNOLOGIES | SE3800H-USMN | 3800 |  | 1 |  |  | 0.99 |  | Outside
NJADRE1559216512 | Administratively Determined Incentive Program | Irvington | 7111 | 3.2 | Residential | Behind the Meter | Yes | Sunrun Installation Services, Inc. | PSE&G |  | Accepted | 2025-02-25 | 2025-03-12 | 2026-03-12 | Solar Panels | Hanwha Q-Cells | Q.PEAK DUO BLK ML-G10+/T 400 |  | 0.4 | 3 | 302 | 22 |  | Fixed | Roof
NJADRE1559216536 | Administratively Determined Incentive Program | Franklin Twp Som | 8873 | 5.6 | Residential | Behind the Meter | Yes | Sunrun Installation Services, Inc. | PSE&G |  | Accepted | 2025-02-25 | 2025-03-12 | 2026-03-12 | Inverters | SolarEdge Technologies | SE3800H-USMN | 3800 |  | 1 |  |  | 0.99 |  | Outdoor
NJADRE1559216536 | Administratively Determined Incentive Program | Franklin Twp Som | 8873 | 5.6 | Residential | Behind the Meter | Yes | Sunrun Installation Services, Inc. | PSE&G |  | Accepted | 2025-02-25 | 2025-03-12 | 2026-03-12 | Solar Panels | Hanwha Q Cells | Q.PEAK DUO BLK ML-G10+ 400 |  | 0.4 | 14 | 219 | 27 |  | Fixed | Roof
NJADRE1559216557 | Administratively Determined Incentive Program | Glen Gardner | 8826 | 18.06 | Residential | Behind the Meter | No | Green Power Energy, LLC | JCP&L |  | Accepted | 2025-02-25 | 2025-03-12 | 2026-03-12 | Electric Storage Battery | Enphase Energy | IQBATTERY-5P-1P-NA |  |  | 3 |  |  |  | Lithium Ion |  | Inside and Outside
NJADRE1559216557 | Administratively Determined Incentive Program | Glen Gardner | 8826 | 18.06 | Residential | Behind the Meter | No | Green Power Energy, LLC | JCP&L |  | Accepted | 2025-02-25 | 2025-03-12 | 2026-03-12 | Inverters | Enphase Energy | IQ8MC-72-M-US [240V] | 320 |  | 42 |  |  | 0.98 |  | Outside | Roof
NJADRE1559216557 | Administratively Determined Incentive Program | Glen Gardner | 8826 | 18.06 | Residential | Behind the Meter | No | Green Power Energy, LLC | JCP&L |  | Accepted | 2025-02-25 | 2025-03-12 | 2026-03-12 | Solar Panels | REC Solar | REC430AA Pure 2 |  | 0.43 | 6 | 54 | 23 |  | Fixed | Roof
NJADRE1559216557 | Administratively Determined Incentive Program | Glen Gardner | 8826 | 18.06 | Residential | Behind the Meter | No | Green Power Energy, LLC | JCP&L |  | Accepted | 2025-02-25 | 2025-03-12 | 2026-03-12 | Solar Panels | REC Solar | REC430AA Pure 2 |  | 0.43 | 14 | 248 | 28 |  | Fixed | Roof
NJADRE1559216557 | Administratively Determined Incentive Program | Glen Gardner | 8826 | 18.06 | Residential | Behind the Meter | No | Green Power Energy, LLC | JCP&L |  | Accepted | 2025-02-25 | 2025-03-12 | 2026-03-12 | Solar Panels | REC Solar | REC430AA Pure 2 |  | 0.43 | 22 | 234 | 23 |  | Fixed | Roof
NJADRE1559216565 | Administratively Determined Incentive Program | Belleville | 7109 | 2.87 | Residential | Behind the Meter | Yes | Trinity Solar, LLC | PSE&G |  | Accepted | 2025-02-25 | 2025-03-13 | 2026-03-13 | Electric Storage Battery | Tesla | Tesla Powerwall 3 |  |  | 1 |  |  |  | Lithium Ion |  | outside
NJADRE1559216565 | Administratively Determined Incentive Program | Belleville | 7109 | 2.87 | Residential | Behind the Meter | Yes | Trinity Solar, LLC | PSE&G |  | Accepted | 2025-02-25 | 2025-03-13 | 2026-03-13 | Solar Panels | Hanwha | HANWHA 410 (Q.PEAK DUO BLK ML-G10+ 410) |  | 0.41 | 3 | 219 | 36 |  | Fixed | Roof
NJADRE1559216565 | Administratively Determined Incentive Program | Belleville | 7109 | 2.87 | Residential | Behind the Meter | Yes | Trinity Solar, LLC | PSE&G |  | Accepted | 2025-02-25 | 2025-03-13 | 2026-03-13 | Inverters | Tesla | Tesla Powerwall 3 | 11500 |  | 1 |  |  | 0.97 |  | Outdoor
NJADRE1559216565 | Administratively Determined Incentive Program | Belleville | 7109 | 2.87 | Residential | Behind the Meter | Yes | Trinity Solar, LLC | PSE&G |  | Accepted | 2025-02-25 | 2025-03-13 | 2026-03-13 | Solar Panels | Hanwha | HANWHA 410 (Q.PEAK DUO BLK ML-G10+ 410) |  | 0.41 | 4 | 39 | 36 |  | Fixed | Roof
NJADRE1559216566 | Administratively Determined Incentive Program | North Brunswick | 8902 | 17.2 | Residential | Behind the Meter | Yes | PosiGen Developer, LLC | PSE&G |  | Accepted | 2025-02-25 | 2025-03-13 | 2026-03-13 | Inverters | SolarEdge | SE7600H-US | 8 |  | 2 |  |  | 0.99 |  | Outside | Within ten feet of meter
NJADRE1559216566 | Administratively Determined Incentive Program | North Brunswick | 8902 | 17.2 | Residential | Behind the Meter | Yes | PosiGen Developer, LLC | PSE&G |  | Accepted | 2025-02-25 | 2025-03-13 | 2026-03-13 | Solar Panels | Silfab Solar | SIL-430QD |  | 0.43 | 24 | 218 | 23 |  | Fixed | Roof
NJADRE1559216566 | Administratively Determined Incentive Program | North Brunswick | 8902 | 17.2 | Residential | Behind the Meter | Yes | PosiGen Developer, LLC | PSE&G |  | Accepted | 2025-02-25 | 2025-03-13 | 2026-03-13 | Solar Panels | Silfab Solar | SIL-430QD |  | 0.43 | 16 | 23 | 38 |  | Fixed | Roof
NJADRE1559216616 | Administratively Determined Incentive Program | COLLINGS LAKE | 8094 | 4.57 | Residential | Behind the Meter | Yes | SunPurity, LLC | AC Electric |  | Accepted | 2025-02-27 | 2025-03-19 | 2026-03-19 | Solar Panels | Hanwha Q.Cells | Q.PEAK DUO BLK ML-G10+ 415W |  | 0.415 | 8 | 132 | 5 |  | Fixed | Roof
NJADRE1559216616 | Administratively Determined Incentive Program | COLLINGS LAKE | 8094 | 4.57 | Residential | Behind the Meter | Yes | SunPurity, LLC | AC Electric |  | Accepted | 2025-02-27 | 2025-03-19 | 2026-03-19 | Inverters | Solaredge | SE3800H-US | 3800 |  | 1 |  |  | 0.99 |  | Outdoor
NJADRE1559216616 | Administratively Determined Incentive Program | COLLINGS LAKE | 8094 | 4.57 | Residential | Behind the Meter | Yes | SunPurity, LLC | AC Electric |  | Accepted | 2025-02-27 | 2025-03-19 | 2026-03-19 | Solar Panels | Hanwha Q.Cells | Q.PEAK DUO BLK ML-G10+ 415W |  | 0.415 | 3 | 132 | 5 |  | Fixed | Roof
NJADRE1559216619 | Administratively Determined Incentive Program | Mansfield | 8022 | 5.6 | Residential | Behind the Meter | Yes | Sunrun Installation Services, Inc. | PSE&G |  | Accepted | 2025-02-25 | 2025-03-12 | 2026-03-12 | Inverters | SOLAREDGE TECHNOLOGIES | SE7600H-USSN | 7600 |  | 1 |  |  | 0.99 |  | Outside
NJADRE1559216619 | Administratively Determined Incentive Program | Mansfield | 8022 | 5.6 | Residential | Behind the Meter | Yes | Sunrun Installation Services, Inc. | PSE&G |  | Accepted | 2025-02-25 | 2025-03-12 | 2026-03-12 | Solar Panels | HANWHA Q-CELLS | Q.PEAK DUO BLK ML-G10+/T 400 |  | 0.4 | 14 | 190 | 34 |  | Fixed | Roof
NJADRE1559216625 | Administratively Determined Incentive Program | SHAMONG | 8088 | 24.6 | Residential | Behind the Meter | Yes | Pro Custom Solar dba Momentum Solar | AC Electric |  | Accepted | 2025-02-25 | 2025-03-12 | 2026-03-12 | Inverters | Enphase | IQ8MC-72-M-US | 320 |  | 60 |  |  | 0.97 |  | Outdoor
NJADRE1559216625 | Administratively Determined Incentive Program | SHAMONG | 8088 | 24.6 | Residential | Behind the Meter | Yes | Pro Custom Solar dba Momentum Solar | AC Electric |  | Accepted | 2025-02-25 | 2025-03-12 | 2026-03-12 | Solar Panels | HANWHA | Q.PEAK DUO BLK ML-G10+ 410 |  | 0.41 | 60 | 180 | 20 |  | Fixed | Ground
NJADRE1559216626 | Administratively Determined Incentive Program | WILLINGBORO | 8046 | 10.38 | Residential | Behind the Meter | Yes | SunPurity, LLC | PSE&G |  | Accepted | 2025-02-27 | 2025-03-18 | 2026-03-18 | Solar Panels | Hanwha Q.Cells | Q.PEAK DUO BLK ML-G10+ 415W |  | 0.415 | 4 | 18 | 20 |  | Fixed | Roof
NJADRE1559216626 | Administratively Determined Incentive Program | WILLINGBORO | 8046 | 10.38 | Residential | Behind the Meter | Yes | SunPurity, LLC | PSE&G |  | Accepted | 2025-02-27 | 2025-03-18 | 2026-03-18 | Solar Panels | Hanwha Q.Cells | Q.PEAK DUO BLK ML-G10+ 415W |  | 0.415 | 11 | 108 | 20 |  | Fixed | Roof
NJADRE1559216626 | Administratively Determined Incentive Program | WILLINGBORO | 8046 | 10.38 | Residential | Behind the Meter | Yes | SunPurity, LLC | PSE&G |  | Accepted | 2025-02-27 | 2025-03-18 | 2026-03-18 | Inverters | Solaredge | SE10000H-US | 10000 |  | 1 |  |  | 0.99 |  | Outdoor
NJADRE1559216626 | Administratively Determined Incentive Program | WILLINGBORO | 8046 | 10.38 | Residential | Behind the Meter | Yes | SunPurity, LLC | PSE&G |  | Accepted | 2025-02-27 | 2025-03-18 | 2026-03-18 | Solar Panels | Hanwha Q.Cells | Q.PEAK DUO BLK ML-G10+ 415W |  | 0.415 | 10 | 198 | 20 |  | Fixed | Roof
NJADRE1559216639 | Administratively Determined Incentive Program | Burlington | 8016 | 11.21 | Residential | Behind the Meter | Yes | SunPurity, LLC | PSE&G |  | Accepted | 2025-03-05 | 2025-03-24 | 2026-03-24 | Inverters | Solaredge | SE10000H-US | 10000 |  | 1 |  |  | 0.99 |  | Outdoor
NJADRE1559216639 | Administratively Determined Incentive Program | Burlington | 8016 | 11.21 | Residential | Behind the Meter | Yes | SunPurity, LLC | PSE&G |  | Accepted | 2025-03-05 | 2025-03-24 | 2026-03-24 | Solar Panels | Hanwha Q.Cells | Q.PEAK DUO BLK ML-G10+ 415W |  | 0.415 | 27 | 142 | 30 |  | Fixed | Roof
NJADRE1559216648 | Administratively Determined Incentive Program | Toms River | 8753 | 7.06 | Residential | Behind the Meter | Yes | SunPurity, LLC | JCP&L |  | Accepted | 2025-03-03 | 2025-03-20 | 2026-03-20 | Inverters | Solaredge | SE7600H-US | 7600 |  | 1 |  |  | 0.99 |  | Outdoor
NJADRE1559216648 | Administratively Determined Incentive Program | Toms River | 8753 | 7.06 | Residential | Behind the Meter | Yes | SunPurity, LLC | JCP&L |  | Accepted | 2025-03-03 | 2025-03-20 | 2026-03-20 | Solar Panels | Hanwha Q.Cells | Q.PEAK DUO BLK ML-G10+ 415W |  | 0.415 | 7 | 194 | 14 |  | Fixed | Roof
NJADRE1559216648 | Administratively Determined Incentive Program | Toms River | 8753 | 7.06 | Residential | Behind the Meter | Yes | SunPurity, LLC | JCP&L |  | Accepted | 2025-03-03 | 2025-03-20 | 2026-03-20 | Solar Panels | Hanwha Q.Cells | Q.PEAK DUO BLK ML-G10+ 415W |  | 0.415 | 6 | 104 | 3 |  | Fixed | Roof
NJADRE1559216648 | Administratively Determined Incentive Program | Toms River | 8753 | 7.06 | Residential | Behind the Meter | Yes | SunPurity, LLC | JCP&L |  | Accepted | 2025-03-03 | 2025-03-20 | 2026-03-20 | Solar Panels | Hanwha Q.Cells | Q.PEAK DUO BLK ML-G10+ 415W |  | 0.415 | 4 | 194 | 21 |  | Fixed | Roof
NJADRE1559216685 | Administratively Determined Incentive Program | Hanover | 7981 | 7.79 | Residential | Behind the Meter | Yes | Trinity Solar, LLC | JCP&L |  | Accepted | 2025-02-25 | 2025-03-12 | 2026-03-12 | Solar Panels | HANWHA | (Q.PEAK DUO BLK ML-G10+ 410) |  | 0.41 | 7 | 138 | 36 |  | Fixed | Roof
NJADRE1559216685 | Administratively Determined Incentive Program | Hanover | 7981 | 7.79 | Residential | Behind the Meter | Yes | Trinity Solar, LLC | JCP&L |  | Accepted | 2025-02-25 | 2025-03-12 | 2026-03-12 | Solar Panels | HANWHA | (Q.PEAK DUO BLK ML-G10+ 410) |  | 0.41 | 4 | 228 | 35 |  | Fixed | Roof
NJADRE1559216685 | Administratively Determined Incentive Program | Hanover | 7981 | 7.79 | Residential | Behind the Meter | Yes | Trinity Solar, LLC | JCP&L |  | Accepted | 2025-02-25 | 2025-03-12 | 2026-03-12 | Inverters | Tesla | Powerwall 3 (1707000-XX-Y) | 11500 |  | 2 |  |  | 0.97 |  | Outdoor
NJADRE1559216685 | Administratively Determined Incentive Program | Hanover | 7981 | 7.79 | Residential | Behind the Meter | Yes | Trinity Solar, LLC | JCP&L |  | Accepted | 2025-02-25 | 2025-03-12 | 2026-03-12 | Solar Panels | HANWHA | (Q.PEAK DUO BLK ML-G10+ 410) |  | 0.41 | 8 | 228 | 34 |  | Fixed | Roof
NJADRE1559216685 | Administratively Determined Incentive Program | Hanover | 7981 | 7.79 | Residential | Behind the Meter | Yes | Trinity Solar, LLC | JCP&L |  | Accepted | 2025-02-25 | 2025-03-12 | 2026-03-12 | Electric Storage Battery | Tesla | Powerwall 3 (1707000-XX-Y) |  |  | 2 |  |  |  | Lithium Ion |  | outside
NJADRE1559216736 | Administratively Determined Incentive Program | Mystic Islands | 8087 | 6 | Residential | Behind the Meter | Yes | Sunrun Installation Services, Inc. | AC Electric |  | Accepted | 2025-02-25 | 2025-03-12 | 2026-03-12 | Solar Panels | Hanwha Q Cells | Q.PEAK DUO BLK ML-G10+/T 400 |  | 0.4 | 15 | 120 | 37 |  | Fixed | Roof
NJADRE1559216736 | Administratively Determined Incentive Program | Mystic Islands | 8087 | 6 | Residential | Behind the Meter | Yes | Sunrun Installation Services, Inc. | AC Electric |  | Accepted | 2025-02-25 | 2025-03-12 | 2026-03-12 | Inverters | Growatt New Energy Technology Co Ltd | MIN 6000TL-XH-US | 6000 |  | 1 |  |  | 0.98 |  | Outdoor
NJADRE1559216757 | Administratively Determined Incentive Program | Springfield | 7081 | 5.33 | Residential | Behind the Meter | No | Tesla Energy Operations, Inc. | JCP&L |  | Accepted | 2025-02-25 | 2025-03-12 | 2026-03-12 | Solar Panels | Hanwha | Q.PEAK DUO BLK ML-G10.a+/TS 410 |  | 0.41 | 5 | 118 | 34 |  | Fixed | Roof
NJADRE1559216757 | Administratively Determined Incentive Program | Springfield | 7081 | 5.33 | Residential | Behind the Meter | No | Tesla Energy Operations, Inc. | JCP&L |  | Accepted | 2025-02-25 | 2025-03-12 | 2026-03-12 | Solar Panels | Hanwha | Q.PEAK DUO BLK ML-G10.a+/TS 410 |  | 0.41 | 5 | 298 | 14 |  | Fixed | Roof
NJADRE1559216757 | Administratively Determined Incentive Program | Springfield | 7081 | 5.33 | Residential | Behind the Meter | No | Tesla Energy Operations, Inc. | JCP&L |  | Accepted | 2025-02-25 | 2025-03-12 | 2026-03-12 | Solar Panels | Hanwha | Q.PEAK DUO BLK ML-G10.a+/TS 410 |  | 0.41 | 3 | 298 | 34 |  | Fixed | Roof
NJADRE1559216757 | Administratively Determined Incentive Program | Springfield | 7081 | 5.33 | Residential | Behind the Meter | No | Tesla Energy Operations, Inc. | JCP&L |  | Accepted | 2025-02-25 | 2025-03-12 | 2026-03-12 | Inverters | Tesla | 1538000-XX-Y | 5000 |  | 1 |  |  | 0.98 |  | Outdoor
NJADRE1559216759 | Administratively Determined Incentive Program | Edison | 8820 | 6.56 | Residential | Behind the Meter | No | Over the Top Solar Solutions, LLC | PSE&G |  | Accepted | 2025-02-25 | 2025-03-14 | 2026-03-14 | Inverters | Enphase | IQ8A-72-2-US | 6 |  | 16 |  |  | 0.98 |  | Outside
NJADRE1559216759 | Administratively Determined Incentive Program | Edison | 8820 | 6.56 | Residential | Behind the Meter | No | Over the Top Solar Solutions, LLC | PSE&G |  | Accepted | 2025-02-25 | 2025-03-14 | 2026-03-14 | Solar Panels | Solar America | S4A410-108MH10BB 410W MODULES |  | 0.41 | 1 | 173 | 34 |  | Fixed | Roof
NJADRE1559216759 | Administratively Determined Incentive Program | Edison | 8820 | 6.56 | Residential | Behind the Meter | No | Over the Top Solar Solutions, LLC | PSE&G |  | Accepted | 2025-02-25 | 2025-03-14 | 2026-03-14 | Solar Panels | Solar America | S4A410-108MH10BB 410W MODULES |  | 0.41 | 15 | 83 | 27 |  | Fixed | Roof
NJADRE1559216763 | Administratively Determined Incentive Program | MILLSTONE TOWNSHIP | 8510 | 11.89 | Residential | Behind the Meter | Yes | SunPurity, LLC | JCP&L |  | Accepted | 2025-02-27 | 2025-03-18 | 2026-03-18 | Solar Panels | Hanwha Q.Cells | Q.PEAK DUO BLK-ML-G10+ 410W |  | 0.41 | 9 | 136 | 41 |  | Fixed | Roof
NJADRE1559216763 | Administratively Determined Incentive Program | MILLSTONE TOWNSHIP | 8510 | 11.89 | Residential | Behind the Meter | Yes | SunPurity, LLC | JCP&L |  | Accepted | 2025-02-27 | 2025-03-18 | 2026-03-18 | Inverters | Solaredge | SE10000H-US | 10000 |  | 1 |  |  | 0.99 |  | Outdoor
NJADRE1559216763 | Administratively Determined Incentive Program | MILLSTONE TOWNSHIP | 8510 | 11.89 | Residential | Behind the Meter | Yes | SunPurity, LLC | JCP&L |  | Accepted | 2025-02-27 | 2025-03-18 | 2026-03-18 | Solar Panels | Hanwha Q.Cells | Q.PEAK DUO BLK-ML-G10+ 410W |  | 0.41 | 4 | 136 | 41 |  | Fixed | Roof
NJADRE1559216763 | Administratively Determined Incentive Program | MILLSTONE TOWNSHIP | 8510 | 11.89 | Residential | Behind the Meter | Yes | SunPurity, LLC | JCP&L |  | Accepted | 2025-02-27 | 2025-03-18 | 2026-03-18 | Solar Panels | Hanwha Q.Cells | Q.PEAK DUO BLK-ML-G10+ 410W |  | 0.41 | 16 | 226 | 40 |  | Fixed | Roof
NJADRE1559216782 | Administratively Determined Incentive Program | BRICK | 8724 | 13.28 | Residential | Behind the Meter | Yes | SunPurity, LLC | JCP&L |  | Accepted | 2025-02-27 | 2025-03-19 | 2026-03-19 | Solar Panels | Hanwha Q.Cells | Q.PEAK DUO BLK ML-G10+ 415W |  | 0.415 | 24 | 155 | 24 |  | Fixed | Roof
NJADRE1559216782 | Administratively Determined Incentive Program | BRICK | 8724 | 13.28 | Residential | Behind the Meter | Yes | SunPurity, LLC | JCP&L |  | Accepted | 2025-02-27 | 2025-03-19 | 2026-03-19 | Inverters | Solaredge | SE10000H-US | 10000 |  | 1 |  |  | 0.99 |  | Outdoor
NJADRE1559216782 | Administratively Determined Incentive Program | BRICK | 8724 | 13.28 | Residential | Behind the Meter | Yes | SunPurity, LLC | JCP&L |  | Accepted | 2025-02-27 | 2025-03-19 | 2026-03-19 | Solar Panels | Hanwha Q.Cells | Q.PEAK DUO BLK ML-G10+ 415W |  | 0.415 | 8 | 155 | 24 |  | Fixed | Roof
NJADRE1559216799 | Administratively Determined Incentive Program | Pennsville | 8070 | 9.96 | Residential | Behind the Meter | Yes | SunPurity, LLC | AC Electric |  | Accepted | 2025-03-05 | 2025-03-26 | 2026-03-26 | Solar Panels | Hanwha Q.Cells | Q.PEAK DUO BLK ML-G10+ 415W |  | 0.415 | 18 | 128 | 22 |  | Fixed | Roof
NJADRE1559216799 | Administratively Determined Incentive Program | Pennsville | 8070 | 9.96 | Residential | Behind the Meter | Yes | SunPurity, LLC | AC Electric |  | Accepted | 2025-03-05 | 2025-03-26 | 2026-03-26 | Inverters | Solaredge | SE7600H-US | 7600 |  | 1 |  |  | 0.99 |  | Outdoor
NJADRE1559216799 | Administratively Determined Incentive Program | Pennsville | 8070 | 9.96 | Residential | Behind the Meter | Yes | SunPurity, LLC | AC Electric |  | Accepted | 2025-03-05 | 2025-03-26 | 2026-03-26 | Solar Panels | Hanwha Q.Cells | Q.PEAK DUO BLK ML-G10+ 415W |  | 0.415 | 6 | 308 | 23 |  | Fixed | Roof
NJADRE1559216956 | Administratively Determined Incentive Program | Dumont | 7628 | 7.03 | Residential | Behind the Meter | No | Vision Solar, LLC | PSE&G |  | Accepted | 2025-04-09 | 2025-05-09 | 2026-05-09 | Inverters | SolarEdge | SE60000H-USRGM | 7 |  | 1 |  |  | 0.99 |  | Outside
NJADRE1559216956 | Administratively Determined Incentive Program | Dumont | 7628 | 7.03 | Residential | Behind the Meter | No | Vision Solar, LLC | PSE&G |  | Accepted | 2025-04-09 | 2025-05-09 | 2026-05-09 | Solar Panels | ZNShine 370 | ZXM6-NH120-370/M |  | 0.37 | 10 | 180 | 29 |  | Fixed | Roof
NJADRE1559216956 | Administratively Determined Incentive Program | Dumont | 7628 | 7.03 | Residential | Behind the Meter | No | Vision Solar, LLC | PSE&G |  | Accepted | 2025-04-09 | 2025-05-09 | 2026-05-09 | Solar Panels | ZNShine 370 | ZXM6-NH120-370/M |  | 0.37 | 9 | 360 | 29 |  | Fixed | Roof
NJADRE1559217074 | Administratively Determined Incentive Program | Lakewood | 8701 | 17.02 | Residential | Behind the Meter | Yes | SunPurity, LLC | JCP&L |  | Accepted | 2025-03-05 | 2025-03-25 | 2026-03-25 | Inverters | Solaredge | SE7600H-US | 7600 |  | 2 |  |  | 0.99 |  | Outdoor
NJADRE1559217074 | Administratively Determined Incentive Program | Lakewood | 8701 | 17.02 | Residential | Behind the Meter | Yes | SunPurity, LLC | JCP&L |  | Accepted | 2025-03-05 | 2025-03-25 | 2026-03-25 | Solar Panels | Hanwha Q.Cells | Q.PEAK DUO BLK ML-G10+ 415W |  | 0.415 | 19 | 7 | 26 |  | Fixed | Roof
NJADRE1559217074 | Administratively Determined Incentive Program | Lakewood | 8701 | 17.02 | Residential | Behind the Meter | Yes | SunPurity, LLC | JCP&L |  | Accepted | 2025-03-05 | 2025-03-25 | 2026-03-25 | Solar Panels | Hanwha Q.Cells | Q.PEAK DUO BLK ML-G10+ 415W |  | 0.415 | 19 | 187 | 26 |  | Fixed | Roof
NJADRE1559217074 | Administratively Determined Incentive Program | Lakewood | 8701 | 17.02 | Residential | Behind the Meter | Yes | SunPurity, LLC | JCP&L |  | Accepted | 2025-03-05 | 2025-03-25 | 2026-03-25 | Solar Panels | Hanwha Q.Cells | Q.PEAK DUO BLK ML-G10+ 415W |  | 0.415 | 3 | 97 | 39 |  | Fixed | Roof
NJADRE1559217207 | Administratively Determined Incentive Program | Clementon | 8021 | 3.74 | Residential | Behind the Meter | Yes | SunPurity, LLC | AC Electric |  | Accepted | 2025-03-05 | 2025-03-26 | 2026-03-26 | Solar Panels | Hanwha Q.Cells | Q.PEAK DUO BLK ML-G10+ 415W |  | 0.415 | 7 | 121 | 25 |  | Fixed | Roof
NJADRE1559217207 | Administratively Determined Incentive Program | Clementon | 8021 | 3.74 | Residential | Behind the Meter | Yes | SunPurity, LLC | AC Electric |  | Accepted | 2025-03-05 | 2025-03-26 | 2026-03-26 | Inverters | Solaredge | SE3800H-US | 3800 |  | 1 |  |  | 0.99 |  | Outdoor
NJADRE1559217207 | Administratively Determined Incentive Program | Clementon | 8021 | 3.74 | Residential | Behind the Meter | Yes | SunPurity, LLC | AC Electric |  | Accepted | 2025-03-05 | 2025-03-26 | 2026-03-26 | Solar Panels | Hanwha Q.Cells | Q.PEAK DUO BLK ML-G10+ 415W |  | 0.415 | 2 | 121 | 6 |  | Fixed | Roof
NJADRE1559218921 | Administratively Determined Incentive Program | WEST WINDSOR TOWNSHIP | 8550 | 18.26 | Residential | Behind the Meter | Yes | Venture Home Solar, LLC | PSE&G |  | Accepted | 2025-02-25 | 2025-03-21 | 2026-03-21 | Solar Panels | Hanwha | Q.PEAK DUO BLK ML-G10+ 415W |  | 0.415 | 6 | 281 | 40 |  | Fixed | Roof
NJADRE1559218921 | Administratively Determined Incentive Program | WEST WINDSOR TOWNSHIP | 8550 | 18.26 | Residential | Behind the Meter | Yes | Venture Home Solar, LLC | PSE&G |  | Accepted | 2025-02-25 | 2025-03-21 | 2026-03-21 | Solar Panels | Hanwha | Q.PEAK DUO BLK ML-G10+ 415W |  | 0.415 | 17 | 101 | 17 |  | Fixed | Roof
NJADRE1559218921 | Administratively Determined Incentive Program | WEST WINDSOR TOWNSHIP | 8550 | 18.26 | Residential | Behind the Meter | Yes | Venture Home Solar, LLC | PSE&G |  | Accepted | 2025-02-25 | 2025-03-21 | 2026-03-21 | Solar Panels | Hanwha | Q.PEAK DUO BLK ML-G10+ 415W |  | 0.415 | 3 | 191 | 40 |  | Fixed | Roof
NJADRE1559218921 | Administratively Determined Incentive Program | WEST WINDSOR TOWNSHIP | 8550 | 18.26 | Residential | Behind the Meter | Yes | Venture Home Solar, LLC | PSE&G |  | Accepted | 2025-02-25 | 2025-03-21 | 2026-03-21 | Inverters | Tesla Solar | 1538000-XX-Y | 330 |  | 2 |  |  | 0.9697 |  | Outside
NJADRE1559218921 | Administratively Determined Incentive Program | WEST WINDSOR TOWNSHIP | 8550 | 18.26 | Residential | Behind the Meter | Yes | Venture Home Solar, LLC | PSE&G |  | Accepted | 2025-02-25 | 2025-03-21 | 2026-03-21 | Solar Panels | Hanwha | Q.PEAK DUO BLK ML-G10+ 415W |  | 0.415 | 7 | 101 | 23 |  | Fixed | Roof
NJADRE1559218921 | Administratively Determined Incentive Program | WEST WINDSOR TOWNSHIP | 8550 | 18.26 | Residential | Behind the Meter | Yes | Venture Home Solar, LLC | PSE&G |  | Accepted | 2025-02-25 | 2025-03-21 | 2026-03-21 | Solar Panels | Hanwha | Q.PEAK DUO BLK ML-G10+ 415W |  | 0.415 | 11 | 101 | 40 |  | Fixed | Roof
NJADRE1559227104 | Administratively Determined Incentive Program | Westfield | 7090 | 5.33 | Residential | Behind the Meter | No | Tesla Energy Operations, Inc. | PSE&G |  | Accepted | 2025-02-25 | 2025-03-13 | 2026-03-13 | Solar Panels | Hanwha | Q.PEAK DUO BLK ML-G10.a+/TS 410 |  | 0.41 | 7 | 217 | 23 |  | Fixed | Roof
NJADRE1559227104 | Administratively Determined Incentive Program | Westfield | 7090 | 5.33 | Residential | Behind the Meter | No | Tesla Energy Operations, Inc. | PSE&G |  | Accepted | 2025-02-25 | 2025-03-13 | 2026-03-13 | Solar Panels | Hanwha | Q.PEAK DUO BLK ML-G10.a+/TS 410 |  | 0.41 | 6 | 217 | 23 |  | Fixed | Roof
NJADRE1559227104 | Administratively Determined Incentive Program | Westfield | 7090 | 5.33 | Residential | Behind the Meter | No | Tesla Energy Operations, Inc. | PSE&G |  | Accepted | 2025-02-25 | 2025-03-13 | 2026-03-13 | Electric Storage Battery | Tesla | Powerwall 3 |  |  | 1 |  |  |  | Lithium Ion |  | OUTSIDE
NJADRE1559227104 | Administratively Determined Incentive Program | Westfield | 7090 | 5.33 | Residential | Behind the Meter | No | Tesla Energy Operations, Inc. | PSE&G |  | Accepted | 2025-02-25 | 2025-03-13 | 2026-03-13 | Inverters | Tesla | 1707000-XX-Y | 11500 |  | 1 |  |  | 0.98 |  | Outdoor
NJADRE1559227150 | Administratively Determined Incentive Program | BRIDGETON | 8302 | 13.28 | Residential | Behind the Meter | Yes | PosiGen Developer, LLC | AC Electric |  | Accepted | 2025-02-25 | 2025-03-13 | 2026-03-13 | Inverters | SOLAREDGE | SE11400H-US | 11400 |  | 1 |  |  | 0.99 |  | Outside | WITHIN TEN FEET OF METER
NJADRE1559227150 | Administratively Determined Incentive Program | BRIDGETON | 8302 | 13.28 | Residential | Behind the Meter | Yes | PosiGen Developer, LLC | AC Electric |  | Accepted | 2025-02-25 | 2025-03-13 | 2026-03-13 | Solar Panels | CANADIAN SOLAR | CS3N-415MS |  | 0.415 | 17 | 264 | 20 |  | Fixed | Roof
NJADRE1559227150 | Administratively Determined Incentive Program | BRIDGETON | 8302 | 13.28 | Residential | Behind the Meter | Yes | PosiGen Developer, LLC | AC Electric |  | Accepted | 2025-02-25 | 2025-03-13 | 2026-03-13 | Solar Panels | CANADIAN SOLAR | CS3N-415MS |  | 0.415 | 15 | 84 | 20 |  | Fixed | Roof
NJADRE1559227155 | Administratively Determined Incentive Program | MILLVILLE | 8332 | 10.66 | Residential | Behind the Meter | No | Tesla Energy Operations, Inc. | AC Electric |  | Accepted | 2025-02-25 | 2025-03-13 | 2026-03-13 | Inverters | Tesla | 1538000-XX-Y | 3800 |  | 1 |  |  | 0.98 |  | Outdoor
NJADRE1559227155 | Administratively Determined Incentive Program | MILLVILLE | 8332 | 10.66 | Residential | Behind the Meter | No | Tesla Energy Operations, Inc. | AC Electric |  | Accepted | 2025-02-25 | 2025-03-13 | 2026-03-13 | Solar Panels | Hanwha | Q.PEAK DUO BLK ML-G10.a+/TS 410 |  | 0.41 | 15 | 103 | 40 |  | Fixed | Roof
NJADRE1559227155 | Administratively Determined Incentive Program | MILLVILLE | 8332 | 10.66 | Residential | Behind the Meter | No | Tesla Energy Operations, Inc. | AC Electric |  | Accepted | 2025-02-25 | 2025-03-13 | 2026-03-13 | Solar Panels | Hanwha | Q.PEAK DUO BLK ML-G10.a+/TS 410 |  | 0.41 | 11 | 283 | 40 |  | Fixed | Roof
NJADRE1559227155 | Administratively Determined Incentive Program | MILLVILLE | 8332 | 10.66 | Residential | Behind the Meter | No | Tesla Energy Operations, Inc. | AC Electric |  | Accepted | 2025-02-25 | 2025-03-13 | 2026-03-13 | Inverters | Tesla | 1538000-XX-Y | 5700 |  | 1 |  |  | 0.98 |  | Outdoor
NJADRE1559227529 | Administratively Determined Incentive Program | Burlington | 8016 | 5.92 | Residential | Behind the Meter | Yes | PosiGen Developer, LLC | PSE&G |  | Accepted | 2025-02-25 | 2025-03-14 | 2026-03-14 | Solar Panels | SilFab Solar | SIL-370NX |  | 0.37 | 3 | 29 | 3 |  | Fixed | Roof
NJADRE1559227529 | Administratively Determined Incentive Program | Burlington | 8016 | 5.92 | Residential | Behind the Meter | Yes | PosiGen Developer, LLC | PSE&G |  | Accepted | 2025-02-25 | 2025-03-14 | 2026-03-14 | Inverters | SolarEdge | SE6000H-US | 6000 |  | 1 |  |  | 0.99 |  | Outside | within ten feet of meter
NJADRE1559227529 | Administratively Determined Incentive Program | Burlington | 8016 | 5.92 | Residential | Behind the Meter | Yes | PosiGen Developer, LLC | PSE&G |  | Accepted | 2025-02-25 | 2025-03-14 | 2026-03-14 | Solar Panels | SilFab Solar | SIL-370NX |  | 0.37 | 4 | 29 | 3 |  | Fixed | Roof
NJADRE1559227529 | Administratively Determined Incentive Program | Burlington | 8016 | 5.92 | Residential | Behind the Meter | Yes | PosiGen Developer, LLC | PSE&G |  | Accepted | 2025-02-25 | 2025-03-14 | 2026-03-14 | Solar Panels | SilFab Solar | SIL-370NX |  | 0.37 | 9 | 183 | 29 |  | Fixed | Roof
NJADRE1559228586 | Administratively Determined Incentive Program | POINT PLEASANT BORO | 8742 | 6.15 | Residential | Behind the Meter | Yes | Trinity Solar, LLC | JCP&L |  | Accepted | 2025-02-25 | 2025-03-14 | 2026-03-14 | Inverters | Solar Edge | SE6000H-US | 6000 |  | 1 |  |  | 0.97 |  | Outdoor
NJADRE1559228586 | Administratively Determined Incentive Program | POINT PLEASANT BORO | 8742 | 6.15 | Residential | Behind the Meter | Yes | Trinity Solar, LLC | JCP&L |  | Accepted | 2025-02-25 | 2025-03-14 | 2026-03-14 | Solar Panels | Hanwha | HANWHA 410 (Q.PEAK DUO BLK ML-G10+ 410) |  | 0.41 | 12 | 190 | 33 |  | Fixed | Roof
NJADRE1559228586 | Administratively Determined Incentive Program | POINT PLEASANT BORO | 8742 | 6.15 | Residential | Behind the Meter | Yes | Trinity Solar, LLC | JCP&L |  | Accepted | 2025-02-25 | 2025-03-14 | 2026-03-14 | Solar Panels | Hanwha | HANWHA 410 (Q.PEAK DUO BLK ML-G10+ 410) |  | 0.41 | 3 | 280 | 32 |  | Fixed | Roof
NJADRE1559228623 | Administratively Determined Incentive Program | North Bergen | 7047 | 4.36 | Residential | Behind the Meter | Yes | PosiGen Developer, LLC | PSE&G |  | Accepted | 2025-02-25 | 2025-03-14 | 2026-03-14 | Inverters | SolarEdge | SE3800H-US | 3800 |  | 1 |  |  | 0.99 |  | Outside | within ten feet of meter
NJADRE1559228623 | Administratively Determined Incentive Program | North Bergen | 7047 | 4.36 | Residential | Behind the Meter | Yes | PosiGen Developer, LLC | PSE&G |  | Accepted | 2025-02-25 | 2025-03-14 | 2026-03-14 | Solar Panels | HT SOLAR | HT60-156M-335W |  | 0.335 | 9 | 210 | 34 |  | Fixed | Roof
NJADRE1559228623 | Administratively Determined Incentive Program | North Bergen | 7047 | 4.36 | Residential | Behind the Meter | Yes | PosiGen Developer, LLC | PSE&G |  | Accepted | 2025-02-25 | 2025-03-14 | 2026-03-14 | Solar Panels | HT SOLAR | HT60-156M-335W |  | 0.335 | 4 | 30 | 34 |  | Fixed | Roof
NJADRE1559228676 | Administratively Determined Incentive Program | FRANKLIN TOWNSHIP | 8873 | 12.8 | Residential | Behind the Meter | Yes | Sunrun Installation Services, Inc. | PSE&G |  | Accepted | 2025-02-25 | 2025-03-14 | 2026-03-14 | Solar Panels | HANWHA Q-CELLS | Q.PEAK DUO BLK ML-G10+/t 400 |  | 0.4 | 4 | 17 | 27 |  | Fixed | Roof
NJADRE1559228676 | Administratively Determined Incentive Program | FRANKLIN TOWNSHIP | 8873 | 12.8 | Residential | Behind the Meter | Yes | Sunrun Installation Services, Inc. | PSE&G |  | Accepted | 2025-02-25 | 2025-03-14 | 2026-03-14 | Solar Panels | HANWHA Q-CELLS | Q.PEAK DUO BLK ML-G10+/t 400 |  | 0.4 | 3 | 107 | 27 |  | Fixed | Roof
NJADRE1559228676 | Administratively Determined Incentive Program | FRANKLIN TOWNSHIP | 8873 | 12.8 | Residential | Behind the Meter | Yes | Sunrun Installation Services, Inc. | PSE&G |  | Accepted | 2025-02-25 | 2025-03-14 | 2026-03-14 | Solar Panels | HANWHA Q-CELLS | Q.PEAK DUO BLK ML-G10+/t 400 |  | 0.4 | 4 | 287 | 27 |  | Fixed | Roof
NJADRE1559228676 | Administratively Determined Incentive Program | FRANKLIN TOWNSHIP | 8873 | 12.8 | Residential | Behind the Meter | Yes | Sunrun Installation Services, Inc. | PSE&G |  | Accepted | 2025-02-25 | 2025-03-14 | 2026-03-14 | Electric Storage Battery | TESLA | POWERWALL 3 1707000-XX-Y |  |  | 1 |  |  |  | Lithium Ion |  | OUTSIDE?
NJADRE1559228676 | Administratively Determined Incentive Program | FRANKLIN TOWNSHIP | 8873 | 12.8 | Residential | Behind the Meter | Yes | Sunrun Installation Services, Inc. | PSE&G |  | Accepted | 2025-02-25 | 2025-03-14 | 2026-03-14 | Solar Panels | HANWHA Q-CELLS | Q.PEAK DUO BLK ML-G10+/t 400 |  | 0.4 | 6 | 197 | 27 |  | Fixed | Roof
NJADRE1559228676 | Administratively Determined Incentive Program | FRANKLIN TOWNSHIP | 8873 | 12.8 | Residential | Behind the Meter | Yes | Sunrun Installation Services, Inc. | PSE&G |  | Accepted | 2025-02-25 | 2025-03-14 | 2026-03-14 | Inverters | TESLA | POWERWALL 3 1707000-XX-Y | 11500 |  | 1 |  |  | 0.97 |  | Outdoor
NJADRE1559228676 | Administratively Determined Incentive Program | FRANKLIN TOWNSHIP | 8873 | 12.8 | Residential | Behind the Meter | Yes | Sunrun Installation Services, Inc. | PSE&G |  | Accepted | 2025-02-25 | 2025-03-14 | 2026-03-14 | Solar Panels | HANWHA Q-CELLS | Q.PEAK DUO BLK ML-G10+/t 400 |  | 0.4 | 9 | 197 | 27 |  | Fixed | Roof
NJADRE1559228676 | Administratively Determined Incentive Program | FRANKLIN TOWNSHIP | 8873 | 12.8 | Residential | Behind the Meter | Yes | Sunrun Installation Services, Inc. | PSE&G |  | Accepted | 2025-02-25 | 2025-03-14 | 2026-03-14 | Solar Panels | HANWHA Q-CELLS | Q.PEAK DUO BLK ML-G10+/t 400 |  | 0.4 | 6 | 17 | 27 |  | Fixed | Roof
NJADRE1559229554 | Administratively Determined Incentive Program | Paterson | 7502 | 4.02 | Residential | Behind the Meter | Yes | PosiGen Developer, LLC | PSE&G |  | Accepted | 2025-02-25 | 2025-03-14 | 2026-03-14 | Inverters | SolarEdge | SE3800H-US | 3800 |  | 1 |  |  | 0.99 |  | Outside | within ten feet of meter
NJADRE1559229554 | Administratively Determined Incentive Program | Paterson | 7502 | 4.02 | Residential | Behind the Meter | Yes | PosiGen Developer, LLC | PSE&G |  | Accepted | 2025-02-25 | 2025-03-14 | 2026-03-14 | Solar Panels | HT SOLAR | HT60- 156m 335W |  | 0.335 | 12 | 229 | 40 |  | Fixed | Roof
NJADRE1559229556 | Administratively Determined Incentive Program | Paterson | 7502 | 6.64 | Residential | Behind the Meter | Yes | PosiGen Developer, LLC | PSE&G |  | Accepted | 2025-02-25 | 2025-03-14 | 2026-03-14 | Solar Panels | Canadian Solar | CS3N-415MS |  | 0.415 | 6 | 109 | 14 |  | Fixed | Roof
NJADRE1559229556 | Administratively Determined Incentive Program | Paterson | 7502 | 6.64 | Residential | Behind the Meter | Yes | PosiGen Developer, LLC | PSE&G |  | Accepted | 2025-02-25 | 2025-03-14 | 2026-03-14 | Solar Panels | Canadian Solar | CS3N-415MS |  | 0.415 | 5 | 289 | 14 |  | Fixed | Roof
NJADRE1559229556 | Administratively Determined Incentive Program | Paterson | 7502 | 6.64 | Residential | Behind the Meter | Yes | PosiGen Developer, LLC | PSE&G |  | Accepted | 2025-02-25 | 2025-03-14 | 2026-03-14 | Inverters | SolarEdge | SE6000H-US | 6000 |  | 1 |  |  | 0.99 |  | Outdoor | within ten feet of meter
NJADRE1559229556 | Administratively Determined Incentive Program | Paterson | 7502 | 6.64 | Residential | Behind the Meter | Yes | PosiGen Developer, LLC | PSE&G |  | Accepted | 2025-02-25 | 2025-03-14 | 2026-03-14 | Solar Panels | Canadian Solar | CS3N-415MS |  | 0.415 | 3 | 108 | 43 |  | Fixed | Roof
NJADRE1559229556 | Administratively Determined Incentive Program | Paterson | 7502 | 6.64 | Residential | Behind the Meter | Yes | PosiGen Developer, LLC | PSE&G |  | Accepted | 2025-02-25 | 2025-03-14 | 2026-03-14 | Solar Panels | Canadian Solar | CS3N-415MS |  | 0.415 | 2 | 290 | 14 |  | Fixed | Roof
NJADRE1559229562 | Administratively Determined Incentive Program | Newtown | 7860 | 10.05 | Residential | Behind the Meter | Yes | PosiGen Developer, LLC | JCP&L |  | Accepted | 2025-02-25 | 2025-03-14 | 2026-03-14 | Inverters | SolarEdge | SE10000H-US | 10000 |  | 1 |  |  | 0.99 |  | Outside | within ten feet of meter
NJADRE1559229562 | Administratively Determined Incentive Program | Newtown | 7860 | 10.05 | Residential | Behind the Meter | Yes | PosiGen Developer, LLC | JCP&L |  | Accepted | 2025-02-25 | 2025-03-14 | 2026-03-14 | Solar Panels | HT SOLAR | HT60-156M-335W |  | 0.335 | 30 | 231 | 19 |  | Fixed | Roof
NJADRE1559229575 | Administratively Determined Incentive Program | Plainfield | 7060 | 5.74 | Residential | Behind the Meter | Yes | PosiGen Developer, LLC | PSE&G |  | Accepted | 2025-02-25 | 2025-03-14 | 2026-03-14 | Solar Panels | Canadian Solar | CS3N-410MS |  | 0.41 | 3 | 221 | 15 |  | Fixed | Roof
NJADRE1559229575 | Administratively Determined Incentive Program | Plainfield | 7060 | 5.74 | Residential | Behind the Meter | Yes | PosiGen Developer, LLC | PSE&G |  | Accepted | 2025-02-25 | 2025-03-14 | 2026-03-14 | Inverters | SolarEdge | SE6000H-US | 6000 |  | 1 |  |  | 0.99 |  | Outside | within ten feet of meter
NJADRE1559229575 | Administratively Determined Incentive Program | Plainfield | 7060 | 5.74 | Residential | Behind the Meter | Yes | PosiGen Developer, LLC | PSE&G |  | Accepted | 2025-02-25 | 2025-03-14 | 2026-03-14 | Solar Panels | Canadian Solar | CS3N-410MS |  | 0.41 | 8 | 221 | 40 |  | Fixed | Roof
NJADRE1559229575 | Administratively Determined Incentive Program | Plainfield | 7060 | 5.74 | Residential | Behind the Meter | Yes | PosiGen Developer, LLC | PSE&G |  | Accepted | 2025-02-25 | 2025-03-14 | 2026-03-14 | Solar Panels | Canadian Solar | CS3N-410MS |  | 0.41 | 3 | 41 | 15 |  | Fixed | Roof
NJADRE1559229577 | Administratively Determined Incentive Program | Saddle Brook | 7663 | 14.4 | Residential | Behind the Meter | No | PosiGen Developer, LLC | PSE&G |  | Accepted | 2025-02-25 | 2025-03-14 | 2026-03-14 | Solar Panels | SILFAB | SIL360NX |  | 0.36 | 18 | 250 | 30 |  | Fixed | Roof
NJADRE1559229577 | Administratively Determined Incentive Program | Saddle Brook | 7663 | 14.4 | Residential | Behind the Meter | No | PosiGen Developer, LLC | PSE&G |  | Accepted | 2025-02-25 | 2025-03-14 | 2026-03-14 | Solar Panels | SILFAB | SIL360NX |  | 0.36 | 22 | 70 | 30 |  | Fixed | Roof
NJADRE1559229577 | Administratively Determined Incentive Program | Saddle Brook | 7663 | 14.4 | Residential | Behind the Meter | No | PosiGen Developer, LLC | PSE&G |  | Accepted | 2025-02-25 | 2025-03-14 | 2026-03-14 | Inverters | SOLAREDGE | SE10000H-US | 10000 |  | 1 |  |  | 0.99 |  | Outside | WITHIN TEN FEET OF METER
NJADRE1559229589 | Administratively Determined Incentive Program | Union | 7083 | 7.37 | Residential | Behind the Meter | Yes | PosiGen Developer, LLC | PSE&G |  | Accepted | 2025-02-25 | 2025-03-14 | 2026-03-14 | Solar Panels | HT SOLAR | HT60-156M-335W |  | 0.335 | 3 | 195 | 28 |  | Fixed | Roof
NJADRE1559229589 | Administratively Determined Incentive Program | Union | 7083 | 7.37 | Residential | Behind the Meter | Yes | PosiGen Developer, LLC | PSE&G |  | Accepted | 2025-02-25 | 2025-03-14 | 2026-03-14 | Solar Panels | HT SOLAR | HT60-156M-335W |  | 0.335 | 4 | 285 | 28 |  | Fixed | Roof
NJADRE1559229589 | Administratively Determined Incentive Program | Union | 7083 | 7.37 | Residential | Behind the Meter | Yes | PosiGen Developer, LLC | PSE&G |  | Accepted | 2025-02-25 | 2025-03-14 | 2026-03-14 | Solar Panels | HT SOLAR | HT60-156M-335W |  | 0.335 | 3 | 285 | 28 |  | Fixed | Roof
NJADRE1559229589 | Administratively Determined Incentive Program | Union | 7083 | 7.37 | Residential | Behind the Meter | Yes | PosiGen Developer, LLC | PSE&G |  | Accepted | 2025-02-25 | 2025-03-14 | 2026-03-14 | Inverters | SolarEdge | SE7600H-us | 7600 |  | 1 |  |  | 0.99 |  | Outside | within ten feet of meter
NJADRE1559229589 | Administratively Determined Incentive Program | Union | 7083 | 7.37 | Residential | Behind the Meter | Yes | PosiGen Developer, LLC | PSE&G |  | Accepted | 2025-02-25 | 2025-03-14 | 2026-03-14 | Solar Panels | HT SOLAR | HT60-156M-335W |  | 0.335 | 12 | 195 | 28 |  | Fixed | Roof
NJADRE1559229596 | Administratively Determined Incentive Program | Hamilton | 8610 | 8.2 | Residential | Behind the Meter | Yes | PosiGen Developer, LLC | PSE&G |  | Accepted | 2025-02-25 | 2025-03-14 | 2026-03-14 | Solar Panels | CANADIAN SOLAR | CS3N-410MS |  | 0.41 | 8 | 87 | 19 |  | Fixed | Roof
NJADRE1559229596 | Administratively Determined Incentive Program | Hamilton | 8610 | 8.2 | Residential | Behind the Meter | Yes | PosiGen Developer, LLC | PSE&G |  | Accepted | 2025-02-25 | 2025-03-14 | 2026-03-14 | Solar Panels | CANADIAN SOLAR | CS3N-410MS |  | 0.41 | 12 | 267 | 19 |  | Fixed | Roof
NJADRE1559229596 | Administratively Determined Incentive Program | Hamilton | 8610 | 8.2 | Residential | Behind the Meter | Yes | PosiGen Developer, LLC | PSE&G |  | Accepted | 2025-02-25 | 2025-03-14 | 2026-03-14 | Inverters | SOLAREDGE | SE7600H-US | 7600 |  | 1 |  |  | 0.99 |  | Outside | WITHIN TEN FEET OF METER
NJADRE1559229598 | Administratively Determined Incentive Program | Elizabeth | 7202 | 5.36 | Residential | Behind the Meter | Yes | PosiGen Developer, LLC | PSE&G |  | Accepted | 2025-02-25 | 2025-03-14 | 2026-03-14 | Inverters | SolarEdge | SE6000H-Us | 6000 |  | 1 |  |  | 0.99 |  | Outside | within ten feet of meter
NJADRE1559229598 | Administratively Determined Incentive Program | Elizabeth | 7202 | 5.36 | Residential | Behind the Meter | Yes | PosiGen Developer, LLC | PSE&G |  | Accepted | 2025-02-25 | 2025-03-14 | 2026-03-14 | Solar Panels | HT SOLAR | HT60-156M-335W |  | 0.335 | 16 | 143 | 45 |  | Fixed | Roof
NJADRE1559229840 | Administratively Determined Incentive Program | Lafayette | 7848 | 4.98 | Residential | Behind the Meter | Yes | PosiGen Developer, LLC | Sussex Rural |  | Accepted | 2025-02-25 | 2025-03-17 | 2026-03-17 | Inverters | SolarEdge | SE3800H-US | 3799 |  | 1 |  |  | 0.99 |  | Outdoor | within ten feet of meter
NJADRE1559229840 | Administratively Determined Incentive Program | Lafayette | 7848 | 4.98 | Residential | Behind the Meter | Yes | PosiGen Developer, LLC | Sussex Rural |  | Accepted | 2025-02-25 | 2025-03-17 | 2026-03-17 | Solar Panels | Canadian Solar | CS3N-415MS |  | 0.415 | 12 | 146 | 23 |  | Fixed | Roof
NJADRE1559229856 | Administratively Determined Incentive Program | ATLANTIC HIGHLANDS | 7716 | 4 | Residential | Behind the Meter | Yes | PosiGen Developer, LLC | JCP&L |  | Accepted | 2025-02-25 | 2025-03-14 | 2026-03-14 | Solar Panels | Silfab | SIL-400 HC+ |  | 0.4 | 8 | 199 | 9 |  | Fixed | Roof
NJADRE1559229856 | Administratively Determined Incentive Program | ATLANTIC HIGHLANDS | 7716 | 4 | Residential | Behind the Meter | Yes | PosiGen Developer, LLC | JCP&L |  | Accepted | 2025-02-25 | 2025-03-14 | 2026-03-14 | Solar Panels | Silfab | SIL-400 HC+ |  | 0.4 | 2 | 19 | 9 |  | Fixed | Roof
NJADRE1559229856 | Administratively Determined Incentive Program | ATLANTIC HIGHLANDS | 7716 | 4 | Residential | Behind the Meter | Yes | PosiGen Developer, LLC | JCP&L |  | Accepted | 2025-02-25 | 2025-03-14 | 2026-03-14 | Inverters | SolarEdge | SE3800H-US | 3800 |  | 1 |  |  | 0.99 |  | Outdoor | within ten feet of meter
NJADRE1559229869 | Administratively Determined Incentive Program | MAYS LANDING | 8330 | 10.79 | Residential | Behind the Meter | Yes | PosiGen Developer, LLC | AC Electric |  | Accepted | 2025-02-25 | 2025-03-17 | 2026-03-17 | Inverters | SolarEdge | SE10000H-US | 10000 |  | 1 |  |  | 0.99 |  | Outdoor | within ten feet of meter
NJADRE1559229869 | Administratively Determined Incentive Program | MAYS LANDING | 8330 | 10.79 | Residential | Behind the Meter | Yes | PosiGen Developer, LLC | AC Electric |  | Accepted | 2025-02-25 | 2025-03-17 | 2026-03-17 | Solar Panels | Canadian Solar | CS3N-415MS |  | 0.415 | 10 | 221 | 23 |  | Fixed | Roof
NJADRE1559229869 | Administratively Determined Incentive Program | MAYS LANDING | 8330 | 10.79 | Residential | Behind the Meter | Yes | PosiGen Developer, LLC | AC Electric |  | Accepted | 2025-02-25 | 2025-03-17 | 2026-03-17 | Solar Panels | Canadian Solar | CS3N-415MS |  | 0.415 | 16 | 221 | 23 |  | Fixed | Roof
NJADRE1559229873 | Administratively Determined Incentive Program | Clayton | 8312 | 5.2 | Residential | Behind the Meter | Yes | PosiGen Developer, LLC | AC Electric |  | Accepted | 2025-02-25 | 2025-03-14 | 2026-03-14 | Inverters | SolarEdge | SE3800H-US | 3800 |  | 1 |  |  | 0.99 |  | Outdoor | within ten feet of meter
NJADRE1559229873 | Administratively Determined Incentive Program | Clayton | 8312 | 5.2 | Residential | Behind the Meter | Yes | PosiGen Developer, LLC | AC Electric |  | Accepted | 2025-02-25 | 2025-03-14 | 2026-03-14 | Solar Panels | Silfab | SIL-400 HC+ |  | 0.4 | 13 | 167 | 16 |  | Fixed | Roof
NJADRE1559229878 | Administratively Determined Incentive Program | Mays Landing | 8330 | 4.98 | Residential | Behind the Meter | Yes | PosiGen Developer, LLC | AC Electric |  | Accepted | 2025-02-25 | 2025-03-14 | 2026-03-14 | Inverters | SolarEdge | SE7600H-US | 7600 |  | 1 |  |  | 0.99 |  | Outdoor | within ten feet of meter
NJADRE1559229878 | Administratively Determined Incentive Program | Mays Landing | 8330 | 4.98 | Residential | Behind the Meter | Yes | PosiGen Developer, LLC | AC Electric |  | Accepted | 2025-02-25 | 2025-03-14 | 2026-03-14 | Solar Panels | Canadian Solar | CS3N-415MS |  | 0.415 | 12 | 141 | 27 |  | Fixed | Roof
NJADRE1559230817 | Administratively Determined Incentive Program | CINNAMINSON | 8077 | 3.6 | Residential | Behind the Meter | Yes | Sunrun Installation Services, Inc. | PSE&G |  | Accepted | 2025-02-26 | 2025-03-14 | 2026-03-14 | Solar Panels | Hanwha Q Cells | Q.PEAK DUO BLK ML-G10+ 400 |  | 0.4 | 9 | 323 | 19 |  | Fixed | Roof
NJADRE1559230817 | Administratively Determined Incentive Program | CINNAMINSON | 8077 | 3.6 | Residential | Behind the Meter | Yes | Sunrun Installation Services, Inc. | PSE&G |  | Accepted | 2025-02-26 | 2025-03-14 | 2026-03-14 | Inverters | SolarEdge Technologies | SE3800H-USMN | 3800 |  | 1 |  |  | 0.99 |  | Outdoor
NJADRE1559230838 | Administratively Determined Incentive Program | CLIFTON | 7011 | 8.4 | Residential | Behind the Meter | No | OnSite Energy, Inc. | PSE&G |  | Accepted | 2025-02-28 | 2025-03-20 | 2026-03-20 | Inverters | SOLAREDGE TECHNOLOGIES | SolarEdge HD Wave SE7600H-US | 7600 |  | 1 |  |  | 0.99 |  | Outdoor
NJADRE1559230838 | Administratively Determined Incentive Program | CLIFTON | 7011 | 8.4 | Residential | Behind the Meter | No | OnSite Energy, Inc. | PSE&G |  | Accepted | 2025-02-28 | 2025-03-20 | 2026-03-20 | Solar Panels | SILFAB | SIL-420 QD |  | 0.42 | 9 | 347 | 24 |  | Fixed | Roof
NJADRE1559230838 | Administratively Determined Incentive Program | CLIFTON | 7011 | 8.4 | Residential | Behind the Meter | No | OnSite Energy, Inc. | PSE&G |  | Accepted | 2025-02-28 | 2025-03-20 | 2026-03-20 | Solar Panels | SILFAB | SIL-420 QD |  | 0.42 | 2 | 257 | 18 |  | Fixed | Roof
NJADRE1559230838 | Administratively Determined Incentive Program | CLIFTON | 7011 | 8.4 | Residential | Behind the Meter | No | OnSite Energy, Inc. | PSE&G |  | Accepted | 2025-02-28 | 2025-03-20 | 2026-03-20 | Meters | SOLAREDGE TECHNOLOGIES | SE-1000-ZBGW-K-NA |  |  | 1 |  |  |  | Yes | Outdoor
NJADRE1559230838 | Administratively Determined Incentive Program | CLIFTON | 7011 | 8.4 | Residential | Behind the Meter | No | OnSite Energy, Inc. | PSE&G |  | Accepted | 2025-02-28 | 2025-03-20 | 2026-03-20 | Solar Panels | SILFAB | SIL-420 QD |  | 0.42 | 2 | 77 | 18 |  | Fixed | Roof
NJADRE1559230838 | Administratively Determined Incentive Program | CLIFTON | 7011 | 8.4 | Residential | Behind the Meter | No | OnSite Energy, Inc. | PSE&G |  | Accepted | 2025-02-28 | 2025-03-20 | 2026-03-20 | Solar Panels | SILFAB | SIL-420 QD |  | 0.42 | 2 | 77 | 29 |  | Fixed | Roof
NJADRE1559230838 | Administratively Determined Incentive Program | CLIFTON | 7011 | 8.4 | Residential | Behind the Meter | No | OnSite Energy, Inc. | PSE&G |  | Accepted | 2025-02-28 | 2025-03-20 | 2026-03-20 | Solar Panels | SILFAB | SIL-420 QD |  | 0.42 | 3 | 167 | 35 |  | Fixed | Roof
NJADRE1559230838 | Administratively Determined Incentive Program | CLIFTON | 7011 | 8.4 | Residential | Behind the Meter | No | OnSite Energy, Inc. | PSE&G |  | Accepted | 2025-02-28 | 2025-03-20 | 2026-03-20 | Solar Panels | SILFAB | SIL-420 QD |  | 0.42 | 2 | 257 | 18 |  | Fixed | Roof
NJADRE1559230876 | Administratively Determined Incentive Program | Somers Point | 8244 | 9.55 | Residential | Behind the Meter | Yes | SunPurity, LLC | AC Electric |  | Accepted | 2025-03-07 | 2025-03-28 | 2026-03-28 | Solar Panels | Hanwha Q.Cells | Q.PEAK DUO BLK ML-G10+ 415W |  | 0.415 | 2 | 223 | 24 |  | Fixed | Roof
NJADRE1559230876 | Administratively Determined Incentive Program | Somers Point | 8244 | 9.55 | Residential | Behind the Meter | Yes | SunPurity, LLC | AC Electric |  | Accepted | 2025-03-07 | 2025-03-28 | 2026-03-28 | Solar Panels | Hanwha Q.Cells | Q.PEAK DUO BLK ML-G10+ 415W |  | 0.415 | 7 | 223 | 24 |  | Fixed | Roof
NJADRE1559230876 | Administratively Determined Incentive Program | Somers Point | 8244 | 9.55 | Residential | Behind the Meter | Yes | SunPurity, LLC | AC Electric |  | Accepted | 2025-03-07 | 2025-03-28 | 2026-03-28 | Solar Panels | Hanwha Q.Cells | Q.PEAK DUO BLK ML-G10+ 415W |  | 0.415 | 2 | 313 | 24 |  | Fixed | Roof
NJADRE1559230876 | Administratively Determined Incentive Program | Somers Point | 8244 | 9.55 | Residential | Behind the Meter | Yes | SunPurity, LLC | AC Electric |  | Accepted | 2025-03-07 | 2025-03-28 | 2026-03-28 | Inverters | Solaredge | SE7600H-US | 7600 |  | 1 |  |  | 0.99 |  | Outdoor
NJADRE1559230876 | Administratively Determined Incentive Program | Somers Point | 8244 | 9.55 | Residential | Behind the Meter | Yes | SunPurity, LLC | AC Electric |  | Accepted | 2025-03-07 | 2025-03-28 | 2026-03-28 | Solar Panels | Hanwha Q.Cells | Q.PEAK DUO BLK ML-G10+ 415W |  | 0.415 | 4 | 133 | 24 |  | Fixed | Roof
NJADRE1559230876 | Administratively Determined Incentive Program | Somers Point | 8244 | 9.55 | Residential | Behind the Meter | Yes | SunPurity, LLC | AC Electric |  | Accepted | 2025-03-07 | 2025-03-28 | 2026-03-28 | Solar Panels | Hanwha Q.Cells | Q.PEAK DUO BLK ML-G10+ 415W |  | 0.415 | 8 | 313 | 24 |  | Fixed | Roof
NJADRE1559230883 | Administratively Determined Incentive Program | Willingboro | 8046 | 8.72 | Residential | Behind the Meter | Yes | SunPurity, LLC | PSE&G |  | Accepted | 2025-03-05 | 2025-03-25 | 2026-03-25 | Solar Panels | Hanwha Q.Cells | Q.PEAK DUO BLK ML-G10+ 415W |  | 0.415 | 3 | 163 | 17 |  | Fixed | Roof
NJADRE1559230883 | Administratively Determined Incentive Program | Willingboro | 8046 | 8.72 | Residential | Behind the Meter | Yes | SunPurity, LLC | PSE&G |  | Accepted | 2025-03-05 | 2025-03-25 | 2026-03-25 | Inverters | Solaredge | SE7600H-US | 7600 |  | 1 |  |  | 0.99 |  | Outdoor
NJADRE1559230883 | Administratively Determined Incentive Program | Willingboro | 8046 | 8.72 | Residential | Behind the Meter | Yes | SunPurity, LLC | PSE&G |  | Accepted | 2025-03-05 | 2025-03-25 | 2026-03-25 | Solar Panels | Hanwha Q.Cells | Q.PEAK DUO BLK ML-G10+ 415W |  | 0.415 | 10 | 163 | 42 |  | Fixed | Roof
NJADRE1559230883 | Administratively Determined Incentive Program | Willingboro | 8046 | 8.72 | Residential | Behind the Meter | Yes | SunPurity, LLC | PSE&G |  | Accepted | 2025-03-05 | 2025-03-25 | 2026-03-25 | Solar Panels | Hanwha Q.Cells | Q.PEAK DUO BLK ML-G10+ 415W |  | 0.415 | 5 | 163 | 42 |  | Fixed | Roof
NJADRE1559230883 | Administratively Determined Incentive Program | Willingboro | 8046 | 8.72 | Residential | Behind the Meter | Yes | SunPurity, LLC | PSE&G |  | Accepted | 2025-03-05 | 2025-03-25 | 2026-03-25 | Solar Panels | Hanwha Q.Cells | Q.PEAK DUO BLK ML-G10+ 415W |  | 0.415 | 3 | 163 | 13 |  | Fixed | Roof
NJADRE1559230889 | Administratively Determined Incentive Program | Paterson | 7504 | 10.66 | Residential | Behind the Meter | Yes | Trinity Solar, LLC | PSE&G |  | Accepted | 2025-02-26 | 2025-03-17 | 2026-03-17 | Solar Panels | Hanwha | HANWHA 410 (Q.PEAK DUO BLK ML-G10+ 410) |  | 0.41 | 14 | 280 | 21 |  | Fixed | Roof
NJADRE1559230889 | Administratively Determined Incentive Program | Paterson | 7504 | 10.66 | Residential | Behind the Meter | Yes | Trinity Solar, LLC | PSE&G |  | Accepted | 2025-02-26 | 2025-03-17 | 2026-03-17 | Solar Panels | Hanwha | HANWHA 410 (Q.PEAK DUO BLK ML-G10+ 410) |  | 0.41 | 8 | 100 | 30 |  | Fixed | Roof
NJADRE1559230889 | Administratively Determined Incentive Program | Paterson | 7504 | 10.66 | Residential | Behind the Meter | Yes | Trinity Solar, LLC | PSE&G |  | Accepted | 2025-02-26 | 2025-03-17 | 2026-03-17 | Inverters | Solar Edge | USE10000H-USMNBL75 | 10000 |  | 1 |  |  | 0.97 |  | Outdoor
NJADRE1559230889 | Administratively Determined Incentive Program | Paterson | 7504 | 10.66 | Residential | Behind the Meter | Yes | Trinity Solar, LLC | PSE&G |  | Accepted | 2025-02-26 | 2025-03-17 | 2026-03-17 | Solar Panels | Hanwha | HANWHA 410 (Q.PEAK DUO BLK ML-G10+ 410) |  | 0.41 | 2 | 10 | 21 |  | Fixed | Roof
NJADRE1559230889 | Administratively Determined Incentive Program | Paterson | 7504 | 10.66 | Residential | Behind the Meter | Yes | Trinity Solar, LLC | PSE&G |  | Accepted | 2025-02-26 | 2025-03-17 | 2026-03-17 | Solar Panels | Hanwha | HANWHA 410 (Q.PEAK DUO BLK ML-G10+ 410) |  | 0.41 | 2 | 190 | 22 |  | Fixed | Roof
NJADRE1559230894 | Administratively Determined Incentive Program | WILLIAMSTOWN | 8094 | 9.13 | Residential | Behind the Meter | Yes | SunPurity, LLC | AC Electric |  | Accepted | 2025-03-06 | 2025-03-26 | 2026-03-26 | Solar Panels | Hanwha Q.Cells | Q.PEAK DUO BLK ML-G10+ 415W |  | 0.415 | 8 | 4 | 18 |  | Fixed | Roof
NJADRE1559230894 | Administratively Determined Incentive Program | WILLIAMSTOWN | 8094 | 9.13 | Residential | Behind the Meter | Yes | SunPurity, LLC | AC Electric |  | Accepted | 2025-03-06 | 2025-03-26 | 2026-03-26 | Solar Panels | Hanwha Q.Cells | Q.PEAK DUO BLK ML-G10+ 415W |  | 0.415 | 8 | 184 | 18 |  | Fixed | Roof
NJADRE1559230894 | Administratively Determined Incentive Program | WILLIAMSTOWN | 8094 | 9.13 | Residential | Behind the Meter | Yes | SunPurity, LLC | AC Electric |  | Accepted | 2025-03-06 | 2025-03-26 | 2026-03-26 | Inverters | Solaredge | SE7600H-US | 7600 |  | 1 |  |  | 0.99 |  | Outdoor
NJADRE1559230894 | Administratively Determined Incentive Program | WILLIAMSTOWN | 8094 | 9.13 | Residential | Behind the Meter | Yes | SunPurity, LLC | AC Electric |  | Accepted | 2025-03-06 | 2025-03-26 | 2026-03-26 | Solar Panels | Hanwha Q.Cells | Q.PEAK DUO BLK ML-G10+ 415W |  | 0.415 | 3 | 184 | 18 |  | Fixed | Roof
NJADRE1559230894 | Administratively Determined Incentive Program | WILLIAMSTOWN | 8094 | 9.13 | Residential | Behind the Meter | Yes | SunPurity, LLC | AC Electric |  | Accepted | 2025-03-06 | 2025-03-26 | 2026-03-26 | Solar Panels | Hanwha Q.Cells | Q.PEAK DUO BLK ML-G10+ 415W |  | 0.415 | 3 | 4 | 18 |  | Fixed | Roof
NJADRE1559230903 | Administratively Determined Incentive Program | Hazlet | 7734 | 13.7 | Residential | Behind the Meter | Yes | SunPurity, LLC | JCP&L |  | Accepted | 2025-03-06 | 2025-03-25 | 2026-03-25 | Solar Panels | Hanwha Q.Cells | Q.PEAK DUO BLK ML-G10+ 415W |  | 0.415 | 7 | 283 | 20 |  | Fixed | Roof
NJADRE1559230903 | Administratively Determined Incentive Program | Hazlet | 7734 | 13.7 | Residential | Behind the Meter | Yes | SunPurity, LLC | JCP&L |  | Accepted | 2025-03-06 | 2025-03-25 | 2026-03-25 | Inverters | Solaredge | SE11400H-US | 11400 |  | 1 |  |  | 0.99 |  | Outdoor
NJADRE1559230903 | Administratively Determined Incentive Program | Hazlet | 7734 | 13.7 | Residential | Behind the Meter | Yes | SunPurity, LLC | JCP&L |  | Accepted | 2025-03-06 | 2025-03-25 | 2026-03-25 | Solar Panels | Hanwha Q.Cells | Q.PEAK DUO BLK ML-G10+ 415W |  | 0.415 | 8 | 103 | 20 |  | Fixed | Roof
NJADRE1559230903 | Administratively Determined Incentive Program | Hazlet | 7734 | 13.7 | Residential | Behind the Meter | Yes | SunPurity, LLC | JCP&L |  | Accepted | 2025-03-06 | 2025-03-25 | 2026-03-25 | Solar Panels | Hanwha Q.Cells | Q.PEAK DUO BLK ML-G10+ 415W |  | 0.415 | 10 | 103 | 20 |  | Fixed | Roof
NJADRE1559230903 | Administratively Determined Incentive Program | Hazlet | 7734 | 13.7 | Residential | Behind the Meter | Yes | SunPurity, LLC | JCP&L |  | Accepted | 2025-03-06 | 2025-03-25 | 2026-03-25 | Solar Panels | Hanwha Q.Cells | Q.PEAK DUO BLK ML-G10+ 415W |  | 0.415 | 8 | 283 | 20 |  | Fixed | Roof
NJADRE1559230920 | Administratively Determined Incentive Program | Flemington | 8822 | 8.5 | Residential | Behind the Meter | Yes | Power Energy Solutions, LLC | JCP&L |  | Accepted | 2025-02-26 | 2025-03-17 | 2026-03-17 | Solar Panels | Trina Solar | TSM-425NE09RC.05 |  | 0.425 | 4 | 193 | 18 |  | Fixed | Roof
NJADRE1559230920 | Administratively Determined Incentive Program | Flemington | 8822 | 8.5 | Residential | Behind the Meter | Yes | Power Energy Solutions, LLC | JCP&L |  | Accepted | 2025-02-26 | 2025-03-17 | 2026-03-17 | Solar Panels | Trina Solar | TSM-425NE09RC.05 |  | 0.425 | 4 | 103 | 18 |  | Fixed | Roof
NJADRE1559230920 | Administratively Determined Incentive Program | Flemington | 8822 | 8.5 | Residential | Behind the Meter | Yes | Power Energy Solutions, LLC | JCP&L |  | Accepted | 2025-02-26 | 2025-03-17 | 2026-03-17 | Solar Panels | Trina Solar | TSM-425NE09RC.05 |  | 0.425 | 12 | 102 | 18 |  | Fixed | Roof
NJADRE1559230920 | Administratively Determined Incentive Program | Flemington | 8822 | 8.5 | Residential | Behind the Meter | Yes | Power Energy Solutions, LLC | JCP&L |  | Accepted | 2025-02-26 | 2025-03-17 | 2026-03-17 | Inverters | SolarEdge | SE5700H-US | 6 |  | 1 |  |  | 0.97 |  | Outdoor
NJADRE1559230953 | Administratively Determined Incentive Program | Lodi Boro | 7644 | 3.69 | Residential | Behind the Meter | Yes | Sunrun Installation Services, Inc. | PSE&G |  | Accepted | 2025-02-26 | 2025-03-14 | 2026-03-14 | Inverters | SOLAREDGE TECHNOLOGIES | SE3800H-USMN | 3800 |  | 1 |  |  | 0.99 |  | Outside
NJADRE1559230953 | Administratively Determined Incentive Program | Lodi Boro | 7644 | 3.69 | Residential | Behind the Meter | Yes | Sunrun Installation Services, Inc. | PSE&G |  | Accepted | 2025-02-26 | 2025-03-14 | 2026-03-14 | Solar Panels | Hanwha Q-Cells | Q.PEAK DUO BLK ML-G10+ 410 |  | 0.41 | 9 | 213 | 17 |  | Fixed | Roof
NJADRE1559230955 | Administratively Determined Incentive Program | South Bound Brook | 8880 | 8.2 | Residential | Behind the Meter | Yes | Big Wave Roofing and Solar, LLC | PSE&G |  | Accepted | 2025-02-26 | 2025-03-17 | 2026-03-17 | Solar Panels | Mission | MSE410HT0B |  | 0.41 | 6 | 236 | 20 |  | Fixed | Roof
NJADRE1559230955 | Administratively Determined Incentive Program | South Bound Brook | 8880 | 8.2 | Residential | Behind the Meter | Yes | Big Wave Roofing and Solar, LLC | PSE&G |  | Accepted | 2025-02-26 | 2025-03-17 | 2026-03-17 | Solar Panels | Mission | MSE410HT0B |  | 0.41 | 2 | 56 | 20 |  | Fixed | Roof
NJADRE1559230955 | Administratively Determined Incentive Program | South Bound Brook | 8880 | 8.2 | Residential | Behind the Meter | Yes | Big Wave Roofing and Solar, LLC | PSE&G |  | Accepted | 2025-02-26 | 2025-03-17 | 2026-03-17 | Inverters | Enphase | IQ8PLUS-72-2-US | 290 |  | 20 |  |  | 0.98 |  | Outside
NJADRE1559230955 | Administratively Determined Incentive Program | South Bound Brook | 8880 | 8.2 | Residential | Behind the Meter | Yes | Big Wave Roofing and Solar, LLC | PSE&G |  | Accepted | 2025-02-26 | 2025-03-17 | 2026-03-17 | Solar Panels | Mission | MSE410HT0B |  | 0.41 | 3 | 146 | 30 |  | Fixed | Roof
NJADRE1559230955 | Administratively Determined Incentive Program | South Bound Brook | 8880 | 8.2 | Residential | Behind the Meter | Yes | Big Wave Roofing and Solar, LLC | PSE&G |  | Accepted | 2025-02-26 | 2025-03-17 | 2026-03-17 | Solar Panels | Mission | MSE410HT0B |  | 0.41 | 9 | 326 | 30 |  | Fixed | Roof
NJADRE1559230957 | Administratively Determined Incentive Program | NORTH BRUNSWICK | 8902 | 9.13 | Residential | Behind the Meter | Yes | SunPurity, LLC | PSE&G |  | Accepted | 2025-03-06 | 2025-03-25 | 2026-03-25 | Solar Panels | Hanwha Q.Cells | Q.PEAK DUO BLK ML-G10+ 415W |  | 0.415 | 14 | 180 | 45 |  | Fixed | Roof
NJADRE1559230957 | Administratively Determined Incentive Program | NORTH BRUNSWICK | 8902 | 9.13 | Residential | Behind the Meter | Yes | SunPurity, LLC | PSE&G |  | Accepted | 2025-03-06 | 2025-03-25 | 2026-03-25 | Inverters | Solaredge | SE7600H-US | 7600 |  | 1 |  |  | 0.99 |  | Outdoor
NJADRE1559230957 | Administratively Determined Incentive Program | NORTH BRUNSWICK | 8902 | 9.13 | Residential | Behind the Meter | Yes | SunPurity, LLC | PSE&G |  | Accepted | 2025-03-06 | 2025-03-25 | 2026-03-25 | Solar Panels | Hanwha Q.Cells | Q.PEAK DUO BLK ML-G10+ 415W |  | 0.415 | 8 | 360 | 45 |  | Fixed | Roof
NJADRE1559230962 | Administratively Determined Incentive Program | LAUREL LAKE | 8332 | 12.71 | Residential | Behind the Meter | Yes | Whitman Construction, LLC | AC Electric |  | Accepted | 2025-02-26 | 2025-03-17 | 2026-03-17 | Solar Panels | Trina Solar | TSM-410NE09RC.05 |  | 0.41 | 16 | 146 | 20 |  | Fixed | Roof
NJADRE1559230962 | Administratively Determined Incentive Program | LAUREL LAKE | 8332 | 12.71 | Residential | Behind the Meter | Yes | Whitman Construction, LLC | AC Electric |  | Accepted | 2025-02-26 | 2025-03-17 | 2026-03-17 | Solar Panels | Trina Solar | TSM-410NE09RC.05 |  | 0.41 | 15 | 326 | 20 |  | Fixed | Roof
NJADRE1559230962 | Administratively Determined Incentive Program | LAUREL LAKE | 8332 | 12.71 | Residential | Behind the Meter | Yes | Whitman Construction, LLC | AC Electric |  | Accepted | 2025-02-26 | 2025-03-17 | 2026-03-17 | Inverters | Enphase | IQ8PLUS-72-2-US | 290 |  | 31 |  |  | 0.975 |  | Outdoor
NJADRE1559230980 | Administratively Determined Incentive Program | NEPTUNE | 7753 | 6.8 | Residential | Behind the Meter | Yes | Sunrun Installation Services, Inc. | JCP&L |  | Accepted | 2025-02-26 | 2025-03-17 | 2026-03-17 | Solar Panels | Hanwha Q Cells | Q.PEAK DUO BLK ML-G10+/T 400 |  | 0.4 | 2 | 42 | 20 |  | Fixed | Roof
NJADRE1559230980 | Administratively Determined Incentive Program | NEPTUNE | 7753 | 6.8 | Residential | Behind the Meter | Yes | Sunrun Installation Services, Inc. | JCP&L |  | Accepted | 2025-02-26 | 2025-03-17 | 2026-03-17 | Inverters | SolarEdge Technologies | SE5700H-USMN | 5760 |  | 1 |  |  | 0.99 |  | Outdoor
NJADRE1559230980 | Administratively Determined Incentive Program | NEPTUNE | 7753 | 6.8 | Residential | Behind the Meter | Yes | Sunrun Installation Services, Inc. | JCP&L |  | Accepted | 2025-02-26 | 2025-03-17 | 2026-03-17 | Solar Panels | Hanwha Q Cells | Q.PEAK DUO BLK ML-G10+/T 400 |  | 0.4 | 15 | 221 | 20 |  | Fixed | Roof
NJADRE1559230983 | Administratively Determined Incentive Program | BELLEVILLE | 7109 | 6.8 | Residential | Behind the Meter | No | Suntuity Solar, LLC | PSE&G |  | Accepted | 2025-02-26 | 2025-03-17 | 2026-03-17 | Meters | Enphase Energy Inc | X-IQ-AM1-240-4C |  |  | 1 |  |  |  | Yes | Outdoor
NJADRE1559230983 | Administratively Determined Incentive Program | BELLEVILLE | 7109 | 6.8 | Residential | Behind the Meter | No | Suntuity Solar, LLC | PSE&G |  | Accepted | 2025-02-26 | 2025-03-17 | 2026-03-17 | Inverters | Enphase Energy Inc | IQ8PLUS-72-2-US | 290 |  | 17 |  |  | 0.99 |  | Outdoor
NJADRE1559230983 | Administratively Determined Incentive Program | BELLEVILLE | 7109 | 6.8 | Residential | Behind the Meter | No | Suntuity Solar, LLC | PSE&G |  | Accepted | 2025-02-26 | 2025-03-17 | 2026-03-17 | Solar Panels | Hyperion Solar | HY-DH108P8 400W(B) |  | 0.4 | 6 | 17 | 16 |  | Fixed | Roof
NJADRE1559230983 | Administratively Determined Incentive Program | BELLEVILLE | 7109 | 6.8 | Residential | Behind the Meter | No | Suntuity Solar, LLC | PSE&G |  | Accepted | 2025-02-26 | 2025-03-17 | 2026-03-17 | Solar Panels | Hyperion Solar | HY-DH108P8 400W(B) |  | 0.4 | 6 | 197 | 21 |  | Fixed | Roof
NJADRE1559230983 | Administratively Determined Incentive Program | BELLEVILLE | 7109 | 6.8 | Residential | Behind the Meter | No | Suntuity Solar, LLC | PSE&G |  | Accepted | 2025-02-26 | 2025-03-17 | 2026-03-17 | Solar Panels | Hyperion Solar | HY-DH108P8 400W(B) |  | 0.4 | 5 | 197 | 40 |  | Fixed | Roof
NJADRE1559230985 | Administratively Determined Incentive Program | Hammonton | 8037 | 9.43 | Residential | Behind the Meter | Yes | SunPurity, LLC | AC Electric |  | Accepted | 2025-03-07 | 2025-03-27 | 2026-03-27 | Inverters | Solaredge | SE7600H-US | 7600 |  | 1 |  |  | 0.99 |  | Outdoor
NJADRE1559230985 | Administratively Determined Incentive Program | Hammonton | 8037 | 9.43 | Residential | Behind the Meter | Yes | SunPurity, LLC | AC Electric |  | Accepted | 2025-03-07 | 2025-03-27 | 2026-03-27 | Solar Panels | Hanwha Q.Cells | Q.PEAK DUO BLK ML-G10+ 410W |  | 0.41 | 20 | 168 | 14 |  | Fixed | Roof
NJADRE1559230985 | Administratively Determined Incentive Program | Hammonton | 8037 | 9.43 | Residential | Behind the Meter | Yes | SunPurity, LLC | AC Electric |  | Accepted | 2025-03-07 | 2025-03-27 | 2026-03-27 | Solar Panels | Hanwha Q.Cells | Q.PEAK DUO BLK ML-G10+ 410W |  | 0.41 | 3 | 257 | 23 |  | Fixed | Roof
NJADRE1559230986 | Administratively Determined Incentive Program | NEW EGYPT | 8533 | 6.97 | Residential | Behind the Meter | Yes | Trinity Solar, LLC | JCP&L |  | Accepted | 2025-02-26 | 2025-03-17 | 2026-03-17 | Solar Panels | HANWHA | Q.PEAK DUO BLK ML-G10+ 410 |  | 0.41 | 8 | 94 | 24 |  | Fixed | Roof
NJADRE1559230986 | Administratively Determined Incentive Program | NEW EGYPT | 8533 | 6.97 | Residential | Behind the Meter | Yes | Trinity Solar, LLC | JCP&L |  | Accepted | 2025-02-26 | 2025-03-17 | 2026-03-17 | Inverters | Solar Edge | USE5700H-US | 5760 |  | 1 |  |  | 0.97 |  | Outside
NJADRE1559230986 | Administratively Determined Incentive Program | NEW EGYPT | 8533 | 6.97 | Residential | Behind the Meter | Yes | Trinity Solar, LLC | JCP&L |  | Accepted | 2025-02-26 | 2025-03-17 | 2026-03-17 | Solar Panels | HANWHA | Q.PEAK DUO BLK ML-G10+ 410 |  | 0.41 | 9 | 274 | 24 |  | Fixed | Roof
NJADRE1559230996 | Administratively Determined Incentive Program | East Brunswick Twp | 8850 | 7.38 | Residential | Behind the Meter | No | Tesla Energy Operations, Inc. | PSE&G |  | Accepted | 2025-02-26 | 2025-03-17 | 2026-03-17 | Solar Panels | Hanwha | Q.PEAK DUO BLK ML-G10.a+/TS 410 |  | 0.41 | 9 | 199 | 23 |  | Fixed | Roof
NJADRE1559230996 | Administratively Determined Incentive Program | East Brunswick Twp | 8850 | 7.38 | Residential | Behind the Meter | No | Tesla Energy Operations, Inc. | PSE&G |  | Accepted | 2025-02-26 | 2025-03-17 | 2026-03-17 | Solar Panels | Tesla | Q.PEAK DUO BLK ML-G10.a+/TS 410 |  | 0.41 | 9 | 199 | 23 |  | Fixed | Roof
NJADRE1559230996 | Administratively Determined Incentive Program | East Brunswick Twp | 8850 | 7.38 | Residential | Behind the Meter | No | Tesla Energy Operations, Inc. | PSE&G |  | Accepted | 2025-02-26 | 2025-03-17 | 2026-03-17 | Inverters | Tesla | 1538000-XX-Y | 7600 |  | 1 |  |  | 0.98 |  | Outdoor
NJADRE1559230998 | Administratively Determined Incentive Program | GALLOWAY | 8205 | 12.45 | Residential | Behind the Meter | Yes | SunPurity, LLC | AC Electric |  | Accepted | 2025-02-27 | 2025-03-18 | 2026-03-18 | Solar Panels | Hanwha Q.Cells | Q.PEAK DUO BLK ML-G10+ 415W |  | 0.415 | 14 | 101 | 18 |  | Fixed | Roof
NJADRE1559230998 | Administratively Determined Incentive Program | GALLOWAY | 8205 | 12.45 | Residential | Behind the Meter | Yes | SunPurity, LLC | AC Electric |  | Accepted | 2025-02-27 | 2025-03-18 | 2026-03-18 | Inverters | Solaredge | SE10000H-US | 10000 |  | 1 |  |  | 0.99 |  | Outdoor
NJADRE1559230998 | Administratively Determined Incentive Program | GALLOWAY | 8205 | 12.45 | Residential | Behind the Meter | Yes | SunPurity, LLC | AC Electric |  | Accepted | 2025-02-27 | 2025-03-18 | 2026-03-18 | Solar Panels | Hanwha Q.Cells | Q.PEAK DUO BLK ML-G10+ 415W |  | 0.415 | 16 | 281 | 18 |  | Fixed | Roof
NJADRE1559231007 | Administratively Determined Incentive Program | Pennsauken | 8109 | 10.38 | Residential | Behind the Meter | Yes | SunPurity, LLC | PSE&G |  | Accepted | 2025-03-06 | 2025-03-26 | 2026-03-26 | Solar Panels | Hanwha Q.Cells | Q.PEAK DUO BLK ML-G10+ 415W |  | 0.415 | 7 | 151 | 23 |  | Fixed | Roof
NJADRE1559231007 | Administratively Determined Incentive Program | Pennsauken | 8109 | 10.38 | Residential | Behind the Meter | Yes | SunPurity, LLC | PSE&G |  | Accepted | 2025-03-06 | 2025-03-26 | 2026-03-26 | Solar Panels | Hanwha Q.Cells | Q.PEAK DUO BLK ML-G10+ 415W |  | 0.415 | 18 | 331 | 23 |  | Fixed | Roof
NJADRE1559231007 | Administratively Determined Incentive Program | Pennsauken | 8109 | 10.38 | Residential | Behind the Meter | Yes | SunPurity, LLC | PSE&G |  | Accepted | 2025-03-06 | 2025-03-26 | 2026-03-26 | Inverters | Solaredge | SE7600H-US | 7600 |  | 1 |  |  | 0.99 |  | Outdoor
NJADRE1559231060 | Administratively Determined Incentive Program | Hazlet | 7730 | 8.51 | Residential | Behind the Meter | Yes | Define Solar, LLC | JCP&L |  | Accepted | 2025-02-28 | 2025-03-19 | 2026-03-19 | Inverters | Enphase | IQ8PLUS-72-2-US | 290 |  | 13 |  |  | 0.976 |  | Outside | Under each pv panel
NJADRE1559231060 | Administratively Determined Incentive Program | Hazlet | 7730 | 8.51 | Residential | Behind the Meter | Yes | Define Solar, LLC | JCP&L |  | Accepted | 2025-02-28 | 2025-03-19 | 2026-03-19 | Solar Panels | Znshine | ZXM7-SH108 405 |  | 0.405 | 8 | 262 | 39 |  | Fixed | Roof
NJADRE1559231060 | Administratively Determined Incentive Program | Hazlet | 7730 | 8.51 | Residential | Behind the Meter | Yes | Define Solar, LLC | JCP&L |  | Accepted | 2025-02-28 | 2025-03-19 | 2026-03-19 | Solar Panels | Znshine | ZXM7-SH108 405 |  | 0.405 | 13 | 82 | 19 |  | Fixed | Roof
NJADRE1559231060 | Administratively Determined Incentive Program | Hazlet | 7730 | 8.51 | Residential | Behind the Meter | Yes | Define Solar, LLC | JCP&L |  | Accepted | 2025-02-28 | 2025-03-19 | 2026-03-19 | Inverters | Enphase | IQ8PLUS-72-2-US | 290 |  | 8 |  |  | 0.976 |  | Outside | Under each pv panel
NJADRE1559231682 | Administratively Determined Incentive Program | Pleasantville | 8232 | 10.25 | Residential | Behind the Meter | Yes | Whitman Construction, LLC | AC Electric |  | Accepted | 2025-02-26 | 2025-03-17 | 2026-03-17 | Solar Panels | Trina Solar | TSM-410NE09RC.05 |  | 0.41 | 2 | 26 | 22 |  | Fixed | Roof
NJADRE1559231682 | Administratively Determined Incentive Program | Pleasantville | 8232 | 10.25 | Residential | Behind the Meter | Yes | Whitman Construction, LLC | AC Electric |  | Accepted | 2025-02-26 | 2025-03-17 | 2026-03-17 | Solar Panels | Trina Solar | TSM-410NE09RC.05 |  | 0.41 | 4 | 206 | 22 |  | Fixed | Roof
NJADRE1559231682 | Administratively Determined Incentive Program | Pleasantville | 8232 | 10.25 | Residential | Behind the Meter | Yes | Whitman Construction, LLC | AC Electric |  | Accepted | 2025-02-26 | 2025-03-17 | 2026-03-17 | Solar Panels | Trina Solar | TSM-410NE09RC.05 |  | 0.41 | 2 | 206 | 22 |  | Fixed | Roof
NJADRE1559231682 | Administratively Determined Incentive Program | Pleasantville | 8232 | 10.25 | Residential | Behind the Meter | Yes | Whitman Construction, LLC | AC Electric |  | Accepted | 2025-02-26 | 2025-03-17 | 2026-03-17 | Solar Panels | Trina Solar | TSM-410NE09RC.05 |  | 0.41 | 6 | 116 | 22 |  | Fixed | Roof
NJADRE1559231682 | Administratively Determined Incentive Program | Pleasantville | 8232 | 10.25 | Residential | Behind the Meter | Yes | Whitman Construction, LLC | AC Electric |  | Accepted | 2025-02-26 | 2025-03-17 | 2026-03-17 | Solar Panels | Trina Solar | TSM-410NE09RC.05 |  | 0.41 | 11 | 296 | 22 |  | Fixed | Roof
NJADRE1559231682 | Administratively Determined Incentive Program | Pleasantville | 8232 | 10.25 | Residential | Behind the Meter | Yes | Whitman Construction, LLC | AC Electric |  | Accepted | 2025-02-26 | 2025-03-17 | 2026-03-17 | Inverters | ENPHASE | IQ8PLUS-72-2-US | 290 |  | 25 |  |  | 0.975 |  | Outdoor
NJADRE1559231891 | Administratively Determined Incentive Program | Neptune | 7753 | 8.2 | Residential | Behind the Meter | Yes | SunPurity, LLC | JCP&L |  | Accepted | 2025-02-26 | 2025-03-17 | 2026-03-17 | Solar Panels | Hanwha Q.Cells | Q.PEAK DUO L-G6 410W |  | 0.41 | 6 | 279 | 25 |  | Fixed | Roof
NJADRE1559231891 | Administratively Determined Incentive Program | Neptune | 7753 | 8.2 | Residential | Behind the Meter | Yes | SunPurity, LLC | JCP&L |  | Accepted | 2025-02-26 | 2025-03-17 | 2026-03-17 | Inverters | Solaredge | SE7600H-US | 7600 |  | 1 |  |  | 0.99 |  | Outdoor
NJADRE1559231891 | Administratively Determined Incentive Program | Neptune | 7753 | 8.2 | Residential | Behind the Meter | Yes | SunPurity, LLC | JCP&L |  | Accepted | 2025-02-26 | 2025-03-17 | 2026-03-17 | Solar Panels | Hanwha Q.Cells | Q.PEAK DUO L-G6 410W |  | 0.41 | 9 | 189 | 22 |  | Fixed | Roof
NJADRE1559231891 | Administratively Determined Incentive Program | Neptune | 7753 | 8.2 | Residential | Behind the Meter | Yes | SunPurity, LLC | JCP&L |  | Accepted | 2025-02-26 | 2025-03-17 | 2026-03-17 | Solar Panels | Hanwha Q.Cells | Q.PEAK DUO L-G6 410W |  | 0.41 | 5 | 99 | 5 |  | Fixed | Roof
NJADRE1559232323 | Administratively Determined Incentive Program | South Bound Brook | 8880 | 7.06 | Residential | Behind the Meter | Yes | SunPurity, LLC | PSE&G |  | Accepted | 2025-02-26 | 2025-03-17 | 2026-03-17 | Solar Panels | Hanwha Q.Cells | Q.PEAK DUO BLK ML-G10+ 415W |  | 0.415 | 8 | 332 | 39 |  | Fixed | Roof
NJADRE1559232323 | Administratively Determined Incentive Program | South Bound Brook | 8880 | 7.06 | Residential | Behind the Meter | Yes | SunPurity, LLC | PSE&G |  | Accepted | 2025-02-26 | 2025-03-17 | 2026-03-17 | Inverters | Solaredge | SE6000H-US | 6000 |  | 1 |  |  | 0.99 |  | Outdoor
NJADRE1559232323 | Administratively Determined Incentive Program | South Bound Brook | 8880 | 7.06 | Residential | Behind the Meter | Yes | SunPurity, LLC | PSE&G |  | Accepted | 2025-02-26 | 2025-03-17 | 2026-03-17 | Solar Panels | Hanwha Q.Cells | Q.PEAK DUO BLK ML-G10+ 415W |  | 0.415 | 9 | 152 | 6 |  | Fixed | Roof
NJADRE1559232325 | Administratively Determined Incentive Program | EGG HARBOR TOWNSHIP | 8234 | 7.65 | Residential | Behind the Meter | Yes | Sun Up Zero Down, LLC | AC Electric |  | Accepted | 2025-02-26 | 2025-03-17 | 2026-03-17 | Meters | Enphase | TBD |  |  | 1 |  |  |  | Yes | Outdoor
NJADRE1559232325 | Administratively Determined Incentive Program | EGG HARBOR TOWNSHIP | 8234 | 7.65 | Residential | Behind the Meter | Yes | Sun Up Zero Down, LLC | AC Electric |  | Accepted | 2025-02-26 | 2025-03-17 | 2026-03-17 | Solar Panels | TRINA | TSM-425-NE09RC.05 |  | 0.425 | 18 | 201 | 27 |  | Fixed | Roof
NJADRE1559232325 | Administratively Determined Incentive Program | EGG HARBOR TOWNSHIP | 8234 | 7.65 | Residential | Behind the Meter | Yes | Sun Up Zero Down, LLC | AC Electric |  | Accepted | 2025-02-26 | 2025-03-17 | 2026-03-17 | Inverters | Enphase | IQ8PLUS-72-2-US | 290 |  | 18 |  |  | 0.976 |  | Outdoor
NJADRE1559232350 | Administratively Determined Incentive Program | Toms River | 8753 | 5.2 | Residential | Behind the Meter | Yes | SunPurity LLC | JCP&L |  | Accepted | 2025-03-28 | 2025-04-21 | 2026-04-21 | Solar Panels | Hanwha Q.Cells | Q.PEAK DUO BLK-ML-G10+ 400W |  | 0.4 | 2 | 3 | 13 |  | Fixed | Roof
NJADRE1559232350 | Administratively Determined Incentive Program | Toms River | 8753 | 5.2 | Residential | Behind the Meter | Yes | SunPurity LLC | JCP&L |  | Accepted | 2025-03-28 | 2025-04-21 | 2026-04-21 | Inverters | Enphase Energy | IQ7HS-66-M-US | 384 |  | 13 |  |  | 0.976 |  | Outdoor
NJADRE1559232350 | Administratively Determined Incentive Program | Toms River | 8753 | 5.2 | Residential | Behind the Meter | Yes | SunPurity LLC | JCP&L |  | Accepted | 2025-03-28 | 2025-04-21 | 2026-04-21 | Solar Panels | Hanwha Q.Cells | Q.PEAK DUO BLK-ML-G10+ 400W |  | 0.4 | 2 | 183 | 13 |  | Fixed | Roof
NJADRE1559232350 | Administratively Determined Incentive Program | Toms River | 8753 | 5.2 | Residential | Behind the Meter | Yes | SunPurity LLC | JCP&L |  | Accepted | 2025-03-28 | 2025-04-21 | 2026-04-21 | Solar Panels | Hanwha Q.Cells | Q.PEAK DUO BLK-ML-G10+ 400W |  | 0.4 | 2 | 181 | 10 |  | Fixed | Roof
NJADRE1559232350 | Administratively Determined Incentive Program | Toms River | 8753 | 5.2 | Residential | Behind the Meter | Yes | SunPurity LLC | JCP&L |  | Accepted | 2025-03-28 | 2025-04-21 | 2026-04-21 | Solar Panels | Hanwha Q.Cells | Q.PEAK DUO BLK-ML-G10+ 400W |  | 0.4 | 4 | 274 | 13 |  | Fixed | Roof
NJADRE1559232350 | Administratively Determined Incentive Program | Toms River | 8753 | 5.2 | Residential | Behind the Meter | Yes | SunPurity LLC | JCP&L |  | Accepted | 2025-03-28 | 2025-04-21 | 2026-04-21 | Solar Panels | Hanwha Q.Cells | Q.PEAK DUO BLK-ML-G10+ 400W |  | 0.4 | 3 | 94 | 5 |  | Fixed | Roof
NJADRE1559232387 | Administratively Determined Incentive Program | UNION | 7083 | 9.43 | Residential | Behind the Meter | Yes | Big Wave Roofing and Solar, LLC | PSE&G |  | Accepted | 2025-02-26 | 2025-03-17 | 2026-03-17 | Inverters | Enphase | IQ8PLUS-72-2-US | 290 |  | 23 |  |  | 0.98 |  | Outside
NJADRE1559232387 | Administratively Determined Incentive Program | UNION | 7083 | 9.43 | Residential | Behind the Meter | Yes | Big Wave Roofing and Solar, LLC | PSE&G |  | Accepted | 2025-02-26 | 2025-03-17 | 2026-03-17 | Solar Panels | Mission | MSE410HT0B |  | 0.41 | 8 | 77 | 15 |  | Fixed | Roof
NJADRE1559232387 | Administratively Determined Incentive Program | UNION | 7083 | 9.43 | Residential | Behind the Meter | Yes | Big Wave Roofing and Solar, LLC | PSE&G |  | Accepted | 2025-02-26 | 2025-03-17 | 2026-03-17 | Solar Panels | Mission | MSE410HT0B |  | 0.41 | 3 | 257 | 30 |  | Fixed | Roof
NJADRE1559232387 | Administratively Determined Incentive Program | UNION | 7083 | 9.43 | Residential | Behind the Meter | Yes | Big Wave Roofing and Solar, LLC | PSE&G |  | Accepted | 2025-02-26 | 2025-03-17 | 2026-03-17 | Solar Panels | Mission | MSE410HT0B |  | 0.41 | 10 | 257 | 20 |  | Fixed | Roof
NJADRE1559232387 | Administratively Determined Incentive Program | UNION | 7083 | 9.43 | Residential | Behind the Meter | Yes | Big Wave Roofing and Solar, LLC | PSE&G |  | Accepted | 2025-02-26 | 2025-03-17 | 2026-03-17 | Solar Panels | Mission | MSE410HT0B |  | 0.41 | 2 | 167 | 30 |  | Fixed | Roof
NJADRE1559232399 | Administratively Determined Incentive Program | NEWARK | 7106 | 5.27 | Residential | Behind the Meter | No | Trinity Solar, LLC | PSE&G |  | Accepted | 2025-02-26 | 2025-03-17 | 2026-03-17 | Solar Panels | Hanwha | HANWHA 410 (Q.PEAK DUO BLK ML-G10+ 410) |  | 0.405 | 13 | 287 | 6 |  | Fixed | Roof
NJADRE1559232399 | Administratively Determined Incentive Program | NEWARK | 7106 | 5.27 | Residential | Behind the Meter | No | Trinity Solar, LLC | PSE&G |  | Accepted | 2025-02-26 | 2025-03-17 | 2026-03-17 | Inverters | Solar Edge | SE5000H-US | 5000 |  | 1 |  |  | 0.97 |  | Outdoor
NJADRE1559232436 | Administratively Determined Incentive Program | Cape May | 8204 | 15.99 | Residential | Behind the Meter | Yes | Trinity Solar, LLC | AC Electric |  | Accepted | 2025-02-26 | 2025-03-17 | 2026-03-17 | Inverters | TESLA | Tesla 7.6KW 1538000-XX-Y | 7600 |  | 1 |  |  | 0.97 |  | Outside
NJADRE1559232436 | Administratively Determined Incentive Program | Cape May | 8204 | 15.99 | Residential | Behind the Meter | Yes | Trinity Solar, LLC | AC Electric |  | Accepted | 2025-02-26 | 2025-03-17 | 2026-03-17 | Inverters | TESLA | Tesla 5.0KW 1538000-XX-Y | 5000 |  | 1 |  |  | 0.97 |  | Outside
NJADRE1559232436 | Administratively Determined Incentive Program | Cape May | 8204 | 15.99 | Residential | Behind the Meter | Yes | Trinity Solar, LLC | AC Electric |  | Accepted | 2025-02-26 | 2025-03-17 | 2026-03-17 | Solar Panels | HANWHA | Q.PEAK DUO BLK ML-G10+ 410 |  | 0.41 | 10 | 49 | 27 |  | Fixed | Roof
NJADRE1559232436 | Administratively Determined Incentive Program | Cape May | 8204 | 15.99 | Residential | Behind the Meter | Yes | Trinity Solar, LLC | AC Electric |  | Accepted | 2025-02-26 | 2025-03-17 | 2026-03-17 | Solar Panels | HANWHA | Q.PEAK DUO BLK ML-G10+ 410 |  | 0.41 | 8 | 49 | 27 |  | Fixed | Roof
NJADRE1559232436 | Administratively Determined Incentive Program | Cape May | 8204 | 15.99 | Residential | Behind the Meter | Yes | Trinity Solar, LLC | AC Electric |  | Accepted | 2025-02-26 | 2025-03-17 | 2026-03-17 | Solar Panels | HANWHA | Q.PEAK DUO BLK ML-G10+ 410 |  | 0.41 | 12 | 229 | 27 |  | Fixed | Roof
NJADRE1559232436 | Administratively Determined Incentive Program | Cape May | 8204 | 15.99 | Residential | Behind the Meter | Yes | Trinity Solar, LLC | AC Electric |  | Accepted | 2025-02-26 | 2025-03-17 | 2026-03-17 | Solar Panels | HANWHA | Q.PEAK DUO BLK ML-G10+ 410 |  | 0.41 | 9 | 229 | 27 |  | Fixed | Roof
NJADRE1559232446 | Administratively Determined Incentive Program | Cherry Hill | 8003 | 8.61 | Residential | Behind the Meter | No | Sea Bright Solar, LLC | PSE&G |  | Accepted | 2025-02-26 | 2025-03-17 | 2026-03-17 | Solar Panels | Hyundai | HiS-S410YH |  | 0.41 | 15 | 204 | 17 |  | Fixed | Roof
NJADRE1559232446 | Administratively Determined Incentive Program | Cherry Hill | 8003 | 8.61 | Residential | Behind the Meter | No | Sea Bright Solar, LLC | PSE&G |  | Accepted | 2025-02-26 | 2025-03-17 | 2026-03-17 | Solar Panels | Hyundai | HiS-S410YH |  | 0.41 | 6 | 204 | 17 |  | Fixed | Roof
NJADRE1559232446 | Administratively Determined Incentive Program | Cherry Hill | 8003 | 8.61 | Residential | Behind the Meter | No | Sea Bright Solar, LLC | PSE&G |  | Accepted | 2025-02-26 | 2025-03-17 | 2026-03-17 | Inverters | Enphase | IQ8PLUS-72-M-US | 290 |  | 21 |  |  | 0.97 |  | Outdoor
NJADRE1559232446 | Administratively Determined Incentive Program | Cherry Hill | 8003 | 8.61 | Residential | Behind the Meter | No | Sea Bright Solar, LLC | PSE&G |  | Accepted | 2025-02-26 | 2025-03-17 | 2026-03-17 | Meters | Enphase | IQ Combiner 5C |  |  | 1 |  |  |  | Yes | Outdoor
NJADRE1559232569 | Administratively Determined Incentive Program | BORDENTOWN | 8505 | 15.17 | Residential | Behind the Meter | Yes | Sunrun Installation Services, Inc. | PSE&G |  | Accepted | 2025-02-26 | 2025-03-17 | 2026-03-17 | Solar Panels | HANWHA Q-CELLS | Q.PEAK DUO BLK ML-G10+ 410 |  | 0.41 | 18 | 46 | 35 |  | Fixed | Roof
NJADRE1559232569 | Administratively Determined Incentive Program | BORDENTOWN | 8505 | 15.17 | Residential | Behind the Meter | Yes | Sunrun Installation Services, Inc. | PSE&G |  | Accepted | 2025-02-26 | 2025-03-17 | 2026-03-17 | Solar Panels | HANWHA Q-CELLS | Q.PEAK DUO BLK ML-G10+ 410 |  | 0.41 | 11 | 46 | 35 |  | Fixed | Roof
NJADRE1559232569 | Administratively Determined Incentive Program | BORDENTOWN | 8505 | 15.17 | Residential | Behind the Meter | Yes | Sunrun Installation Services, Inc. | PSE&G |  | Accepted | 2025-02-26 | 2025-03-17 | 2026-03-17 | Solar Panels | HANWHA Q-CELLS | Q.PEAK DUO BLK ML-G10+ 410 |  | 0.41 | 5 | 226 | 35 |  | Fixed | Roof
NJADRE1559232569 | Administratively Determined Incentive Program | BORDENTOWN | 8505 | 15.17 | Residential | Behind the Meter | Yes | Sunrun Installation Services, Inc. | PSE&G |  | Accepted | 2025-02-26 | 2025-03-17 | 2026-03-17 | Inverters | SOLAREDGE TECHNOLOGIES | SE7600H-USSN | 7600 |  | 1 |  |  | 0.99 |  | Outdoor
NJADRE1559232569 | Administratively Determined Incentive Program | BORDENTOWN | 8505 | 15.17 | Residential | Behind the Meter | Yes | Sunrun Installation Services, Inc. | PSE&G |  | Accepted | 2025-02-26 | 2025-03-17 | 2026-03-17 | Inverters | SOLAREDGE TECHNOLOGIES | SE3800H-USMN | 3800 |  | 1 |  |  | 0.99 |  | Outdoor
NJADRE1559232569 | Administratively Determined Incentive Program | BORDENTOWN | 8505 | 15.17 | Residential | Behind the Meter | Yes | Sunrun Installation Services, Inc. | PSE&G |  | Accepted | 2025-02-26 | 2025-03-17 | 2026-03-17 | Solar Panels | HANWHA Q-CELLS | Q.PEAK DUO BLK ML-G10+ 410 |  | 0.41 | 3 | 136 | 35 |  | Fixed | Roof
NJADRE1559232805 | Administratively Determined Incentive Program | Colonia | 7067 | 5.2 | Residential | Behind the Meter | Yes | Sunrun Installation Services, Inc. | PSE&G |  | Accepted | 2025-02-26 | 2025-03-17 | 2026-03-17 | Solar Panels | Hanwha Q Cells | Q.PEAK DUO BLK ML-G10+ 400 |  | 0.4 | 2 | 268 | 24 |  | Fixed | Roof
NJADRE1559232805 | Administratively Determined Incentive Program | Colonia | 7067 | 5.2 | Residential | Behind the Meter | Yes | Sunrun Installation Services, Inc. | PSE&G |  | Accepted | 2025-02-26 | 2025-03-17 | 2026-03-17 | Inverters | SolarEdge Technologies | SE3800H-USMN | 3800 |  | 1 |  |  | 0.99 |  | Outdoor
NJADRE1559232805 | Administratively Determined Incentive Program | Colonia | 7067 | 5.2 | Residential | Behind the Meter | Yes | Sunrun Installation Services, Inc. | PSE&G |  | Accepted | 2025-02-26 | 2025-03-17 | 2026-03-17 | Solar Panels | Hanwha Q Cells | Q.PEAK DUO BLK ML-G10+ 400 |  | 0.4 | 9 | 358 | 23 |  | Fixed | Roof
NJADRE1559232805 | Administratively Determined Incentive Program | Colonia | 7067 | 5.2 | Residential | Behind the Meter | Yes | Sunrun Installation Services, Inc. | PSE&G |  | Accepted | 2025-02-26 | 2025-03-17 | 2026-03-17 | Solar Panels | Hanwha Q Cells | Q.PEAK DUO BLK ML-G10+ 400 |  | 0.4 | 2 | 88 | 27 |  | Fixed | Roof
NJADRE1559232827 | Administratively Determined Incentive Program | Marlboro | 7746 | 8.27 | Residential | Behind the Meter | No | NJ Solar Power, LLC | JCP&L |  | Accepted | 2025-02-26 | 2025-03-18 | 2026-03-18 | Solar Panels | Hanwha | Q.TRON BLK M-G2+ 435 |  | 0.435 | 8 | 201 | 9 |  | Fixed | Roof | Roof 2
NJADRE1559232827 | Administratively Determined Incentive Program | Marlboro | 7746 | 8.27 | Residential | Behind the Meter | No | NJ Solar Power, LLC | JCP&L |  | Accepted | 2025-02-26 | 2025-03-18 | 2026-03-18 | Inverters | SolarEdge | SE7600H-US | 7600 |  | 1 |  |  | 0.99 |  | Outside
NJADRE1559232827 | Administratively Determined Incentive Program | Marlboro | 7746 | 8.27 | Residential | Behind the Meter | No | NJ Solar Power, LLC | JCP&L |  | Accepted | 2025-02-26 | 2025-03-18 | 2026-03-18 | Solar Panels | Hanwha | Q.TRON BLK M-G2+ 435 |  | 0.435 | 11 | 201 | 25 |  | Fixed | Roof | Roof 1
NJADRE1559232855 | Administratively Determined Incentive Program | Garfield | 7026 | 5.33 | Residential | Behind the Meter | Yes | Sunrun Installation Services, Inc. | PSE&G |  | Accepted | 2025-02-26 | 2025-03-17 | 2026-03-17 | Solar Panels | HANWHA Q-CELLS | Q.PEAK DUO BLK ML-G10+ 410 |  | 0.41 | 9 | 245 | 21 |  | Fixed | Roof
NJADRE1559232855 | Administratively Determined Incentive Program | Garfield | 7026 | 5.33 | Residential | Behind the Meter | Yes | Sunrun Installation Services, Inc. | PSE&G |  | Accepted | 2025-02-26 | 2025-03-17 | 2026-03-17 | Solar Panels | HANWHA Q-CELLS | Q.PEAK DUO BLK ML-G10+ 410 |  | 0.41 | 4 | 65 | 23 |  | Fixed | Roof
NJADRE1559232855 | Administratively Determined Incentive Program | Garfield | 7026 | 5.33 | Residential | Behind the Meter | Yes | Sunrun Installation Services, Inc. | PSE&G |  | Accepted | 2025-02-26 | 2025-03-17 | 2026-03-17 | Inverters | SOLAREDGE TECHNOLOGIES | SE3800H-USMN | 3800 |  | 1 |  |  | 0.99 |  | Indoor
NJADRE1559232870 | Administratively Determined Incentive Program | Phillipsburg | 8865 | 6.08 | Residential | Behind the Meter | Yes | Define Solar, LLC | JCP&L |  | Accepted | 2025-02-28 | 2025-03-19 | 2026-03-19 | Inverters | Enphase | IQ8PLUS-72-2-US | 290 |  | 15 |  |  | 0.976 |  | Outside | Under each pv panel
NJADRE1559232870 | Administratively Determined Incentive Program | Phillipsburg | 8865 | 6.08 | Residential | Behind the Meter | Yes | Define Solar, LLC | JCP&L |  | Accepted | 2025-02-28 | 2025-03-19 | 2026-03-19 | Solar Panels | Znshine | ZXM7-SH108 405 |  | 0.405 | 15 | 155 | 23 |  | Fixed | Roof
NJADRE1559232884 | Administratively Determined Incentive Program | Hackensack | 7601 | 4.92 | Residential | Behind the Meter | Yes | Pro Custom Solar dba Momentum Solar | PSE&G |  | Accepted | 2025-02-26 | 2025-03-17 | 2026-03-17 | Inverters | Enphase | IQ8HC-72-M-DOM-US | 380 |  | 12 |  |  | 0.97 |  | Outdoor
NJADRE1559232884 | Administratively Determined Incentive Program | Hackensack | 7601 | 4.92 | Residential | Behind the Meter | Yes | Pro Custom Solar dba Momentum Solar | PSE&G |  | Accepted | 2025-02-26 | 2025-03-17 | 2026-03-17 | Solar Panels | HANWHA | Q.PEAK DUO BLK ML-G10+ 410 |  | 0.41 | 3 | 218 | 28 |  | Fixed | Roof
NJADRE1559232884 | Administratively Determined Incentive Program | Hackensack | 7601 | 4.92 | Residential | Behind the Meter | Yes | Pro Custom Solar dba Momentum Solar | PSE&G |  | Accepted | 2025-02-26 | 2025-03-17 | 2026-03-17 | Solar Panels | HANWHA | Q.PEAK DUO BLK ML-G10+ 410 |  | 0.41 | 9 | 128 | 28 |  | Fixed | Roof
NJADRE1559232900 | Administratively Determined Incentive Program | Mantua | 8051 | 4.92 | Residential | Behind the Meter | Yes | EMT Renewables, LLC | AC Electric |  | Accepted | 2025-02-26 | 2025-03-17 | 2026-03-17 | Inverters | ENPHASE | IQ8+ | 290 |  | 12 |  |  | 0.98 |  | Other | UNDER EACH PANEL
NJADRE1559232900 | Administratively Determined Incentive Program | Mantua | 8051 | 4.92 | Residential | Behind the Meter | Yes | EMT Renewables, LLC | AC Electric |  | Accepted | 2025-02-26 | 2025-03-17 | 2026-03-17 | Solar Panels | MSE PERC | MSE-410 |  | 0.41 | 12 | 129 | 33 |  | Fixed | Roof
NJADRE1559232908 | Administratively Determined Incentive Program | Bayville | 8721 | 19.51 | Residential | Behind the Meter | Yes | SunPurity, LLC | JCP&L |  | Accepted | 2025-03-07 | 2025-03-27 | 2026-03-27 | Inverters | Solaredge | SE10000H-US | 10000 |  | 1 |  |  | 0.99 |  | Outdoor
NJADRE1559232908 | Administratively Determined Incentive Program | Bayville | 8721 | 19.51 | Residential | Behind the Meter | Yes | SunPurity, LLC | JCP&L |  | Accepted | 2025-03-07 | 2025-03-27 | 2026-03-27 | Inverters | Solaredge | SE7600H-US | 7600 |  | 1 |  |  | 0.99 |  | Outdoor
NJADRE1559232908 | Administratively Determined Incentive Program | Bayville | 8721 | 19.51 | Residential | Behind the Meter | Yes | SunPurity, LLC | JCP&L |  | Accepted | 2025-03-07 | 2025-03-27 | 2026-03-27 | Solar Panels | Hanwha Q.Cells | Q.PEAK DUO BLK ML-G10+ 415W |  | 0.415 | 16 | 352 | 20 |  | Fixed | Roof
NJADRE1559232908 | Administratively Determined Incentive Program | Bayville | 8721 | 19.51 | Residential | Behind the Meter | Yes | SunPurity, LLC | JCP&L |  | Accepted | 2025-03-07 | 2025-03-27 | 2026-03-27 | Solar Panels | Hanwha Q.Cells | Q.PEAK DUO BLK ML-G10+ 415W |  | 0.415 | 12 | 25 | 25 |  | Fixed | Roof
NJADRE1559232908 | Administratively Determined Incentive Program | Bayville | 8721 | 19.51 | Residential | Behind the Meter | Yes | SunPurity, LLC | JCP&L |  | Accepted | 2025-03-07 | 2025-03-27 | 2026-03-27 | Solar Panels | Hanwha Q.Cells | Q.PEAK DUO BLK ML-G10+ 415W |  | 0.415 | 19 | 72 | 20 |  | Fixed | Roof
NJADRE1559232989 | Administratively Determined Incentive Program | MOUNT TABOR | 7878 | 3.6 | Residential | Behind the Meter | Yes | Sunrun Installation Services, Inc. | JCP&L |  | Accepted | 2025-02-26 | 2025-03-17 | 2026-03-17 | Inverters | SolarEdge Technologies | SE3800H-USMN | 3800 |  | 1 |  |  | 0.99 |  | Outdoor
NJADRE1559232989 | Administratively Determined Incentive Program | MOUNT TABOR | 7878 | 3.6 | Residential | Behind the Meter | Yes | Sunrun Installation Services, Inc. | JCP&L |  | Accepted | 2025-02-26 | 2025-03-17 | 2026-03-17 | Solar Panels | Hanwha Q Cells | Q.PEAK DUO BLK ML-G10+/T 400 |  | 0.4 | 3 | 69 | 27 |  | Fixed | Roof
NJADRE1559232989 | Administratively Determined Incentive Program | MOUNT TABOR | 7878 | 3.6 | Residential | Behind the Meter | Yes | Sunrun Installation Services, Inc. | JCP&L |  | Accepted | 2025-02-26 | 2025-03-17 | 2026-03-17 | Solar Panels | Hanwha Q Cells | Q.PEAK DUO BLK ML-G10+/T 400 |  | 0.4 | 6 | 159 | 25 |  | Fixed | Roof
NJADRE1559234936 | Administratively Determined Incentive Program | Sicklerville | 8081 | 11.48 | Residential | Behind the Meter | Yes | Whitman Construction, LLC | AC Electric |  | Accepted | 2025-02-27 | 2025-03-17 | 2026-03-17 | Solar Panels | Trina Solar | TSM-425NE09RC.05 |  | 0.425 | 7 | 128 | 31 |  | Fixed | Roof
NJADRE1559234936 | Administratively Determined Incentive Program | Sicklerville | 8081 | 11.48 | Residential | Behind the Meter | Yes | Whitman Construction, LLC | AC Electric |  | Accepted | 2025-02-27 | 2025-03-17 | 2026-03-17 | Solar Panels | Trina Solar | TSM-425NE09RC.05 |  | 0.425 | 20 | 308 | 31 |  | Fixed | Roof
NJADRE1559234936 | Administratively Determined Incentive Program | Sicklerville | 8081 | 11.48 | Residential | Behind the Meter | Yes | Whitman Construction, LLC | AC Electric |  | Accepted | 2025-02-27 | 2025-03-17 | 2026-03-17 | Inverters | ENPHASE | IQ8PLUS-72-2-US | 290 |  | 27 |  |  | 0.975 |  | Outdoor
NJADRE1559234939 | Administratively Determined Incentive Program | Cape May Court House | 8210 | 11.48 | Residential | Behind the Meter | Yes | Sunrun Installation Services, Inc. | AC Electric |  | Accepted | 2025-02-27 | 2025-03-17 | 2026-03-17 | Inverters | SOLAREDGE TECHNOLOGIES | SE7600H-USMN | 7600 |  | 2 |  |  | 0.99 |  | Outdoor
NJADRE1559234939 | Administratively Determined Incentive Program | Cape May Court House | 8210 | 11.48 | Residential | Behind the Meter | Yes | Sunrun Installation Services, Inc. | AC Electric |  | Accepted | 2025-02-27 | 2025-03-17 | 2026-03-17 | Solar Panels | HANWHA Q-CELLS | Q.PEAK DUO BLK ML-G10+ 410 |  | 0.41 | 14 | 289 | 21 |  | Fixed | Roof | Garage
NJADRE1559234939 | Administratively Determined Incentive Program | Cape May Court House | 8210 | 11.48 | Residential | Behind the Meter | Yes | Sunrun Installation Services, Inc. | AC Electric |  | Accepted | 2025-02-27 | 2025-03-17 | 2026-03-17 | Solar Panels | HANWHA Q-CELLS | Q.PEAK DUO BLK ML-G10+ 410 |  | 0.41 | 14 | 109 | 19 |  | Fixed | Roof | Garage
NJADRE1559234947 | Administratively Determined Incentive Program | Alpha | 8865 | 16.4 | Residential | Behind the Meter | Yes | Sunrun Installation Services, Inc. | JCP&L |  | Accepted | 2025-02-27 | 2025-03-18 | 2026-03-18 | Solar Panels | HANWHA Q-CELLS | Q.PEAK DUO BLK ML-G10+ 410 |  | 0.41 | 8 | 259 | 16 |  | Fixed | Roof
NJADRE1559234947 | Administratively Determined Incentive Program | Alpha | 8865 | 16.4 | Residential | Behind the Meter | Yes | Sunrun Installation Services, Inc. | JCP&L |  | Accepted | 2025-02-27 | 2025-03-18 | 2026-03-18 | Solar Panels | HANWHA Q-CELLS | Q.PEAK DUO BLK ML-G10+ 410 |  | 0.41 | 11 | 260 | 27 |  | Fixed | Roof
NJADRE1559234947 | Administratively Determined Incentive Program | Alpha | 8865 | 16.4 | Residential | Behind the Meter | Yes | Sunrun Installation Services, Inc. | JCP&L |  | Accepted | 2025-02-27 | 2025-03-18 | 2026-03-18 | Solar Panels | HANWHA Q-CELLS | Q.PEAK DUO BLK ML-G10+ 410 |  | 0.41 | 4 | 349 | 23 |  | Fixed | Roof
NJADRE1559234947 | Administratively Determined Incentive Program | Alpha | 8865 | 16.4 | Residential | Behind the Meter | Yes | Sunrun Installation Services, Inc. | JCP&L |  | Accepted | 2025-02-27 | 2025-03-18 | 2026-03-18 | Solar Panels | HANWHA Q-CELLS | Q.PEAK DUO BLK ML-G10+ 410 |  | 0.41 | 8 | 79 | 26 |  | Fixed | Roof
NJADRE1559234947 | Administratively Determined Incentive Program | Alpha | 8865 | 16.4 | Residential | Behind the Meter | Yes | Sunrun Installation Services, Inc. | JCP&L |  | Accepted | 2025-02-27 | 2025-03-18 | 2026-03-18 | Inverters | SOLAREDGE TECHNOLOGIES | SE3800H-USMN | 3800 |  | 1 |  |  | 0.99 |  | Outdoor
NJADRE1559234947 | Administratively Determined Incentive Program | Alpha | 8865 | 16.4 | Residential | Behind the Meter | Yes | Sunrun Installation Services, Inc. | JCP&L |  | Accepted | 2025-02-27 | 2025-03-18 | 2026-03-18 | Inverters | SOLAREDGE TECHNOLOGIES | SE7600H-USMN | 7600 |  | 1 |  |  | 0.99 |  | Outdoor
NJADRE1559234947 | Administratively Determined Incentive Program | Alpha | 8865 | 16.4 | Residential | Behind the Meter | Yes | Sunrun Installation Services, Inc. | JCP&L |  | Accepted | 2025-02-27 | 2025-03-18 | 2026-03-18 | Solar Panels | HANWHA Q-CELLS | Q.PEAK DUO BLK ML-G10+ 410 |  | 0.41 | 9 | 169 | 23 |  | Fixed | Roof
NJADRE1559234958 | Administratively Determined Incentive Program | Egg Harbor Twp | 8234 | 15.17 | Residential | Behind the Meter | Yes | Sunrun Installation Services, Inc. | AC Electric |  | Accepted | 2025-02-27 | 2025-03-18 | 2026-03-18 | Solar Panels | HANWHA Q-CELLS | Q.PEAK DUO BLK ML-G10+ 410 |  | 0.41 | 7 | 316 | 19 |  | Fixed | Roof
NJADRE1559234958 | Administratively Determined Incentive Program | Egg Harbor Twp | 8234 | 15.17 | Residential | Behind the Meter | Yes | Sunrun Installation Services, Inc. | AC Electric |  | Accepted | 2025-02-27 | 2025-03-18 | 2026-03-18 | Inverters | SOLAREDGE TECHNOLOGIES | SE3800H-USMN | 3800 |  | 1 |  |  | 0.99 |  | Outdoor
NJADRE1559234958 | Administratively Determined Incentive Program | Egg Harbor Twp | 8234 | 15.17 | Residential | Behind the Meter | Yes | Sunrun Installation Services, Inc. | AC Electric |  | Accepted | 2025-02-27 | 2025-03-18 | 2026-03-18 | Inverters | SOLAREDGE TECHNOLOGIES | SE7600H-USMN | 7600 |  | 1 |  |  | 0.99 |  | Outdoor
NJADRE1559234958 | Administratively Determined Incentive Program | Egg Harbor Twp | 8234 | 15.17 | Residential | Behind the Meter | Yes | Sunrun Installation Services, Inc. | AC Electric |  | Accepted | 2025-02-27 | 2025-03-18 | 2026-03-18 | Solar Panels | HANWHA Q-CELLS | Q.PEAK DUO BLK ML-G10+ 410 |  | 0.41 | 6 | 136 | 18 |  | Fixed | Roof
NJADRE1559234958 | Administratively Determined Incentive Program | Egg Harbor Twp | 8234 | 15.17 | Residential | Behind the Meter | Yes | Sunrun Installation Services, Inc. | AC Electric |  | Accepted | 2025-02-27 | 2025-03-18 | 2026-03-18 | Solar Panels | HANWHA Q-CELLS | Q.PEAK DUO BLK ML-G10+ 410 |  | 0.41 | 15 | 136 | 18 |  | Fixed | Roof
NJADRE1559234958 | Administratively Determined Incentive Program | Egg Harbor Twp | 8234 | 15.17 | Residential | Behind the Meter | Yes | Sunrun Installation Services, Inc. | AC Electric |  | Accepted | 2025-02-27 | 2025-03-18 | 2026-03-18 | Solar Panels | HANWHA Q-CELLS | Q.PEAK DUO BLK ML-G10+ 410 |  | 0.41 | 9 | 316 | 19 |  | Fixed | Roof
NJADRE1559234968 | Administratively Determined Incentive Program | Berlin | 8009 | 16 | Residential | Behind the Meter | Yes | Sunrun Installation Services, Inc. | AC Electric |  | Accepted | 2025-02-27 | 2025-03-17 | 2026-03-17 | Electric Storage Battery | Tesla | Powerwall 3 1707000-xx-y |  |  | 1 |  |  |  | Lithium Ion |  | OUTSIDE
NJADRE1559234968 | Administratively Determined Incentive Program | Berlin | 8009 | 16 | Residential | Behind the Meter | Yes | Sunrun Installation Services, Inc. | AC Electric |  | Accepted | 2025-02-27 | 2025-03-17 | 2026-03-17 | Inverters | SolarEdge Technologies | SE7600H-USMN | 7600 |  | 1 |  |  | 0.99 |  | Outdoor
NJADRE1559234968 | Administratively Determined Incentive Program | Berlin | 8009 | 16 | Residential | Behind the Meter | Yes | Sunrun Installation Services, Inc. | AC Electric |  | Accepted | 2025-02-27 | 2025-03-17 | 2026-03-17 | Solar Panels | Hanwha Q Cells | Q.PEAK DUO BLK ML-G10+/T 400 |  | 0.4 | 10 | 359 | 22 |  | Fixed | Roof
NJADRE1559234968 | Administratively Determined Incentive Program | Berlin | 8009 | 16 | Residential | Behind the Meter | Yes | Sunrun Installation Services, Inc. | AC Electric |  | Accepted | 2025-02-27 | 2025-03-17 | 2026-03-17 | Solar Panels | Hanwha Q Cells | Q.PEAK DUO BLK ML-G10+/T 400 |  | 0.4 | 10 | 179 | 22 |  | Fixed | Roof
NJADRE1559234968 | Administratively Determined Incentive Program | Berlin | 8009 | 16 | Residential | Behind the Meter | Yes | Sunrun Installation Services, Inc. | AC Electric |  | Accepted | 2025-02-27 | 2025-03-17 | 2026-03-17 | Solar Panels | Hanwha Q Cells | Q.PEAK DUO BLK ML-G10+/T 400 |  | 0.4 | 8 | 359 | 22 |  | Fixed | Roof
NJADRE1559234968 | Administratively Determined Incentive Program | Berlin | 8009 | 16 | Residential | Behind the Meter | Yes | Sunrun Installation Services, Inc. | AC Electric |  | Accepted | 2025-02-27 | 2025-03-17 | 2026-03-17 | Inverters | SolarEdge Technologies | SE3800H-USMN | 3800 |  | 1 |  |  | 0.99 |  | Outdoor
NJADRE1559234968 | Administratively Determined Incentive Program | Berlin | 8009 | 16 | Residential | Behind the Meter | Yes | Sunrun Installation Services, Inc. | AC Electric |  | Accepted | 2025-02-27 | 2025-03-17 | 2026-03-17 | Solar Panels | Hanwha Q Cells | Q.PEAK DUO BLK ML-G10+/T 400 |  | 0.4 | 12 | 179 | 22 |  | Fixed | Roof
NJADRE1559234974 | Administratively Determined Incentive Program | Camden | 8104 | 5.1 | Residential | Behind the Meter | Yes | Whitman Construction, LLC | PSE&G |  | Accepted | 2025-02-27 | 2025-03-17 | 2026-03-17 | Inverters | ENPHASE | IQ8PLUS-72-2-US | 290 |  | 12 |  |  | 0.975 |  | Outdoor
NJADRE1559234974 | Administratively Determined Incentive Program | Camden | 8104 | 5.1 | Residential | Behind the Meter | Yes | Whitman Construction, LLC | PSE&G |  | Accepted | 2025-02-27 | 2025-03-17 | 2026-03-17 | Solar Panels | Trina Solar | TSM-425NE09RC.05 |  | 0.425 | 1 | 338 | 38 |  | Fixed | Roof
NJADRE1559234974 | Administratively Determined Incentive Program | Camden | 8104 | 5.1 | Residential | Behind the Meter | Yes | Whitman Construction, LLC | PSE&G |  | Accepted | 2025-02-27 | 2025-03-17 | 2026-03-17 | Solar Panels | Trina Solar | TSM-425NE09RC.05 |  | 0.425 | 11 | 158 | 38 |  | Fixed | Roof
NJADRE1559235015 | Administratively Determined Incentive Program | Newark | 7107 | 4.68 | Residential | Behind the Meter | Yes | Power Energy Solutions, LLC | PSE&G |  | Accepted | 2025-02-27 | 2025-03-18 | 2026-03-18 | Solar Panels | Trina Solar | TSM-425NE09RC.05 |  | 0.425 | 4 | 110 | 27 |  | Fixed | Roof
NJADRE1559235015 | Administratively Determined Incentive Program | Newark | 7107 | 4.68 | Residential | Behind the Meter | Yes | Power Energy Solutions, LLC | PSE&G |  | Accepted | 2025-02-27 | 2025-03-18 | 2026-03-18 | Solar Panels | Trina Solar | TSM-425NE09RC.05 |  | 0.425 | 3 | 110 | 5 |  | Fixed | Roof
NJADRE1559235015 | Administratively Determined Incentive Program | Newark | 7107 | 4.68 | Residential | Behind the Meter | Yes | Power Energy Solutions, LLC | PSE&G |  | Accepted | 2025-02-27 | 2025-03-18 | 2026-03-18 | Inverters | SolarEdge | SE3800H-US | 4 |  | 1 |  |  | 0.97 |  | Outdoor
NJADRE1559235015 | Administratively Determined Incentive Program | Newark | 7107 | 4.68 | Residential | Behind the Meter | Yes | Power Energy Solutions, LLC | PSE&G |  | Accepted | 2025-02-27 | 2025-03-18 | 2026-03-18 | Solar Panels | Trina Solar | TSM-425NE09RC.05 |  | 0.425 | 4 | 290 | 27 |  | Fixed | Roof
NJADRE1559235102 | Administratively Determined Incentive Program | Hainesport | 8036 | 14.35 | Residential | Behind the Meter | Yes | EMT Renewables, LLC | PSE&G |  | Accepted | 2025-02-27 | 2025-03-18 | 2026-03-18 | Solar Panels | MSE PERC | MSE-410 |  | 0.41 | 33 | 172 | 26 |  | Fixed | Roof
NJADRE1559235102 | Administratively Determined Incentive Program | Hainesport | 8036 | 14.35 | Residential | Behind the Meter | Yes | EMT Renewables, LLC | PSE&G |  | Accepted | 2025-02-27 | 2025-03-18 | 2026-03-18 | Solar Panels | MSE PERC | MSE-410 |  | 0.41 | 2 | 172 | 26 |  | Fixed | Roof
NJADRE1559235102 | Administratively Determined Incentive Program | Hainesport | 8036 | 14.35 | Residential | Behind the Meter | Yes | EMT Renewables, LLC | PSE&G |  | Accepted | 2025-02-27 | 2025-03-18 | 2026-03-18 | Inverters | ENPHASE | IQ8+ | 290 |  | 35 |  |  | 0.98 |  | Other | UNDER EACH PANEL
NJADRE1559235136 | Administratively Determined Incentive Program | Warren | 7059 | 13.76 | Residential | Behind the Meter | Yes | PosiGen Developer, LLC | JCP&L |  | Accepted | 2025-02-27 | 2025-03-18 | 2026-03-18 | Inverters | SolarEdge | SE5700H-US | 6 |  | 2 |  |  | 0.99 |  | Outside | Within ten feet of meter
NJADRE1559235136 | Administratively Determined Incentive Program | Warren | 7059 | 13.76 | Residential | Behind the Meter | Yes | PosiGen Developer, LLC | JCP&L |  | Accepted | 2025-02-27 | 2025-03-18 | 2026-03-18 | Solar Panels | Silfab Solar | SIL-430QD |  | 0.43 | 32 | 106 | 18 |  | Fixed | Roof
NJADRE1559235167 | Administratively Determined Incentive Program | PLEASANTVILLE | 8232 | 6.56 | Residential | Behind the Meter | Yes | Sunrun Installation Services, Inc. | AC Electric |  | Accepted | 2025-02-27 | 2025-03-18 | 2026-03-18 | Solar Panels | Hanwha Q-Cells | Q.PEAK DUO BLK ML-G10+ 410 |  | 0.41 | 16 | 118 | 31 |  | Fixed | Roof
NJADRE1559235167 | Administratively Determined Incentive Program | PLEASANTVILLE | 8232 | 6.56 | Residential | Behind the Meter | Yes | Sunrun Installation Services, Inc. | AC Electric |  | Accepted | 2025-02-27 | 2025-03-18 | 2026-03-18 | Inverters | SOLAREDGE TECHNOLOGIES | SE5700H-USMN | 5760 |  | 1 |  |  | 0.99 |  | Outside
NJADRE1559235191 | Administratively Determined Incentive Program | Trenton | 8610 | 3.69 | Residential | Behind the Meter | Yes | Pro Custom Solar dba Momentum Solar | PSE&G |  | Accepted | 2025-02-27 | 2025-03-18 | 2026-03-18 | Inverters | ENPHASE | IQ8HC-72-M-DOM-US | 380 |  | 9 |  |  | 0.97 |  | Outside
NJADRE1559235191 | Administratively Determined Incentive Program | Trenton | 8610 | 3.69 | Residential | Behind the Meter | Yes | Pro Custom Solar dba Momentum Solar | PSE&G |  | Accepted | 2025-02-27 | 2025-03-18 | 2026-03-18 | Solar Panels | hanwha | q.peak duo blk ml-g10+410 |  | 0.41 | 7 | 145 | 28 |  | Fixed | Roof
NJADRE1559235191 | Administratively Determined Incentive Program | Trenton | 8610 | 3.69 | Residential | Behind the Meter | Yes | Pro Custom Solar dba Momentum Solar | PSE&G |  | Accepted | 2025-02-27 | 2025-03-18 | 2026-03-18 | Solar Panels | hanwha | q.peak duo blk ml-g10+410 |  | 0.41 | 2 | 325 | 28 |  | Fixed | Roof
NJADRE1559235201 | Administratively Determined Incentive Program | Pleasantville | 8232 | 7.23 | Residential | Behind the Meter | Yes | Maier Solar Engineering dba Solar Me | AC Electric |  | Accepted | 2025-02-27 | 2025-03-19 | 2026-03-19 | Inverters | Enphase | IQ8A | 349 |  | 17 |  |  | 0.96 |  | Outdoor | Next to meter
NJADRE1559235201 | Administratively Determined Incentive Program | Pleasantville | 8232 | 7.23 | Residential | Behind the Meter | Yes | Maier Solar Engineering dba Solar Me | AC Electric |  | Accepted | 2025-02-27 | 2025-03-19 | 2026-03-19 | Solar Panels | Jinko | JKM-425N-54HL4-B |  | 0.425 | 5 | 296 | 33 |  | Fixed | Roof
NJADRE1559235201 | Administratively Determined Incentive Program | Pleasantville | 8232 | 7.23 | Residential | Behind the Meter | Yes | Maier Solar Engineering dba Solar Me | AC Electric |  | Accepted | 2025-02-27 | 2025-03-19 | 2026-03-19 | Solar Panels | Jinko | JKM-425N-54HL4-B |  | 0.425 | 6 | 206 | 33 |  | Fixed | Roof
NJADRE1559235201 | Administratively Determined Incentive Program | Pleasantville | 8232 | 7.23 | Residential | Behind the Meter | Yes | Maier Solar Engineering dba Solar Me | AC Electric |  | Accepted | 2025-02-27 | 2025-03-19 | 2026-03-19 | Solar Panels | Jinko | JKM-425N-54HL4-B |  | 0.425 | 6 | 116 | 33 |  | Fixed | Roof
NJADRE1559235207 | Administratively Determined Incentive Program | SECAUCUS | 7094 | 4.51 | Residential | Behind the Meter | Yes | Pro Custom Solar dba Momentum Solar | PSE&G |  | Accepted | 2025-02-27 | 2025-03-18 | 2026-03-18 | Inverters | Enphase | IQ8HC-72-M-DOM-US | 380 |  | 11 |  |  | 0.97 |  | Outdoor
NJADRE1559235207 | Administratively Determined Incentive Program | SECAUCUS | 7094 | 4.51 | Residential | Behind the Meter | Yes | Pro Custom Solar dba Momentum Solar | PSE&G |  | Accepted | 2025-02-27 | 2025-03-18 | 2026-03-18 | Solar Panels | HANWHA | Q.PEAK DUO BLK ML-G10+ 410 |  | 0.41 | 11 | 221 | 27 |  | Fixed | Roof
NJADRE1559235388 | Administratively Determined Incentive Program | LINDENWOLD | 8021 | 3.69 | Residential | Behind the Meter | Yes | EMT Renewables, LLC | AC Electric |  | Accepted | 2025-02-27 | 2025-03-18 | 2026-03-18 | Solar Panels | MSE PERC | MSE-410 |  | 0.41 | 5 | 108 | 27 |  | Fixed | Roof
NJADRE1559235388 | Administratively Determined Incentive Program | LINDENWOLD | 8021 | 3.69 | Residential | Behind the Meter | Yes | EMT Renewables, LLC | AC Electric |  | Accepted | 2025-02-27 | 2025-03-18 | 2026-03-18 | Inverters | ENPHASE | IQ8+ | 290 |  | 9 |  |  | 0.98 |  | Other | UNDER EACH PANEL
NJADRE1559235388 | Administratively Determined Incentive Program | LINDENWOLD | 8021 | 3.69 | Residential | Behind the Meter | Yes | EMT Renewables, LLC | AC Electric |  | Accepted | 2025-02-27 | 2025-03-18 | 2026-03-18 | Solar Panels | MSE PERC | MSE-410 |  | 0.41 | 4 | 288 | 25 |  | Fixed | Roof
NJADRE1559235413 | Administratively Determined Incentive Program | WAYNE | 7470 | 3.28 | Residential | Behind the Meter | Yes | Trinity Solar, LLC | JCP&L |  | Accepted | 2025-02-27 | 2025-03-18 | 2026-03-18 | Solar Panels | Hanwha | Q.PEAK DUO BLK ML-G10+ 410 |  | 0.41 | 3 | 195 | 12 |  | Fixed | Roof
NJADRE1559235413 | Administratively Determined Incentive Program | WAYNE | 7470 | 3.28 | Residential | Behind the Meter | Yes | Trinity Solar, LLC | JCP&L |  | Accepted | 2025-02-27 | 2025-03-18 | 2026-03-18 | Solar Panels | Hanwha | Q.PEAK DUO BLK ML-G10+ 410 |  | 0.41 | 2 | 285 | 6 |  | Fixed | Roof
NJADRE1559235413 | Administratively Determined Incentive Program | WAYNE | 7470 | 3.28 | Residential | Behind the Meter | Yes | Trinity Solar, LLC | JCP&L |  | Accepted | 2025-02-27 | 2025-03-18 | 2026-03-18 | Inverters | Solar Edge | USE3800H-US | 3800 |  | 1 |  |  | 0.986 |  | Outside
NJADRE1559235413 | Administratively Determined Incentive Program | WAYNE | 7470 | 3.28 | Residential | Behind the Meter | Yes | Trinity Solar, LLC | JCP&L |  | Accepted | 2025-02-27 | 2025-03-18 | 2026-03-18 | Solar Panels | Hanwha | Q.PEAK DUO BLK ML-G10+ 410 |  | 0.41 | 3 | 15 | 12 |  | Fixed | Roof
NJADRE1559235563 | Administratively Determined Incentive Program | NUTLEY | 7110 | 4.3 | Residential | Behind the Meter | Yes | PosiGen Developer, LLC | PSE&G |  | Accepted | 2025-02-27 | 2025-03-19 | 2026-03-19 | Solar Panels | SILFAB | SIL-430 QD |  | 0.43 | 10 | 125 | 37 |  | Fixed | Roof
NJADRE1559235563 | Administratively Determined Incentive Program | NUTLEY | 7110 | 4.3 | Residential | Behind the Meter | Yes | PosiGen Developer, LLC | PSE&G |  | Accepted | 2025-02-27 | 2025-03-19 | 2026-03-19 | Inverters | SOLAREDGE | SE3800H-US | 3800 |  | 1 |  |  | 0.99 |  | Outside | Within ten feet of meter
NJADRE1559235780 | Administratively Determined Incentive Program | Edison | 8820 | 13.86 | Residential | Behind the Meter | No | Public Service Solar, LLC | PSE&G |  | Accepted | 2025-02-27 | 2025-03-18 | 2026-03-18 | Solar Panels | Panasonic | EVPV420HK2 |  | 0.42 | 33 | 172 | 19 |  | Fixed | Roof
NJADRE1559235780 | Administratively Determined Incentive Program | Edison | 8820 | 13.86 | Residential | Behind the Meter | No | Public Service Solar, LLC | PSE&G |  | Accepted | 2025-02-27 | 2025-03-18 | 2026-03-18 | Inverters | Enphase | iQ8HC-72-M-US | 380 |  | 33 |  |  | 0.96 |  | Outdoor | Under Panels
NJADRE1559235901 | Administratively Determined Incentive Program | Villas | 8251 | 6.15 | Residential | Behind the Meter | Yes | Trinity Solar, LLC | AC Electric |  | Accepted | 2025-02-27 | 2025-03-18 | 2026-03-18 | Inverters | Solar Edge | USE5700H-USMNBL75 | 57600 |  | 1 |  |  | 0.97 |  | Outdoor
NJADRE1559235901 | Administratively Determined Incentive Program | Villas | 8251 | 6.15 | Residential | Behind the Meter | Yes | Trinity Solar, LLC | AC Electric |  | Accepted | 2025-02-27 | 2025-03-18 | 2026-03-18 | Solar Panels | Hanwha | HANWHA 410 (Q.PEAK DUO BLK ML-G10+ 410) |  | 0.41 | 10 | 123 | 26 |  | Fixed | Roof
NJADRE1559235901 | Administratively Determined Incentive Program | Villas | 8251 | 6.15 | Residential | Behind the Meter | Yes | Trinity Solar, LLC | AC Electric |  | Accepted | 2025-02-27 | 2025-03-18 | 2026-03-18 | Solar Panels | Hanwha | HANWHA 410 (Q.PEAK DUO BLK ML-G10+ 410) |  | 0.41 | 5 | 213 | 25 |  | Fixed | Roof
NJADRE1559236076 | Administratively Determined Incentive Program | WEST DEPTFORD | 8096 | 11.1 | Residential | Behind the Meter | Yes | Sunrun Installation Services, Inc. | PSE&G |  | Accepted | 2025-02-27 | 2025-03-18 | 2026-03-18 | Inverters | SOLAREDGE | SE7600H-USRGM | 7600 |  | 1 |  |  | 0.99 |  | Outdoor
NJADRE1559236076 | Administratively Determined Incentive Program | WEST DEPTFORD | 8096 | 11.1 | Residential | Behind the Meter | Yes | Sunrun Installation Services, Inc. | PSE&G |  | Accepted | 2025-02-27 | 2025-03-18 | 2026-03-18 | Solar Panels | ZNSHINE SOLAR | ZXM6-NH120-370/M |  | 0.37 | 16 | 63 | 18 |  | Fixed | Roof
NJADRE1559236076 | Administratively Determined Incentive Program | WEST DEPTFORD | 8096 | 11.1 | Residential | Behind the Meter | Yes | Sunrun Installation Services, Inc. | PSE&G |  | Accepted | 2025-02-27 | 2025-03-18 | 2026-03-18 | Solar Panels | ZNSHINE SOLAR | ZXM6-NH120-370/M |  | 0.37 | 14 | 243 | 19 |  | Fixed | Roof
NJADRE1559236116 | Administratively Determined Incentive Program | Wildwood | 8260 | 5.16 | Residential | Behind the Meter | Yes | PosiGen Developer, LLC | AC Electric |  | Accepted | 2025-02-27 | 2025-03-19 | 2026-03-19 | Inverters | SOLAREDGE | SE3800H-US | 3800 |  | 1 |  |  | 0.99 |  | Outside | Within ten feet of meter
NJADRE1559236116 | Administratively Determined Incentive Program | Wildwood | 8260 | 5.16 | Residential | Behind the Meter | Yes | PosiGen Developer, LLC | AC Electric |  | Accepted | 2025-02-27 | 2025-03-19 | 2026-03-19 | Solar Panels | SILFAB | SIL-430 QD |  | 0.43 | 12 | 47 | 30 |  | Fixed | Roof
NJADRE1559236157 | Administratively Determined Incentive Program | Pennsville | 8070 | 10.66 | Residential | Behind the Meter | Yes | Whitman Construction, LLC | AC Electric |  | Accepted | 2025-02-27 | 2025-03-18 | 2026-03-18 | Solar Panels | Trina Solar | TSM-410NE09RC.05 |  | 0.41 | 26 | 126 | 14 |  | Fixed | Roof
NJADRE1559236157 | Administratively Determined Incentive Program | Pennsville | 8070 | 10.66 | Residential | Behind the Meter | Yes | Whitman Construction, LLC | AC Electric |  | Accepted | 2025-02-27 | 2025-03-18 | 2026-03-18 | Inverters | ENPHASE | IQ8PLUS-72-2-US | 290 |  | 26 |  |  | 0.975 |  | Outdoor
NJADRE1559236157 | Administratively Determined Incentive Program | Pennsville | 8070 | 10.66 | Residential | Behind the Meter | Yes | Whitman Construction, LLC | AC Electric |  | Accepted | 2025-02-27 | 2025-03-18 | 2026-03-18 | Meters | ENPHASE | X-IQ-AM1-240-5C-HDK |  |  | 1 |  |  |  | Yes | Outdoor
NJADRE1559236329 | Administratively Determined Incentive Program | UNION CITY | 7087 | 4.51 | Residential | Behind the Meter | Yes | Pro Custom Solar dba Momentum Solar | PSE&G |  | Accepted | 2025-02-27 | 2025-03-18 | 2026-03-18 | Solar Panels | HANWHA | Q.PEAK DUO BLK ML-G10+ 410 |  | 0.41 | 11 | 297 | 4 |  | Fixed | Roof
NJADRE1559236329 | Administratively Determined Incentive Program | UNION CITY | 7087 | 4.51 | Residential | Behind the Meter | Yes | Pro Custom Solar dba Momentum Solar | PSE&G |  | Accepted | 2025-02-27 | 2025-03-18 | 2026-03-18 | Inverters | Enphase | IQ8HC-72-M-DOM-US | 380 |  | 11 |  |  | 0.97 |  | Outdoor
NJADRE1559236330 | Administratively Determined Incentive Program | Edison | 8820 | 14.7 | Residential | Behind the Meter | No | Public Service Solar, LLC | PSE&G |  | Accepted | 2025-02-27 | 2025-03-18 | 2026-03-18 | Inverters | Panasonic | iQ8HC-72-M-US | 380 |  | 35 |  |  | 0.96 |  | Outdoor | Under Panels
NJADRE1559236330 | Administratively Determined Incentive Program | Edison | 8820 | 14.7 | Residential | Behind the Meter | No | Public Service Solar, LLC | PSE&G |  | Accepted | 2025-02-27 | 2025-03-18 | 2026-03-18 | Solar Panels | Panasonic | EVPV420HK2 |  | 0.42 | 35 | 171 | 27 |  | Fixed | Roof
NJADRE1559236382 | Administratively Determined Incentive Program | Belleville | 7109 | 13.12 | Residential | Behind the Meter | Yes | Trinity Solar, LLC | PSE&G |  | Accepted | 2025-02-27 | 2025-03-19 | 2026-03-19 | Solar Panels | Hanwha | Q.PEAK DUO BLK ML-G10+ 410 |  | 0.41 | 5 | 18 | 23 |  | Fixed | Roof
NJADRE1559236382 | Administratively Determined Incentive Program | Belleville | 7109 | 13.12 | Residential | Behind the Meter | Yes | Trinity Solar, LLC | PSE&G |  | Accepted | 2025-02-27 | 2025-03-19 | 2026-03-19 | Solar Panels | Hanwha | Q.PEAK DUO BLK ML-G10+ 410 |  | 0.41 | 10 | 108 | 23 |  | Fixed | Roof
NJADRE1559236382 | Administratively Determined Incentive Program | Belleville | 7109 | 13.12 | Residential | Behind the Meter | Yes | Trinity Solar, LLC | PSE&G |  | Accepted | 2025-02-27 | 2025-03-19 | 2026-03-19 | Solar Panels | Hanwha | Q.PEAK DUO BLK ML-G10+ 410 |  | 0.41 | 11 | 288 | 23 |  | Fixed | Roof
NJADRE1559236382 | Administratively Determined Incentive Program | Belleville | 7109 | 13.12 | Residential | Behind the Meter | Yes | Trinity Solar, LLC | PSE&G |  | Accepted | 2025-02-27 | 2025-03-19 | 2026-03-19 | Solar Panels | Hanwha | Q.PEAK DUO BLK ML-G10+ 410 |  | 0.41 | 6 | 198 | 23 |  | Fixed | Roof
NJADRE1559236382 | Administratively Determined Incentive Program | Belleville | 7109 | 13.12 | Residential | Behind the Meter | Yes | Trinity Solar, LLC | PSE&G |  | Accepted | 2025-02-27 | 2025-03-19 | 2026-03-19 | Inverters | Solar Edge | USE10000H-US | 10000 |  | 1 |  |  | 0.986 |  | Outside
NJADRE1559236395 | Administratively Determined Incentive Program | Browns Mills | 8015 | 20.5 | Residential | Behind the Meter | Yes | EMT Renewables, LLC | JCP&L |  | Accepted | 2025-02-27 | 2025-03-18 | 2026-03-18 | Inverters | ENPHASE | IQ8+ | 290 |  | 50 |  |  | 0.98 |  | Other | UNDER EACH PANEL
NJADRE1559236395 | Administratively Determined Incentive Program | Browns Mills | 8015 | 20.5 | Residential | Behind the Meter | Yes | EMT Renewables, LLC | JCP&L |  | Accepted | 2025-02-27 | 2025-03-18 | 2026-03-18 | Solar Panels | MSE PERC | MSE-410 |  | 0.41 | 8 | 194 | 20 |  | Fixed | Roof
NJADRE1559236395 | Administratively Determined Incentive Program | Browns Mills | 8015 | 20.5 | Residential | Behind the Meter | Yes | EMT Renewables, LLC | JCP&L |  | Accepted | 2025-02-27 | 2025-03-18 | 2026-03-18 | Solar Panels | MSE PERC | MSE-410 |  | 0.41 | 42 | 14 | 16 |  | Fixed | Roof
NJADRE1559236474 | Administratively Determined Incentive Program | Union City | 7087 | 9.84 | Residential | Behind the Meter | Yes | Pro Custom Solar dba Momentum Solar | PSE&G |  | Accepted | 2025-02-27 | 2025-03-18 | 2026-03-18 | Inverters | Enphase | IQ8HC-72-M-DOM-US | 380 |  | 24 |  |  | 0.97 |  | Outdoor
NJADRE1559236474 | Administratively Determined Incentive Program | Union City | 7087 | 9.84 | Residential | Behind the Meter | Yes | Pro Custom Solar dba Momentum Solar | PSE&G |  | Accepted | 2025-02-27 | 2025-03-18 | 2026-03-18 | Solar Panels | HANWHA | Q.PEAK DUO BLK ML-G10+410 |  | 0.41 | 24 | 297 | 4 |  | Fixed | Roof
NJADRE1559236485 | Administratively Determined Incentive Program | Vineland | 8360 | 46.06 | Commercial | Behind the Meter | No | Solar Experts, LLC | AC Electric |  | Accepted | 2025-02-28 | 2025-03-20 | 2026-03-20 | Inverters | SolarEdge | SE11400H-US | 45600 |  | 4 |  |  | 0.98 |  | Outdoor
NJADRE1559236485 | Administratively Determined Incentive Program | Vineland | 8360 | 46.06 | Commercial | Behind the Meter | No | Solar Experts, LLC | AC Electric |  | Accepted | 2025-02-28 | 2025-03-20 | 2026-03-20 | Solar Panels | Hanwha | Q.Peak Duo XL-G10.d |  | 0.49 | 94 | 175 | 5 |  | Fixed | Roof
NJADRE1559236487 | Administratively Determined Incentive Program | North Wildwood | 8260 | 7.56 | Residential | Behind the Meter | No | Public Service Solar, LLC | AC Electric |  | Accepted | 2025-02-27 | 2025-03-18 | 2026-03-18 | Solar Panels | Panasonic | EVPV420HK2 |  | 0.42 | 9 | 224 | 22 |  | Fixed | Roof
NJADRE1559236487 | Administratively Determined Incentive Program | North Wildwood | 8260 | 7.56 | Residential | Behind the Meter | No | Public Service Solar, LLC | AC Electric |  | Accepted | 2025-02-27 | 2025-03-18 | 2026-03-18 | Inverters | Enphase | iQ8HC-72-M-US | 380 |  | 18 |  |  | 0.96 |  | Outdoor | Under Panels
NJADRE1559236487 | Administratively Determined Incentive Program | North Wildwood | 8260 | 7.56 | Residential | Behind the Meter | No | Public Service Solar, LLC | AC Electric |  | Accepted | 2025-02-27 | 2025-03-18 | 2026-03-18 | Solar Panels | Panasonic | EVPV420HK2 |  | 0.42 | 9 | 134 | 11 |  | Fixed | Roof
NJADRE1559236519 | Administratively Determined Incentive Program | PORT NORRIS | 8349 | 7.74 | Residential | Behind the Meter | No | EMT Renewables, LLC | AC Electric |  | Accepted | 2025-02-27 | 2025-03-19 | 2026-03-19 | Inverters | ENPHASE | IQ8+ | 290 |  | 18 |  |  | 0.98 |  | Other | UNDER EACH PANEL
NJADRE1559236519 | Administratively Determined Incentive Program | PORT NORRIS | 8349 | 7.74 | Residential | Behind the Meter | No | EMT Renewables, LLC | AC Electric |  | Accepted | 2025-02-27 | 2025-03-19 | 2026-03-19 | Solar Panels | Q CELLS | Q TRON |  | 0.43 | 18 | 181 | 30 |  | Fixed | Roof
NJADRE1559236525 | Administratively Determined Incentive Program | Millville | 8332 | 12.33 | Residential | Behind the Meter | Yes | Power Energy Solutions, LLC | AC Electric |  | Accepted | 2025-02-27 | 2025-03-18 | 2026-03-18 | Solar Panels | Trina Solar | TSM-425NE09RC.05 |  | 0.425 | 24 | 104 | 22 |  | Fixed | Roof
NJADRE1559236525 | Administratively Determined Incentive Program | Millville | 8332 | 12.33 | Residential | Behind the Meter | Yes | Power Energy Solutions, LLC | AC Electric |  | Accepted | 2025-02-27 | 2025-03-18 | 2026-03-18 | Solar Panels | Trina Solar | TSM-425NE09RC.05 |  | 0.425 | 5 | 284 | 22 |  | Fixed | Roof
NJADRE1559236525 | Administratively Determined Incentive Program | Millville | 8332 | 12.33 | Residential | Behind the Meter | Yes | Power Energy Solutions, LLC | AC Electric |  | Accepted | 2025-02-27 | 2025-03-18 | 2026-03-18 | Inverters | SolarEdge | SE7600H-US | 8 |  | 1 |  |  | 0.97 |  | Outdoor
NJADRE1559241178 | Administratively Determined Incentive Program | BARNEGAT | 8005 | 6.23 | Residential | Behind the Meter | Yes | SunPurity, LLC | JCP&L |  | Accepted | 2025-03-06 | 2025-03-26 | 2026-03-26 | Solar Panels | Hanwha Q.Cells | Q.PEAK DUO BLK ML-G10+ 415W |  | 0.415 | 15 | 257 | 18 |  | Fixed | Roof
NJADRE1559241178 | Administratively Determined Incentive Program | BARNEGAT | 8005 | 6.23 | Residential | Behind the Meter | Yes | SunPurity, LLC | JCP&L |  | Accepted | 2025-03-06 | 2025-03-26 | 2026-03-26 | Inverters | Solaredge | SE5000H-US | 5000 |  | 1 |  |  | 0.99 |  | Outdoor
NJADRE1559241200 | Administratively Determined Incentive Program | South River | 8882 | 15.23 | Residential | Behind the Meter | No | NJ Solar Power, LLC | South River |  | Accepted | 2025-02-27 | 2025-03-19 | 2026-03-19 | Solar Panels | Hanwha | Q.TRON BLK M-G2+ 435 |  | 0.435 | 9 | 65 | 37 |  | Fixed | Roof | Roof 3
NJADRE1559241200 | Administratively Determined Incentive Program | South River | 8882 | 15.23 | Residential | Behind the Meter | No | NJ Solar Power, LLC | South River |  | Accepted | 2025-02-27 | 2025-03-19 | 2026-03-19 | Solar Panels | Hanwha | Q.TRON BLK M-G2+ 435 |  | 0.435 | 9 | 155 | 37 |  | Fixed | Roof | Roof 1
NJADRE1559241200 | Administratively Determined Incentive Program | South River | 8882 | 15.23 | Residential | Behind the Meter | No | NJ Solar Power, LLC | South River |  | Accepted | 2025-02-27 | 2025-03-19 | 2026-03-19 | Solar Panels | Hanwha | Q.TRON BLK M-G2+ 435 |  | 0.435 | 17 | 155 | 37 |  | Fixed | Roof | Roof 2
NJADRE1559241200 | Administratively Determined Incentive Program | South River | 8882 | 15.23 | Residential | Behind the Meter | No | NJ Solar Power, LLC | South River |  | Accepted | 2025-02-27 | 2025-03-19 | 2026-03-19 | Inverters | SolarEdge | SE5700H-US | 5700 |  | 1 |  |  | 0.99 |  | Outside
NJADRE1559241200 | Administratively Determined Incentive Program | South River | 8882 | 15.23 | Residential | Behind the Meter | No | NJ Solar Power, LLC | South River |  | Accepted | 2025-02-27 | 2025-03-19 | 2026-03-19 | Inverters | SolarEdge | SE7600H-US | 7600 |  | 1 |  |  | 0.99 |  | Outside
NJADRE1559241223 | Administratively Determined Incentive Program | Mansfield Twp | 8022 | 12.18 | Residential | Behind the Meter | No | Public Service Solar, LLC | PSE&G |  | Accepted | 2025-02-27 | 2025-03-18 | 2026-03-18 | Inverters | Enphase | iQ8MC-72-M-US | 320 |  | 29 |  |  | 0.96 |  | Outdoor | Under Panels
NJADRE1559241223 | Administratively Determined Incentive Program | Mansfield Twp | 8022 | 12.18 | Residential | Behind the Meter | No | Public Service Solar, LLC | PSE&G |  | Accepted | 2025-02-27 | 2025-03-18 | 2026-03-18 | Solar Panels | Panasonic | EVPV420HK2 |  | 0.42 | 29 | 155 | 39 |  | Fixed | Roof
NJADRE1559241233 | Administratively Determined Incentive Program | SICKLERVILLE | 8081 | 12.96 | Residential | Behind the Meter | Yes | Define Solar, LLC | AC Electric |  | Accepted | 2025-04-15 | 2025-05-09 | 2026-05-09 | Inverters | Enphase | IQ8PLUS-72-2-US | 290 |  | 6 |  |  | 0.976 |  | Outside | Under each pv panel
NJADRE1559241233 | Administratively Determined Incentive Program | SICKLERVILLE | 8081 | 12.96 | Residential | Behind the Meter | Yes | Define Solar, LLC | AC Electric |  | Accepted | 2025-04-15 | 2025-05-09 | 2026-05-09 | Inverters | Enphase | IQ8PLUS-72-2-US | 290 |  | 17 |  |  | 0.976 |  | Outside | Under each pv panel
NJADRE1559241233 | Administratively Determined Incentive Program | SICKLERVILLE | 8081 | 12.96 | Residential | Behind the Meter | Yes | Define Solar, LLC | AC Electric |  | Accepted | 2025-04-15 | 2025-05-09 | 2026-05-09 | Solar Panels | Znshine | ZXM7-SH108 405 |  | 0.405 | 3 | 77 | 30 |  | Fixed | Roof
NJADRE1559241233 | Administratively Determined Incentive Program | SICKLERVILLE | 8081 | 12.96 | Residential | Behind the Meter | Yes | Define Solar, LLC | AC Electric |  | Accepted | 2025-04-15 | 2025-05-09 | 2026-05-09 | Inverters | Enphase | IQ8PLUS-72-2-US | 290 |  | 3 |  |  | 0.976 |  | Outside | Under each pv panel
NJADRE1559241233 | Administratively Determined Incentive Program | SICKLERVILLE | 8081 | 12.96 | Residential | Behind the Meter | Yes | Define Solar, LLC | AC Electric |  | Accepted | 2025-04-15 | 2025-05-09 | 2026-05-09 | Inverters | Enphase | IQ8PLUS-72-2-US | 290 |  | 3 |  |  | 0.976 |  | Outside | Under each pv panel
NJADRE1559241233 | Administratively Determined Incentive Program | SICKLERVILLE | 8081 | 12.96 | Residential | Behind the Meter | Yes | Define Solar, LLC | AC Electric |  | Accepted | 2025-04-15 | 2025-05-09 | 2026-05-09 | Solar Panels | Znshine | ZXM7-SH108 405 |  | 0.405 | 17 | 347 | 31 |  | Fixed | Roof
NJADRE1559241233 | Administratively Determined Incentive Program | SICKLERVILLE | 8081 | 12.96 | Residential | Behind the Meter | Yes | Define Solar, LLC | AC Electric |  | Accepted | 2025-04-15 | 2025-05-09 | 2026-05-09 | Inverters | Enphase | IQ8PLUS-72-2-US | 290 |  | 3 |  |  | 0.976 |  | Outside | Under each pv panel
NJADRE1559241233 | Administratively Determined Incentive Program | SICKLERVILLE | 8081 | 12.96 | Residential | Behind the Meter | Yes | Define Solar, LLC | AC Electric |  | Accepted | 2025-04-15 | 2025-05-09 | 2026-05-09 | Solar Panels | Znshine | ZXM7-SH108 405 |  | 0.405 | 6 | 167 | 31 |  | Fixed | Roof
NJADRE1559241233 | Administratively Determined Incentive Program | SICKLERVILLE | 8081 | 12.96 | Residential | Behind the Meter | Yes | Define Solar, LLC | AC Electric |  | Accepted | 2025-04-15 | 2025-05-09 | 2026-05-09 | Solar Panels | Znshine | ZXM7-SH108 405 |  | 0.405 | 3 | 257 | 30 |  | Fixed | Roof
NJADRE1559241233 | Administratively Determined Incentive Program | SICKLERVILLE | 8081 | 12.96 | Residential | Behind the Meter | Yes | Define Solar, LLC | AC Electric |  | Accepted | 2025-04-15 | 2025-05-09 | 2026-05-09 | Solar Panels | Znshine | ZXM7-SH108 405 |  | 0.405 | 3 | 167 | 31 |  | Fixed | Roof
NJADRE1559241290 | Administratively Determined Incentive Program | Burlington Twp | 8016 | 5.6 | Residential | Behind the Meter | Yes | Sunrun Installation Services, Inc. | PSE&G |  | Accepted | 2025-02-27 | 2025-03-19 | 2026-03-19 | Solar Panels | Hanwha Q Cells | Q.PEAK DUO BLK ML-G10+/T 400 |  | 0.4 | 14 | 346 | 35 |  | Fixed | Roof
NJADRE1559241290 | Administratively Determined Incentive Program | Burlington Twp | 8016 | 5.6 | Residential | Behind the Meter | Yes | Sunrun Installation Services, Inc. | PSE&G |  | Accepted | 2025-02-27 | 2025-03-19 | 2026-03-19 | Inverters | SolarEdge Technologies | SE3800H-USMN | 3800 |  | 1 |  |  | 0.99 |  | Outdoor
NJADRE1559241295 | Administratively Determined Incentive Program | Swedesboro | 8085 | 12.6 | Residential | Behind the Meter | No | Public Service Solar, LLC | AC Electric |  | Accepted | 2025-02-27 | 2025-03-19 | 2026-03-19 | Solar Panels | Panasonic | EVPV420HK2 |  | 0.42 | 6 | 145 | 45 |  | Fixed | Roof
NJADRE1559241295 | Administratively Determined Incentive Program | Swedesboro | 8085 | 12.6 | Residential | Behind the Meter | No | Public Service Solar, LLC | AC Electric |  | Accepted | 2025-02-27 | 2025-03-19 | 2026-03-19 | Solar Panels | Panasonic | EVPV420HK2 |  | 0.42 | 16 | 235 | 30 |  | Fixed | Roof
NJADRE1559241295 | Administratively Determined Incentive Program | Swedesboro | 8085 | 12.6 | Residential | Behind the Meter | No | Public Service Solar, LLC | AC Electric |  | Accepted | 2025-02-27 | 2025-03-19 | 2026-03-19 | Inverters | Enphase | iQ8HC-72-M-US | 380 |  | 30 |  |  | 0.96 |  | Outdoor | Under Panels
NJADRE1559241295 | Administratively Determined Incentive Program | Swedesboro | 8085 | 12.6 | Residential | Behind the Meter | No | Public Service Solar, LLC | AC Electric |  | Accepted | 2025-02-27 | 2025-03-19 | 2026-03-19 | Solar Panels | Panasonic | EVPV420HK2 |  | 0.42 | 8 | 235 | 30 |  | Fixed | Roof
NJADRE1559241685 | Administratively Determined Incentive Program | Edison | 8817 | 7.4 | Residential | Behind the Meter | No | Greentech Solar USA, LLC | PSE&G |  | Accepted | 2025-02-27 | 2025-03-20 | 2026-03-20 | Solar Panels | Znshine Solar | ZXM6-NH120-370 |  | 0.37 | 20 | 177 | 32 |  | Fixed | Roof
NJADRE1559241685 | Administratively Determined Incentive Program | Edison | 8817 | 7.4 | Residential | Behind the Meter | No | Greentech Solar USA, LLC | PSE&G |  | Accepted | 2025-02-27 | 2025-03-20 | 2026-03-20 | Inverters | Growatt | MIN7600TL-XH-US | 7600 |  | 1 |  |  | 0.96 |  | Outdoor | OUTSIDE WALL
NJADRE1559242367 | Administratively Determined Incentive Program | Hightstown | 8520 | 10.8 | Residential | Behind the Meter | Yes | Sunrun Installation Services, Inc. | JCP&L |  | Accepted | 2025-02-28 | 2025-03-19 | 2026-03-19 | Solar Panels | Hanwha Q Cells | Q.PEAK DUO BLK ML-G10+/T 400 |  | 0.4 | 11 | 105 | 15 |  | Fixed | Roof
NJADRE1559242367 | Administratively Determined Incentive Program | Hightstown | 8520 | 10.8 | Residential | Behind the Meter | Yes | Sunrun Installation Services, Inc. | JCP&L |  | Accepted | 2025-02-28 | 2025-03-19 | 2026-03-19 | Inverters | SolarEdge Technologies | SE7600H-USMN | 7600 |  | 1 |  |  | 0.99 |  | Outdoor
NJADRE1559242367 | Administratively Determined Incentive Program | Hightstown | 8520 | 10.8 | Residential | Behind the Meter | Yes | Sunrun Installation Services, Inc. | JCP&L |  | Accepted | 2025-02-28 | 2025-03-19 | 2026-03-19 | Solar Panels | Hanwha Q Cells | Q.PEAK DUO BLK ML-G10+/T 400 |  | 0.4 | 16 | 105 | 17 |  | Fixed | Roof
NJADRE1559242374 | Administratively Determined Incentive Program | Blairstown | 7825 | 9.55 | Residential | Behind the Meter | No | EMT Renewables, LLC | JCP&L |  | Accepted | 2025-02-28 | 2025-03-19 | 2026-03-19 | Solar Panels | Q CELLS | Q PEAK DUO BLK |  | 0.415 | 8 | 165 | 20 |  | Fixed | Roof
NJADRE1559242374 | Administratively Determined Incentive Program | Blairstown | 7825 | 9.55 | Residential | Behind the Meter | No | EMT Renewables, LLC | JCP&L |  | Accepted | 2025-02-28 | 2025-03-19 | 2026-03-19 | Inverters | ENPHASE | IQ8+ | 290 |  | 23 |  |  | 0.98 |  | Other | UNDER EACH PANEL
NJADRE1559242374 | Administratively Determined Incentive Program | Blairstown | 7825 | 9.55 | Residential | Behind the Meter | No | EMT Renewables, LLC | JCP&L |  | Accepted | 2025-02-28 | 2025-03-19 | 2026-03-19 | Solar Panels | Q CELLS | Q PEAK DUO BLK |  | 0.415 | 15 | 165 | 19 |  | Fixed | Roof
NJADRE1559242378 | Administratively Determined Incentive Program | Woodbury | 8096 | 4.1 | Residential | Behind the Meter | Yes | Sunrun Installation Services, Inc. | PSE&G |  | Accepted | 2025-02-28 | 2025-03-20 | 2026-03-20 | Inverters | TESLA | POWERWALL 3 1707000-XX-Y | 11500 |  | 1 |  |  | 0.97 |  | Outside
NJADRE1559242378 | Administratively Determined Incentive Program | Woodbury | 8096 | 4.1 | Residential | Behind the Meter | Yes | Sunrun Installation Services, Inc. | PSE&G |  | Accepted | 2025-02-28 | 2025-03-20 | 2026-03-20 | Solar Panels | Hanwha Q-Cells | Q.PEAK DUO BLK ML-G10+ 410 |  | 0.41 | 6 | 153 | 7 |  | Fixed | Roof
NJADRE1559242378 | Administratively Determined Incentive Program | Woodbury | 8096 | 4.1 | Residential | Behind the Meter | Yes | Sunrun Installation Services, Inc. | PSE&G |  | Accepted | 2025-02-28 | 2025-03-20 | 2026-03-20 | Solar Panels | Hanwha Q-Cells | Q.PEAK DUO BLK ML-G10+ 410 |  | 0.41 | 4 | 333 | 37 |  | Fixed | Roof
NJADRE1559242378 | Administratively Determined Incentive Program | Woodbury | 8096 | 4.1 | Residential | Behind the Meter | Yes | Sunrun Installation Services, Inc. | PSE&G |  | Accepted | 2025-02-28 | 2025-03-20 | 2026-03-20 | Electric Storage Battery | TESLA | POWERWALL 3 1707000-XX-Y |  |  | 1 |  |  |  | Lithium Ion |  | Outside
NJADRE1559242396 | Administratively Determined Incentive Program | Hopatcong | 7843 | 4.51 | Residential | Behind the Meter | Yes | Trinity Solar, LLC | JCP&L |  | Accepted | 2025-02-28 | 2025-03-19 | 2026-03-19 | Solar Panels | Hanwha | Q.PEAK DUO BLK ML-G10+ 410 |  | 0.41 | 6 | 191 | 28 |  | Fixed | Roof
NJADRE1559242396 | Administratively Determined Incentive Program | Hopatcong | 7843 | 4.51 | Residential | Behind the Meter | Yes | Trinity Solar, LLC | JCP&L |  | Accepted | 2025-02-28 | 2025-03-19 | 2026-03-19 | Inverters | Solar Edge | USE3800H-US | 3800 |  | 1 |  |  | 0.986 |  | Outside
NJADRE1559242396 | Administratively Determined Incentive Program | Hopatcong | 7843 | 4.51 | Residential | Behind the Meter | Yes | Trinity Solar, LLC | JCP&L |  | Accepted | 2025-02-28 | 2025-03-19 | 2026-03-19 | Solar Panels | Hanwha | Q.PEAK DUO BLK ML-G10+ 410 |  | 0.41 | 2 | 101 | 30 |  | Fixed | Roof
NJADRE1559242396 | Administratively Determined Incentive Program | Hopatcong | 7843 | 4.51 | Residential | Behind the Meter | Yes | Trinity Solar, LLC | JCP&L |  | Accepted | 2025-02-28 | 2025-03-19 | 2026-03-19 | Solar Panels | Hanwha | Q.PEAK DUO BLK ML-G10+ 410 |  | 0.41 | 3 | 11 | 28 |  | Fixed | Roof
NJADRE1559242399 | Administratively Determined Incentive Program | Old Bridge | 8857 | 8.8 | Residential | Behind the Meter | Yes | Sunrun Installation Services, Inc. | JCP&L |  | Accepted | 2025-02-28 | 2025-03-19 | 2026-03-19 | Inverters | SolarEdge Technologies | SE7600H-USMN | 7600 |  | 1 |  |  | 0.99 |  | Outdoor
NJADRE1559242399 | Administratively Determined Incentive Program | Old Bridge | 8857 | 8.8 | Residential | Behind the Meter | Yes | Sunrun Installation Services, Inc. | JCP&L |  | Accepted | 2025-02-28 | 2025-03-19 | 2026-03-19 | Solar Panels | Hanwha Q Cells | Q.PEAK DUO BLK ML-G10+/T 400 |  | 0.4 | 22 | 183 | 26 |  | Fixed | Roof
NJADRE1559242414 | Administratively Determined Incentive Program | Egg Harbor Township | 8234 | 11.07 | Residential | Behind the Meter | Yes | EMT Renewables, LLC | AC Electric |  | Accepted | 2025-02-28 | 2025-03-19 | 2026-03-19 | Inverters | ENPHASE | IQ8+ | 290 |  | 27 |  |  | 0.98 |  | Other | UNDER EACH PANEL
NJADRE1559242414 | Administratively Determined Incentive Program | Egg Harbor Township | 8234 | 11.07 | Residential | Behind the Meter | Yes | EMT Renewables, LLC | AC Electric |  | Accepted | 2025-02-28 | 2025-03-19 | 2026-03-19 | Solar Panels | TRINA | TSM-NE09RC.05 |  | 0.41 | 6 | 170 | 12 |  | Fixed | Roof
NJADRE1559242414 | Administratively Determined Incentive Program | Egg Harbor Township | 8234 | 11.07 | Residential | Behind the Meter | Yes | EMT Renewables, LLC | AC Electric |  | Accepted | 2025-02-28 | 2025-03-19 | 2026-03-19 | Solar Panels | TRINA | TSM-NE09RC.05 |  | 0.41 | 7 | 170 | 20 |  | Fixed | Roof
NJADRE1559242414 | Administratively Determined Incentive Program | Egg Harbor Township | 8234 | 11.07 | Residential | Behind the Meter | Yes | EMT Renewables, LLC | AC Electric |  | Accepted | 2025-02-28 | 2025-03-19 | 2026-03-19 | Solar Panels | TRINA | TSM-NE09RC.05 |  | 0.41 | 14 | 350 | 20 |  | Fixed | Roof
NJADRE1559242465 | Administratively Determined Incentive Program | Little Egg Harbor Twp | 8087 | 8.93 | Residential | Behind the Meter | Yes | Sun Up Zero Down, LLC | AC Electric |  | Accepted | 2025-02-28 | 2025-03-19 | 2026-03-19 | Inverters | Enphase | IQ8PLUS-72-2-US | 290 |  | 21 |  |  | 0.976 |  | Outdoor
NJADRE1559242465 | Administratively Determined Incentive Program | Little Egg Harbor Twp | 8087 | 8.93 | Residential | Behind the Meter | Yes | Sun Up Zero Down, LLC | AC Electric |  | Accepted | 2025-02-28 | 2025-03-19 | 2026-03-19 | Meters | Enphase | TBD |  |  | 1 |  |  |  | Yes | Outdoor
NJADRE1559242465 | Administratively Determined Incentive Program | Little Egg Harbor Twp | 8087 | 8.93 | Residential | Behind the Meter | Yes | Sun Up Zero Down, LLC | AC Electric |  | Accepted | 2025-02-28 | 2025-03-19 | 2026-03-19 | Solar Panels | TRINA | TSM-425-NE09RC.05 |  | 0.425 | 21 | 224 | 65 |  | Fixed | Roof
NJADRE1559242475 | Administratively Determined Incentive Program | WEEHAWKEN | 7086 | 4.25 | Residential | Behind the Meter | Yes | Power Energy Solutions, LLC | PSE&G |  | Accepted | 2025-02-28 | 2025-03-19 | 2026-03-19 | Solar Panels | Trina Solar | TSM-425NE09RC.05 |  | 0.425 | 5 | 275 | 20 |  | Fixed | Roof
NJADRE1559242475 | Administratively Determined Incentive Program | WEEHAWKEN | 7086 | 4.25 | Residential | Behind the Meter | Yes | Power Energy Solutions, LLC | PSE&G |  | Accepted | 2025-02-28 | 2025-03-19 | 2026-03-19 | Solar Panels | Trina Solar | TSM-425NE09RC.05 |  | 0.425 | 5 | 95 | 20 |  | Fixed | Roof
NJADRE1559242475 | Administratively Determined Incentive Program | WEEHAWKEN | 7086 | 4.25 | Residential | Behind the Meter | Yes | Power Energy Solutions, LLC | PSE&G |  | Accepted | 2025-02-28 | 2025-03-19 | 2026-03-19 | Inverters | SolarEdge | SE3800H-US | 4 |  | 1 |  |  | 0.97 |  | Outdoor
NJADRE1559242479 | Administratively Determined Incentive Program | East Orange | 7017 | 5.74 | Residential | Behind the Meter | No | Sunnova Expert Services - Installer | PSE&G |  | Accepted | 2025-02-28 | 2025-03-20 | 2026-03-20 | Solar Panels | Qcells | Q.PEAK DUO BLK ML-G10+ 410 |  | 0.41 | 6 | 216.99 | 24 |  | Fixed | Roof
NJADRE1559242479 | Administratively Determined Incentive Program | East Orange | 7017 | 5.74 | Residential | Behind the Meter | No | Sunnova Expert Services - Installer | PSE&G |  | Accepted | 2025-02-28 | 2025-03-20 | 2026-03-20 | Solar Panels | Qcells | Q.PEAK DUO BLK ML-G10+ 410 |  | 0.41 | 6 | 36.99 | 24 |  | Fixed | Roof
NJADRE1559242479 | Administratively Determined Incentive Program | East Orange | 7017 | 5.74 | Residential | Behind the Meter | No | Sunnova Expert Services - Installer | PSE&G |  | Accepted | 2025-02-28 | 2025-03-20 | 2026-03-20 | Inverters | Enphase Energy Inc | IQ8HC-72-M-DOM-US | 290 |  | 14 |  |  | 0.99 |  | Outdoor
NJADRE1559242479 | Administratively Determined Incentive Program | East Orange | 7017 | 5.74 | Residential | Behind the Meter | No | Sunnova Expert Services - Installer | PSE&G |  | Accepted | 2025-02-28 | 2025-03-20 | 2026-03-20 | Solar Panels | Qcells | Q.PEAK DUO BLK ML-G10+ 410 |  | 0.41 | 2 | 36.99 | 7 |  | Fixed | Roof
NJADRE1559242479 | Administratively Determined Incentive Program | East Orange | 7017 | 5.74 | Residential | Behind the Meter | No | Sunnova Expert Services - Installer | PSE&G |  | Accepted | 2025-02-28 | 2025-03-20 | 2026-03-20 | Meters | Enphase Energy Inc | X-IQ-AM1-240-4 |  |  | 1 |  |  |  | Yes | Outdoor
NJADRE1559242605 | Administratively Determined Incentive Program | Ewing | 8638 | 13.76 | Residential | Behind the Meter | Yes | PosiGen Developer, LLC | PSE&G |  | Accepted | 2025-02-28 | 2025-03-19 | 2026-03-19 | Solar Panels | SILFAB | SIL430QD |  | 0.43 | 13 | 249 | 30 |  | Fixed | Roof
NJADRE1559242605 | Administratively Determined Incentive Program | Ewing | 8638 | 13.76 | Residential | Behind the Meter | Yes | PosiGen Developer, LLC | PSE&G |  | Accepted | 2025-02-28 | 2025-03-19 | 2026-03-19 | Inverters | SOLAREDGE | SE5700H-US | 5760 |  | 2 |  |  | 0.99 |  | Outside | WITHIN TEN FEET OF METER
NJADRE1559242605 | Administratively Determined Incentive Program | Ewing | 8638 | 13.76 | Residential | Behind the Meter | Yes | PosiGen Developer, LLC | PSE&G |  | Accepted | 2025-02-28 | 2025-03-19 | 2026-03-19 | Solar Panels | SILFAB | SIL430QD |  | 0.43 | 19 | 69 | 5 |  | Fixed | Roof
NJADRE1559242620 | Administratively Determined Incentive Program | Elmer | 8318 | 8.93 | Residential | Behind the Meter | Yes | Velocity Energy & Home Solutions Inc. | AC Electric |  | Accepted | 2025-02-28 | 2025-03-20 | 2026-03-20 | Inverters | enphase | iq8plus | 290 |  | 21 |  |  | 0.99 |  | Outside | behind panels
NJADRE1559242620 | Administratively Determined Incentive Program | Elmer | 8318 | 8.93 | Residential | Behind the Meter | Yes | Velocity Energy & Home Solutions Inc. | AC Electric |  | Accepted | 2025-02-28 | 2025-03-20 | 2026-03-20 | Solar Panels | trina | 425w |  | 0.425 | 21 | 225 | 26 |  | Fixed | Roof
NJADRE1559242624 | Administratively Determined Incentive Program | Morganville | 7751 | 11.89 | Residential | Behind the Meter | Yes | Trinity Solar, LLC | JCP&L |  | Accepted | 2025-02-28 | 2025-03-19 | 2026-03-19 | Electric Storage Battery | Tesla | Powerwall 3 (1707000-XX-Y) |  |  | 2 |  |  |  | Lithium Ion |  | outside
NJADRE1559242624 | Administratively Determined Incentive Program | Morganville | 7751 | 11.89 | Residential | Behind the Meter | Yes | Trinity Solar, LLC | JCP&L |  | Accepted | 2025-02-28 | 2025-03-19 | 2026-03-19 | Inverters | Tesla | Powerwall 3 (1707000-XX-Y) | 11500 |  | 2 |  |  | 0.97 |  | Outdoor
NJADRE1559242624 | Administratively Determined Incentive Program | Morganville | 7751 | 11.89 | Residential | Behind the Meter | Yes | Trinity Solar, LLC | JCP&L |  | Accepted | 2025-02-28 | 2025-03-19 | 2026-03-19 | Solar Panels | HANWHA | (Q.PEAK DUO BLK ML-G10+ 410) |  | 0.41 | 29 | 240 | 23 |  | Fixed | Roof
NJADRE1559242630 | Administratively Determined Incentive Program | Atlantic City | 8401 | 4.15 | Residential | Behind the Meter | Yes | SunPurity, LLC | AC Electric |  | Accepted | 2025-03-07 | 2025-03-27 | 2026-03-27 | Solar Panels | Hanwha Q.Cells | Q.PEAK DUO BLK ML-G10+ 415W |  | 0.415 | 10 | 62 | 8 |  | Fixed | Roof
NJADRE1559242630 | Administratively Determined Incentive Program | Atlantic City | 8401 | 4.15 | Residential | Behind the Meter | Yes | SunPurity, LLC | AC Electric |  | Accepted | 2025-03-07 | 2025-03-27 | 2026-03-27 | Inverters | Solaredge | SE3800H-US | 3800 |  | 1 |  |  | 0.99 |  | Outdoor
NJADRE1559242844 | Administratively Determined Incentive Program | Galloway | 8205 | 5.81 | Residential | Behind the Meter | Yes | SunPurity, LLC | AC Electric |  | Accepted | 2025-03-21 | 2025-04-10 | 2026-04-10 | Inverters | Solaredge | SE5000H-US | 5000 |  | 1 |  |  | 0.99 |  | Outdoor
NJADRE1559242844 | Administratively Determined Incentive Program | Galloway | 8205 | 5.81 | Residential | Behind the Meter | Yes | SunPurity, LLC | AC Electric |  | Accepted | 2025-03-21 | 2025-04-10 | 2026-04-10 | Solar Panels | Hanwha Q.Cells | Q.PEAK DUO BLK ML-G10+ 415W |  | 0.415 | 9 | 227 | 28 |  | Fixed | Roof
NJADRE1559242844 | Administratively Determined Incentive Program | Galloway | 8205 | 5.81 | Residential | Behind the Meter | Yes | SunPurity, LLC | AC Electric |  | Accepted | 2025-03-21 | 2025-04-10 | 2026-04-10 | Solar Panels | Hanwha Q.Cells | Q.PEAK DUO BLK ML-G10+ 415W |  | 0.415 | 5 | 47 | 28 |  | Fixed | Roof
NJADRE1559242926 | Administratively Determined Incentive Program | Toms River | 8753 | 16.6 | Residential | Behind the Meter | Yes | SunPurity, LLC | JCP&L |  | Accepted | 2025-03-06 | 2025-03-26 | 2026-03-26 | Solar Panels | Hanwha Q.Cells | Q.PEAK DUO BLK ML-G10+ 415W |  | 0.415 | 23 | 167 | 22 |  | Fixed | Roof
NJADRE1559242926 | Administratively Determined Incentive Program | Toms River | 8753 | 16.6 | Residential | Behind the Meter | Yes | SunPurity, LLC | JCP&L |  | Accepted | 2025-03-06 | 2025-03-26 | 2026-03-26 | Solar Panels | Hanwha Q.Cells | Q.PEAK DUO BLK ML-G10+ 415W |  | 0.415 | 10 | 347 | 22 |  | Fixed | Roof
NJADRE1559242926 | Administratively Determined Incentive Program | Toms River | 8753 | 16.6 | Residential | Behind the Meter | Yes | SunPurity, LLC | JCP&L |  | Accepted | 2025-03-06 | 2025-03-26 | 2026-03-26 | Solar Panels | Hanwha Q.Cells | Q.PEAK DUO BLK ML-G10+ 415W |  | 0.415 | 3 | 257 | 22 |  | Fixed | Roof
NJADRE1559242926 | Administratively Determined Incentive Program | Toms River | 8753 | 16.6 | Residential | Behind the Meter | Yes | SunPurity, LLC | JCP&L |  | Accepted | 2025-03-06 | 2025-03-26 | 2026-03-26 | Solar Panels | Hanwha Q.Cells | Q.PEAK DUO BLK ML-G10+ 415W |  | 0.415 | 4 | 77 | 22 |  | Fixed | Roof
NJADRE1559242926 | Administratively Determined Incentive Program | Toms River | 8753 | 16.6 | Residential | Behind the Meter | Yes | SunPurity, LLC | JCP&L |  | Accepted | 2025-03-06 | 2025-03-26 | 2026-03-26 | Inverters | Solaredge | SE7600H-US | 7600 |  | 2 |  |  | 0.99 |  | Outdoor
NJADRE1559243114 | Administratively Determined Incentive Program | Glassboro | 8028 | 14.35 | Residential | Behind the Meter | Yes | SunPurity, LLC | AC Electric |  | Accepted | 2025-03-07 | 2025-03-27 | 2026-03-27 | Solar Panels | Hanwha Q.Cells | Q.PEAK DUO BLK-ML-G10+ 410W |  | 0.41 | 7 | 150 | 37 |  | Fixed | Roof
NJADRE1559243114 | Administratively Determined Incentive Program | Glassboro | 8028 | 14.35 | Residential | Behind the Meter | Yes | SunPurity, LLC | AC Electric |  | Accepted | 2025-03-07 | 2025-03-27 | 2026-03-27 | Solar Panels | Hanwha Q.Cells | Q.PEAK DUO BLK-ML-G10+ 410W |  | 0.41 | 5 | 240 | 20 |  | Fixed | Roof
NJADRE1559243114 | Administratively Determined Incentive Program | Glassboro | 8028 | 14.35 | Residential | Behind the Meter | Yes | SunPurity, LLC | AC Electric |  | Accepted | 2025-03-07 | 2025-03-27 | 2026-03-27 | Inverters | Solaredge | SE7600H-US | 7600 |  | 1 |  |  | 0.99 |  | Outdoor
NJADRE1559243114 | Administratively Determined Incentive Program | Glassboro | 8028 | 14.35 | Residential | Behind the Meter | Yes | SunPurity, LLC | AC Electric |  | Accepted | 2025-03-07 | 2025-03-27 | 2026-03-27 | Solar Panels | Hanwha Q.Cells | Q.PEAK DUO BLK-ML-G10+ 410W |  | 0.41 | 3 | 330 | 15 |  | Fixed | Roof
NJADRE1559243114 | Administratively Determined Incentive Program | Glassboro | 8028 | 14.35 | Residential | Behind the Meter | Yes | SunPurity, LLC | AC Electric |  | Accepted | 2025-03-07 | 2025-03-27 | 2026-03-27 | Inverters | Solaredge | SE5000H-US | 5000 |  | 1 |  |  | 0.99 |  | Outdoor
NJADRE1559243114 | Administratively Determined Incentive Program | Glassboro | 8028 | 14.35 | Residential | Behind the Meter | Yes | SunPurity, LLC | AC Electric |  | Accepted | 2025-03-07 | 2025-03-27 | 2026-03-27 | Solar Panels | Hanwha Q.Cells | Q.PEAK DUO BLK-ML-G10+ 410W |  | 0.41 | 10 | 60 | 20 |  | Fixed | Roof
NJADRE1559243114 | Administratively Determined Incentive Program | Glassboro | 8028 | 14.35 | Residential | Behind the Meter | Yes | SunPurity, LLC | AC Electric |  | Accepted | 2025-03-07 | 2025-03-27 | 2026-03-27 | Solar Panels | Hanwha Q.Cells | Q.PEAK DUO BLK-ML-G10+ 410W |  | 0.41 | 10 | 240 | 20 |  | Fixed | Roof
NJADRE1559243133 | Administratively Determined Incentive Program | MAYS LANDING | 8330 | 18.28 | Residential | Behind the Meter | Yes | Velocity Energy & Home Solutions, Inc. | AC Electric |  | Accepted | 2025-02-28 | 2025-03-24 | 2026-03-24 | Inverters | enphase | iq8plus | 290 |  | 43 |  |  | 0.99 |  | Outside | behind panels
NJADRE1559243133 | Administratively Determined Incentive Program | MAYS LANDING | 8330 | 18.28 | Residential | Behind the Meter | Yes | Velocity Energy & Home Solutions, Inc. | AC Electric |  | Accepted | 2025-02-28 | 2025-03-24 | 2026-03-24 | Solar Panels | trina | 425w |  | 0.425 | 11 | 178 | 37 |  | Fixed | Roof
NJADRE1559243133 | Administratively Determined Incentive Program | MAYS LANDING | 8330 | 18.28 | Residential | Behind the Meter | Yes | Velocity Energy & Home Solutions, Inc. | AC Electric |  | Accepted | 2025-02-28 | 2025-03-24 | 2026-03-24 | Solar Panels | TRINA | 425W |  | 0.425 | 12 | 178 | 20 |  | Fixed | Roof
NJADRE1559243133 | Administratively Determined Incentive Program | MAYS LANDING | 8330 | 18.28 | Residential | Behind the Meter | Yes | Velocity Energy & Home Solutions, Inc. | AC Electric |  | Accepted | 2025-02-28 | 2025-03-24 | 2026-03-24 | Solar Panels | TRINA | 425wTRINA |  | 0.425 | 20 | 358 | 20 |  | Fixed | Roof
NJADRE1559243361 | Administratively Determined Incentive Program | Elmer | 8318 | 9.96 | Residential | Behind the Meter | Yes | SunPurity, LLC | AC Electric |  | Accepted | 2025-03-07 | 2025-03-27 | 2026-03-27 | Solar Panels | Hanwha Q.Cells | Q.PEAK DUO BLK ML-G10+ 415W |  | 0.415 | 11 | 123 | 20 |  | Fixed | Roof
NJADRE1559243361 | Administratively Determined Incentive Program | Elmer | 8318 | 9.96 | Residential | Behind the Meter | Yes | SunPurity, LLC | AC Electric |  | Accepted | 2025-03-07 | 2025-03-27 | 2026-03-27 | Solar Panels | Hanwha Q.Cells | Q.PEAK DUO BLK ML-G10+ 415W |  | 0.415 | 13 | 303 | 20 |  | Fixed | Roof
NJADRE1559243361 | Administratively Determined Incentive Program | Elmer | 8318 | 9.96 | Residential | Behind the Meter | Yes | SunPurity, LLC | AC Electric |  | Accepted | 2025-03-07 | 2025-03-27 | 2026-03-27 | Inverters | Solaredge | SE7600H-US | 7600 |  | 1 |  |  | 0.99 |  | Outdoor
NJADRE1559243666 | Administratively Determined Incentive Program | Cranford | 7016 | 11.07 | Residential | Behind the Meter | No | Solar Energy World | PSE&G |  | Accepted | 2025-02-28 | 2025-03-19 | 2026-03-19 | Solar Panels | Hanwha | Q.PEAK DUO BLK ML-G10+-410W |  | 0.41 | 4 | 215 | 22 |  | Fixed | Roof
NJADRE1559243666 | Administratively Determined Incentive Program | Cranford | 7016 | 11.07 | Residential | Behind the Meter | No | Solar Energy World | PSE&G |  | Accepted | 2025-02-28 | 2025-03-19 | 2026-03-19 | Solar Panels | Hanwha | Q.PEAK DUO BLK ML-G10+-410W |  | 0.41 | 15 | 215 | 38 |  | Fixed | Roof
NJADRE1559243666 | Administratively Determined Incentive Program | Cranford | 7016 | 11.07 | Residential | Behind the Meter | No | Solar Energy World | PSE&G |  | Accepted | 2025-02-28 | 2025-03-19 | 2026-03-19 | Solar Panels | Hanwha | Q.PEAK DUO BLK ML-G10+-410W |  | 0.41 | 8 | 216 | 2 |  | Fixed | Roof
NJADRE1559243666 | Administratively Determined Incentive Program | Cranford | 7016 | 11.07 | Residential | Behind the Meter | No | Solar Energy World | PSE&G |  | Accepted | 2025-02-28 | 2025-03-19 | 2026-03-19 | Inverters | Enphase | IQ8+-72-M-US | 290 |  | 27 |  |  | 0.97 |  | Outside
NJADRE1559243679 | Administratively Determined Incentive Program | Sicklerville | 8081 | 20.75 | Residential | Behind the Meter | Yes | SunPurity, LLC | AC Electric |  | Accepted | 2025-03-10 | 2025-04-16 | 2026-04-16 | Solar Panels | Hanwha Q.Cells | Q.PEAK DUO BLK ML-G10+ 415W |  | 0.415 | 33 | 219 | 21 |  | Fixed | Roof
NJADRE1559243679 | Administratively Determined Incentive Program | Sicklerville | 8081 | 20.75 | Residential | Behind the Meter | Yes | SunPurity, LLC | AC Electric |  | Accepted | 2025-03-10 | 2025-04-16 | 2026-04-16 | Inverters | Solaredge | SE10000H-US | 10000 |  | 2 |  |  | 0.99 |  | Outdoor
NJADRE1559243679 | Administratively Determined Incentive Program | Sicklerville | 8081 | 20.75 | Residential | Behind the Meter | Yes | SunPurity, LLC | AC Electric |  | Accepted | 2025-03-10 | 2025-04-16 | 2026-04-16 | Solar Panels | Hanwha Q.Cells | Q.PEAK DUO BLK ML-G10+ 415W |  | 0.415 | 17 | 39 | 21 |  | Fixed | Roof
NJADRE1559243916 | Administratively Determined Incentive Program | Lake Hopatcong | 7849 | 6.15 | Residential | Behind the Meter | Yes | Pro Custom Solar dba Momentum Solar | JCP&L |  | Accepted | 2025-02-28 | 2025-03-19 | 2026-03-19 | Solar Panels | HANWHA | Q.PEAK DUO BLK ML-G10+ 410 |  | 0.41 | 6 | 56 | 8 |  | Fixed | Roof
NJADRE1559243916 | Administratively Determined Incentive Program | Lake Hopatcong | 7849 | 6.15 | Residential | Behind the Meter | Yes | Pro Custom Solar dba Momentum Solar | JCP&L |  | Accepted | 2025-02-28 | 2025-03-19 | 2026-03-19 | Solar Panels | HANWHA | Q.PEAK DUO BLK ML-G10+ 410 |  | 0.41 | 2 | 147 | 36 |  | Fixed | Roof
NJADRE1559243916 | Administratively Determined Incentive Program | Lake Hopatcong | 7849 | 6.15 | Residential | Behind the Meter | Yes | Pro Custom Solar dba Momentum Solar | JCP&L |  | Accepted | 2025-02-28 | 2025-03-19 | 2026-03-19 | Solar Panels | HANWHA | Q.PEAK DUO BLK ML-G10+ 410 |  | 0.41 | 7 | 327 | 35 |  | Fixed | Roof
NJADRE1559243916 | Administratively Determined Incentive Program | Lake Hopatcong | 7849 | 6.15 | Residential | Behind the Meter | Yes | Pro Custom Solar dba Momentum Solar | JCP&L |  | Accepted | 2025-02-28 | 2025-03-19 | 2026-03-19 | Inverters | Enphase | IQ8HC-72-M-DOM-US | 380 |  | 15 |  |  | 0.97 |  | Outdoor
NJADRE1559243963 | Administratively Determined Incentive Program | Linden City | 7036 | 4.51 | Residential | Behind the Meter | Yes | Sunrun Installation Services, Inc. | PSE&G |  | Accepted | 2025-02-28 | 2025-03-19 | 2026-03-19 | Inverters | SOLAREDGE TECHNOLOGIES | SE3800H-USMN | 3800 |  | 1 |  |  | 0.99 |  | Outside
NJADRE1559243963 | Administratively Determined Incentive Program | Linden City | 7036 | 4.51 | Residential | Behind the Meter | Yes | Sunrun Installation Services, Inc. | PSE&G |  | Accepted | 2025-02-28 | 2025-03-19 | 2026-03-19 | Solar Panels | Hanwha Q-Cells | Q.PEAK DUO BLK ML-G10+ 410 |  | 0.41 | 11 | 220 | 25 |  | Fixed | Roof
NJADRE1559243973 | Administratively Determined Incentive Program | Egg Harbor Township | 8234 | 7.89 | Residential | Behind the Meter | Yes | SunPurity, LLC | AC Electric |  | Accepted | 2025-03-07 | 2025-03-27 | 2026-03-27 | Solar Panels | Hanwha Q.Cells | Q.PEAK DUO BLK ML-G10+ 415W |  | 0.415 | 6 | 201 | 26 |  | Fixed | Roof
NJADRE1559243973 | Administratively Determined Incentive Program | Egg Harbor Township | 8234 | 7.89 | Residential | Behind the Meter | Yes | SunPurity, LLC | AC Electric |  | Accepted | 2025-03-07 | 2025-03-27 | 2026-03-27 | Inverters | Solaredge | SE7600H-US | 7600 |  | 1 |  |  | 0.99 |  | Outdoor
NJADRE1559243973 | Administratively Determined Incentive Program | Egg Harbor Township | 8234 | 7.89 | Residential | Behind the Meter | Yes | SunPurity, LLC | AC Electric |  | Accepted | 2025-03-07 | 2025-03-27 | 2026-03-27 | Solar Panels | Hanwha Q.Cells | Q.PEAK DUO BLK ML-G10+ 415W |  | 0.415 | 2 | 21 | 26 |  | Fixed | Roof
NJADRE1559243973 | Administratively Determined Incentive Program | Egg Harbor Township | 8234 | 7.89 | Residential | Behind the Meter | Yes | SunPurity, LLC | AC Electric |  | Accepted | 2025-03-07 | 2025-03-27 | 2026-03-27 | Solar Panels | Hanwha Q.Cells | Q.PEAK DUO BLK ML-G10+ 415W |  | 0.415 | 11 | 201 | 26 |  | Fixed | Roof
NJADRE1559243976 | Administratively Determined Incentive Program | Pennsville | 8070 | 16.4 | Residential | Behind the Meter | Yes | EMT Renewables, LLC | AC Electric |  | Accepted | 2025-02-28 | 2025-03-19 | 2026-03-19 | Inverters | ENPHASE | IQ8+ | 290 |  | 40 |  |  | 0.98 |  | Other | UNDER EACH PANEL
NJADRE1559243976 | Administratively Determined Incentive Program | Pennsville | 8070 | 16.4 | Residential | Behind the Meter | Yes | EMT Renewables, LLC | AC Electric |  | Accepted | 2025-02-28 | 2025-03-19 | 2026-03-19 | Solar Panels | MSE PERC | MSE-410 |  | 0.41 | 40 | 199 | 21 |  | Fixed | Roof
NJADRE1559243977 | Administratively Determined Incentive Program | BAYVILLE | 8721 | 5.4 | Residential | Behind the Meter | Yes | SunPurity, LLC | JCP&L |  | Accepted | 2025-03-10 | 2025-03-27 | 2026-03-27 | Inverters | Solaredge | SE5700H-US | 5760 |  | 1 |  |  | 0.99 |  | Outdoor
NJADRE1559243977 | Administratively Determined Incentive Program | BAYVILLE | 8721 | 5.4 | Residential | Behind the Meter | Yes | SunPurity, LLC | JCP&L |  | Accepted | 2025-03-10 | 2025-03-27 | 2026-03-27 | Solar Panels | Hanwha Q.Cells | Q.PEAK DUO BLK ML-G10+ 415W |  | 0.415 | 13 | 98 | 25 |  | Fixed | Roof
NJADRE1559243978 | Administratively Determined Incentive Program | Englishtown | 7726 | 10.8 | Residential | Behind the Meter | Yes | Sunrun Installation Services, Inc. | JCP&L |  | Accepted | 2025-02-28 | 2025-03-19 | 2026-03-19 | Solar Panels | HANWHA Q-CELLS | Q.PEAK DUO BLK ML-G10+/t 400 |  | 0.4 | 11 | 80 | 20 |  | Fixed | Roof
NJADRE1559243978 | Administratively Determined Incentive Program | Englishtown | 7726 | 10.8 | Residential | Behind the Meter | Yes | Sunrun Installation Services, Inc. | JCP&L |  | Accepted | 2025-02-28 | 2025-03-19 | 2026-03-19 | Solar Panels | HANWHA Q-CELLS | Q.PEAK DUO BLK ML-G10+/t 400 |  | 0.4 | 16 | 260 | 20 |  | Fixed | Roof
NJADRE1559243978 | Administratively Determined Incentive Program | Englishtown | 7726 | 10.8 | Residential | Behind the Meter | Yes | Sunrun Installation Services, Inc. | JCP&L |  | Accepted | 2025-02-28 | 2025-03-19 | 2026-03-19 | Inverters | SOLAREDGE TECHNOLOGIES | SE7600H-USSN | 7600 |  | 1 |  |  | 0.99 |  | Outside
NJADRE1559243986 | Administratively Determined Incentive Program | East Brunswick | 8816 | 10.79 | Residential | Behind the Meter | Yes | SunPurity, LLC | PSE&G |  | Accepted | 2025-03-07 | 2025-03-27 | 2026-03-27 | Inverters | Solaredge | SE10000H-US | 10000 |  | 1 |  |  | 0.99 |  | Outdoor
NJADRE1559243986 | Administratively Determined Incentive Program | East Brunswick | 8816 | 10.79 | Residential | Behind the Meter | Yes | SunPurity, LLC | PSE&G |  | Accepted | 2025-03-07 | 2025-03-27 | 2026-03-27 | Solar Panels | Hanwha Q.Cells | Q.PEAK DUO BLK ML-G10+ 415W |  | 0.415 | 8 | 179 | 16 |  | Fixed | Roof
NJADRE1559243986 | Administratively Determined Incentive Program | East Brunswick | 8816 | 10.79 | Residential | Behind the Meter | Yes | SunPurity, LLC | PSE&G |  | Accepted | 2025-03-07 | 2025-03-27 | 2026-03-27 | Solar Panels | Hanwha Q.Cells | Q.PEAK DUO BLK ML-G10+ 415W |  | 0.415 | 13 | 179 | 20 |  | Fixed | Roof
NJADRE1559243986 | Administratively Determined Incentive Program | East Brunswick | 8816 | 10.79 | Residential | Behind the Meter | Yes | SunPurity, LLC | PSE&G |  | Accepted | 2025-03-07 | 2025-03-27 | 2026-03-27 | Solar Panels | Hanwha Q.Cells | Q.PEAK DUO BLK ML-G10+ 415W |  | 0.415 | 5 | 359 | 20 |  | Fixed | Roof
NJADRE1559244003 | Administratively Determined Incentive Program | Erial | 8081 | 13.6 | Residential | Behind the Meter | Yes | Solar Mite Solutions, LLC | AC Electric |  | Accepted | 2025-02-28 | 2025-03-20 | 2026-03-20 | Solar Panels | Jinko | JKM425N |  | 0.425 | 18 | 158 | 23 |  | Fixed | Roof | Array 1
NJADRE1559244003 | Administratively Determined Incentive Program | Erial | 8081 | 13.6 | Residential | Behind the Meter | Yes | Solar Mite Solutions, LLC | AC Electric |  | Accepted | 2025-02-28 | 2025-03-20 | 2026-03-20 | Inverters | Enphase | IQ8PLUS-72-2 | 290 |  | 32 |  |  | 0.98 |  | Outside
NJADRE1559244003 | Administratively Determined Incentive Program | Erial | 8081 | 13.6 | Residential | Behind the Meter | Yes | Solar Mite Solutions, LLC | AC Electric |  | Accepted | 2025-02-28 | 2025-03-20 | 2026-03-20 | Solar Panels | Jinko | JKM425N |  | 0.425 | 14 | 338 | 23 |  | Fixed | Roof | Array 2
NJADRE1559244004 | Administratively Determined Incentive Program | FRANKLINVILLE | 8322 | 13.12 | Residential | Behind the Meter | Yes | Sunrun Installation Services, Inc. | AC Electric |  | Accepted | 2025-02-28 | 2025-03-19 | 2026-03-19 | Inverters | SOLAREDGE TECHNOLOGIES | SE10000H-USMN | 10000 |  | 1 |  |  | 0.99 |  | Outside
NJADRE1559244004 | Administratively Determined Incentive Program | FRANKLINVILLE | 8322 | 13.12 | Residential | Behind the Meter | Yes | Sunrun Installation Services, Inc. | AC Electric |  | Accepted | 2025-02-28 | 2025-03-19 | 2026-03-19 | Solar Panels | Hanwha Q-Cells | Q.PEAK DUO BLK ML-G10+ 410 |  | 0.41 | 14 | 69 | 31 |  | Fixed | Roof
NJADRE1559244004 | Administratively Determined Incentive Program | FRANKLINVILLE | 8322 | 13.12 | Residential | Behind the Meter | Yes | Sunrun Installation Services, Inc. | AC Electric |  | Accepted | 2025-02-28 | 2025-03-19 | 2026-03-19 | Solar Panels | Hanwha Q-Cells | Q.PEAK DUO BLK ML-G10+ 410 |  | 0.41 | 9 | 70 | 22 |  | Fixed | Roof
NJADRE1559244004 | Administratively Determined Incentive Program | FRANKLINVILLE | 8322 | 13.12 | Residential | Behind the Meter | Yes | Sunrun Installation Services, Inc. | AC Electric |  | Accepted | 2025-02-28 | 2025-03-19 | 2026-03-19 | Solar Panels | Hanwha Q-Cells | Q.PEAK DUO BLK ML-G10+ 410 |  | 0.41 | 9 | 249 | 24 |  | Fixed | Roof
NJADRE1559244031 | Administratively Determined Incentive Program | Newark | 7112 | 4.57 | Residential | Behind the Meter | Yes | SunPurity, LLC | PSE&G |  | Accepted | 2025-03-07 | 2025-03-27 | 2026-03-27 | Inverters | Solaredge | SE3800H-US | 3800 |  | 1 |  |  | 0.99 |  | Outdoor
NJADRE1559244031 | Administratively Determined Incentive Program | Newark | 7112 | 4.57 | Residential | Behind the Meter | Yes | SunPurity, LLC | PSE&G |  | Accepted | 2025-03-07 | 2025-03-27 | 2026-03-27 | Solar Panels | Hanwha Q.Cells | Q.PEAK DUO BLK ML-G10+ 415W |  | 0.415 | 8 | 126 | 41 |  | Fixed | Roof
NJADRE1559244031 | Administratively Determined Incentive Program | Newark | 7112 | 4.57 | Residential | Behind the Meter | Yes | SunPurity, LLC | PSE&G |  | Accepted | 2025-03-07 | 2025-03-27 | 2026-03-27 | Solar Panels | Hanwha Q.Cells | Q.PEAK DUO BLK ML-G10+ 415W |  | 0.415 | 3 | 306 | 41 |  | Fixed | Roof
NJADRE1559244040 | Administratively Determined Incentive Program | PINE HILL | 8021 | 12.87 | Residential | Behind the Meter | Yes | SunPurity, LLC | AC Electric |  | Accepted | 2025-03-09 | 2025-03-27 | 2026-03-27 | Inverters | Solaredge | SE11400H-US | 11400 |  | 1 |  |  | 0.99 |  | Outdoor
NJADRE1559244040 | Administratively Determined Incentive Program | PINE HILL | 8021 | 12.87 | Residential | Behind the Meter | Yes | SunPurity, LLC | AC Electric |  | Accepted | 2025-03-09 | 2025-03-27 | 2026-03-27 | Solar Panels | Hanwha Q.Cells | Q.PEAK DUO BLK ML-G10+ 415W |  | 0.415 | 21 | 138 | 20 |  | Fixed | Roof
NJADRE1559244040 | Administratively Determined Incentive Program | PINE HILL | 8021 | 12.87 | Residential | Behind the Meter | Yes | SunPurity, LLC | AC Electric |  | Accepted | 2025-03-09 | 2025-03-27 | 2026-03-27 | Solar Panels | Hanwha Q.Cells | Q.PEAK DUO BLK ML-G10+ 415W |  | 0.415 | 10 | 318 | 20 |  | Fixed | Roof
NJADRE1559244052 | Administratively Determined Incentive Program | Monroe | 8831 | 16.6 | Residential | Behind the Meter | Yes | SunPurity, LLC | JCP&L |  | Accepted | 2025-03-07 | 2025-03-27 | 2026-03-27 | Solar Panels | Hanwha Q.Cells | Q.PEAK DUO BLK ML-G10+ 415W |  | 0.415 | 6 | 162 | 24 |  | Fixed | Roof
NJADRE1559244052 | Administratively Determined Incentive Program | Monroe | 8831 | 16.6 | Residential | Behind the Meter | Yes | SunPurity, LLC | JCP&L |  | Accepted | 2025-03-07 | 2025-03-27 | 2026-03-27 | Solar Panels | Hanwha Q.Cells | Q.PEAK DUO BLK ML-G10+ 415W |  | 0.415 | 4 | 252 | 30 |  | Fixed | Roof
NJADRE1559244052 | Administratively Determined Incentive Program | Monroe | 8831 | 16.6 | Residential | Behind the Meter | Yes | SunPurity, LLC | JCP&L |  | Accepted | 2025-03-07 | 2025-03-27 | 2026-03-27 | Inverters | Solaredge | SE7600H-US | 7600 |  | 2 |  |  | 0.99 |  | Outdoor
NJADRE1559244052 | Administratively Determined Incentive Program | Monroe | 8831 | 16.6 | Residential | Behind the Meter | Yes | SunPurity, LLC | JCP&L |  | Accepted | 2025-03-07 | 2025-03-27 | 2026-03-27 | Solar Panels | Hanwha Q.Cells | Q.PEAK DUO BLK ML-G10+ 415W |  | 0.415 | 14 | 162 | 24 |  | Fixed | Roof
NJADRE1559244052 | Administratively Determined Incentive Program | Monroe | 8831 | 16.6 | Residential | Behind the Meter | Yes | SunPurity, LLC | JCP&L |  | Accepted | 2025-03-07 | 2025-03-27 | 2026-03-27 | Solar Panels | Hanwha Q.Cells | Q.PEAK DUO BLK ML-G10+ 415W |  | 0.415 | 6 | 72 | 30 |  | Fixed | Roof
NJADRE1559244052 | Administratively Determined Incentive Program | Monroe | 8831 | 16.6 | Residential | Behind the Meter | Yes | SunPurity, LLC | JCP&L |  | Accepted | 2025-03-07 | 2025-03-27 | 2026-03-27 | Solar Panels | Hanwha Q.Cells | Q.PEAK DUO BLK ML-G10+ 415W |  | 0.415 | 10 | 162 | 24 |  | Fixed | Roof
NJADRE1559244062 | Administratively Determined Incentive Program | EGG HARBOR TOWNSHIP | 8234 | 11.21 | Residential | Behind the Meter | Yes | SunPurity, LLC | AC Electric |  | Accepted | 2025-03-07 | 2025-03-26 | 2026-03-26 | Solar Panels | Hanwha Q.Cells | Q.PEAK DUO BLK ML-G10+ 415W |  | 0.415 | 9 | 129 | 20 |  | Fixed | Roof
NJADRE1559244062 | Administratively Determined Incentive Program | EGG HARBOR TOWNSHIP | 8234 | 11.21 | Residential | Behind the Meter | Yes | SunPurity, LLC | AC Electric |  | Accepted | 2025-03-07 | 2025-03-26 | 2026-03-26 | Inverters | Solaredge | SE10000H-US | 10000 |  | 1 |  |  | 0.99 |  | Outdoor
NJADRE1559244062 | Administratively Determined Incentive Program | EGG HARBOR TOWNSHIP | 8234 | 11.21 | Residential | Behind the Meter | Yes | SunPurity, LLC | AC Electric |  | Accepted | 2025-03-07 | 2025-03-26 | 2026-03-26 | Solar Panels | Hanwha Q.Cells | Q.PEAK DUO BLK ML-G10+ 415W |  | 0.415 | 18 | 309 | 20 |  | Fixed | Roof
NJADRE1559244413 | Administratively Determined Incentive Program | Wenonah | 8090 | 7.73 | Residential | Behind the Meter | No | GAF Energy | AC Electric |  | Accepted | 2025-02-28 | 2025-03-20 | 2026-03-20 | Inverters | Delta Electronics | M8-TL-US | 8000 |  | 1 |  |  | 0.975 |  | Outdoor
NJADRE1559244413 | Administratively Determined Incentive Program | Wenonah | 8090 | 7.73 | Residential | Behind the Meter | No | GAF Energy | AC Electric |  | Accepted | 2025-02-28 | 2025-03-20 | 2026-03-20 | Solar Panels | GAF Energy | TLS-1 |  | 0.046 | 108 | 196 | 23 |  | Fixed | Roof
NJADRE1559244413 | Administratively Determined Incentive Program | Wenonah | 8090 | 7.73 | Residential | Behind the Meter | No | GAF Energy | AC Electric |  | Accepted | 2025-02-28 | 2025-03-20 | 2026-03-20 | Solar Panels | GAF Energy | TLS-1 |  | 0.046 | 60 | 16 | 22 |  | Fixed | Roof
NJADRE1559244768 | Administratively Determined Incentive Program | Paulsboro | 8066 | 10.25 | Residential | Behind the Meter | Yes | Bright Ops, Inc. | AC Electric |  | Accepted | 2025-02-28 | 2025-03-19 | 2026-03-19 | Inverters | SolarEdge Technologies | SE7600H - USSN | 7600 |  | 1 |  |  | 0.98 |  | Outdoor | Outside
NJADRE1559244768 | Administratively Determined Incentive Program | Paulsboro | 8066 | 10.25 | Residential | Behind the Meter | Yes | Bright Ops, Inc. | AC Electric |  | Accepted | 2025-02-28 | 2025-03-19 | 2026-03-19 | Solar Panels | Hanwha Q-Cells | Q. PEAK DUO BLK ML-G10+ 410 |  | 0.41 | 7 | 276 | 34 |  | Fixed | Roof
NJADRE1559244768 | Administratively Determined Incentive Program | Paulsboro | 8066 | 10.25 | Residential | Behind the Meter | Yes | Bright Ops, Inc. | AC Electric |  | Accepted | 2025-02-28 | 2025-03-19 | 2026-03-19 | Solar Panels | Hanwha Q-Cells | Q. PEAK DUO BLK ML-G10+ 410 |  | 0.41 | 7 | 96 | 30 |  | Fixed | Roof
NJADRE1559244768 | Administratively Determined Incentive Program | Paulsboro | 8066 | 10.25 | Residential | Behind the Meter | Yes | Bright Ops, Inc. | AC Electric |  | Accepted | 2025-02-28 | 2025-03-19 | 2026-03-19 | Solar Panels | Hanwha Q-Cells | Q. PEAK DUO BLK ML-G10+ 410 |  | 0.41 | 5 | 276 | 14 |  | Fixed | Roof
NJADRE1559244768 | Administratively Determined Incentive Program | Paulsboro | 8066 | 10.25 | Residential | Behind the Meter | Yes | Bright Ops, Inc. | AC Electric |  | Accepted | 2025-02-28 | 2025-03-19 | 2026-03-19 | Solar Panels | Hanwha Q-Cells | Q. PEAK DUO BLK ML-G10+ 410 |  | 0.41 | 6 | 96 | 14 |  | Fixed | Roof
NJADRE1559245620 | Administratively Determined Incentive Program | PEMBERTON | 8068 | 5.6 | Residential | Behind the Meter | Yes | Sunrun Installation Services, Inc. | JCP&L |  | Accepted | 2025-02-28 | 2025-03-19 | 2026-03-19 | Solar Panels | Hanwha Q Cells | Q.PEAK DUO BLK ML-G10+/t 400 |  | 0.4 | 14 | 232 | 18 |  | Fixed | Roof
NJADRE1559245620 | Administratively Determined Incentive Program | PEMBERTON | 8068 | 5.6 | Residential | Behind the Meter | Yes | Sunrun Installation Services, Inc. | JCP&L |  | Accepted | 2025-02-28 | 2025-03-19 | 2026-03-19 | Inverters | SolarEdge Technologies | SE3800H-USMN | 3800 |  | 1 |  |  | 0.99 |  | Outside
NJADRE1559248279 | Administratively Determined Incentive Program | PATERSON | 7502 | 6.38 | Residential | Behind the Meter | Yes | Power Energy Solutions, LLC | PSE&G |  | Accepted | 2025-03-01 | 2025-03-19 | 2026-03-19 | Inverters | SolarEdge | SE3800H-US | 4 |  | 1 |  |  | 0.97 |  | Outdoor
NJADRE1559248279 | Administratively Determined Incentive Program | PATERSON | 7502 | 6.38 | Residential | Behind the Meter | Yes | Power Energy Solutions, LLC | PSE&G |  | Accepted | 2025-03-01 | 2025-03-19 | 2026-03-19 | Solar Panels | Trina Solar | TSM-425NE09RC.05 |  | 0.425 | 15 | 230 | 23 |  | Fixed | Roof
NJADRE1559249795 | Administratively Determined Incentive Program | Egg Harbor Township | 8234 | 10.63 | Residential | Behind the Meter | Yes | Whitman Construction, LLC | AC Electric |  | Accepted | 2025-03-03 | 2025-03-20 | 2026-03-20 | Solar Panels | Jinko Solar | JKM425N-54HL4-B |  | 0.425 | 8 | 202 | 33 |  | Fixed | Roof
NJADRE1559249795 | Administratively Determined Incentive Program | Egg Harbor Township | 8234 | 10.63 | Residential | Behind the Meter | Yes | Whitman Construction, LLC | AC Electric |  | Accepted | 2025-03-03 | 2025-03-20 | 2026-03-20 | Solar Panels | Jinko Solar | JKM425N-54HL4-B |  | 0.425 | 4 | 22 | 34 |  | Fixed | Roof
NJADRE1559249795 | Administratively Determined Incentive Program | Egg Harbor Township | 8234 | 10.63 | Residential | Behind the Meter | Yes | Whitman Construction, LLC | AC Electric |  | Accepted | 2025-03-03 | 2025-03-20 | 2026-03-20 | Inverters | ENPHASE | IQ8PLUS-72-2-US | 290 |  | 25 |  |  | 0.975 |  | Outdoor
NJADRE1559249795 | Administratively Determined Incentive Program | Egg Harbor Township | 8234 | 10.63 | Residential | Behind the Meter | Yes | Whitman Construction, LLC | AC Electric |  | Accepted | 2025-03-03 | 2025-03-20 | 2026-03-20 | Solar Panels | Jinko Solar | JKM425N-54HL4-B |  | 0.425 | 2 | 112 | 34 |  | Fixed | Roof
NJADRE1559249795 | Administratively Determined Incentive Program | Egg Harbor Township | 8234 | 10.63 | Residential | Behind the Meter | Yes | Whitman Construction, LLC | AC Electric |  | Accepted | 2025-03-03 | 2025-03-20 | 2026-03-20 | Solar Panels | Jinko Solar | JKM425N-54HL4-B |  | 0.425 | 5 | 112 | 34 |  | Fixed | Roof
NJADRE1559249795 | Administratively Determined Incentive Program | Egg Harbor Township | 8234 | 10.63 | Residential | Behind the Meter | Yes | Whitman Construction, LLC | AC Electric |  | Accepted | 2025-03-03 | 2025-03-20 | 2026-03-20 | Solar Panels | Jinko Solar | JKM425N-54HL4-B |  | 0.425 | 6 | 292 | 33 |  | Fixed | Roof
NJADRE1559249800 | Administratively Determined Incentive Program | Stratford | 8084 | 4.4 | Residential | Behind the Meter | Yes | Sunrun Installation Services, Inc. | AC Electric |  | Accepted | 2025-03-03 | 2025-03-20 | 2026-03-20 | Solar Panels | Hanwha Q Cells | Q.PEAK DUO BLK ML-G10+ 400 |  | 0.4 | 11 | 143 | 36 |  | Fixed | Roof
NJADRE1559249800 | Administratively Determined Incentive Program | Stratford | 8084 | 4.4 | Residential | Behind the Meter | Yes | Sunrun Installation Services, Inc. | AC Electric |  | Accepted | 2025-03-03 | 2025-03-20 | 2026-03-20 | Inverters | SolarEdge Technologies | SE3800H-USMN | 3800 |  | 1 |  |  | 0.99 |  | Outdoor
NJADRE1559249809 | Administratively Determined Incentive Program | Hamilton Twp Mer | 8611 | 3.69 | Residential | Behind the Meter | Yes | Sunrun Installation Services, Inc. | PSE&G |  | Accepted | 2025-03-03 | 2025-03-19 | 2026-03-19 | Solar Panels | HANWHA Q-CELLS | Q.PEAK DUO BLK ML-G10+ 410 |  | 0.41 | 9 | 88 | 34 |  | Fixed | Roof
NJADRE1559249809 | Administratively Determined Incentive Program | Hamilton Twp Mer | 8611 | 3.69 | Residential | Behind the Meter | Yes | Sunrun Installation Services, Inc. | PSE&G |  | Accepted | 2025-03-03 | 2025-03-19 | 2026-03-19 | Inverters | SOLAREDGE TECHNOLOGIES | SE3800H-USMN | 3800 |  | 1 |  |  | 0.99 |  | Outdoor
NJADRE1559249851 | Administratively Determined Incentive Program | BRIDGETON | 8302 | 17.85 | Residential | Behind the Meter | Yes | Whitman Construction, LLC | AC Electric |  | Accepted | 2025-03-03 | 2025-03-19 | 2026-03-19 | Solar Panels | Jinko Solar | JKM425N-54HL4-B |  | 0.425 | 4 | 178 | 20 |  | Fixed | Roof
NJADRE1559249851 | Administratively Determined Incentive Program | BRIDGETON | 8302 | 17.85 | Residential | Behind the Meter | Yes | Whitman Construction, LLC | AC Electric |  | Accepted | 2025-03-03 | 2025-03-19 | 2026-03-19 | Inverters | ENPHASE | IQ8PLUS-72-2-US | 290 |  | 42 |  |  | 0.975 |  | Outdoor
NJADRE1559249851 | Administratively Determined Incentive Program | BRIDGETON | 8302 | 17.85 | Residential | Behind the Meter | Yes | Whitman Construction, LLC | AC Electric |  | Accepted | 2025-03-03 | 2025-03-19 | 2026-03-19 | Solar Panels | Jinko Solar | JKM425N-54HL4-B |  | 0.425 | 5 | 268 | 20 |  | Fixed | Roof
NJADRE1559249851 | Administratively Determined Incentive Program | BRIDGETON | 8302 | 17.85 | Residential | Behind the Meter | Yes | Whitman Construction, LLC | AC Electric |  | Accepted | 2025-03-03 | 2025-03-19 | 2026-03-19 | Solar Panels | Jinko Solar | JKM425N-54HL4-B |  | 0.425 | 4 | 178 | 14 |  | Fixed | Roof
NJADRE1559249851 | Administratively Determined Incentive Program | BRIDGETON | 8302 | 17.85 | Residential | Behind the Meter | Yes | Whitman Construction, LLC | AC Electric |  | Accepted | 2025-03-03 | 2025-03-19 | 2026-03-19 | Solar Panels | Jinko Solar | JKM425N-54HL4-B |  | 0.425 | 12 | 358 | 20 |  | Fixed | Roof
NJADRE1559249851 | Administratively Determined Incentive Program | BRIDGETON | 8302 | 17.85 | Residential | Behind the Meter | Yes | Whitman Construction, LLC | AC Electric |  | Accepted | 2025-03-03 | 2025-03-19 | 2026-03-19 | Solar Panels | Jinko Solar | JKM425N-54HL4-B |  | 0.425 | 17 | 178 | 20 |  | Fixed | Roof
NJADRE1559249851 | Administratively Determined Incentive Program | BRIDGETON | 8302 | 17.85 | Residential | Behind the Meter | Yes | Whitman Construction, LLC | AC Electric |  | Accepted | 2025-03-03 | 2025-03-19 | 2026-03-19 | Meters | ENPHASE | X-IQ-AM1-240-5-HDK |  |  | 1 |  |  |  | Yes | Outdoor
NJADRE1559249855 | Administratively Determined Incentive Program | MEDFORD TWP | 8055 | 17.42 | Residential | Behind the Meter | No | Tesla Energy Operations, Inc. | PSE&G |  | Accepted | 2025-03-03 | 2025-03-19 | 2026-03-19 | Solar Panels | Tesla | SR60T1 |  | 0.05847 | 75 | 142 | 18 |  | Fixed | Roof
NJADRE1559249855 | Administratively Determined Incentive Program | MEDFORD TWP | 8055 | 17.42 | Residential | Behind the Meter | No | Tesla Energy Operations, Inc. | PSE&G |  | Accepted | 2025-03-03 | 2025-03-19 | 2026-03-19 | Solar Panels | Tesla | SR60T1 |  | 0.05847 | 78 | 322 | 18 |  | Fixed | Roof
NJADRE1559249855 | Administratively Determined Incentive Program | MEDFORD TWP | 8055 | 17.42 | Residential | Behind the Meter | No | Tesla Energy Operations, Inc. | PSE&G |  | Accepted | 2025-03-03 | 2025-03-19 | 2026-03-19 | Solar Panels | Tesla | SR60T1 |  | 0.05847 | 91 | 323 | 18 |  | Fixed | Roof
NJADRE1559249855 | Administratively Determined Incentive Program | MEDFORD TWP | 8055 | 17.42 | Residential | Behind the Meter | No | Tesla Energy Operations, Inc. | PSE&G |  | Accepted | 2025-03-03 | 2025-03-19 | 2026-03-19 | Inverters | Tesla | 1538000-XX-Y | 7600 |  | 2 |  |  | 0.98 |  | Outdoor
NJADRE1559249855 | Administratively Determined Incentive Program | MEDFORD TWP | 8055 | 17.42 | Residential | Behind the Meter | No | Tesla Energy Operations, Inc. | PSE&G |  | Accepted | 2025-03-03 | 2025-03-19 | 2026-03-19 | Solar Panels | Tesla | SR60T1 |  | 0.05847 | 54 | 143 | 18 |  | Fixed | Roof
NJADRE1559249876 | Administratively Determined Incentive Program | Trenton | 8618 | 10.32 | Residential | Behind the Meter | Yes | PosiGen Developer, LLC | PSE&G |  | Accepted | 2025-03-03 | 2025-03-20 | 2026-03-20 | Solar Panels | SilFab Solar | SIL-430 QD |  | 0.43 | 11 | 209 | 34 |  | Fixed | Roof
NJADRE1559249876 | Administratively Determined Incentive Program | Trenton | 8618 | 10.32 | Residential | Behind the Meter | Yes | PosiGen Developer, LLC | PSE&G |  | Accepted | 2025-03-03 | 2025-03-20 | 2026-03-20 | Solar Panels | SilFab Solar | SIL-430 QD |  | 0.43 | 4 | 119 | 17 |  | Fixed | Roof
NJADRE1559249876 | Administratively Determined Incentive Program | Trenton | 8618 | 10.32 | Residential | Behind the Meter | Yes | PosiGen Developer, LLC | PSE&G |  | Accepted | 2025-03-03 | 2025-03-20 | 2026-03-20 | Solar Panels | SilFab Solar | SIL-430 QD |  | 0.43 | 6 | 29 | 34 |  | Fixed | Roof
NJADRE1559249876 | Administratively Determined Incentive Program | Trenton | 8618 | 10.32 | Residential | Behind the Meter | Yes | PosiGen Developer, LLC | PSE&G |  | Accepted | 2025-03-03 | 2025-03-20 | 2026-03-20 | Solar Panels | SilFab Solar | SIL-430 QD |  | 0.43 | 3 | 209 | 18 |  | Fixed | Roof
NJADRE1559249876 | Administratively Determined Incentive Program | Trenton | 8618 | 10.32 | Residential | Behind the Meter | Yes | PosiGen Developer, LLC | PSE&G |  | Accepted | 2025-03-03 | 2025-03-20 | 2026-03-20 | Inverters | SolarEdge | SE10000H-US | 10000 |  | 1 |  |  | 0.99 |  | Outside | within ten feet of meter
NJADRE1559249902 | Administratively Determined Incentive Program | Avalon | 8202 | 4.92 | Residential | Behind the Meter | Yes | Sunrun Installation Services, Inc. | AC Electric |  | Accepted | 2025-03-03 | 2025-03-19 | 2026-03-19 | Solar Panels | Hanwha Q Cells | Q.PEAK DUO BLK ML-G10+ 410 |  | 0.41 | 12 | 123 | 19 |  | Fixed | Roof
NJADRE1559249902 | Administratively Determined Incentive Program | Avalon | 8202 | 4.92 | Residential | Behind the Meter | Yes | Sunrun Installation Services, Inc. | AC Electric |  | Accepted | 2025-03-03 | 2025-03-19 | 2026-03-19 | Inverters | SolarEdge Technologies | SE5700H-USMN | 5760 |  | 1 |  |  | 0.99 |  | Outdoor
NJADRE1559249924 | Administratively Determined Incentive Program | Toms River | 8753 | 7.65 | Residential | Behind the Meter | Yes | Power Energy Solutions, LLC | JCP&L |  | Accepted | 2025-03-03 | 2025-03-19 | 2026-03-19 | Inverters | SolarEdge | SE5700H-US | 6 |  | 1 |  |  | 0.97 |  | Outdoor
NJADRE1559249924 | Administratively Determined Incentive Program | Toms River | 8753 | 7.65 | Residential | Behind the Meter | Yes | Power Energy Solutions, LLC | JCP&L |  | Accepted | 2025-03-03 | 2025-03-19 | 2026-03-19 | Solar Panels | Trina Solar | TSM-425NE09RC.05 |  | 0.425 | 14 | 147 | 26 |  | Fixed | Roof
NJADRE1559249924 | Administratively Determined Incentive Program | Toms River | 8753 | 7.65 | Residential | Behind the Meter | Yes | Power Energy Solutions, LLC | JCP&L |  | Accepted | 2025-03-03 | 2025-03-19 | 2026-03-19 | Solar Panels | Trina Solar | TSM-425NE09RC.05 |  | 0.425 | 4 | 234 | 28 |  | Fixed | Roof
NJADRE1559249931 | Administratively Determined Incentive Program | Palmyra | 8065 | 17.2 | Residential | Behind the Meter | No | Advanced Renewable Solutions, LLC | PSE&G |  | Accepted | 2025-03-05 | 2025-03-31 | 2026-03-31 | Solar Panels | Certainteed | CTM10400HC11 |  | 0.4 | 15 | 244 | 30 |  | Fixed | Roof
NJADRE1559249931 | Administratively Determined Incentive Program | Palmyra | 8065 | 17.2 | Residential | Behind the Meter | No | Advanced Renewable Solutions, LLC | PSE&G |  | Accepted | 2025-03-05 | 2025-03-31 | 2026-03-31 | Solar Panels | Certainteed | CTM10400HC11 |  | 0.4 | 2 | 64 | 9 |  | Fixed | Roof
NJADRE1559249931 | Administratively Determined Incentive Program | Palmyra | 8065 | 17.2 | Residential | Behind the Meter | No | Advanced Renewable Solutions, LLC | PSE&G |  | Accepted | 2025-03-05 | 2025-03-31 | 2026-03-31 | Solar Panels | Certainteed | ct400hc11-40 |  | 0.4 | 5 | 244 | 9 |  | Fixed | Roof
NJADRE1559249931 | Administratively Determined Incentive Program | Palmyra | 8065 | 17.2 | Residential | Behind the Meter | No | Advanced Renewable Solutions, LLC | PSE&G |  | Accepted | 2025-03-05 | 2025-03-31 | 2026-03-31 | Solar Panels | Certainteed | CTM10400HC11 |  | 0.4 | 14 | 64 | 30 |  | Fixed | Roof
NJADRE1559249931 | Administratively Determined Incentive Program | Palmyra | 8065 | 17.2 | Residential | Behind the Meter | No | Advanced Renewable Solutions, LLC | PSE&G |  | Accepted | 2025-03-05 | 2025-03-31 | 2026-03-31 | Solar Panels | Certainteed | CTM10400HC11 |  | 0.4 | 7 | 251 | 28 |  | Fixed | Roof
NJADRE1559249931 | Administratively Determined Incentive Program | Palmyra | 8065 | 17.2 | Residential | Behind the Meter | No | Advanced Renewable Solutions, LLC | PSE&G |  | Accepted | 2025-03-05 | 2025-03-31 | 2026-03-31 | Inverters | Enphase | IQ8+ | 290 |  | 43 |  |  | 0.976 |  | Outdoor
NJADRE1559249952 | Administratively Determined Incentive Program | WEST ORANGE | 7052 | 14.76 | Residential | Behind the Meter | Yes | Trinity Solar, LLC | PSE&G |  | Accepted | 2025-03-03 | 2025-03-20 | 2026-03-20 | Solar Panels | HANWHA | (Q.PEAK DUO BLK ML-G10+ 410) |  | 0.41 | 7 | 298 | 38 |  | Fixed | Roof
NJADRE1559249952 | Administratively Determined Incentive Program | WEST ORANGE | 7052 | 14.76 | Residential | Behind the Meter | Yes | Trinity Solar, LLC | PSE&G |  | Accepted | 2025-03-03 | 2025-03-20 | 2026-03-20 | Solar Panels | HANWHA 410 (Q.PEAK DUO BLK ML-G10+ 410) | (Q.PEAK DUO BLK ML-G10+ 410) |  | 0.41 | 10 | 28 | 38 |  | Fixed | Roof
NJADRE1559249952 | Administratively Determined Incentive Program | WEST ORANGE | 7052 | 14.76 | Residential | Behind the Meter | Yes | Trinity Solar, LLC | PSE&G |  | Accepted | 2025-03-03 | 2025-03-20 | 2026-03-20 | Electric Storage Battery | Tesla | Powerwall 3 (1707000-XX-Y) |  |  | 2 |  |  |  | Lithium Ion |  | outside
NJADRE1559249952 | Administratively Determined Incentive Program | WEST ORANGE | 7052 | 14.76 | Residential | Behind the Meter | Yes | Trinity Solar, LLC | PSE&G |  | Accepted | 2025-03-03 | 2025-03-20 | 2026-03-20 | Solar Panels | HANWHA | (Q.PEAK DUO BLK ML-G10+ 410) |  | 0.41 | 9 | 298 | 38 |  | Fixed | Roof
NJADRE1559249952 | Administratively Determined Incentive Program | WEST ORANGE | 7052 | 14.76 | Residential | Behind the Meter | Yes | Trinity Solar, LLC | PSE&G |  | Accepted | 2025-03-03 | 2025-03-20 | 2026-03-20 | Solar Panels | HANWHA | (Q.PEAK DUO BLK ML-G10+ 410) |  | 0.41 | 2 | 298 | 23 |  | Fixed | Roof
NJADRE1559249952 | Administratively Determined Incentive Program | WEST ORANGE | 7052 | 14.76 | Residential | Behind the Meter | Yes | Trinity Solar, LLC | PSE&G |  | Accepted | 2025-03-03 | 2025-03-20 | 2026-03-20 | Inverters | Tesla | Powerwall 3 (1707000-XX-Y) | 11500 |  | 2 |  |  | 0.97 |  | Outdoor
NJADRE1559249952 | Administratively Determined Incentive Program | WEST ORANGE | 7052 | 14.76 | Residential | Behind the Meter | Yes | Trinity Solar, LLC | PSE&G |  | Accepted | 2025-03-03 | 2025-03-20 | 2026-03-20 | Solar Panels | HANWHA | (Q.PEAK DUO BLK ML-G10+ 410) |  | 0.41 | 8 | 208 | 38 |  | Fixed | Roof
NJADRE1559249960 | Administratively Determined Incentive Program | OXFORD | 7863 | 13.76 | Residential | Behind the Meter | Yes | PosiGen Developer, LLC | JCP&L |  | Accepted | 2025-03-03 | 2025-03-25 | 2026-03-25 | Solar Panels | SilFab Solar | SIL-430 QD |  | 0.43 | 4 | 339 | 14 |  | Fixed | Roof
NJADRE1559249960 | Administratively Determined Incentive Program | OXFORD | 7863 | 13.76 | Residential | Behind the Meter | Yes | PosiGen Developer, LLC | JCP&L |  | Accepted | 2025-03-03 | 2025-03-25 | 2026-03-25 | Solar Panels | SilFab Solar | SIL-430 QD |  | 0.43 | 6 | 159 | 34 |  | Fixed | Roof
NJADRE1559249960 | Administratively Determined Incentive Program | OXFORD | 7863 | 13.76 | Residential | Behind the Meter | Yes | PosiGen Developer, LLC | JCP&L |  | Accepted | 2025-03-03 | 2025-03-25 | 2026-03-25 | Solar Panels | SilFab Solar | SIL-430 QD |  | 0.43 | 22 | 339 | 14 |  | Fixed | Roof
NJADRE1559249960 | Administratively Determined Incentive Program | OXFORD | 7863 | 13.76 | Residential | Behind the Meter | Yes | PosiGen Developer, LLC | JCP&L |  | Accepted | 2025-03-03 | 2025-03-25 | 2026-03-25 | Inverters | SolarEdge | SE5700H-US | 5700 |  | 2 |  |  | 0.99 |  | Outside | within ten feet of meter
NJADRE1559249962 | Administratively Determined Incentive Program | EGG HARBOR TOWNSHIP | 8234 | 11.07 | Residential | Behind the Meter | Yes | Trinity Solar, LLC | AC Electric |  | Accepted | 2025-03-03 | 2025-03-20 | 2026-03-20 | Inverters | Tesla | (1538000-XX-Y) | 5000 |  | 1 |  |  | 0.97 |  | Outdoor
NJADRE1559249962 | Administratively Determined Incentive Program | EGG HARBOR TOWNSHIP | 8234 | 11.07 | Residential | Behind the Meter | Yes | Trinity Solar, LLC | AC Electric |  | Accepted | 2025-03-03 | 2025-03-20 | 2026-03-20 | Solar Panels | Hanwha | HANWHA 410 (Q.PEAK DUO BLK ML-G10+ 410) |  | 0.41 | 25 | 176 | 30 |  | Fixed | Roof
NJADRE1559249962 | Administratively Determined Incentive Program | EGG HARBOR TOWNSHIP | 8234 | 11.07 | Residential | Behind the Meter | Yes | Trinity Solar, LLC | AC Electric |  | Accepted | 2025-03-03 | 2025-03-20 | 2026-03-20 | Inverters | Tesla | (1538000-XX-Y) | 3800 |  | 1 |  |  | 0.97 |  | Indoor
NJADRE1559249962 | Administratively Determined Incentive Program | EGG HARBOR TOWNSHIP | 8234 | 11.07 | Residential | Behind the Meter | Yes | Trinity Solar, LLC | AC Electric |  | Accepted | 2025-03-03 | 2025-03-20 | 2026-03-20 | Solar Panels | Hanwha | HANWHA 410 (Q.PEAK DUO BLK ML-G10+ 410) |  | 0.41 | 2 | 266 | 26 |  | Fixed | Roof
NJADRE1559249981 | Administratively Determined Incentive Program | CAPE MAY | 8204 | 11.89 | Residential | Behind the Meter | Yes | Pro Custom Solar dba Momentum Solar | AC Electric |  | Accepted | 2025-03-03 | 2025-03-26 | 2026-03-26 | Solar Panels | HANWHA | Q.PEAK DUO BLK ML-G10+ 410 |  | 0.41 | 5 | 139 | 34 |  | Fixed | Roof
NJADRE1559249981 | Administratively Determined Incentive Program | CAPE MAY | 8204 | 11.89 | Residential | Behind the Meter | Yes | Pro Custom Solar dba Momentum Solar | AC Electric |  | Accepted | 2025-03-03 | 2025-03-26 | 2026-03-26 | Solar Panels | HANWHA | Q.PEAK DUO BLK ML-G10+ 410 |  | 0.41 | 15 | 318 | 34 |  | Fixed | Roof
NJADRE1559249981 | Administratively Determined Incentive Program | CAPE MAY | 8204 | 11.89 | Residential | Behind the Meter | Yes | Pro Custom Solar dba Momentum Solar | AC Electric |  | Accepted | 2025-03-03 | 2025-03-26 | 2026-03-26 | Inverters | Enphase | IQ8HC-72-M-DOM-US | 380 |  | 29 |  |  | 0.97 |  | Outdoor
NJADRE1559249981 | Administratively Determined Incentive Program | CAPE MAY | 8204 | 11.89 | Residential | Behind the Meter | Yes | Pro Custom Solar dba Momentum Solar | AC Electric |  | Accepted | 2025-03-03 | 2025-03-26 | 2026-03-26 | Solar Panels | HANWHA | Q.PEAK DUO BLK ML-G10+ 410 |  | 0.41 | 9 | 138 | 34 |  | Fixed | Roof
NJADRE1559250012 | Administratively Determined Incentive Program | Tuckerton | 8087 | 8.93 | Residential | Behind the Meter | Yes | Whitman Construction, LLC | AC Electric |  | Accepted | 2025-03-03 | 2025-03-20 | 2026-03-20 | Solar Panels | Jinko Solar | JKM425N-54HL4-B |  | 0.425 | 5 | 354 | 40 |  | Fixed | Roof
NJADRE1559250012 | Administratively Determined Incentive Program | Tuckerton | 8087 | 8.93 | Residential | Behind the Meter | Yes | Whitman Construction, LLC | AC Electric |  | Accepted | 2025-03-03 | 2025-03-20 | 2026-03-20 | Solar Panels | Jinko Solar | JKM425N-54HL4-B |  | 0.425 | 6 | 174 | 40 |  | Fixed | Roof
NJADRE1559250012 | Administratively Determined Incentive Program | Tuckerton | 8087 | 8.93 | Residential | Behind the Meter | Yes | Whitman Construction, LLC | AC Electric |  | Accepted | 2025-03-03 | 2025-03-20 | 2026-03-20 | Inverters | ENPHASE | IQ8PLUS-72-2-US | 290 |  | 21 |  |  | 0.975 |  | Outdoor
NJADRE1559250012 | Administratively Determined Incentive Program | Tuckerton | 8087 | 8.93 | Residential | Behind the Meter | Yes | Whitman Construction, LLC | AC Electric |  | Accepted | 2025-03-03 | 2025-03-20 | 2026-03-20 | Solar Panels | Jinko Solar | JKM425N-54HL4-B |  | 0.425 | 10 | 264 | 40 |  | Fixed | Roof
NJADRE1559250047 | Administratively Determined Incentive Program | ISELIN | 8830 | 4.92 | Residential | Behind the Meter | No | Tesla Energy Operations, Inc. | PSE&G |  | Accepted | 2025-03-03 | 2025-03-20 | 2026-03-20 | Solar Panels | Hanwha | Q.PEAK DUO BLK ML-G10.a+/TS 410 |  | 0.41 | 7 | 266 | 33 |  | Fixed | Roof
NJADRE1559250047 | Administratively Determined Incentive Program | ISELIN | 8830 | 4.92 | Residential | Behind the Meter | No | Tesla Energy Operations, Inc. | PSE&G |  | Accepted | 2025-03-03 | 2025-03-20 | 2026-03-20 | Solar Panels | Hanwha | Q.PEAK DUO BLK ML-G10.a+/TS 410 |  | 0.41 | 5 | 176 | 33 |  | Fixed | Roof
NJADRE1559250047 | Administratively Determined Incentive Program | ISELIN | 8830 | 4.92 | Residential | Behind the Meter | No | Tesla Energy Operations, Inc. | PSE&G |  | Accepted | 2025-03-03 | 2025-03-20 | 2026-03-20 | Electric Storage Battery | Tesla | Powerwall3 |  |  | 1 |  |  |  | Lithium Ion |  | OUTSIDE
NJADRE1559250047 | Administratively Determined Incentive Program | ISELIN | 8830 | 4.92 | Residential | Behind the Meter | No | Tesla Energy Operations, Inc. | PSE&G |  | Accepted | 2025-03-03 | 2025-03-20 | 2026-03-20 | Inverters | Tesla | 1707000-XX-Y | 11500 |  | 1 |  |  | 0.98 |  | Outdoor
NJADRE1559250088 | Administratively Determined Incentive Program | Linden | 7036 | 6.4 | Residential | Behind the Meter | Yes | Sunrun Installation Services, Inc. | PSE&G |  | Accepted | 2025-03-03 | 2025-03-20 | 2026-03-20 | Solar Panels | Hanwha Q-Cells | Q.PEAK DUO BLK ML-G10+/t 400 |  | 0.4 | 10 | 315 | 41 |  | Fixed | Roof
NJADRE1559250088 | Administratively Determined Incentive Program | Linden | 7036 | 6.4 | Residential | Behind the Meter | Yes | Sunrun Installation Services, Inc. | PSE&G |  | Accepted | 2025-03-03 | 2025-03-20 | 2026-03-20 | Inverters | SOLAREDGE TECHNOLOGIES | SE5700H-USMN | 5760 |  | 1 |  |  | 0.99 |  | Outside
NJADRE1559250088 | Administratively Determined Incentive Program | Linden | 7036 | 6.4 | Residential | Behind the Meter | Yes | Sunrun Installation Services, Inc. | PSE&G |  | Accepted | 2025-03-03 | 2025-03-20 | 2026-03-20 | Solar Panels | Hanwha Q-Cells | Q.PEAK DUO BLK ML-G10+/t 400 |  | 0.4 | 6 | 135 | 38 |  | Fixed | Roof
NJADRE1559250102 | Administratively Determined Incentive Program | Riverside | 8075 | 8.93 | Residential | Behind the Meter | Yes | Whitman Construction, LLC | PSE&G |  | Accepted | 2025-03-03 | 2025-03-20 | 2026-03-20 | Inverters | ENPHASE | IQ8PLUS-72-2-US | 290 |  | 21 |  |  | 0.975 |  | Outdoor
NJADRE1559250102 | Administratively Determined Incentive Program | Riverside | 8075 | 8.93 | Residential | Behind the Meter | Yes | Whitman Construction, LLC | PSE&G |  | Accepted | 2025-03-03 | 2025-03-20 | 2026-03-20 | Solar Panels | Jinko Solar | JKM425N-54HL4-B |  | 0.425 | 21 | 133 | 20 |  | Fixed | Roof
NJADRE1559250382 | Administratively Determined Incentive Program | Rochelle Park | 7662 | 4.4 | Residential | Behind the Meter | Yes | Sunrun Installation Services, Inc. | PSE&G |  | Accepted | 2025-03-03 | 2025-03-20 | 2026-03-20 | Solar Panels | Hanwha Q-Cells | Q.PEAK DUO BLK ML-G10+/t 400 |  | 0.4 | 3 | 222 | 24 |  | Fixed | Roof
NJADRE1559250382 | Administratively Determined Incentive Program | Rochelle Park | 7662 | 4.4 | Residential | Behind the Meter | Yes | Sunrun Installation Services, Inc. | PSE&G |  | Accepted | 2025-03-03 | 2025-03-20 | 2026-03-20 | Solar Panels | Hanwha Q-Cells | Q.PEAK DUO BLK ML-G10+/t 400 |  | 0.4 | 8 | 222 | 22 |  | Fixed | Roof
NJADRE1559250382 | Administratively Determined Incentive Program | Rochelle Park | 7662 | 4.4 | Residential | Behind the Meter | Yes | Sunrun Installation Services, Inc. | PSE&G |  | Accepted | 2025-03-03 | 2025-03-20 | 2026-03-20 | Inverters | SOLAREDGE TECHNOLOGIES | SE3800H-USMN | 3800 |  | 1 |  |  | 0.99 |  | Outside
NJADRE1559250613 | Administratively Determined Incentive Program | Egg Harbor Township | 8234 | 28.05 | Residential | Behind the Meter | Yes | Sun Up Zero Down, LLC | AC Electric |  | Accepted | 2025-03-03 | 2025-03-20 | 2026-03-20 | Inverters | Enphase | IQ8PLUS-72-2-US | 290 |  | 66 |  |  | 0.976 |  | Outdoor
NJADRE1559250613 | Administratively Determined Incentive Program | Egg Harbor Township | 8234 | 28.05 | Residential | Behind the Meter | Yes | Sun Up Zero Down, LLC | AC Electric |  | Accepted | 2025-03-03 | 2025-03-20 | 2026-03-20 | Solar Panels | TRINA | TSM-425-NE09RC.05 |  | 0.425 | 66 | 190 | 18 |  | Fixed | Roof
NJADRE1559250613 | Administratively Determined Incentive Program | Egg Harbor Township | 8234 | 28.05 | Residential | Behind the Meter | Yes | Sun Up Zero Down, LLC | AC Electric |  | Accepted | 2025-03-03 | 2025-03-20 | 2026-03-20 | Meters | Enphase | TBD |  |  | 1 |  |  |  | Yes | Outdoor
NJADRE1559251543 | Administratively Determined Incentive Program | Villas | 8251 | 2.05 | Residential | Behind the Meter | Yes | Trinity Solar, LLC | AC Electric |  | Accepted | 2025-03-03 | 2025-03-20 | 2026-03-20 | Inverters | Enphase | ENPHASE IQ8PLUS MICROINVERTERS (IQ8PLUS-72-2-US ) | 14500 |  | 5 |  |  | 0.29 |  | Outdoor
NJADRE1559251543 | Administratively Determined Incentive Program | Villas | 8251 | 2.05 | Residential | Behind the Meter | Yes | Trinity Solar, LLC | AC Electric |  | Accepted | 2025-03-03 | 2025-03-20 | 2026-03-20 | Solar Panels | Hanwha | HANWHA 410 (Q.PEAK DUO BLK ML-G10+ 410) |  | 0.41 | 5 | 119 | 14 |  | Fixed | Roof
NJADRE1559251738 | Administratively Determined Incentive Program | PATERSON | 7514 | 8.86 | Residential | Behind the Meter | Yes | Freedom Forever New Jersey, LLC | PSE&G |  | Accepted | 2025-03-03 | 2025-03-31 | 2026-03-31 | Solar Panels | JINKO SOLAR | JKM385M-6RL3-B |  | 0.385 | 3 | 104 | 16 |  | Fixed | Roof
NJADRE1559251738 | Administratively Determined Incentive Program | PATERSON | 7514 | 8.86 | Residential | Behind the Meter | Yes | Freedom Forever New Jersey, LLC | PSE&G |  | Accepted | 2025-03-03 | 2025-03-31 | 2026-03-31 | Solar Panels | JINKO SOLAR | JKM385M-6RL3-B |  | 0.385 | 6 | 284 | 16 |  | Fixed | Roof
NJADRE1559251738 | Administratively Determined Incentive Program | PATERSON | 7514 | 8.86 | Residential | Behind the Meter | Yes | Freedom Forever New Jersey, LLC | PSE&G |  | Accepted | 2025-03-03 | 2025-03-31 | 2026-03-31 | Inverters | Solar Edge | SE7600H-USRGM [SI1 | 7600 |  | 1 |  |  | 0.99 |  | Outside
NJADRE1559251738 | Administratively Determined Incentive Program | PATERSON | 7514 | 8.86 | Residential | Behind the Meter | Yes | Freedom Forever New Jersey, LLC | PSE&G |  | Accepted | 2025-03-03 | 2025-03-31 | 2026-03-31 | Solar Panels | JINKO SOLAR | JKM385M-6RL3-B |  | 0.385 | 14 | 13 | 16 |  | Fixed | Roof
NJADRE1559251747 | Administratively Determined Incentive Program | Edison | 8817 | 11.07 | Residential | Behind the Meter | Yes | Sunrun Installation Services, Inc. | PSE&G |  | Accepted | 2025-03-03 | 2025-03-20 | 2026-03-20 | Solar Panels | HANWHA Q-CELLS | Q.PEAK DUO BLK ML-G10+ 410 |  | 0.41 | 6 | 143 | 37 |  | Fixed | Roof
NJADRE1559251747 | Administratively Determined Incentive Program | Edison | 8817 | 11.07 | Residential | Behind the Meter | Yes | Sunrun Installation Services, Inc. | PSE&G |  | Accepted | 2025-03-03 | 2025-03-20 | 2026-03-20 | Inverters | SOLAREDGE TECHNOLOGIES | SE7600H-USMN | 7600 |  | 1 |  |  | 0.99 |  | Outside
NJADRE1559251747 | Administratively Determined Incentive Program | Edison | 8817 | 11.07 | Residential | Behind the Meter | Yes | Sunrun Installation Services, Inc. | PSE&G |  | Accepted | 2025-03-03 | 2025-03-20 | 2026-03-20 | Solar Panels | HANWHA Q-CELLS | Q.PEAK DUO BLK ML-G10+ 410 |  | 0.41 | 21 | 323 | 35 |  | Fixed | Roof
NJADRE1559251774 | Administratively Determined Incentive Program | Stockton | 8559 | 13.02 | Residential | Behind the Meter | No | Moore Energy, LLC | JCP&L |  | Accepted | 2025-03-04 | 2025-03-21 | 2026-03-21 | Inverters | SolarEdge | SE10000H-US | 10 |  | 1 |  |  | 0.992 |  | Outside
NJADRE1559251774 | Administratively Determined Incentive Program | Stockton | 8559 | 13.02 | Residential | Behind the Meter | No | Moore Energy, LLC | JCP&L |  | Accepted | 2025-03-04 | 2025-03-21 | 2026-03-21 | Solar Panels | VSUN | VSUN420-108BMH-BB |  | 0.42 | 31 | 145 | 30 |  | Fixed | Roof
NJADRE1559251774 | Administratively Determined Incentive Program | Stockton | 8559 | 13.02 | Residential | Behind the Meter | No | Moore Energy, LLC | JCP&L |  | Accepted | 2025-03-04 | 2025-03-21 | 2026-03-21 | Meters | SolarEdge | SE-RGMTR | 0 |  | 1 |  |  |  | Yes | Outdoor
NJADRE1559251795 | Administratively Determined Incentive Program | Paterson | 7514 | 7.7 | Residential | Behind the Meter | Yes | Freedom Forever New Jersey, LLC | PSE&G |  | Accepted | 2025-03-03 | 2025-03-20 | 2026-03-20 | Inverters | Solar Edge | SE6000H-USRGM [SI1 | 6000 |  | 1 |  |  | 0.99 |  | Outside
NJADRE1559251795 | Administratively Determined Incentive Program | Paterson | 7514 | 7.7 | Residential | Behind the Meter | Yes | Freedom Forever New Jersey, LLC | PSE&G |  | Accepted | 2025-03-03 | 2025-03-20 | 2026-03-20 | Solar Panels | JINKO SOLAR | JKM385M-6RL3-B |  | 0.385 | 14 | 14 | 16 |  | Fixed | Roof
NJADRE1559251795 | Administratively Determined Incentive Program | Paterson | 7514 | 7.7 | Residential | Behind the Meter | Yes | Freedom Forever New Jersey, LLC | PSE&G |  | Accepted | 2025-03-03 | 2025-03-20 | 2026-03-20 | Solar Panels | JINKO SOLAR | JKM385M-6RL3-B |  | 0.385 | 3 | 104 | 16 |  | Fixed | Roof
NJADRE1559251795 | Administratively Determined Incentive Program | Paterson | 7514 | 7.7 | Residential | Behind the Meter | Yes | Freedom Forever New Jersey, LLC | PSE&G |  | Accepted | 2025-03-03 | 2025-03-20 | 2026-03-20 | Solar Panels | JINKO SOLAR | JKM385M-6RL3-B |  | 0.385 | 3 | 284 | 16 |  | Fixed | Roof
NJADRE1559252659 | Administratively Determined Incentive Program | Randolph | 7869 | 13.94 | Residential | Behind the Meter | No | Tesla Energy Operations, Inc. | JCP&L |  | Accepted | 2025-03-03 | 2025-03-20 | 2026-03-20 | Inverters | Tesla | 1707000-XX-Y | 11500 |  | 1 |  |  | 0.98 |  | Outdoor
NJADRE1559252659 | Administratively Determined Incentive Program | Randolph | 7869 | 13.94 | Residential | Behind the Meter | No | Tesla Energy Operations, Inc. | JCP&L |  | Accepted | 2025-03-03 | 2025-03-20 | 2026-03-20 | Solar Panels | Hanwha | Q.PEAK DUO BLK ML-G10.a+/TS 410 |  | 0.41 | 11 | 310 | 37 |  | Fixed | Roof
NJADRE1559252659 | Administratively Determined Incentive Program | Randolph | 7869 | 13.94 | Residential | Behind the Meter | No | Tesla Energy Operations, Inc. | JCP&L |  | Accepted | 2025-03-03 | 2025-03-20 | 2026-03-20 | Solar Panels | Hanwha | Q.PEAK DUO BLK ML-G10.a+/TS 410 |  | 0.41 | 6 | 40 | 37 |  | Fixed | Roof
NJADRE1559252659 | Administratively Determined Incentive Program | Randolph | 7869 | 13.94 | Residential | Behind the Meter | No | Tesla Energy Operations, Inc. | JCP&L |  | Accepted | 2025-03-03 | 2025-03-20 | 2026-03-20 | Solar Panels | Hanwha | Q.PEAK DUO BLK ML-G10.a+/TS 410 |  | 0.41 | 6 | 130 | 37 |  | Fixed | Roof
NJADRE1559252659 | Administratively Determined Incentive Program | Randolph | 7869 | 13.94 | Residential | Behind the Meter | No | Tesla Energy Operations, Inc. | JCP&L |  | Accepted | 2025-03-03 | 2025-03-20 | 2026-03-20 | Solar Panels | Hanwha | Q.PEAK DUO BLK ML-G10.a+/TS 410 |  | 0.41 | 2 | 310 | 12 |  | Fixed | Roof
NJADRE1559252659 | Administratively Determined Incentive Program | Randolph | 7869 | 13.94 | Residential | Behind the Meter | No | Tesla Energy Operations, Inc. | JCP&L |  | Accepted | 2025-03-03 | 2025-03-20 | 2026-03-20 | Solar Panels | Hanwha | Q.PEAK DUO BLK ML-G10.a+/TS 410 |  | 0.41 | 9 | 220 | 37 |  | Fixed | Roof
NJADRE1559252659 | Administratively Determined Incentive Program | Randolph | 7869 | 13.94 | Residential | Behind the Meter | No | Tesla Energy Operations, Inc. | JCP&L |  | Accepted | 2025-03-03 | 2025-03-20 | 2026-03-20 | Electric Storage Battery | Tesla | Powerwall 3 |  |  | 1 |  |  |  | Lithium Ion |  | Outside
NJADRE1559253615 | Administratively Determined Incentive Program | Franklin Lakes | 7417 | 4.23 | Residential | Behind the Meter | No | GAF Energy | Orange Rockland Electric |  | Accepted | 2025-03-03 | 2025-03-20 | 2026-03-20 | Inverters | Delta Electronics | M4-TL-US | 4000 |  | 1 |  |  | 0.975 |  | Outdoor
NJADRE1559253615 | Administratively Determined Incentive Program | Franklin Lakes | 7417 | 4.23 | Residential | Behind the Meter | No | GAF Energy | Orange Rockland Electric |  | Accepted | 2025-03-03 | 2025-03-20 | 2026-03-20 | Solar Panels | GAF Energy | TLS-1 |  | 0.046 | 92 | 51 | 30 |  | Fixed | Roof
NJADRE1559254577 | Administratively Determined Incentive Program | Sicklerville | 8081 | 4 | Residential | Behind the Meter | Yes | Sunrun Installation Services, Inc. | AC Electric |  | Accepted | 2025-03-04 | 2025-03-20 | 2026-03-20 | Inverters | SolarEdge Technologies | SE3800H-USMN | 3800 |  | 1 |  |  | 0.99 |  | Outdoor
NJADRE1559254577 | Administratively Determined Incentive Program | Sicklerville | 8081 | 4 | Residential | Behind the Meter | Yes | Sunrun Installation Services, Inc. | AC Electric |  | Accepted | 2025-03-04 | 2025-03-20 | 2026-03-20 | Solar Panels | Hanwha Q Cells | Q.PEAK DUO BLK ML-G10+ 400 |  | 0.4 | 5 | 241 | 23 |  | Fixed | Roof
NJADRE1559254577 | Administratively Determined Incentive Program | Sicklerville | 8081 | 4 | Residential | Behind the Meter | Yes | Sunrun Installation Services, Inc. | AC Electric |  | Accepted | 2025-03-04 | 2025-03-20 | 2026-03-20 | Solar Panels | Hanwha Q Cells | Q.PEAK DUO BLK ML-G10+ 400 |  | 0.4 | 5 | 61 | 22 |  | Fixed | Roof
NJADRE1559254621 | Administratively Determined Incentive Program | Englewood | 7631 | 3.2 | Residential | Behind the Meter | Yes | Sunrun Installation Services, Inc. | PSE&G |  | Accepted | 2025-03-04 | 2025-03-20 | 2026-03-20 | Inverters | SOLAREDGE TECHNOLOGIES | SE3800H-USMN | 3800 |  | 1 |  |  | 0.99 |  | Outside
NJADRE1559254621 | Administratively Determined Incentive Program | Englewood | 7631 | 3.2 | Residential | Behind the Meter | Yes | Sunrun Installation Services, Inc. | PSE&G |  | Accepted | 2025-03-04 | 2025-03-20 | 2026-03-20 | Solar Panels | Hanwha Q-Cells | Q.PEAK DUO BLK ML-G10+/t 400 |  | 0.4 | 3 | 15 | 40 |  | Fixed | Roof
NJADRE1559254621 | Administratively Determined Incentive Program | Englewood | 7631 | 3.2 | Residential | Behind the Meter | Yes | Sunrun Installation Services, Inc. | PSE&G |  | Accepted | 2025-03-04 | 2025-03-20 | 2026-03-20 | Solar Panels | Hanwha Q-Cells | Q.PEAK DUO BLK ML-G10+/t 400 |  | 0.4 | 5 | 195 | 15 |  | Fixed | Roof
NJADRE1559254623 | Administratively Determined Incentive Program | Bridgeton | 8302 | 6.97 | Residential | Behind the Meter | Yes | Trinity Solar, LLC | AC Electric |  | Accepted | 2025-03-04 | 2025-03-20 | 2026-03-20 | Solar Panels | Hanwha | HANWHA 410 (Q.PEAK DUO BLK ML-G10+ 410) |  | 0.41 | 12 | 91 | 23 |  | Fixed | Roof
NJADRE1559254623 | Administratively Determined Incentive Program | Bridgeton | 8302 | 6.97 | Residential | Behind the Meter | Yes | Trinity Solar, LLC | AC Electric |  | Accepted | 2025-03-04 | 2025-03-20 | 2026-03-20 | Solar Panels | Hanwha | HANWHA 410 (Q.PEAK DUO BLK ML-G10+ 410) |  | 0.41 | 5 | 181 | 23 |  | Fixed | Roof
NJADRE1559254623 | Administratively Determined Incentive Program | Bridgeton | 8302 | 6.97 | Residential | Behind the Meter | Yes | Trinity Solar, LLC | AC Electric |  | Accepted | 2025-03-04 | 2025-03-20 | 2026-03-20 | Inverters | Solar Edge | SE6000H-US | 6000 |  | 1 |  |  | 0.97 |  | Outdoor
NJADRE1559254631 | Administratively Determined Incentive Program | NORTH CAPE MAY | 8204 | 4.1 | Residential | Behind the Meter | Yes | Trinity Solar, LLC | AC Electric |  | Accepted | 2025-03-04 | 2025-03-20 | 2026-03-20 | Solar Panels | Hanwha | Q.PEAK DUO BLK ML-G10+ 410 |  | 0.41 | 10 | 183 | 27 |  | Fixed | Roof
NJADRE1559254631 | Administratively Determined Incentive Program | NORTH CAPE MAY | 8204 | 4.1 | Residential | Behind the Meter | Yes | Trinity Solar, LLC | AC Electric |  | Accepted | 2025-03-04 | 2025-03-20 | 2026-03-20 | Inverters | Tesla | 1538000-XX-Y | 3800 |  | 1 |  |  | 0.986 |  | Outside
NJADRE1559254634 | Administratively Determined Incentive Program | ENGLEWOOD | 7631 | 17.63 | Residential | Behind the Meter | Yes | Trinity Solar, LLC | PSE&G |  | Accepted | 2025-03-04 | 2025-03-20 | 2026-03-20 | Electric Storage Battery | TESLA | 1707000-xx-y |  |  | 3 |  |  |  | Lithium Ion |  | Outdoors
NJADRE1559254634 | Administratively Determined Incentive Program | ENGLEWOOD | 7631 | 17.63 | Residential | Behind the Meter | Yes | Trinity Solar, LLC | PSE&G |  | Accepted | 2025-03-04 | 2025-03-20 | 2026-03-20 | Solar Panels | HANWHA | Q.PEAK DUO BLK ML-G10+ 410 |  | 0.41 | 43 | 126 | 30 |  | Fixed | Roof
NJADRE1559254634 | Administratively Determined Incentive Program | ENGLEWOOD | 7631 | 17.63 | Residential | Behind the Meter | Yes | Trinity Solar, LLC | PSE&G |  | Accepted | 2025-03-04 | 2025-03-20 | 2026-03-20 | Inverters | TESLA | 1707000-xx-y | 11500 |  | 3 |  |  | 0.97 |  | Outside
NJADRE1559254658 | Administratively Determined Incentive Program | Neptune | 7753 | 8.2 | Residential | Behind the Meter | Yes | Trinity Solar, LLC | JCP&L |  | Accepted | 2025-03-04 | 2025-03-20 | 2026-03-20 | Solar Panels | HANWHA | Q.PEAK DUO BLK ML-G10+ 410 |  | 0.41 | 15 | 28 | 22 |  | Fixed | Roof
NJADRE1559254658 | Administratively Determined Incentive Program | Neptune | 7753 | 8.2 | Residential | Behind the Meter | Yes | Trinity Solar, LLC | JCP&L |  | Accepted | 2025-03-04 | 2025-03-20 | 2026-03-20 | Inverters | Solar Edge | USE7600H-US | 7600 |  | 1 |  |  | 0.97 |  | Outdoor
NJADRE1559254658 | Administratively Determined Incentive Program | Neptune | 7753 | 8.2 | Residential | Behind the Meter | Yes | Trinity Solar, LLC | JCP&L |  | Accepted | 2025-03-04 | 2025-03-20 | 2026-03-20 | Solar Panels | HANWHA | Q.PEAK DUO BLK ML-G10+ 410 |  | 0.41 | 5 | 208 | 22 |  | Fixed | Roof
NJADRE1559254676 | Administratively Determined Incentive Program | Pleasantville | 8232 | 9.78 | Residential | Behind the Meter | Yes | Whitman Construction, LLC | AC Electric |  | Accepted | 2025-03-04 | 2025-03-21 | 2026-03-21 | Solar Panels | Jinko Solar | JKM425N-54HL4-B |  | 0.425 | 9 | 170 | 20 |  | Fixed | Roof
NJADRE1559254676 | Administratively Determined Incentive Program | Pleasantville | 8232 | 9.78 | Residential | Behind the Meter | Yes | Whitman Construction, LLC | AC Electric |  | Accepted | 2025-03-04 | 2025-03-21 | 2026-03-21 | Solar Panels | Jinko Solar | JKM425N-54HL4-B |  | 0.425 | 3 | 170 | 20 |  | Fixed | Roof
NJADRE1559254676 | Administratively Determined Incentive Program | Pleasantville | 8232 | 9.78 | Residential | Behind the Meter | Yes | Whitman Construction, LLC | AC Electric |  | Accepted | 2025-03-04 | 2025-03-21 | 2026-03-21 | Solar Panels | Jinko Solar | JKM425N-54HL4-B |  | 0.425 | 4 | 350 | 20 |  | Fixed | Roof
NJADRE1559254676 | Administratively Determined Incentive Program | Pleasantville | 8232 | 9.78 | Residential | Behind the Meter | Yes | Whitman Construction, LLC | AC Electric |  | Accepted | 2025-03-04 | 2025-03-21 | 2026-03-21 | Inverters | ENPHASE | IQ8PLUS-72-2-US | 290 |  | 23 |  |  | 0.975 |  | Outdoor
NJADRE1559254676 | Administratively Determined Incentive Program | Pleasantville | 8232 | 9.78 | Residential | Behind the Meter | Yes | Whitman Construction, LLC | AC Electric |  | Accepted | 2025-03-04 | 2025-03-21 | 2026-03-21 | Solar Panels | Jinko Solar | JKM425N-54HL4-B |  | 0.425 | 7 | 170 | 20 |  | Fixed | Roof
NJADRE1559254712 | Administratively Determined Incentive Program | Riverside | 8075 | 6.56 | Residential | Behind the Meter | Yes | Sunrun Installation Services, Inc. | PSE&G |  | Accepted | 2025-03-04 | 2025-03-20 | 2026-03-20 | Solar Panels | Hanwha Q Cells | Q.PEAK DUO BLK ML-G10+ 410 |  | 0.41 | 16 | 147 | 35 |  | Fixed | Roof
NJADRE1559254712 | Administratively Determined Incentive Program | Riverside | 8075 | 6.56 | Residential | Behind the Meter | Yes | Sunrun Installation Services, Inc. | PSE&G |  | Accepted | 2025-03-04 | 2025-03-20 | 2026-03-20 | Inverters | SolarEdge Technologies | SE5700H-USMN | 5760 |  | 1 |  |  | 0.99 |  | Outdoor
NJADRE1559254747 | Administratively Determined Incentive Program | Kearny | 7032 | 5.74 | Residential | Behind the Meter | Yes | Trinity Solar, LLC | PSE&G |  | Accepted | 2025-03-04 | 2025-03-20 | 2026-03-20 | Inverters | Solar Edge | USE5700H-US | 5700 |  | 1 |  |  | 0.97 |  | Outside
NJADRE1559254747 | Administratively Determined Incentive Program | Kearny | 7032 | 5.74 | Residential | Behind the Meter | Yes | Trinity Solar, LLC | PSE&G |  | Accepted | 2025-03-04 | 2025-03-20 | 2026-03-20 | Solar Panels | HANWHA | Q.PEAK DUO BLK ML-G10+ 410 |  | 0.41 | 14 | 173 | 18 |  | Fixed | Roof
NJADRE1559254760 | Administratively Determined Incentive Program | Hasbrouck Heights | 7604 | 8.3 | Residential | Behind the Meter | No | EMT Renewables, LLC | PSE&G |  | Accepted | 2025-03-04 | 2025-03-21 | 2026-03-21 | Inverters | ENPHASE | IQ8+ | 290 |  | 20 |  |  | 0.98 |  | Other | UNDER EACH PANEL
NJADRE1559254760 | Administratively Determined Incentive Program | Hasbrouck Heights | 7604 | 8.3 | Residential | Behind the Meter | No | EMT Renewables, LLC | PSE&G |  | Accepted | 2025-03-04 | 2025-03-21 | 2026-03-21 | Solar Panels | Q CELLS | Q PEAK DUO BLK |  | 0.415 | 9 | 307 | 32 |  | Fixed | Roof
NJADRE1559254760 | Administratively Determined Incentive Program | Hasbrouck Heights | 7604 | 8.3 | Residential | Behind the Meter | No | EMT Renewables, LLC | PSE&G |  | Accepted | 2025-03-04 | 2025-03-21 | 2026-03-21 | Solar Panels | Q CELLS | Q PEAK DUO BLK |  | 0.415 | 2 | 127 | 32 |  | Fixed | Roof
NJADRE1559254760 | Administratively Determined Incentive Program | Hasbrouck Heights | 7604 | 8.3 | Residential | Behind the Meter | No | EMT Renewables, LLC | PSE&G |  | Accepted | 2025-03-04 | 2025-03-21 | 2026-03-21 | Solar Panels | Q CELLS | Q PEAK DUO BLK |  | 0.415 | 6 | 127 | 33 |  | Fixed | Roof
NJADRE1559254760 | Administratively Determined Incentive Program | Hasbrouck Heights | 7604 | 8.3 | Residential | Behind the Meter | No | EMT Renewables, LLC | PSE&G |  | Accepted | 2025-03-04 | 2025-03-21 | 2026-03-21 | Solar Panels | Q CELLS | Q PEAK DUO BLK |  | 0.415 | 3 | 217 | 15 |  | Fixed | Roof
NJADRE1559254764 | Administratively Determined Incentive Program | SOMERSET | 8873 | 7.22 | Residential | Behind the Meter | Yes | Freedom Forever New Jersey, LLC | PSE&G |  | Accepted | 2025-03-04 | 2025-03-21 | 2026-03-21 | Solar Panels | Silfab | SIL-380 HC |  | 0.38 | 12 | 163 | 25 |  | Fixed | Roof
NJADRE1559254764 | Administratively Determined Incentive Program | SOMERSET | 8873 | 7.22 | Residential | Behind the Meter | Yes | Freedom Forever New Jersey, LLC | PSE&G |  | Accepted | 2025-03-04 | 2025-03-21 | 2026-03-21 | Solar Panels | Silfab | SIL-380 HC |  | 0.38 | 7 | 163 | 25 |  | Fixed | Roof
NJADRE1559254764 | Administratively Determined Incentive Program | SOMERSET | 8873 | 7.22 | Residential | Behind the Meter | Yes | Freedom Forever New Jersey, LLC | PSE&G |  | Accepted | 2025-03-04 | 2025-03-21 | 2026-03-21 | Inverters | Solar Edge | SE6000H-USRGM [SI1 | 6000 |  | 1 |  |  | 0.99 |  | Outside
NJADRE1559254804 | Administratively Determined Incentive Program | Rochelle Park Twp | 7662 | 6.4 | Residential | Behind the Meter | Yes | Sunrun Installation Services, Inc. | PSE&G |  | Accepted | 2025-03-04 | 2025-03-20 | 2026-03-20 | Solar Panels | Hanwha Q Cells | Q.PEAK DUO BLK ML-G10+ 400 |  | 0.4 | 7 | 39 | 34 |  | Fixed | Roof
NJADRE1559254804 | Administratively Determined Incentive Program | Rochelle Park Twp | 7662 | 6.4 | Residential | Behind the Meter | Yes | Sunrun Installation Services, Inc. | PSE&G |  | Accepted | 2025-03-04 | 2025-03-20 | 2026-03-20 | Solar Panels | Hanwha Q Cells | Q.PEAK DUO BLK ML-G10+ 400 |  | 0.4 | 9 | 218 | 33 |  | Fixed | Roof
NJADRE1559254804 | Administratively Determined Incentive Program | Rochelle Park Twp | 7662 | 6.4 | Residential | Behind the Meter | Yes | Sunrun Installation Services, Inc. | PSE&G |  | Accepted | 2025-03-04 | 2025-03-20 | 2026-03-20 | Inverters | SolarEdge Technologies | SE5700H-USMN | 5760 |  | 1 |  |  | 0.99 |  | Outdoor
NJADRE1559254819 | Administratively Determined Incentive Program | Totowa | 7512 | 5.74 | Residential | Behind the Meter | Yes | Trinity Solar, LLC | PSE&G |  | Accepted | 2025-03-04 | 2025-03-21 | 2026-03-21 | Solar Panels | HANWHA | Q.PEAK DUO BLK ML-G10+ 410 |  | 0.41 | 12 | 293 | 29 |  | Fixed | Roof
NJADRE1559254819 | Administratively Determined Incentive Program | Totowa | 7512 | 5.74 | Residential | Behind the Meter | Yes | Trinity Solar, LLC | PSE&G |  | Accepted | 2025-03-04 | 2025-03-21 | 2026-03-21 | Solar Panels | HANWHA | Q.PEAK DUO BLK ML-G10+ 410 |  | 0.41 | 2 | 113 | 29 |  | Fixed | Roof
NJADRE1559254819 | Administratively Determined Incentive Program | Totowa | 7512 | 5.74 | Residential | Behind the Meter | Yes | Trinity Solar, LLC | PSE&G |  | Accepted | 2025-03-04 | 2025-03-21 | 2026-03-21 | Inverters | Solar Edge | SE6000H-US | 6000 |  | 1 |  |  | 0.97 |  | Outside
NJADRE1559254821 | Administratively Determined Incentive Program | Boonton | 7005 | 10.66 | Residential | Behind the Meter | Yes | Trinity Solar, LLC | JCP&L |  | Accepted | 2025-03-04 | 2025-03-20 | 2026-03-20 | Solar Panels | HANWHA | Q.PEAK DUO BLK ML-G10+ 410 |  | 0.41 | 2 | 74 | 23 |  | Fixed | Roof
NJADRE1559254821 | Administratively Determined Incentive Program | Boonton | 7005 | 10.66 | Residential | Behind the Meter | Yes | Trinity Solar, LLC | JCP&L |  | Accepted | 2025-03-04 | 2025-03-20 | 2026-03-20 | Solar Panels | HANWHA | Q.PEAK DUO BLK ML-G10+ 410 |  | 0.41 | 10 | 163 | 36 |  | Fixed | Roof
NJADRE1559254821 | Administratively Determined Incentive Program | Boonton | 7005 | 10.66 | Residential | Behind the Meter | Yes | Trinity Solar, LLC | JCP&L |  | Accepted | 2025-03-04 | 2025-03-20 | 2026-03-20 | Inverters | Solar Edge | USE10000H-USMNBL75 | 10000 |  | 1 |  |  | 0.97 |  | Outdoor
NJADRE1559254821 | Administratively Determined Incentive Program | Boonton | 7005 | 10.66 | Residential | Behind the Meter | Yes | Trinity Solar, LLC | JCP&L |  | Accepted | 2025-03-04 | 2025-03-20 | 2026-03-20 | Solar Panels | HANWHA | Q.PEAK DUO BLK ML-G10+ 410 |  | 0.41 | 14 | 164 | 38 |  | Fixed | Roof
NJADRE1559254848 | Administratively Determined Incentive Program | Linwood | 8221 | 8.93 | Residential | Behind the Meter | Yes | GenSun Roofing and Solar, LLC | AC Electric |  | Accepted | 2025-03-04 | 2025-03-21 | 2026-03-21 | Inverters | SOLAREDGE | SE7600H-US | 7600 |  | 1 |  |  | 0.99 |  | Outside
NJADRE1559254848 | Administratively Determined Incentive Program | Linwood | 8221 | 8.93 | Residential | Behind the Meter | Yes | GenSun Roofing and Solar, LLC | AC Electric |  | Accepted | 2025-03-04 | 2025-03-21 | 2026-03-21 | Solar Panels | JINKO SOLAR | JKM425N-54HL4-V |  | 0.425 | 21 | 206 | 21 |  | Fixed | Roof
NJADRE1559254875 | Administratively Determined Incentive Program | Pennsville | 8070 | 16.1 | Residential | Behind the Meter | No | Sea Bright Solar, LLC | AC Electric |  | Accepted | 2025-03-04 | 2025-03-21 | 2026-03-21 | Inverters | Enphase | IQ8A-72-2-US | 349 |  | 37 |  |  | 0.97 |  | Outdoor
NJADRE1559254875 | Administratively Determined Incentive Program | Pennsville | 8070 | 16.1 | Residential | Behind the Meter | No | Sea Bright Solar, LLC | AC Electric |  | Accepted | 2025-03-04 | 2025-03-21 | 2026-03-21 | Solar Panels | QCell | Q.TRON BLK M-G2+435 |  | 0.435 | 12 | 166 | 24 |  | Fixed | Roof
NJADRE1559254875 | Administratively Determined Incentive Program | Pennsville | 8070 | 16.1 | Residential | Behind the Meter | No | Sea Bright Solar, LLC | AC Electric |  | Accepted | 2025-03-04 | 2025-03-21 | 2026-03-21 | Solar Panels | Q Cell | Q.TRON BLK M-G2+435 |  | 0.435 | 6 | 255 | 9 |  | Fixed | Roof
NJADRE1559254875 | Administratively Determined Incentive Program | Pennsville | 8070 | 16.1 | Residential | Behind the Meter | No | Sea Bright Solar, LLC | AC Electric |  | Accepted | 2025-03-04 | 2025-03-21 | 2026-03-21 | Solar Panels | QCell | Q.TRON BLK M-G2+435 |  | 0.435 | 6 | 256 | 9 |  | Fixed | Roof
NJADRE1559254875 | Administratively Determined Incentive Program | Pennsville | 8070 | 16.1 | Residential | Behind the Meter | No | Sea Bright Solar, LLC | AC Electric |  | Accepted | 2025-03-04 | 2025-03-21 | 2026-03-21 | Solar Panels | QCell | Q.TRON BLK M-G2+435 |  | 0.435 | 13 | 76 | 30 |  | Fixed | Roof
NJADRE1559254875 | Administratively Determined Incentive Program | Pennsville | 8070 | 16.1 | Residential | Behind the Meter | No | Sea Bright Solar, LLC | AC Electric |  | Accepted | 2025-03-04 | 2025-03-21 | 2026-03-21 | Meters | Enphase | IQ Gateway |  |  | 1 |  |  |  | Yes | Outdoor
NJADRE1559255131 | Administratively Determined Incentive Program | Clayton | 8312 | 8.93 | Residential | Behind the Meter | Yes | GenSun Roofing and Solar, LLC | AC Electric |  | Accepted | 2025-03-04 | 2025-03-21 | 2026-03-21 | Inverters | SOLAREDGE | SE7600H-US | 7600 |  | 1 |  |  | 0.99 |  | Outside
NJADRE1559255131 | Administratively Determined Incentive Program | Clayton | 8312 | 8.93 | Residential | Behind the Meter | Yes | GenSun Roofing and Solar, LLC | AC Electric |  | Accepted | 2025-03-04 | 2025-03-21 | 2026-03-21 | Solar Panels | JINKO SOLAR | JKM425N-54HL4-B 425W |  | 0.425 | 17 | 168 | 23 |  | Fixed | Roof
NJADRE1559255131 | Administratively Determined Incentive Program | Clayton | 8312 | 8.93 | Residential | Behind the Meter | Yes | GenSun Roofing and Solar, LLC | AC Electric |  | Accepted | 2025-03-04 | 2025-03-21 | 2026-03-21 | Solar Panels | JINKO SOLAR | JKM425N-54HL4-B 425W |  | 0.425 | 4 | 348 | 23 |  | Fixed | Roof
NJADRE1559255144 | Administratively Determined Incentive Program | Totowa | 7512 | 6.97 | Residential | Behind the Meter | Yes | Trinity Solar, LLC | PSE&G |  | Accepted | 2025-03-04 | 2025-03-20 | 2026-03-20 | Solar Panels | HANWHA | Q.PEAK DUO BLK ML-G10+ 410 |  | 0.41 | 6 | 113 | 29 |  | Fixed | Roof
NJADRE1559255144 | Administratively Determined Incentive Program | Totowa | 7512 | 6.97 | Residential | Behind the Meter | Yes | Trinity Solar, LLC | PSE&G |  | Accepted | 2025-03-04 | 2025-03-20 | 2026-03-20 | Inverters | Solar Edge | USE5700H-US | 5700 |  | 1 |  |  | 0.97 |  | Outside
NJADRE1559255144 | Administratively Determined Incentive Program | Totowa | 7512 | 6.97 | Residential | Behind the Meter | Yes | Trinity Solar, LLC | PSE&G |  | Accepted | 2025-03-04 | 2025-03-20 | 2026-03-20 | Solar Panels | HANWHA | Q.PEAK DUO BLK ML-G10+ 410 |  | 0.41 | 11 | 113 | 10 |  | Fixed | Roof
NJADRE1559255148 | Administratively Determined Incentive Program | Westampton | 8060 | 7.79 | Residential | Behind the Meter | Yes | Trinity Solar, LLC | PSE&G |  | Accepted | 2025-03-04 | 2025-03-21 | 2026-03-21 | Solar Panels | HANWHA | (Q.PEAK DUO BLK ML-G10+ 410) |  | 0.41 | 8 | 195 | 27 |  | Fixed | Roof
NJADRE1559255148 | Administratively Determined Incentive Program | Westampton | 8060 | 7.79 | Residential | Behind the Meter | Yes | Trinity Solar, LLC | PSE&G |  | Accepted | 2025-03-04 | 2025-03-21 | 2026-03-21 | Solar Panels | HANWHA | (Q.PEAK DUO BLK ML-G10+ 410) |  | 0.41 | 5 | 15 | 27 |  | Fixed | Roof
NJADRE1559255148 | Administratively Determined Incentive Program | Westampton | 8060 | 7.79 | Residential | Behind the Meter | Yes | Trinity Solar, LLC | PSE&G |  | Accepted | 2025-03-04 | 2025-03-21 | 2026-03-21 | Solar Panels | HANWHA | (Q.PEAK DUO BLK ML-G10+ 410) |  | 0.41 | 6 | 105 | 25 |  | Fixed | Roof
NJADRE1559255148 | Administratively Determined Incentive Program | Westampton | 8060 | 7.79 | Residential | Behind the Meter | Yes | Trinity Solar, LLC | PSE&G |  | Accepted | 2025-03-04 | 2025-03-21 | 2026-03-21 | Inverters | Tesla | Powerwall 3 (1707000-XX-Y) | 11500 |  | 1 |  |  | 0.97 |  | Outdoor
NJADRE1559255148 | Administratively Determined Incentive Program | Westampton | 8060 | 7.79 | Residential | Behind the Meter | Yes | Trinity Solar, LLC | PSE&G |  | Accepted | 2025-03-04 | 2025-03-21 | 2026-03-21 | Electric Storage Battery | Tesla | Powerwall 3 (1707000-XX-Y) |  |  | 2 |  |  |  | Lithium Ion |  | outdoor
NJADRE1559255635 | Administratively Determined Incentive Program | Cedar Brook | 8018 | 11.05 | Residential | Behind the Meter | Yes | GenSun Roofing and Solar, LLC | AC Electric |  | Accepted | 2025-03-04 | 2025-03-24 | 2026-03-24 | Inverters | SOLAREDGE | SE10000H-US | 10000 |  | 1 |  |  | 0.99 |  | Outside
NJADRE1559255635 | Administratively Determined Incentive Program | Cedar Brook | 8018 | 11.05 | Residential | Behind the Meter | Yes | GenSun Roofing and Solar, LLC | AC Electric |  | Accepted | 2025-03-04 | 2025-03-24 | 2026-03-24 | Solar Panels | JINKO SOLAR | JKM425N-54HL4-B 425W |  | 0.425 | 20 | 336 | 34 |  | Fixed | Roof
NJADRE1559255635 | Administratively Determined Incentive Program | Cedar Brook | 8018 | 11.05 | Residential | Behind the Meter | Yes | GenSun Roofing and Solar, LLC | AC Electric |  | Accepted | 2025-03-04 | 2025-03-24 | 2026-03-24 | Solar Panels | JINKO SOLAR | JKM425N-54HL4-B 425W |  | 0.425 | 6 | 336 | 34 |  | Fixed | Roof
NJADRE1559255645 | Administratively Determined Incentive Program | Wyckoff | 7481 | 12.04 | Residential | Behind the Meter | No | Infinity Solar Systems, LLC | PSE&G |  | Accepted | 2025-03-04 | 2025-03-24 | 2026-03-24 | Inverters | Enphase | IQ8MC-72-M-US | 320 |  | 28 |  |  | 0.97 |  | Outside
NJADRE1559255645 | Administratively Determined Incentive Program | Wyckoff | 7481 | 12.04 | Residential | Behind the Meter | No | Infinity Solar Systems, LLC | PSE&G |  | Accepted | 2025-03-04 | 2025-03-24 | 2026-03-24 | Solar Panels | SEG SOLAR | SEG-430-BTD-BG |  | 0.43 | 14 | 205 | 19 |  | Fixed | Roof
NJADRE1559255645 | Administratively Determined Incentive Program | Wyckoff | 7481 | 12.04 | Residential | Behind the Meter | No | Infinity Solar Systems, LLC | PSE&G |  | Accepted | 2025-03-04 | 2025-03-24 | 2026-03-24 | Solar Panels | SEG SOLAR | SEG-430-BTD-BG |  | 0.43 | 14 | 25 | 19 |  | Fixed | Roof
NJADRE1559255669 | Administratively Determined Incentive Program | Browns Mills | 8015 | 16.81 | Residential | Behind the Meter | Yes | Pro Custom Solar dba Momentum Solar | JCP&L |  | Accepted | 2025-03-04 | 2025-03-21 | 2026-03-21 | Inverters | ENPHASE | iq8mc-72-m-us | 320 |  | 41 |  |  | 0.97 |  | Outside
NJADRE1559255669 | Administratively Determined Incentive Program | Browns Mills | 8015 | 16.81 | Residential | Behind the Meter | Yes | Pro Custom Solar dba Momentum Solar | JCP&L |  | Accepted | 2025-03-04 | 2025-03-21 | 2026-03-21 | Solar Panels | hanwha | q.peak duo blk ml-g10+410 |  | 0.41 | 41 | 260 | 10 |  | Fixed | Roof
NJADRE1559255698 | Administratively Determined Incentive Program | Prospect Park | 7508 | 10.25 | Residential | Behind the Meter | Yes | Trinity Solar, LLC | PSE&G |  | Accepted | 2025-03-04 | 2025-03-21 | 2026-03-21 | Solar Panels | HANWHA | Q.PEAK DUO BLK ML-G10+ 410 |  | 0.41 | 9 | 227 | 25 |  | Fixed | Roof
NJADRE1559255698 | Administratively Determined Incentive Program | Prospect Park | 7508 | 10.25 | Residential | Behind the Meter | Yes | Trinity Solar, LLC | PSE&G |  | Accepted | 2025-03-04 | 2025-03-21 | 2026-03-21 | Solar Panels | HANWHA | Q.PEAK DUO BLK ML-G10+ 410 |  | 0.41 | 16 | 47 | 14 |  | Fixed | Roof
NJADRE1559255698 | Administratively Determined Incentive Program | Prospect Park | 7508 | 10.25 | Residential | Behind the Meter | Yes | Trinity Solar, LLC | PSE&G |  | Accepted | 2025-03-04 | 2025-03-21 | 2026-03-21 | Inverters | TESLA | 1538000-XX-Y | 7600 |  | 1 |  |  | 0.97 |  | Outside
NJADRE1559255716 | Administratively Determined Incentive Program | Lincoln Park | 7035 | 14.19 | Residential | Behind the Meter | Yes | PosiGen Developer, LLC | JCP&L |  | Accepted | 2025-03-04 | 2025-03-21 | 2026-03-21 | Solar Panels | SILFAB | SIL430QD |  | 0.43 | 10 | 109 | 37 |  | Fixed | Roof
NJADRE1559255716 | Administratively Determined Incentive Program | Lincoln Park | 7035 | 14.19 | Residential | Behind the Meter | Yes | PosiGen Developer, LLC | JCP&L |  | Accepted | 2025-03-04 | 2025-03-21 | 2026-03-21 | Solar Panels | SILFAB | SIL430QD |  | 0.43 | 8 | 19 | 37 |  | Fixed | Roof
NJADRE1559255716 | Administratively Determined Incentive Program | Lincoln Park | 7035 | 14.19 | Residential | Behind the Meter | Yes | PosiGen Developer, LLC | JCP&L |  | Accepted | 2025-03-04 | 2025-03-21 | 2026-03-21 | Inverters | SOLAREDGE | SE5700H-US | 5760 |  | 2 |  |  | 0.99 |  | Outside | WITHIN TEN FEET OF METER
NJADRE1559255716 | Administratively Determined Incentive Program | Lincoln Park | 7035 | 14.19 | Residential | Behind the Meter | Yes | PosiGen Developer, LLC | JCP&L |  | Accepted | 2025-03-04 | 2025-03-21 | 2026-03-21 | Solar Panels | SILFAB | SIL430QD |  | 0.43 | 9 | 199 | 37 |  | Fixed | Roof
NJADRE1559255716 | Administratively Determined Incentive Program | Lincoln Park | 7035 | 14.19 | Residential | Behind the Meter | Yes | PosiGen Developer, LLC | JCP&L |  | Accepted | 2025-03-04 | 2025-03-21 | 2026-03-21 | Solar Panels | SILFAB | SIL430QD |  | 0.43 | 6 | 289 | 37 |  | Fixed | Roof
NJADRE1559255743 | Administratively Determined Incentive Program | Lanoka Harbor | 8734 | 8.2 | Residential | Behind the Meter | Yes | Trinity Solar, LLC | JCP&L |  | Accepted | 2025-03-04 | 2025-03-21 | 2026-03-21 | Inverters | Solar Edge | USE7600H-USMNBL75 | 7600 |  | 1 |  |  | 0.97 |  | Outdoor
NJADRE1559255743 | Administratively Determined Incentive Program | Lanoka Harbor | 8734 | 8.2 | Residential | Behind the Meter | Yes | Trinity Solar, LLC | JCP&L |  | Accepted | 2025-03-04 | 2025-03-21 | 2026-03-21 | Solar Panels | HANWHA | Q.PEAK DUO BLK ML-G10+ 410 |  | 0.41 | 13 | 184 | 21 |  | Fixed | Roof
NJADRE1559255743 | Administratively Determined Incentive Program | Lanoka Harbor | 8734 | 8.2 | Residential | Behind the Meter | Yes | Trinity Solar, LLC | JCP&L |  | Accepted | 2025-03-04 | 2025-03-21 | 2026-03-21 | Solar Panels | HANWHA | Q.PEAK DUO BLK ML-G10+ 410 |  | 0.41 | 7 | 4 | 21 |  | Fixed | Roof
NJADRE1559255745 | Administratively Determined Incentive Program | Stratford | 8084 | 3.69 | Residential | Behind the Meter | Yes | Trinity Solar, LLC | AC Electric |  | Accepted | 2025-03-04 | 2025-03-21 | 2026-03-21 | Inverters | Tesla | TESLA 3.8kW (1538000-XX-Y) | 3800 |  | 1 |  |  | 0.97 |  | Outdoor
NJADRE1559255745 | Administratively Determined Incentive Program | Stratford | 8084 | 3.69 | Residential | Behind the Meter | Yes | Trinity Solar, LLC | AC Electric |  | Accepted | 2025-03-04 | 2025-03-21 | 2026-03-21 | Solar Panels | HANWHA | (Q.PEAK DUO BLK ML-G10+ 410) |  | 0.41 | 9 | 205 | 33 |  | Fixed | Roof
NJADRE1559255785 | Administratively Determined Incentive Program | Paterson | 7504 | 12.71 | Residential | Behind the Meter | Yes | Freedom Forever New Jersey, LLC | PSE&G |  | Accepted | 2025-03-04 | 2025-03-24 | 2026-03-24 | Inverters | Solar Edge | SE10000H-USRGM [SI1] | 10000 |  | 1 |  |  | 0.99 |  | Outside
NJADRE1559255785 | Administratively Determined Incentive Program | Paterson | 7504 | 12.71 | Residential | Behind the Meter | Yes | Freedom Forever New Jersey, LLC | PSE&G |  | Accepted | 2025-03-04 | 2025-03-24 | 2026-03-24 | Solar Panels | JINKO SOLAR | JKM385M-6RL3-B |  | 0.385 | 33 | 189 | 25 |  | Fixed | Roof
NJADRE1559255787 | Administratively Determined Incentive Program | Cape May Beach | 8204 | 10.66 | Residential | Behind the Meter | Yes | Sunrun Installation Services, Inc. | AC Electric |  | Accepted | 2025-03-04 | 2025-03-21 | 2026-03-21 | Inverters | SolarEdge Technologies | SE7600H-USMN | 7600 |  | 1 |  |  | 0.99 |  | Outdoor
NJADRE1559255787 | Administratively Determined Incentive Program | Cape May Beach | 8204 | 10.66 | Residential | Behind the Meter | Yes | Sunrun Installation Services, Inc. | AC Electric |  | Accepted | 2025-03-04 | 2025-03-21 | 2026-03-21 | Solar Panels | Hanwha Q Cells | Q.PEAK DUO BLK ML-G10+ 410 |  | 0.41 | 21 | 187 | 9 |  | Fixed | Roof
NJADRE1559255787 | Administratively Determined Incentive Program | Cape May Beach | 8204 | 10.66 | Residential | Behind the Meter | Yes | Sunrun Installation Services, Inc. | AC Electric |  | Accepted | 2025-03-04 | 2025-03-21 | 2026-03-21 | Solar Panels | Hanwha Q Cells | Q.PEAK DUO BLK ML-G10+ 410 |  | 0.41 | 5 | 7 | 18 |  | Fixed | Roof
NJADRE1559255845 | Administratively Determined Incentive Program | GLASSBORO | 8028 | 7.74 | Residential | Behind the Meter | Yes | PosiGen Developer, LLC | AC Electric |  | Accepted | 2025-03-04 | 2025-03-21 | 2026-03-21 | Solar Panels | SILFAB | SIL430QD |  | 0.43 | 18 | 233 | 27 |  | Fixed | Roof
NJADRE1559255845 | Administratively Determined Incentive Program | GLASSBORO | 8028 | 7.74 | Residential | Behind the Meter | Yes | PosiGen Developer, LLC | AC Electric |  | Accepted | 2025-03-04 | 2025-03-21 | 2026-03-21 | Inverters | SOLAREDGE | SE7600H-US | 7600 |  | 1 |  |  | 0.99 |  | Outside | WITHIN TEN FEET OF METER
NJADRE1559255854 | Administratively Determined Incentive Program | PISCATAWAY | 8854 | 6.97 | Residential | Behind the Meter | Yes | Sunrun Installation Services, Inc. | PSE&G |  | Accepted | 2025-03-04 | 2025-03-21 | 2026-03-21 | Inverters | SolarEdge Technologies | SE5700H-USMN | 5760 |  | 1 |  |  | 0.99 |  | Outdoor
NJADRE1559255854 | Administratively Determined Incentive Program | PISCATAWAY | 8854 | 6.97 | Residential | Behind the Meter | Yes | Sunrun Installation Services, Inc. | PSE&G |  | Accepted | 2025-03-04 | 2025-03-21 | 2026-03-21 | Solar Panels | Hanwha Q Cells | Q.PEAK DUO BLK ML-G10+ 410 |  | 0.41 | 11 | 144 | 30 |  | Fixed | Roof
NJADRE1559255854 | Administratively Determined Incentive Program | PISCATAWAY | 8854 | 6.97 | Residential | Behind the Meter | Yes | Sunrun Installation Services, Inc. | PSE&G |  | Accepted | 2025-03-04 | 2025-03-21 | 2026-03-21 | Solar Panels | Hanwha Q Cells | Q.PEAK DUO BLK ML-G10+ 410 |  | 0.41 | 6 | 236 | 40 |  | Fixed | Roof
NJADRE1559256277 | Administratively Determined Incentive Program | SPARTA | 7871 | 25.83 | Residential | Behind the Meter | Yes | Trinity Solar, LLC | JCP&L |  | Accepted | 2025-03-04 | 2025-03-21 | 2026-03-21 | Inverters | TESLA | 1538000-XX-Y | 5000 |  | 1 |  |  | 0.97 |  | Outside
NJADRE1559256277 | Administratively Determined Incentive Program | SPARTA | 7871 | 25.83 | Residential | Behind the Meter | Yes | Trinity Solar, LLC | JCP&L |  | Accepted | 2025-03-04 | 2025-03-21 | 2026-03-21 | Solar Panels | HANWHA | Q.PEAK DUO BLK ML-G10+ 410 |  | 0.41 | 9 | 124 | 45 |  | Fixed | Roof
NJADRE1559256277 | Administratively Determined Incentive Program | SPARTA | 7871 | 25.83 | Residential | Behind the Meter | Yes | Trinity Solar, LLC | JCP&L |  | Accepted | 2025-03-04 | 2025-03-21 | 2026-03-21 | Solar Panels | HANWHA | Q.PEAK DUO BLK ML-G10+ 410 |  | 0.41 | 4 | 304 | 45 |  | Fixed | Roof
NJADRE1559256277 | Administratively Determined Incentive Program | SPARTA | 7871 | 25.83 | Residential | Behind the Meter | Yes | Trinity Solar, LLC | JCP&L |  | Accepted | 2025-03-04 | 2025-03-21 | 2026-03-21 | Solar Panels | HANWHA | Q.PEAK DUO BLK ML-G10+ 410 |  | 0.41 | 4 | 304 | 45 |  | Fixed | Roof
NJADRE1559256277 | Administratively Determined Incentive Program | SPARTA | 7871 | 25.83 | Residential | Behind the Meter | Yes | Trinity Solar, LLC | JCP&L |  | Accepted | 2025-03-04 | 2025-03-21 | 2026-03-21 | Solar Panels | HANWHA | Q.PEAK DUO BLK ML-G10+ 410 |  | 0.41 | 2 | 124 | 45 |  | Fixed | Roof
NJADRE1559256277 | Administratively Determined Incentive Program | SPARTA | 7871 | 25.83 | Residential | Behind the Meter | Yes | Trinity Solar, LLC | JCP&L |  | Accepted | 2025-03-04 | 2025-03-21 | 2026-03-21 | Solar Panels | HANWHA | Q.PEAK DUO BLK ML-G10+ 410 |  | 0.41 | 20 | 214 | 29 |  | Fixed | Roof
NJADRE1559256277 | Administratively Determined Incentive Program | SPARTA | 7871 | 25.83 | Residential | Behind the Meter | Yes | Trinity Solar, LLC | JCP&L |  | Accepted | 2025-03-04 | 2025-03-21 | 2026-03-21 | Solar Panels | HANWHA | Q.PEAK DUO BLK ML-G10+ 410 |  | 0.41 | 2 | 124 | 45 |  | Fixed | Roof
NJADRE1559256277 | Administratively Determined Incentive Program | SPARTA | 7871 | 25.83 | Residential | Behind the Meter | Yes | Trinity Solar, LLC | JCP&L |  | Accepted | 2025-03-04 | 2025-03-21 | 2026-03-21 | Solar Panels | HANWHA | Q.PEAK DUO BLK ML-G10+ 410 |  | 0.41 | 2 | 124 | 45 |  | Fixed | Roof
NJADRE1559256277 | Administratively Determined Incentive Program | SPARTA | 7871 | 25.83 | Residential | Behind the Meter | Yes | Trinity Solar, LLC | JCP&L |  | Accepted | 2025-03-04 | 2025-03-21 | 2026-03-21 | Inverters | TESLA | 1538000-XX-Y | 7600 |  | 2 |  |  | 0.97 |  | Outside
NJADRE1559256277 | Administratively Determined Incentive Program | SPARTA | 7871 | 25.83 | Residential | Behind the Meter | Yes | Trinity Solar, LLC | JCP&L |  | Accepted | 2025-03-04 | 2025-03-21 | 2026-03-21 | Solar Panels | HANWHA | Q.PEAK DUO BLK ML-G10+ 410 |  | 0.41 | 18 | 304 | 45 |  | Fixed | Roof
NJADRE1559256277 | Administratively Determined Incentive Program | SPARTA | 7871 | 25.83 | Residential | Behind the Meter | Yes | Trinity Solar, LLC | JCP&L |  | Accepted | 2025-03-04 | 2025-03-21 | 2026-03-21 | Solar Panels | HANWHA | Q.PEAK DUO BLK ML-G10+ 410 |  | 0.41 | 2 | 124 | 45 |  | Fixed | Roof
NJADRE1559256286 | Administratively Determined Incentive Program | HAMMONTON | 8037 | 7.65 | Residential | Behind the Meter | No | Sun Up Zero Down, LLC | AC Electric |  | Accepted | 2025-03-04 | 2025-04-01 | 2026-04-01 | Inverters | Enphase | IQ8PLUS-72-2-US | 290 |  | 18 |  |  | 0.976 |  | Outdoor
NJADRE1559256286 | Administratively Determined Incentive Program | HAMMONTON | 8037 | 7.65 | Residential | Behind the Meter | No | Sun Up Zero Down, LLC | AC Electric |  | Accepted | 2025-03-04 | 2025-04-01 | 2026-04-01 | Meters | Enphase | TBD |  |  | 1 |  |  |  | Yes | Outdoor
NJADRE1559256286 | Administratively Determined Incentive Program | HAMMONTON | 8037 | 7.65 | Residential | Behind the Meter | No | Sun Up Zero Down, LLC | AC Electric |  | Accepted | 2025-03-04 | 2025-04-01 | 2026-04-01 | Solar Panels | TRINA | TSM-425-NE09RC.05 |  | 0.425 | 18 | 224 | 55 |  | Fixed | Roof
NJADRE1559256312 | Administratively Determined Incentive Program | EGG HARBOR TOWNSHIP | 8234 | 8.93 | Residential | Behind the Meter | Yes | Sun Up Zero Down, LLC | AC Electric |  | Accepted | 2025-03-04 | 2025-03-21 | 2026-03-21 | Inverters | Enphase | IQ8PLUS-72-2-US | 290 |  | 21 |  |  | 0.976 |  | Outdoor
NJADRE1559256312 | Administratively Determined Incentive Program | EGG HARBOR TOWNSHIP | 8234 | 8.93 | Residential | Behind the Meter | Yes | Sun Up Zero Down, LLC | AC Electric |  | Accepted | 2025-03-04 | 2025-03-21 | 2026-03-21 | Solar Panels | TRINA | TSM-425-NE09RC.05 |  | 0.425 | 21 | 162 | 45 |  | Fixed | Roof
NJADRE1559256312 | Administratively Determined Incentive Program | EGG HARBOR TOWNSHIP | 8234 | 8.93 | Residential | Behind the Meter | Yes | Sun Up Zero Down, LLC | AC Electric |  | Accepted | 2025-03-04 | 2025-03-21 | 2026-03-21 | Meters | Enphase | TBD |  |  | 1 |  |  |  | Yes | Outdoor
NJADRE1559256318 | Administratively Determined Incentive Program | Prospect Park | 7508 | 8.3 | Residential | Behind the Meter | Yes | Venture Home Solar, LLC | PSE&G |  | Accepted | 2025-03-04 | 2025-04-08 | 2026-04-08 | Solar Panels | Hanwha | Q.PEAK DUO BLK ML-G10+ 415W |  | 0.415 | 20 | 226 | 44 |  | Fixed | Roof
NJADRE1559256318 | Administratively Determined Incentive Program | Prospect Park | 7508 | 8.3 | Residential | Behind the Meter | Yes | Venture Home Solar, LLC | PSE&G |  | Accepted | 2025-03-04 | 2025-04-08 | 2026-04-08 | Inverters | Tesla Solar | 1538000-XX-Y | 330 |  | 1 |  |  | 0.9697 |  | Outside
NJADRE1559256418 | Administratively Determined Incentive Program | Laurel Lake | 8332 | 8.5 | Residential | Behind the Meter | Yes | GenSun Roofing and Solar, LLC | AC Electric |  | Accepted | 2025-03-04 | 2025-03-21 | 2026-03-21 | Inverters | SOLAREDGE | SE7600H-US | 7600 |  | 1 |  |  | 0.99 |  | Outside
NJADRE1559256418 | Administratively Determined Incentive Program | Laurel Lake | 8332 | 8.5 | Residential | Behind the Meter | Yes | GenSun Roofing and Solar, LLC | AC Electric |  | Accepted | 2025-03-04 | 2025-03-21 | 2026-03-21 | Solar Panels | JINKO SOLAR | JKM425N-54HL4-V 425W |  | 0.425 | 20 | 183 | 21 |  | Fixed | Roof
NJADRE1559256474 | Administratively Determined Incentive Program | Bordentown | 8505 | 14.99 | Residential | Behind the Meter | Yes | Define Solar, LLC | PSE&G |  | Accepted | 2025-03-10 | 2025-03-27 | 2026-03-27 | Solar Panels | Znshine | ZXM7-SH108 405 |  | 0.405 | 17 | 322 | 40 |  | Fixed | Roof
NJADRE1559256474 | Administratively Determined Incentive Program | Bordentown | 8505 | 14.99 | Residential | Behind the Meter | Yes | Define Solar, LLC | PSE&G |  | Accepted | 2025-03-10 | 2025-03-27 | 2026-03-27 | Solar Panels | Znshine | ZXM7-SH108 405 |  | 0.405 | 3 | 232 | 32 |  | Fixed | Roof
NJADRE1559256474 | Administratively Determined Incentive Program | Bordentown | 8505 | 14.99 | Residential | Behind the Meter | Yes | Define Solar, LLC | PSE&G |  | Accepted | 2025-03-10 | 2025-03-27 | 2026-03-27 | Inverters | Enphase | IQ8PLUS-72-2-US | 290 |  | 13 |  |  | 0.976 |  | Outside | Under each pv panel
NJADRE1559256474 | Administratively Determined Incentive Program | Bordentown | 8505 | 14.99 | Residential | Behind the Meter | Yes | Define Solar, LLC | PSE&G |  | Accepted | 2025-03-10 | 2025-03-27 | 2026-03-27 | Inverters | Enphase | IQ8PLUS-72-2-US | 290 |  | 4 |  |  | 0.976 |  | Outside | Under each pv panel
NJADRE1559256474 | Administratively Determined Incentive Program | Bordentown | 8505 | 14.99 | Residential | Behind the Meter | Yes | Define Solar, LLC | PSE&G |  | Accepted | 2025-03-10 | 2025-03-27 | 2026-03-27 | Inverters | Enphase | IQ8PLUS-72-2-US | 290 |  | 17 |  |  | 0.976 |  | Outside | Under each pv panel
NJADRE1559256474 | Administratively Determined Incentive Program | Bordentown | 8505 | 14.99 | Residential | Behind the Meter | Yes | Define Solar, LLC | PSE&G |  | Accepted | 2025-03-10 | 2025-03-27 | 2026-03-27 | Solar Panels | Znshine | ZXM7-SH108 405 |  | 0.405 | 4 | 52 | 32 |  | Fixed | Roof
NJADRE1559256474 | Administratively Determined Incentive Program | Bordentown | 8505 | 14.99 | Residential | Behind the Meter | Yes | Define Solar, LLC | PSE&G |  | Accepted | 2025-03-10 | 2025-03-27 | 2026-03-27 | Solar Panels | Znshine | ZXM7-SH108 405 |  | 0.405 | 13 | 142 | 40 |  | Fixed | Roof
NJADRE1559256474 | Administratively Determined Incentive Program | Bordentown | 8505 | 14.99 | Residential | Behind the Meter | Yes | Define Solar, LLC | PSE&G |  | Accepted | 2025-03-10 | 2025-03-27 | 2026-03-27 | Inverters | Enphase | IQ8PLUS-72-2-US | 290 |  | 3 |  |  | 0.976 |  | Outside | Under each pv panel
NJADRE1559258350 | Administratively Determined Incentive Program | Lawrence Twp | 8648 | 6.4 | Residential | Behind the Meter | Yes | Sunrun Installation Services, Inc. | PSE&G |  | Accepted | 2025-03-04 | 2025-03-21 | 2026-03-21 | Inverters | SolarEdge Technologies | SE5700H-USMN | 5760 |  | 1 |  |  | 0.99 |  | Outdoor
NJADRE1559258350 | Administratively Determined Incentive Program | Lawrence Twp | 8648 | 6.4 | Residential | Behind the Meter | Yes | Sunrun Installation Services, Inc. | PSE&G |  | Accepted | 2025-03-04 | 2025-03-21 | 2026-03-21 | Solar Panels | Hanwha Q Cells | Q.PEAK DUO BLK ML-G10+/T 400 |  | 0.4 | 8 | 318 | 19 |  | Fixed | Roof
NJADRE1559258350 | Administratively Determined Incentive Program | Lawrence Twp | 8648 | 6.4 | Residential | Behind the Meter | Yes | Sunrun Installation Services, Inc. | PSE&G |  | Accepted | 2025-03-04 | 2025-03-21 | 2026-03-21 | Solar Panels | Hanwha Q Cells | Q.PEAK DUO BLK ML-G10+/T 400 |  | 0.4 | 8 | 138 | 19 |  | Fixed | Roof
NJADRE1559259284 | Administratively Determined Incentive Program | Orange | 7050 | 3.28 | Residential | Behind the Meter | Yes | Pro Custom Solar dba Momentum Solar | PSE&G |  | Accepted | 2025-03-05 | 2025-03-21 | 2026-03-21 | Solar Panels | hanwha | Q.PEAK DUO BLK ML-G10+410 |  | 0.41 | 4 | 220 | 45 |  | Fixed | Roof
NJADRE1559259284 | Administratively Determined Incentive Program | Orange | 7050 | 3.28 | Residential | Behind the Meter | Yes | Pro Custom Solar dba Momentum Solar | PSE&G |  | Accepted | 2025-03-05 | 2025-03-21 | 2026-03-21 | Solar Panels | hanwha | Q.PEAK DUO BLK ML-G10+410 |  | 0.41 | 2 | 310 | 45 |  | Fixed | Roof
NJADRE1559259284 | Administratively Determined Incentive Program | Orange | 7050 | 3.28 | Residential | Behind the Meter | Yes | Pro Custom Solar dba Momentum Solar | PSE&G |  | Accepted | 2025-03-05 | 2025-03-21 | 2026-03-21 | Solar Panels | HANWHA | Q.PEAK DUO BLK ML-G10+410 |  | 0.41 | 2 | 130 | 45 |  | Fixed | Roof
NJADRE1559259284 | Administratively Determined Incentive Program | Orange | 7050 | 3.28 | Residential | Behind the Meter | Yes | Pro Custom Solar dba Momentum Solar | PSE&G |  | Accepted | 2025-03-05 | 2025-03-21 | 2026-03-21 | Inverters | ENPHASE | IQ8HC-72-M-DOM-US | 380 |  | 8 |  |  | 0.97 |  | Outdoor
NJADRE1559259294 | Administratively Determined Incentive Program | Willingboro | 8046 | 6.8 | Residential | Behind the Meter | Yes | GenSun Roofing and Solar, LLC | PSE&G |  | Accepted | 2025-03-05 | 2025-03-24 | 2026-03-24 | Inverters | SOLAREDGE | se6000H-us | 6000 |  | 1 |  |  | 0.99 |  | Outside
NJADRE1559259294 | Administratively Determined Incentive Program | Willingboro | 8046 | 6.8 | Residential | Behind the Meter | Yes | GenSun Roofing and Solar, LLC | PSE&G |  | Accepted | 2025-03-05 | 2025-03-24 | 2026-03-24 | Solar Panels | JINKO SOLAR | JKM 425N-54HL4-B 425W |  | 0.425 | 16 | 201 | 25 |  | Fixed | Roof
NJADRE1559259329 | Administratively Determined Incentive Program | Franklin Twp | 8873 | 10.25 | Residential | Behind the Meter | Yes | Sunrun Installation Services, Inc. | PSE&G |  | Accepted | 2025-03-05 | 2025-03-21 | 2026-03-21 | Solar Panels | Hanwha Q-Cells | Q.PEAK DUO BLK ML-G10+ 410 |  | 0.41 | 11 | 91 | 26 |  | Fixed | Roof
NJADRE1559259329 | Administratively Determined Incentive Program | Franklin Twp | 8873 | 10.25 | Residential | Behind the Meter | Yes | Sunrun Installation Services, Inc. | PSE&G |  | Accepted | 2025-03-05 | 2025-03-21 | 2026-03-21 | Inverters | TESLA | POWERWALL 3 1707000-XX-Y | 11500 |  | 1 |  |  | 0.97 |  | Outside
NJADRE1559259329 | Administratively Determined Incentive Program | Franklin Twp | 8873 | 10.25 | Residential | Behind the Meter | Yes | Sunrun Installation Services, Inc. | PSE&G |  | Accepted | 2025-03-05 | 2025-03-21 | 2026-03-21 | Solar Panels | Hanwha Q-Cells | Q.PEAK DUO BLK ML-G10+ 410 |  | 0.41 | 14 | 271 | 27 |  | Fixed | Roof
NJADRE1559259329 | Administratively Determined Incentive Program | Franklin Twp | 8873 | 10.25 | Residential | Behind the Meter | Yes | Sunrun Installation Services, Inc. | PSE&G |  | Accepted | 2025-03-05 | 2025-03-21 | 2026-03-21 | Electric Storage Battery | TESLA | POWERWALL 3 1707000-XX-Y |  |  | 1 |  |  |  | Lithium Ion |  | Outside
NJADRE1559259339 | Administratively Determined Incentive Program | Chesterfield | 8515 | 13.18 | Residential | Behind the Meter | No | Panatec Corporation | PSE&G |  | Accepted | 2025-03-05 | 2025-03-24 | 2026-03-24 | Meters | Enphase | X2-IQ-AM1-240-4 |  |  | 1 |  |  |  | Yes | Outdoor
NJADRE1559259339 | Administratively Determined Incentive Program | Chesterfield | 8515 | 13.18 | Residential | Behind the Meter | No | Panatec Corporation | PSE&G |  | Accepted | 2025-03-05 | 2025-03-24 | 2026-03-24 | Inverters | Enphase | IQ8H | 380 |  | 31 |  |  | 0.975 |  | Outdoor
NJADRE1559259339 | Administratively Determined Incentive Program | Chesterfield | 8515 | 13.18 | Residential | Behind the Meter | No | Panatec Corporation | PSE&G |  | Accepted | 2025-03-05 | 2025-03-24 | 2026-03-24 | Solar Panels | Canadian Solar | CS3W-425MB |  | 0.425 | 31 | 125 | 25 |  | Fixed | Roof
NJADRE1559259366 | Administratively Determined Incentive Program | NEWTON | 7860 | 6.56 | Residential | Behind the Meter | Yes | Trinity Solar, LLC | JCP&L |  | Accepted | 2025-03-05 | 2025-03-21 | 2026-03-21 | Inverters | Solar Edge | USE5700H-US | 5760 |  | 1 |  |  | 0.986 |  | Outside
NJADRE1559259366 | Administratively Determined Incentive Program | NEWTON | 7860 | 6.56 | Residential | Behind the Meter | Yes | Trinity Solar, LLC | JCP&L |  | Accepted | 2025-03-05 | 2025-03-21 | 2026-03-21 | Solar Panels | Hanwha | Q.PEAK DUO BLK ML-G10+ 410 |  | 0.41 | 16 | 230 | 23 |  | Fixed | Roof
NJADRE1559259398 | Administratively Determined Incentive Program | BERKELEY HEIGHTS | 7922 | 11.21 | Residential | Behind the Meter | Yes | Integrity Solar & Home Solutions, LLC | JCP&L |  | Accepted | 2025-03-05 | 2025-03-21 | 2026-03-21 | Solar Panels | Q CELLS | Q PEAK DUO |  | 0.415 | 4 | 80 | 26 |  | Fixed | Roof
NJADRE1559259398 | Administratively Determined Incentive Program | BERKELEY HEIGHTS | 7922 | 11.21 | Residential | Behind the Meter | Yes | Integrity Solar & Home Solutions, LLC | JCP&L |  | Accepted | 2025-03-05 | 2025-03-21 | 2026-03-21 | Solar Panels | Q CELLS | Q PEAK DUO |  | 0.415 | 2 | 350 | 11 |  | Fixed | Roof
NJADRE1559259398 | Administratively Determined Incentive Program | BERKELEY HEIGHTS | 7922 | 11.21 | Residential | Behind the Meter | Yes | Integrity Solar & Home Solutions, LLC | JCP&L |  | Accepted | 2025-03-05 | 2025-03-21 | 2026-03-21 | Inverters | ENPHASE | IQ8+ | 290 |  | 27 |  |  | 0.98 |  | Other | UNDER EACH PANEL
NJADRE1559259398 | Administratively Determined Incentive Program | BERKELEY HEIGHTS | 7922 | 11.21 | Residential | Behind the Meter | Yes | Integrity Solar & Home Solutions, LLC | JCP&L |  | Accepted | 2025-03-05 | 2025-03-21 | 2026-03-21 | Solar Panels | Q CELLS | Q PEAK DUO |  | 0.415 | 11 | 260 | 26 |  | Fixed | Roof
NJADRE1559259398 | Administratively Determined Incentive Program | BERKELEY HEIGHTS | 7922 | 11.21 | Residential | Behind the Meter | Yes | Integrity Solar & Home Solutions, LLC | JCP&L |  | Accepted | 2025-03-05 | 2025-03-21 | 2026-03-21 | Solar Panels | Q CELLS | Q PEAK DUO |  | 0.415 | 3 | 170 | 26 |  | Fixed | Roof
NJADRE1559259398 | Administratively Determined Incentive Program | BERKELEY HEIGHTS | 7922 | 11.21 | Residential | Behind the Meter | Yes | Integrity Solar & Home Solutions, LLC | JCP&L |  | Accepted | 2025-03-05 | 2025-03-21 | 2026-03-21 | Solar Panels | Q CELLS | Q PEAK DUO |  | 0.415 | 7 | 170 | 26 |  | Fixed | Roof
NJADRE1559259412 | Administratively Determined Incentive Program | MULLICA HILL | 8062 | 9.02 | Residential | Behind the Meter | Yes | Trinity Solar, LLC | AC Electric |  | Accepted | 2025-03-05 | 2025-03-21 | 2026-03-21 | Solar Panels | Hanwha | Q.PEAK DUO BLK ML-G10+ 410 |  | 0.41 | 18 | 270 | 20 |  | Fixed | Roof
NJADRE1559259412 | Administratively Determined Incentive Program | MULLICA HILL | 8062 | 9.02 | Residential | Behind the Meter | Yes | Trinity Solar, LLC | AC Electric |  | Accepted | 2025-03-05 | 2025-03-21 | 2026-03-21 | Inverters | Solar Edge | USE7600H-US | 7600 |  | 1 |  |  | 0.986 |  | Outdoor
NJADRE1559259412 | Administratively Determined Incentive Program | MULLICA HILL | 8062 | 9.02 | Residential | Behind the Meter | Yes | Trinity Solar, LLC | AC Electric |  | Accepted | 2025-03-05 | 2025-03-21 | 2026-03-21 | Solar Panels | Hanwha | Q.PEAK DUO BLK ML-G10+ 410 |  | 0.41 | 4 | 270 | 20 |  | Fixed | Roof
NJADRE1559259436 | Administratively Determined Incentive Program | Englewood | 7631 | 8.61 | Residential | Behind the Meter | Yes | Pro Custom Solar dba Momentum Solar | PSE&G |  | Accepted | 2025-03-05 | 2025-03-21 | 2026-03-21 | Inverters | Enphase | IQ8HC-72-M-DOM-US | 380 |  | 21 |  |  | 0.97 |  | Outdoor
NJADRE1559259436 | Administratively Determined Incentive Program | Englewood | 7631 | 8.61 | Residential | Behind the Meter | Yes | Pro Custom Solar dba Momentum Solar | PSE&G |  | Accepted | 2025-03-05 | 2025-03-21 | 2026-03-21 | Solar Panels | Hanwha | Q.PEAK DUO BLK ML-G10+ 410 |  | 0.41 | 6 | 205 | 42 |  | Fixed | Roof
NJADRE1559259436 | Administratively Determined Incentive Program | Englewood | 7631 | 8.61 | Residential | Behind the Meter | Yes | Pro Custom Solar dba Momentum Solar | PSE&G |  | Accepted | 2025-03-05 | 2025-03-21 | 2026-03-21 | Solar Panels | Hanwha | Q.PEAK DUO BLK ML-G10+ 410 |  | 0.41 | 9 | 25 | 42 |  | Fixed | Roof
NJADRE1559259436 | Administratively Determined Incentive Program | Englewood | 7631 | 8.61 | Residential | Behind the Meter | Yes | Pro Custom Solar dba Momentum Solar | PSE&G |  | Accepted | 2025-03-05 | 2025-03-21 | 2026-03-21 | Solar Panels | Hanwha | Q.PEAK DUO BLK ML-G10+ 410 |  | 0.41 | 6 | 112 | 4 |  | Fixed | Roof
NJADRE1559259441 | Administratively Determined Incentive Program | Paterson | 7513 | 6.56 | Residential | Behind the Meter | Yes | Pro Custom Solar dba Momentum Solar | PSE&G |  | Accepted | 2025-03-05 | 2025-03-24 | 2026-03-24 | Inverters | ENPHASE | IQ8PLUS-72-2-US | 290 |  | 16 |  |  | 0.97 |  | Outside
NJADRE1559259441 | Administratively Determined Incentive Program | Paterson | 7513 | 6.56 | Residential | Behind the Meter | Yes | Pro Custom Solar dba Momentum Solar | PSE&G |  | Accepted | 2025-03-05 | 2025-03-24 | 2026-03-24 | Solar Panels | hanwha | q.peak duo blk ml-g10+410 |  | 0.41 | 16 | 189 | 40 |  | Fixed | Roof
NJADRE1559259442 | Administratively Determined Incentive Program | Teaneck | 7666 | 10.63 | Residential | Behind the Meter | No | Panatec Corporation | PSE&G |  | Accepted | 2025-03-11 | 2025-04-23 | 2026-04-23 | Solar Panels | Canadian Solar | CS3W-425MB |  | 0.425 | 25 | 125 | 25 |  | Fixed | Roof
NJADRE1559259442 | Administratively Determined Incentive Program | Teaneck | 7666 | 10.63 | Residential | Behind the Meter | No | Panatec Corporation | PSE&G |  | Accepted | 2025-03-11 | 2025-04-23 | 2026-04-23 | Inverters | Enphase | IQ8H | 380 |  | 25 |  |  | 0.975 |  | Outdoor
NJADRE1559259442 | Administratively Determined Incentive Program | Teaneck | 7666 | 10.63 | Residential | Behind the Meter | No | Panatec Corporation | PSE&G |  | Accepted | 2025-03-11 | 2025-04-23 | 2026-04-23 | Meters | Enphase | X2-IQ-AM1-240-4 |  |  | 1 |  |  |  | Yes | Outdoor
NJADRE1559259466 | Administratively Determined Incentive Program | Rio Grande | 8242 | 5.33 | Residential | Behind the Meter | Yes | EMT Renewables, LLC | AC Electric |  | Accepted | 2025-03-05 | 2025-03-24 | 2026-03-24 | Inverters | ENPHASE | IQ8+ | 290 |  | 13 |  |  | 0.98 |  | Other | UNDER EACH PANEL
NJADRE1559259466 | Administratively Determined Incentive Program | Rio Grande | 8242 | 5.33 | Residential | Behind the Meter | Yes | EMT Renewables, LLC | AC Electric |  | Accepted | 2025-03-05 | 2025-03-24 | 2026-03-24 | Solar Panels | TRINA | TSM-NE09RC.05 |  | 0.41 | 13 | 214 | 25 |  | Fixed | Roof
NJADRE1559259480 | Administratively Determined Incentive Program | Englewood | 7631 | 8.61 | Residential | Behind the Meter | Yes | Pro Custom Solar dba Momentum Solar | PSE&G |  | Accepted | 2025-03-05 | 2025-03-21 | 2026-03-21 | Solar Panels | Hanwha | Q.PEAK DUO BLK ML-G10+ 410 |  | 0.41 | 6 | 208 | 42 |  | Fixed | Roof
NJADRE1559259480 | Administratively Determined Incentive Program | Englewood | 7631 | 8.61 | Residential | Behind the Meter | Yes | Pro Custom Solar dba Momentum Solar | PSE&G |  | Accepted | 2025-03-05 | 2025-03-21 | 2026-03-21 | Inverters | Enphase | IQ8HC-72-M-DOM-US | 380 |  | 21 |  |  | 0.97 |  | Outdoor
NJADRE1559259480 | Administratively Determined Incentive Program | Englewood | 7631 | 8.61 | Residential | Behind the Meter | Yes | Pro Custom Solar dba Momentum Solar | PSE&G |  | Accepted | 2025-03-05 | 2025-03-21 | 2026-03-21 | Solar Panels | Hanwha | Q.PEAK DUO BLK ML-G10+ 410 |  | 0.41 | 15 | 112 | 4 |  | Fixed | Roof
NJADRE1559259497 | Administratively Determined Incentive Program | West Orange | 7052 | 6.97 | Residential | Behind the Meter | Yes | EMT Renewables, LLC | PSE&G |  | Accepted | 2025-03-05 | 2025-03-24 | 2026-03-24 | Solar Panels | TRINA | TSM-NE09RC.05 |  | 0.41 | 5 | 189 | 24 |  | Fixed | Roof
NJADRE1559259497 | Administratively Determined Incentive Program | West Orange | 7052 | 6.97 | Residential | Behind the Meter | Yes | EMT Renewables, LLC | PSE&G |  | Accepted | 2025-03-05 | 2025-03-24 | 2026-03-24 | Inverters | ENPHASE | IQ8+ | 290 |  | 17 |  |  | 0.98 |  | Other | UNDER EACH PANEL
NJADRE1559259497 | Administratively Determined Incentive Program | West Orange | 7052 | 6.97 | Residential | Behind the Meter | Yes | EMT Renewables, LLC | PSE&G |  | Accepted | 2025-03-05 | 2025-03-24 | 2026-03-24 | Solar Panels | TRINA | TSM-NE09RC.05 |  | 0.41 | 3 | 189 | 24 |  | Fixed | Roof
NJADRE1559259497 | Administratively Determined Incentive Program | West Orange | 7052 | 6.97 | Residential | Behind the Meter | Yes | EMT Renewables, LLC | PSE&G |  | Accepted | 2025-03-05 | 2025-03-24 | 2026-03-24 | Solar Panels | TRINA | TSM-NE09RC.05 |  | 0.41 | 5 | 9 | 24 |  | Fixed | Roof
NJADRE1559259497 | Administratively Determined Incentive Program | West Orange | 7052 | 6.97 | Residential | Behind the Meter | Yes | EMT Renewables, LLC | PSE&G |  | Accepted | 2025-03-05 | 2025-03-24 | 2026-03-24 | Solar Panels | TRINA | TSM-NE09RC.05 |  | 0.41 | 4 | 279 | 24 |  | Fixed | Roof
NJADRE1559259557 | Administratively Determined Incentive Program | East Orange | 7018 | 3.69 | Residential | Behind the Meter | No | Trinity Solar, LLC | PSE&G |  | Accepted | 2025-03-05 | 2025-04-16 | 2026-04-16 | Solar Panels | Hanwha | Q.PEAK DUO BLK ML-G10+ 410 |  | 0.41 | 9 | 21 | 35 |  | Fixed | Roof
NJADRE1559259557 | Administratively Determined Incentive Program | East Orange | 7018 | 3.69 | Residential | Behind the Meter | No | Trinity Solar, LLC | PSE&G |  | Accepted | 2025-03-05 | 2025-04-16 | 2026-04-16 | Inverters | Solar Edge | SE3800H-US | 3800 |  | 1 |  |  | 0.986 |  | Outdoor
NJADRE1559259559 | Administratively Determined Incentive Program | Burlington Twp | 8016 | 4.92 | Residential | Behind the Meter | Yes | Sunrun Installation Services, Inc. | PSE&G |  | Accepted | 2025-03-05 | 2025-03-24 | 2026-03-24 | Solar Panels | HANWHA Q-CELLS | Q.PEAK DUO BLK ML-G10+ 410 |  | 0.41 | 12 | 72 | 23 |  | Fixed | Roof
NJADRE1559259559 | Administratively Determined Incentive Program | Burlington Twp | 8016 | 4.92 | Residential | Behind the Meter | Yes | Sunrun Installation Services, Inc. | PSE&G |  | Accepted | 2025-03-05 | 2025-03-24 | 2026-03-24 | Inverters | SOLAREDGE TECHNOLOGIES | SE3800H-USMN | 3800 |  | 1 |  |  | 0.99 |  | Outdoor
NJADRE1559259562 | Administratively Determined Incentive Program | Paterson | 7514 | 3.24 | Residential | Behind the Meter | Yes | SunnyMac, LLC | PSE&G |  | Accepted | 2025-03-05 | 2025-04-04 | 2026-04-04 | Solar Panels | HANWHA | Q.PEAK DUO BLK ML-G10+ 405 |  | 0.405 | 3 | 188 | 35 |  | Fixed | Roof
NJADRE1559259562 | Administratively Determined Incentive Program | Paterson | 7514 | 3.24 | Residential | Behind the Meter | Yes | SunnyMac, LLC | PSE&G |  | Accepted | 2025-03-05 | 2025-04-04 | 2026-04-04 | Inverters | Solaredge | SE 3000H-US | 3000 |  | 1 |  |  | 0.99 |  | Outdoor | next to meter
NJADRE1559259562 | Administratively Determined Incentive Program | Paterson | 7514 | 3.24 | Residential | Behind the Meter | Yes | SunnyMac, LLC | PSE&G |  | Accepted | 2025-03-05 | 2025-04-04 | 2026-04-04 | Solar Panels | HANWHA | Q.PEAK DUO BLK ML-G10+ 405 |  | 0.405 | 3 | 278 | 28 |  | Fixed | Roof
NJADRE1559259562 | Administratively Determined Incentive Program | Paterson | 7514 | 3.24 | Residential | Behind the Meter | Yes | SunnyMac, LLC | PSE&G |  | Accepted | 2025-03-05 | 2025-04-04 | 2026-04-04 | Solar Panels | HANWHA | Q.PEAK DUO BLK ML-G10+ 405 |  | 0.405 | 2 | 98 | 28 |  | Fixed | Roof
NJADRE1559259587 | Administratively Determined Incentive Program | Neptune | 7753 | 9.32 | Residential | Behind the Meter | Yes | Freedom Forever New Jersey, LLC | JCP&L |  | Accepted | 2025-03-05 | 2025-03-24 | 2026-03-24 | Solar Panels | Trina | TSM-405NE09RC.0 |  | 0.405 | 11 | 242 | 25 |  | Fixed | Roof
NJADRE1559259587 | Administratively Determined Incentive Program | Neptune | 7753 | 9.32 | Residential | Behind the Meter | Yes | Freedom Forever New Jersey, LLC | JCP&L |  | Accepted | 2025-03-05 | 2025-03-24 | 2026-03-24 | Inverters | Solar Edge | USE7600H-USMNBL75 | 7600 |  | 1 |  |  | 0.99 |  | Outside
NJADRE1559259587 | Administratively Determined Incentive Program | Neptune | 7753 | 9.32 | Residential | Behind the Meter | Yes | Freedom Forever New Jersey, LLC | JCP&L |  | Accepted | 2025-03-05 | 2025-03-24 | 2026-03-24 | Solar Panels | Trina | TSM-405NE09RC.0 |  | 0.405 | 12 | 62 | 25 |  | Fixed | Roof
NJADRE1559259643 | Administratively Determined Incentive Program | Atlantic City | 8401 | 6.23 | Residential | Behind the Meter | Yes | Venture Home Solar, LLC | AC Electric |  | Accepted | 2025-03-05 | 2025-03-31 | 2026-03-31 | Solar Panels | Hanwha | Q.PEAK DUO BLK ML-G10+ 415W |  | 0.415 | 15 | 327 | 19 |  | Fixed | Roof
NJADRE1559259643 | Administratively Determined Incentive Program | Atlantic City | 8401 | 6.23 | Residential | Behind the Meter | Yes | Venture Home Solar, LLC | AC Electric |  | Accepted | 2025-03-05 | 2025-03-31 | 2026-03-31 | Inverters | Tesla Solar | 1538000-xx-y | 330 |  | 2 |  |  | 0.9697 |  | Outside
NJADRE1559259646 | Administratively Determined Incentive Program | Neptune | 7753 | 9.72 | Residential | Behind the Meter | Yes | Freedom Forever New Jersey, LLC | JCP&L |  | Accepted | 2025-03-05 | 2025-03-24 | 2026-03-24 | Solar Panels | Trina | TSM-405NE09RC.0 |  | 0.405 | 12 | 143 | 22 |  | Fixed | Roof
NJADRE1559259646 | Administratively Determined Incentive Program | Neptune | 7753 | 9.72 | Residential | Behind the Meter | Yes | Freedom Forever New Jersey, LLC | JCP&L |  | Accepted | 2025-03-05 | 2025-03-24 | 2026-03-24 | Inverters | Solar Edge | USE7600H-USMNBL75 | 7600 |  | 1 |  |  | 0.99 |  | Outside
NJADRE1559259646 | Administratively Determined Incentive Program | Neptune | 7753 | 9.72 | Residential | Behind the Meter | Yes | Freedom Forever New Jersey, LLC | JCP&L |  | Accepted | 2025-03-05 | 2025-03-24 | 2026-03-24 | Solar Panels | Trina | TSM-405NE09RC.0 |  | 0.405 | 5 | 323 | 22 |  | Fixed | Roof
NJADRE1559259646 | Administratively Determined Incentive Program | Neptune | 7753 | 9.72 | Residential | Behind the Meter | Yes | Freedom Forever New Jersey, LLC | JCP&L |  | Accepted | 2025-03-05 | 2025-03-24 | 2026-03-24 | Solar Panels | Trina | TSM-405NE09RC.0 |  | 0.405 | 7 | 232 | 32 |  | Fixed | Roof
NJADRE1559259674 | Administratively Determined Incentive Program | Clifton | 7013 | 2.87 | Residential | Behind the Meter | Yes | Trinity Solar, LLC | PSE&G |  | Accepted | 2025-03-05 | 2025-03-24 | 2026-03-24 | Solar Panels | HANWHA | Q.PEAK DUO BLK ML-G10+ 410 |  | 0.41 | 2 | 41 | 27 |  | Fixed | Roof
NJADRE1559259674 | Administratively Determined Incentive Program | Clifton | 7013 | 2.87 | Residential | Behind the Meter | Yes | Trinity Solar, LLC | PSE&G |  | Accepted | 2025-03-05 | 2025-03-24 | 2026-03-24 | Solar Panels | HANWHA | Q.PEAK DUO BLK ML-G10+ 410 |  | 0.41 | 5 | 41 | 12 |  | Fixed | Roof
NJADRE1559259674 | Administratively Determined Incentive Program | Clifton | 7013 | 2.87 | Residential | Behind the Meter | Yes | Trinity Solar, LLC | PSE&G |  | Accepted | 2025-03-05 | 2025-03-24 | 2026-03-24 | Inverters | Solar Edge | SE3000H-US | 3000 |  | 1 |  |  | 0.97 |  | Outside
NJADRE1559260145 | Administratively Determined Incentive Program | Newark | 7104 | 293.76 | School Public K-12 | Behind the Meter | Yes | Dan Russo Electrical Contractors, LLC | PSE&G |  | Accepted | 2025-03-11 | 2025-04-01 | 2026-04-01 | Inverters | Solaredge | SE100KUS | 100000 |  | 1 |  |  | 0.983 |  | Outside | Ground
NJADRE1559260145 | Administratively Determined Incentive Program | Newark | 7104 | 293.76 | School Public K-12 | Behind the Meter | Yes | Dan Russo Electrical Contractors, LLC | PSE&G |  | Accepted | 2025-03-11 | 2025-04-01 | 2026-04-01 | Solar Panels | ZN Shine Solar | ZXM7-SHLDD144-540/M |  | 0.54 | 162 | 182.5 | 5 |  | Fixed | Parking Lot | Carport
NJADRE1559260145 | Administratively Determined Incentive Program | Newark | 7104 | 293.76 | School Public K-12 | Behind the Meter | Yes | Dan Russo Electrical Contractors, LLC | PSE&G |  | Accepted | 2025-03-11 | 2025-04-01 | 2026-04-01 | Inverters | Solaredge | SE66.6KUS | 66600 |  | 1 |  |  | 0.983 |  | Outside | Ground
NJADRE1559260145 | Administratively Determined Incentive Program | Newark | 7104 | 293.76 | School Public K-12 | Behind the Meter | Yes | Dan Russo Electrical Contractors, LLC | PSE&G |  | Accepted | 2025-03-11 | 2025-04-01 | 2026-04-01 | Solar Panels | ZN Shine Solar | ZXM7-SHLDD144-540/M |  | 0.54 | 382 | 182.5 | 5 |  | Fixed | Roof
NJADRE1559260145 | Administratively Determined Incentive Program | Newark | 7104 | 293.76 | School Public K-12 | Behind the Meter | Yes | Dan Russo Electrical Contractors, LLC | PSE&G |  | Accepted | 2025-03-11 | 2025-04-01 | 2026-04-01 | Inverters | SMA | STPCORE133-US | 33300 |  | 2 |  |  | 0.975 |  | Outside | Under Carport
NJADRE1559260145 | Administratively Determined Incentive Program | Newark | 7104 | 293.76 | School Public K-12 | Behind the Meter | Yes | Dan Russo Electrical Contractors, LLC | PSE&G |  | Accepted | 2025-03-11 | 2025-04-01 | 2026-04-01 | Meters | WattsOn | Mark II |  |  | 1 |  |  |  | Yes | Outdoor
NJADRE1559260146 | Administratively Determined Incentive Program | Iselin | 8830 | 10.25 | Residential | Behind the Meter | No | Arma Renovations LLC DBA Arma Group | PSE&G |  | Accepted | 2025-03-06 | 2025-03-25 | 2026-03-25 | Solar Panels | Hanwha | qcells 410 |  | 0.41 | 7 | 311 | 18 |  | Fixed | Roof
NJADRE1559260146 | Administratively Determined Incentive Program | Iselin | 8830 | 10.25 | Residential | Behind the Meter | No | Arma Renovations LLC DBA Arma Group | PSE&G |  | Accepted | 2025-03-06 | 2025-03-25 | 2026-03-25 | Inverters | ENPHASE | IQ8PLUS | 290 |  | 25 |  |  | 0.98 |  | Outside
NJADRE1559260146 | Administratively Determined Incentive Program | Iselin | 8830 | 10.25 | Residential | Behind the Meter | No | Arma Renovations LLC DBA Arma Group | PSE&G |  | Accepted | 2025-03-06 | 2025-03-25 | 2026-03-25 | Solar Panels | Hanwha | qcells 410 |  | 0.41 | 18 | 131 | 30 |  | Fixed | Roof
NJADRE1559260146 | Administratively Determined Incentive Program | Iselin | 8830 | 10.25 | Residential | Behind the Meter | No | Arma Renovations LLC DBA Arma Group | PSE&G |  | Accepted | 2025-03-06 | 2025-03-25 | 2026-03-25 | Meters | SOLAREDGE | SE10000H-US |  |  | 1 |  |  |  | Yes | Outdoor
NJADRE1559260488 | Administratively Determined Incentive Program | East Orange | 7017 | 10.2 | Residential | Behind the Meter | Yes | Power Energy Solutions, LLC | PSE&G |  | Accepted | 2025-03-05 | 2025-03-24 | 2026-03-24 | Solar Panels | Trina Solar | TSM-425NE09RC.05 |  | 0.425 | 11 | 32 | 27 |  | Fixed | Roof
NJADRE1559260488 | Administratively Determined Incentive Program | East Orange | 7017 | 10.2 | Residential | Behind the Meter | Yes | Power Energy Solutions, LLC | PSE&G |  | Accepted | 2025-03-05 | 2025-03-24 | 2026-03-24 | Solar Panels | Trina Solar | TSM-425NE09RC.05 |  | 0.425 | 13 | 212 | 27 |  | Fixed | Roof
NJADRE1559260488 | Administratively Determined Incentive Program | East Orange | 7017 | 10.2 | Residential | Behind the Meter | Yes | Power Energy Solutions, LLC | PSE&G |  | Accepted | 2025-03-05 | 2025-03-24 | 2026-03-24 | Inverters | SolarEdge | SE5700H-US | 6 |  | 1 |  |  | 0.97 |  | Outdoor
NJADRE1559260527 | Administratively Determined Incentive Program | Paterson | 7524 | 2.84 | Residential | Behind the Meter | Yes | Trinity Solar, LLC | PSE&G |  | Accepted | 2025-03-05 | 2025-03-20 | 2026-03-20 | Inverters | Solar Edge | SE3000H-US | 3000 |  | 1 |  |  | 0.97 |  | Outdoor
NJADRE1559260527 | Administratively Determined Incentive Program | Paterson | 7524 | 2.84 | Residential | Behind the Meter | Yes | Trinity Solar, LLC | PSE&G |  | Accepted | 2025-03-05 | 2025-03-20 | 2026-03-20 | Solar Panels | HANWHA | (Q.PEAK DUO BLK ML-G10+ 405) |  | 0.405 | 4 | 13 | 39 |  | Fixed | Roof
NJADRE1559260527 | Administratively Determined Incentive Program | Paterson | 7524 | 2.84 | Residential | Behind the Meter | Yes | Trinity Solar, LLC | PSE&G |  | Accepted | 2025-03-05 | 2025-03-20 | 2026-03-20 | Solar Panels | HANWHA | (Q.PEAK DUO BLK ML-G10+ 405) |  | 0.405 | 3 | 193 | 41 |  | Fixed | Roof
NJADRE1559260537 | Administratively Determined Incentive Program | Egg Harbor Township | 8234 | 15.99 | Residential | Behind the Meter | No | Tesla Energy Operations, Inc. | AC Electric |  | Accepted | 2025-03-05 | 2025-03-24 | 2026-03-24 | Solar Panels | Hanwha | Q.PEAK DUO BLK ML-G10.a+/TS 410 |  | 0.41 | 13 | 115 | 23 |  | Fixed | Roof
NJADRE1559260537 | Administratively Determined Incentive Program | Egg Harbor Township | 8234 | 15.99 | Residential | Behind the Meter | No | Tesla Energy Operations, Inc. | AC Electric |  | Accepted | 2025-03-05 | 2025-03-24 | 2026-03-24 | Solar Panels | Hanwha | Q.PEAK DUO BLK ML-G10.a+/TS 410 |  | 0.41 | 8 | 115 | 23 |  | Fixed | Roof
NJADRE1559260537 | Administratively Determined Incentive Program | Egg Harbor Township | 8234 | 15.99 | Residential | Behind the Meter | No | Tesla Energy Operations, Inc. | AC Electric |  | Accepted | 2025-03-05 | 2025-03-24 | 2026-03-24 | Inverters | Tesla | 1538000-XX-Y | 7600 |  | 2 |  |  | 0.98 |  | Outdoor
NJADRE1559260537 | Administratively Determined Incentive Program | Egg Harbor Township | 8234 | 15.99 | Residential | Behind the Meter | No | Tesla Energy Operations, Inc. | AC Electric |  | Accepted | 2025-03-05 | 2025-03-24 | 2026-03-24 | Solar Panels | Hanwha | Q.PEAK DUO BLK ML-G10.a+/TS 410 |  | 0.41 | 18 | 295 | 23 |  | Fixed | Roof
NJADRE1559260566 | Administratively Determined Incentive Program | Pompton Lakes | 7442 | 9.72 | Residential | Behind the Meter | Yes | Freedom Forever New Jersey, LLC | JCP&L |  | Accepted | 2025-03-05 | 2025-03-25 | 2026-03-25 | Inverters | Solar Edge | USE7600H-USMNBL75 | 7600 |  | 1 |  |  | 0.99 |  | Outside
NJADRE1559260566 | Administratively Determined Incentive Program | Pompton Lakes | 7442 | 9.72 | Residential | Behind the Meter | Yes | Freedom Forever New Jersey, LLC | JCP&L |  | Accepted | 2025-03-05 | 2025-03-25 | 2026-03-25 | Solar Panels | Trina | TSM-405NE09RC.05 |  | 0.405 | 12 | 80 | 30 |  | Fixed | Roof
NJADRE1559260566 | Administratively Determined Incentive Program | Pompton Lakes | 7442 | 9.72 | Residential | Behind the Meter | Yes | Freedom Forever New Jersey, LLC | JCP&L |  | Accepted | 2025-03-05 | 2025-03-25 | 2026-03-25 | Solar Panels | Trina | TSM-405NE09RC.05 |  | 0.405 | 12 | 260 | 30 |  | Fixed | Roof
NJADRE1559260570 | Administratively Determined Incentive Program | PINE HILL | 8021 | 4.86 | Residential | Behind the Meter | Yes | Define Solar, LLC | AC Electric |  | Accepted | 2025-03-07 | 2025-03-26 | 2026-03-26 | Inverters | Enphase | IQ8PLUS-72-2-US | 290 |  | 2 |  |  | 0.976 |  | Outside | Under each pv panel
NJADRE1559260570 | Administratively Determined Incentive Program | PINE HILL | 8021 | 4.86 | Residential | Behind the Meter | Yes | Define Solar, LLC | AC Electric |  | Accepted | 2025-03-07 | 2025-03-26 | 2026-03-26 | Solar Panels | Znshine | ZXM7-SH108 405 |  | 0.405 | 2 | 128 | 35 |  | Fixed | Roof
NJADRE1559260570 | Administratively Determined Incentive Program | PINE HILL | 8021 | 4.86 | Residential | Behind the Meter | Yes | Define Solar, LLC | AC Electric |  | Accepted | 2025-03-07 | 2025-03-26 | 2026-03-26 | Inverters | Enphase | IQ8PLUS-72-2-US | 290 |  | 7 |  |  | 0.976 |  | Outside | Under each pv panel
NJADRE1559260570 | Administratively Determined Incentive Program | PINE HILL | 8021 | 4.86 | Residential | Behind the Meter | Yes | Define Solar, LLC | AC Electric |  | Accepted | 2025-03-07 | 2025-03-26 | 2026-03-26 | Solar Panels | Znshine | ZXM7-SH108 405 |  | 0.405 | 3 | 128 | 35 |  | Fixed | Roof
NJADRE1559260570 | Administratively Determined Incentive Program | PINE HILL | 8021 | 4.86 | Residential | Behind the Meter | Yes | Define Solar, LLC | AC Electric |  | Accepted | 2025-03-07 | 2025-03-26 | 2026-03-26 | Solar Panels | Znshine | ZXM7-SH108 405 |  | 0.405 | 7 | 128 | 27 |  | Fixed | Roof
NJADRE1559260570 | Administratively Determined Incentive Program | PINE HILL | 8021 | 4.86 | Residential | Behind the Meter | Yes | Define Solar, LLC | AC Electric |  | Accepted | 2025-03-07 | 2025-03-26 | 2026-03-26 | Inverters | Enphase | IQ8PLUS-72-2-US | 290 |  | 3 |  |  | 0.976 |  | Outside | Under each pv panel
NJADRE1559260574 | Administratively Determined Incentive Program | Cape May Court House | 8210 | 14.82 | Residential | Behind the Meter | Yes | Bright Ops, Inc. | AC Electric |  | Accepted | 2025-03-05 | 2025-03-27 | 2026-03-27 | Inverters | SolarEdge Technologies | SE10000H-USRGM | 10000 |  | 1 |  |  | 0.98 |  | Outdoor | Outside
NJADRE1559260574 | Administratively Determined Incentive Program | Cape May Court House | 8210 | 14.82 | Residential | Behind the Meter | Yes | Bright Ops, Inc. | AC Electric |  | Accepted | 2025-03-05 | 2025-03-27 | 2026-03-27 | Solar Panels | Hanwha Q-Cells | Q.PEAK DUO BLK ML-G9+ 380W |  | 0.38 | 6 | 119 | 34 |  | Fixed | Roof
NJADRE1559260574 | Administratively Determined Incentive Program | Cape May Court House | 8210 | 14.82 | Residential | Behind the Meter | Yes | Bright Ops, Inc. | AC Electric |  | Accepted | 2025-03-05 | 2025-03-27 | 2026-03-27 | Solar Panels | Hanwha Q-Cells | Q.PEAK DUO BLK ML-G9+ 380W |  | 0.38 | 18 | 119 | 34 |  | Fixed | Roof
NJADRE1559260574 | Administratively Determined Incentive Program | Cape May Court House | 8210 | 14.82 | Residential | Behind the Meter | Yes | Bright Ops, Inc. | AC Electric |  | Accepted | 2025-03-05 | 2025-03-27 | 2026-03-27 | Solar Panels | Hanwha Q-Cells | Q.PEAK DUO BLK ML-G9+ 380W |  | 0.38 | 15 | 299 | 34 |  | Fixed | Roof
NJADRE1559260598 | Administratively Determined Incentive Program | Dover | 7801 | 6.97 | Residential | Behind the Meter | Yes | Pro Custom Solar dba Momentum Solar | JCP&L |  | Accepted | 2025-03-05 | 2025-03-25 | 2026-03-25 | Solar Panels | HANWHA | Q.PEAK DUO BLK ML-G10+410 |  | 0.41 | 9 | 221 | 33 |  | Fixed | Roof
NJADRE1559260598 | Administratively Determined Incentive Program | Dover | 7801 | 6.97 | Residential | Behind the Meter | Yes | Pro Custom Solar dba Momentum Solar | JCP&L |  | Accepted | 2025-03-05 | 2025-03-25 | 2026-03-25 | Inverters | ENPHASE | IQ8HC-72-M-DOM-US | 380 |  | 17 |  |  | 0.97 |  | Outdoor
NJADRE1559260598 | Administratively Determined Incentive Program | Dover | 7801 | 6.97 | Residential | Behind the Meter | Yes | Pro Custom Solar dba Momentum Solar | JCP&L |  | Accepted | 2025-03-05 | 2025-03-25 | 2026-03-25 | Solar Panels | HANWHA | Q.PEAK DUO BLK ML-G10+410 |  | 0.41 | 8 | 2653 | 33 |  | Fixed | Roof
NJADRE1559260603 | Administratively Determined Incentive Program | Clifton | 7011 | 4.1 | Residential | Behind the Meter | No | Trinity Solar, LLC | PSE&G |  | Accepted | 2025-03-05 | 2025-03-24 | 2026-03-24 | Inverters | Solar Edge | SE3800H-US | 3800 |  | 1 |  |  | 0.97 |  | Outside
NJADRE1559260603 | Administratively Determined Incentive Program | Clifton | 7011 | 4.1 | Residential | Behind the Meter | No | Trinity Solar, LLC | PSE&G |  | Accepted | 2025-03-05 | 2025-03-24 | 2026-03-24 | Solar Panels | HANWHA | Q.PEAK DUO BLK ML-G10+ 410 |  | 0.41 | 10 | 218 | 39 |  | Fixed | Roof
NJADRE1559260605 | Administratively Determined Incentive Program | Manahawkin | 8050 | 15.99 | Residential | Behind the Meter | Yes | EMT Renewables, LLC | AC Electric |  | Accepted | 2025-03-05 | 2025-03-26 | 2026-03-26 | Inverters | ENPHASE | IQ8+ | 290 |  | 39 |  |  | 0.98 |  | Other | UNDER EACH PANEL
NJADRE1559260605 | Administratively Determined Incentive Program | Manahawkin | 8050 | 15.99 | Residential | Behind the Meter | Yes | EMT Renewables, LLC | AC Electric |  | Accepted | 2025-03-05 | 2025-03-26 | 2026-03-26 | Solar Panels | MSE PERC | MSE-410 |  | 0.41 | 21 | 53 | 2 |  | Fixed | Roof
NJADRE1559260605 | Administratively Determined Incentive Program | Manahawkin | 8050 | 15.99 | Residential | Behind the Meter | Yes | EMT Renewables, LLC | AC Electric |  | Accepted | 2025-03-05 | 2025-03-26 | 2026-03-26 | Solar Panels | MSE PERC | MSE-410 |  | 0.41 | 18 | 53 | 2 |  | Fixed | Roof
NJADRE1559260649 | Administratively Determined Incentive Program | NEWARK | 7112 | 4.51 | Residential | Behind the Meter | Yes | Pro Custom Solar dba Momentum Solar | PSE&G |  | Accepted | 2025-03-05 | 2025-03-24 | 2026-03-24 | Solar Panels | HANWHA | Q.PEAK DUO BLK ML-G10+410 |  | 0.41 | 6 | 210 | 15 |  | Fixed | Roof
NJADRE1559260649 | Administratively Determined Incentive Program | NEWARK | 7112 | 4.51 | Residential | Behind the Meter | Yes | Pro Custom Solar dba Momentum Solar | PSE&G |  | Accepted | 2025-03-05 | 2025-03-24 | 2026-03-24 | Inverters | ENPHASE | IQ8HC-72-M-DOM-US | 380 |  | 11 |  |  | 0.97 |  | Outdoor
NJADRE1559260649 | Administratively Determined Incentive Program | NEWARK | 7112 | 4.51 | Residential | Behind the Meter | Yes | Pro Custom Solar dba Momentum Solar | PSE&G |  | Accepted | 2025-03-05 | 2025-03-24 | 2026-03-24 | Solar Panels | HANWHA | Q.PEAK DUO BLK ML-G10+410 |  | 0.41 | 5 | 210 | 6 |  | Fixed | Roof
NJADRE1559260965 | Administratively Determined Incentive Program | Freehold | 7728 | 4.1 | Residential | Behind the Meter | No | Tesla Energy Operations, Inc. | JCP&L |  | Accepted | 2025-03-05 | 2025-03-25 | 2026-03-25 | Solar Panels | Hanwha | Q.PEAK DUO BLK ML-G10.a+/TS 410 |  | 0.41 | 10 | 197 | 37 |  | Fixed | Roof
NJADRE1559260965 | Administratively Determined Incentive Program | Freehold | 7728 | 4.1 | Residential | Behind the Meter | No | Tesla Energy Operations, Inc. | JCP&L |  | Accepted | 2025-03-05 | 2025-03-25 | 2026-03-25 | Inverters | Tesla | 1707000-XX-Y | 11500 |  | 1 |  |  | 0.98 |  | Outdoor
NJADRE1559260965 | Administratively Determined Incentive Program | Freehold | 7728 | 4.1 | Residential | Behind the Meter | No | Tesla Energy Operations, Inc. | JCP&L |  | Accepted | 2025-03-05 | 2025-03-25 | 2026-03-25 | Electric Storage Battery | Tesla | Powerwall 3 |  |  | 1 |  |  |  | Lithium Ion |  | Outside
NJADRE1559260993 | Administratively Determined Incentive Program | Pine Hill | 8021 | 7.29 | Residential | Behind the Meter | Yes | Define Solar, LLC | AC Electric |  | Accepted | 2025-03-06 | 2025-03-26 | 2026-03-26 | Inverters | Enphase | IQ8PLUS-72-2-US | 290 |  | 9 |  |  | 0.976 |  | Outside | Under each pv panel
NJADRE1559260993 | Administratively Determined Incentive Program | Pine Hill | 8021 | 7.29 | Residential | Behind the Meter | Yes | Define Solar, LLC | AC Electric |  | Accepted | 2025-03-06 | 2025-03-26 | 2026-03-26 | Solar Panels | Znshine | ZXM7-SH108 405 |  | 0.405 | 5 | 316 | 27 |  | Fixed | Roof
NJADRE1559260993 | Administratively Determined Incentive Program | Pine Hill | 8021 | 7.29 | Residential | Behind the Meter | Yes | Define Solar, LLC | AC Electric |  | Accepted | 2025-03-06 | 2025-03-26 | 2026-03-26 | Inverters | Enphase | IQ8PLUS-72-2-US | 290 |  | 5 |  |  | 0.976 |  | Outside | Under each pv panel
NJADRE1559260993 | Administratively Determined Incentive Program | Pine Hill | 8021 | 7.29 | Residential | Behind the Meter | Yes | Define Solar, LLC | AC Electric |  | Accepted | 2025-03-06 | 2025-03-26 | 2026-03-26 | Solar Panels | Znshine | ZXM7-SH108 405 |  | 0.405 | 9 | 136 | 27 |  | Fixed | Roof
NJADRE1559260993 | Administratively Determined Incentive Program | Pine Hill | 8021 | 7.29 | Residential | Behind the Meter | Yes | Define Solar, LLC | AC Electric |  | Accepted | 2025-03-06 | 2025-03-26 | 2026-03-26 | Inverters | Enphase | IQ8PLUS-72-2-US | 290 |  | 4 |  |  | 0.976 |  | Outside | Under each pv panel
NJADRE1559260993 | Administratively Determined Incentive Program | Pine Hill | 8021 | 7.29 | Residential | Behind the Meter | Yes | Define Solar, LLC | AC Electric |  | Accepted | 2025-03-06 | 2025-03-26 | 2026-03-26 | Solar Panels | Znshine | ZXM7-SH108 405 |  | 0.405 | 4 | 136 | 20 |  | Fixed | Roof
NJADRE1559261012 | Administratively Determined Incentive Program | Bayonne | 7002 | 6.56 | Residential | Behind the Meter | Yes | Sunrun Installation Services, Inc. | PSE&G |  | Accepted | 2025-03-05 | 2025-03-25 | 2026-03-25 | Solar Panels | Hanwha Q Cells | Q.PEAK DUO BLK ML-G10+ 410 |  | 0.41 | 16 | 98 | 42 |  | Fixed | Roof
NJADRE1559261012 | Administratively Determined Incentive Program | Bayonne | 7002 | 6.56 | Residential | Behind the Meter | Yes | Sunrun Installation Services, Inc. | PSE&G |  | Accepted | 2025-03-05 | 2025-03-25 | 2026-03-25 | Inverters | SolarEdge Technologies | SE5700H-USMN | 5760 |  | 1 |  |  | 0.99 |  | Outdoor
NJADRE1559261034 | Administratively Determined Incentive Program | Jersey City | 7305 | 9.02 | Residential | Behind the Meter | Yes | Freedom Forever New Jersey, LLC | PSE&G |  | Accepted | 2025-03-05 | 2025-03-24 | 2026-03-24 | Inverters | Solar Edge | USE7600H-USMNBL75 | 7600 |  | 1 |  |  | 0.99 |  | Outside
NJADRE1559261034 | Administratively Determined Incentive Program | Jersey City | 7305 | 9.02 | Residential | Behind the Meter | Yes | Freedom Forever New Jersey, LLC | PSE&G |  | Accepted | 2025-03-05 | 2025-03-24 | 2026-03-24 | Solar Panels | Hanwha | Q.PEAK DUO BLK ML-G10+ 410 |  | 0.41 | 12 | 267 | 26 |  | Fixed | Roof
NJADRE1559261034 | Administratively Determined Incentive Program | Jersey City | 7305 | 9.02 | Residential | Behind the Meter | Yes | Freedom Forever New Jersey, LLC | PSE&G |  | Accepted | 2025-03-05 | 2025-03-24 | 2026-03-24 | Solar Panels | Hanwha | Q.PEAK DUO BLK ML-G10+ 410 |  | 0.41 | 10 | 87 | 16 |  | Fixed | Roof
NJADRE1559261037 | Administratively Determined Incentive Program | Wayne | 7470 | 14.76 | Residential | Behind the Meter | Yes | Pro Custom Solar dba Momentum Solar | PSE&G |  | Accepted | 2025-03-05 | 2025-03-28 | 2026-03-28 | Inverters | ENPHASE | IQ8HC-72-M-DOM-US | 380 |  | 36 |  |  | 0.97 |  | Outdoor
NJADRE1559261037 | Administratively Determined Incentive Program | Wayne | 7470 | 14.76 | Residential | Behind the Meter | Yes | Pro Custom Solar dba Momentum Solar | PSE&G |  | Accepted | 2025-03-05 | 2025-03-28 | 2026-03-28 | Solar Panels | HANWHA | Q.PEAK DUO BLK ML-G10+410 |  | 0.41 | 2 | 39 | 23 |  | Fixed | Roof
NJADRE1559261037 | Administratively Determined Incentive Program | Wayne | 7470 | 14.76 | Residential | Behind the Meter | Yes | Pro Custom Solar dba Momentum Solar | PSE&G |  | Accepted | 2025-03-05 | 2025-03-28 | 2026-03-28 | Solar Panels | HANWHA | Q.PEAK DUO BLK ML-G10+410 |  | 0.41 | 14 | 39 | 14 |  | Fixed | Roof
NJADRE1559261037 | Administratively Determined Incentive Program | Wayne | 7470 | 14.76 | Residential | Behind the Meter | Yes | Pro Custom Solar dba Momentum Solar | PSE&G |  | Accepted | 2025-03-05 | 2025-03-28 | 2026-03-28 | Solar Panels | HANWHA | Q.PEAK DUO BLK ML-G10+410 |  | 0.41 | 14 | 219 | 40 |  | Fixed | Roof
NJADRE1559261037 | Administratively Determined Incentive Program | Wayne | 7470 | 14.76 | Residential | Behind the Meter | Yes | Pro Custom Solar dba Momentum Solar | PSE&G |  | Accepted | 2025-03-05 | 2025-03-28 | 2026-03-28 | Solar Panels | h | Q.PEAK DUO BLK ML-G10+410 |  | 0.41 | 6 | 39 | 16 |  | Fixed | Roof
NJADRE1559261066 | Administratively Determined Incentive Program | Tabernacle | 8088 | 17.63 | Residential | Behind the Meter | Yes | Freedom Forever New Jersey, LLC | AC Electric |  | Accepted | 2025-03-05 | 2025-03-25 | 2026-03-25 | Solar Panels | Hanwha | Q.PEAK DUO BLK ML-G10+ 410 |  | 0.41 | 11 | 298 | 19 |  | Fixed | Roof
NJADRE1559261066 | Administratively Determined Incentive Program | Tabernacle | 8088 | 17.63 | Residential | Behind the Meter | Yes | Freedom Forever New Jersey, LLC | AC Electric |  | Accepted | 2025-03-05 | 2025-03-25 | 2026-03-25 | Inverters | Solar Edge | USE11400H-USMNBL75 | 11400 |  | 1 |  |  | 0.99 |  | Outdoor
NJADRE1559261066 | Administratively Determined Incentive Program | Tabernacle | 8088 | 17.63 | Residential | Behind the Meter | Yes | Freedom Forever New Jersey, LLC | AC Electric |  | Accepted | 2025-03-05 | 2025-03-25 | 2026-03-25 | Solar Panels | Hanwha | Q.PEAK DUO BLK ML-G10+ 410 |  | 0.41 | 20 | 118 | 19 |  | Fixed | Roof
NJADRE1559261066 | Administratively Determined Incentive Program | Tabernacle | 8088 | 17.63 | Residential | Behind the Meter | Yes | Freedom Forever New Jersey, LLC | AC Electric |  | Accepted | 2025-03-05 | 2025-03-25 | 2026-03-25 | Solar Panels | Hanwha | Q.PEAK DUO BLK ML-G10+ 410 |  | 0.41 | 6 | 202 | 26 |  | Fixed | Roof
NJADRE1559261066 | Administratively Determined Incentive Program | Tabernacle | 8088 | 17.63 | Residential | Behind the Meter | Yes | Freedom Forever New Jersey, LLC | AC Electric |  | Accepted | 2025-03-05 | 2025-03-25 | 2026-03-25 | Solar Panels | Hanwha | Q.PEAK DUO BLK ML-G10+ 410 |  | 0.41 | 6 | 22 | 26 |  | Fixed | Roof
NJADRE1559261093 | Administratively Determined Incentive Program | Irvington | 7111 | 2.87 | Residential | Behind the Meter | Yes | Freedom Forever New Jersey, LLC | PSE&G |  | Accepted | 2025-03-05 | 2025-03-24 | 2026-03-24 | Solar Panels | Hanwha | Q.PEAK DUO BLK ML-G10+ 410 |  | 0.41 | 7 | 122 | 10 |  | Fixed | Roof
NJADRE1559261093 | Administratively Determined Incentive Program | Irvington | 7111 | 2.87 | Residential | Behind the Meter | Yes | Freedom Forever New Jersey, LLC | PSE&G |  | Accepted | 2025-03-05 | 2025-03-24 | 2026-03-24 | Inverters | Solar Edge | USE3800H-USMNBL75) | 3800 |  | 1 |  |  | 0.99 |  | Outside
NJADRE1559261094 | Administratively Determined Incentive Program | South Amboy | 8879 | 7.38 | Residential | Behind the Meter | Yes | Sunrun Installation Services, Inc. | JCP&L |  | Accepted | 2025-03-05 | 2025-03-25 | 2026-03-25 | Solar Panels | Hanwha Q Cells | Q.PEAK DUO BLK ML-G10+ 410 |  | 0.41 | 18 | 175 | 34 |  | Fixed | Roof
NJADRE1559261094 | Administratively Determined Incentive Program | South Amboy | 8879 | 7.38 | Residential | Behind the Meter | Yes | Sunrun Installation Services, Inc. | JCP&L |  | Accepted | 2025-03-05 | 2025-03-25 | 2026-03-25 | Inverters | SolarEdge Technologies | SE5700H-USMN | 5760 |  | 1 |  |  | 0.99 |  | Outdoor
NJADRE1559261107 | Administratively Determined Incentive Program | SCOTCH PLAINS | 7076 | 8.91 | Residential | Behind the Meter | No | Freedom Forever New Jersey, LLC | PSE&G |  | Accepted | 2025-03-05 | 2025-03-25 | 2026-03-25 | Inverters | Solar Edge | SE7600H-USRGM | 7600 |  | 1 |  |  | 0.99 |  | Outside
NJADRE1559261107 | Administratively Determined Incentive Program | SCOTCH PLAINS | 7076 | 8.91 | Residential | Behind the Meter | No | Freedom Forever New Jersey, LLC | PSE&G |  | Accepted | 2025-03-05 | 2025-03-25 | 2026-03-25 | Solar Panels | Trina | TSM-405NE09RC.05 |  | 0.405 | 12 | 128 | 20 |  | Fixed | Roof
NJADRE1559261107 | Administratively Determined Incentive Program | SCOTCH PLAINS | 7076 | 8.91 | Residential | Behind the Meter | No | Freedom Forever New Jersey, LLC | PSE&G |  | Accepted | 2025-03-05 | 2025-03-25 | 2026-03-25 | Solar Panels | Trina | TSM-405NE09RC.05 |  | 0.405 | 3 | 38 | 20 |  | Fixed | Roof
NJADRE1559261107 | Administratively Determined Incentive Program | SCOTCH PLAINS | 7076 | 8.91 | Residential | Behind the Meter | No | Freedom Forever New Jersey, LLC | PSE&G |  | Accepted | 2025-03-05 | 2025-03-25 | 2026-03-25 | Solar Panels | Trina | TSM-405NE09RC.05 |  | 0.405 | 4 | 218 | 20 |  | Fixed | Roof
NJADRE1559261107 | Administratively Determined Incentive Program | SCOTCH PLAINS | 7076 | 8.91 | Residential | Behind the Meter | No | Freedom Forever New Jersey, LLC | PSE&G |  | Accepted | 2025-03-05 | 2025-03-25 | 2026-03-25 | Solar Panels | Trina | TSM-405NE09RC.05 |  | 0.405 | 3 | 218 | 20 |  | Fixed | Roof
NJADRE1559261906 | Administratively Determined Incentive Program | East Orange | 7017 | 4.8 | Residential | Behind the Meter | Yes | Sunrun Installation Services, Inc. | PSE&G |  | Accepted | 2025-03-05 | 2025-03-25 | 2026-03-25 | Solar Panels | Hanwha Q Cells | Q.PEAK DUO BLK ML-G10+/T 400 |  | 0.4 | 6 | 125 | 23 |  | Fixed | Roof
NJADRE1559261906 | Administratively Determined Incentive Program | East Orange | 7017 | 4.8 | Residential | Behind the Meter | Yes | Sunrun Installation Services, Inc. | PSE&G |  | Accepted | 2025-03-05 | 2025-03-25 | 2026-03-25 | Inverters | SolarEdge Technologies | SE3800H-USMN | 3800 |  | 1 |  |  | 0.99 |  | Outdoor
NJADRE1559261906 | Administratively Determined Incentive Program | East Orange | 7017 | 4.8 | Residential | Behind the Meter | Yes | Sunrun Installation Services, Inc. | PSE&G |  | Accepted | 2025-03-05 | 2025-03-25 | 2026-03-25 | Solar Panels | Hanwha Q Cells | Q.PEAK DUO BLK ML-G10+/T 400 |  | 0.4 | 6 | 305 | 23 |  | Fixed | Roof
NJADRE1559261919 | Administratively Determined Incentive Program | Dover | 7801 | 3.28 | Residential | Behind the Meter | Yes | Sunrun Installation Services, Inc. | JCP&L |  | Accepted | 2025-03-05 | 2025-03-26 | 2026-03-26 | Inverters | Tesla | Powerwall 3 1707000-xx-y | 11500 |  | 1 |  |  | 0.97 |  | Outdoor
NJADRE1559261919 | Administratively Determined Incentive Program | Dover | 7801 | 3.28 | Residential | Behind the Meter | Yes | Sunrun Installation Services, Inc. | JCP&L |  | Accepted | 2025-03-05 | 2025-03-26 | 2026-03-26 | Solar Panels | Hanwha Q Cells | Q.PEAK DUO BLK ML-G10+ 410 |  | 0.41 | 8 | 37 | 24 |  | Fixed | Roof
NJADRE1559261919 | Administratively Determined Incentive Program | Dover | 7801 | 3.28 | Residential | Behind the Meter | Yes | Sunrun Installation Services, Inc. | JCP&L |  | Accepted | 2025-03-05 | 2025-03-26 | 2026-03-26 | Electric Storage Battery | Tesla | Powerwall 3 1707000-xx-y |  |  | 1 |  |  |  | Lithium Ion |  | OUTSIDE
NJADRE1559262710 | Administratively Determined Incentive Program | FORKED RIVER | 8731 | 11.48 | Residential | Behind the Meter | Yes | Sunrun Installation Services, Inc. | JCP&L |  | Accepted | 2025-03-06 | 2025-03-25 | 2026-03-25 | Solar Panels | Hanwha Q Cells | Q.PEAK DUO BLK ML-G10+ 410 |  | 0.41 | 5 | 108 | 32 |  | Fixed | Roof
NJADRE1559262710 | Administratively Determined Incentive Program | FORKED RIVER | 8731 | 11.48 | Residential | Behind the Meter | Yes | Sunrun Installation Services, Inc. | JCP&L |  | Accepted | 2025-03-06 | 2025-03-25 | 2026-03-25 | Solar Panels | Hanwha Q Cells | Q.PEAK DUO BLK ML-G10+ 410 |  | 0.41 | 4 | 288 | 32 |  | Fixed | Roof
NJADRE1559262710 | Administratively Determined Incentive Program | FORKED RIVER | 8731 | 11.48 | Residential | Behind the Meter | Yes | Sunrun Installation Services, Inc. | JCP&L |  | Accepted | 2025-03-06 | 2025-03-25 | 2026-03-25 | Inverters | Delta Electronics | E8_BDI | 8000 |  | 1 |  |  | 0.98 |  | Outdoor
NJADRE1559262710 | Administratively Determined Incentive Program | FORKED RIVER | 8731 | 11.48 | Residential | Behind the Meter | Yes | Sunrun Installation Services, Inc. | JCP&L |  | Accepted | 2025-03-06 | 2025-03-25 | 2026-03-25 | Solar Panels | Hanwha Q Cells | Q.PEAK DUO BLK ML-G10+ 410 |  | 0.41 | 4 | 108 | 33 |  | Fixed | Roof
NJADRE1559262710 | Administratively Determined Incentive Program | FORKED RIVER | 8731 | 11.48 | Residential | Behind the Meter | Yes | Sunrun Installation Services, Inc. | JCP&L |  | Accepted | 2025-03-06 | 2025-03-25 | 2026-03-25 | Solar Panels | Hanwha Q Cells | Q.PEAK DUO BLK ML-G10+ 410 |  | 0.41 | 5 | 288 | 31 |  | Fixed | Roof
NJADRE1559262710 | Administratively Determined Incentive Program | FORKED RIVER | 8731 | 11.48 | Residential | Behind the Meter | Yes | Sunrun Installation Services, Inc. | JCP&L |  | Accepted | 2025-03-06 | 2025-03-25 | 2026-03-25 | Solar Panels | Hanwha Q Cells | Q.PEAK DUO BLK ML-G10+ 410 |  | 0.41 | 10 | 198 | 14 |  | Fixed | Roof
NJADRE1559262729 | Administratively Determined Incentive Program | STIRLING | 7980 | 7.79 | Residential | Behind the Meter | Yes | Sunrun Installation Services, Inc. | JCP&L |  | Accepted | 2025-03-06 | 2025-03-25 | 2026-03-25 | Solar Panels | Hanwha Q Cells | Q.PEAK DUO BLK ML-G10+ 410 |  | 0.41 | 16 | 228 | 35 |  | Fixed | Roof
NJADRE1559262729 | Administratively Determined Incentive Program | STIRLING | 7980 | 7.79 | Residential | Behind the Meter | Yes | Sunrun Installation Services, Inc. | JCP&L |  | Accepted | 2025-03-06 | 2025-03-25 | 2026-03-25 | Solar Panels | Hanwha Q Cells | Q.PEAK DUO BLK ML-G10+ 410 |  | 0.41 | 3 | 228 | 30 |  | Fixed | Roof
NJADRE1559262729 | Administratively Determined Incentive Program | STIRLING | 7980 | 7.79 | Residential | Behind the Meter | Yes | Sunrun Installation Services, Inc. | JCP&L |  | Accepted | 2025-03-06 | 2025-03-25 | 2026-03-25 | Electric Storage Battery | Tesla | Powerwall 3 1707000-xx-y |  |  | 1 |  |  |  | Lithium Ion |  | OUTSIDE
NJADRE1559262729 | Administratively Determined Incentive Program | STIRLING | 7980 | 7.79 | Residential | Behind the Meter | Yes | Sunrun Installation Services, Inc. | JCP&L |  | Accepted | 2025-03-06 | 2025-03-25 | 2026-03-25 | Inverters | Tesla | Powerwall 3 1707000-xx-y | 11500 |  | 1 |  |  | 0.97 |  | Outdoor
NJADRE1559262753 | Administratively Determined Incentive Program | Galloway | 8205 | 3.44 | Residential | Behind the Meter | No | EMT Renewables, LLC | AC Electric |  | Accepted | 2025-03-06 | 2025-03-25 | 2026-03-25 | Inverters | ENPHASE | IQ8+ | 290 |  | 8 |  |  | 0.98 |  | Other | UNDER EACH PANEL
NJADRE1559262753 | Administratively Determined Incentive Program | Galloway | 8205 | 3.44 | Residential | Behind the Meter | No | EMT Renewables, LLC | AC Electric |  | Accepted | 2025-03-06 | 2025-03-25 | 2026-03-25 | Solar Panels | Q CELLS | Q TRON |  | 0.43 | 8 | 191 | 35 |  | Fixed | Roof
NJADRE1559262761 | Administratively Determined Incentive Program | Wood Ridge | 7075 | 6.72 | Residential | Behind the Meter | No | Onsite Energy, Inc. | PSE&G |  | Accepted | 2025-03-13 | 2025-04-03 | 2026-04-03 | Solar Panels | REC SOLAR | REC SOLAR REC420AA PURE 2 |  | 0.42 | 4 | 36 | 40 |  | Fixed | Roof
NJADRE1559262761 | Administratively Determined Incentive Program | Wood Ridge | 7075 | 6.72 | Residential | Behind the Meter | No | Onsite Energy, Inc. | PSE&G |  | Accepted | 2025-03-13 | 2025-04-03 | 2026-04-03 | Solar Panels | REC SOLAR | REC SOLAR REC420AA PURE 2 |  | 0.42 | 12 | 216 | 40 |  | Fixed | Roof
NJADRE1559262761 | Administratively Determined Incentive Program | Wood Ridge | 7075 | 6.72 | Residential | Behind the Meter | No | Onsite Energy, Inc. | PSE&G |  | Accepted | 2025-03-13 | 2025-04-03 | 2026-04-03 | Meters | SOLAREDGE TECHNOLOGIES | ENERGY HUB |  |  | 1 |  |  |  | Yes | Outdoor
NJADRE1559262761 | Administratively Determined Incentive Program | Wood Ridge | 7075 | 6.72 | Residential | Behind the Meter | No | Onsite Energy, Inc. | PSE&G |  | Accepted | 2025-03-13 | 2025-04-03 | 2026-04-03 | Inverters | SOLAREDGE SE7600H-US [240V | SOLAREDGE TECHNOLOGIES INC | 7600 |  | 1 |  |  | 0.995 |  | Outdoor
NJADRE1559262777 | Administratively Determined Incentive Program | Mount Holly | 8060 | 7.74 | Residential | Behind the Meter | Yes | PosiGen Developer, LLC | PSE&G |  | Accepted | 2025-03-06 | 2025-03-27 | 2026-03-27 | Solar Panels | Silfab Solar | SIL-430QD |  | 0.43 | 18 | 239 | 30 |  | Fixed | Roof
NJADRE1559262777 | Administratively Determined Incentive Program | Mount Holly | 8060 | 7.74 | Residential | Behind the Meter | Yes | PosiGen Developer, LLC | PSE&G |  | Accepted | 2025-03-06 | 2025-03-27 | 2026-03-27 | Inverters | SolarEdge | SE7600H-US | 7600 |  | 1 |  |  | 0.99 |  | Outside | Within ten feet of meter
NJADRE1559262778 | Administratively Determined Incentive Program | Camden | 8105 | 4.1 | Residential | Behind the Meter | Yes | Trinity Solar, LLC | PSE&G |  | Accepted | 2025-03-06 | 2025-03-25 | 2026-03-25 | Inverters | Hanwha | USE3800H-US | 38000 |  | 1 |  |  | 0.97 |  | Outdoor
NJADRE1559262778 | Administratively Determined Incentive Program | Camden | 8105 | 4.1 | Residential | Behind the Meter | Yes | Trinity Solar, LLC | PSE&G |  | Accepted | 2025-03-06 | 2025-03-25 | 2026-03-25 | Solar Panels | Hanwha | HANWHA 410 (Q.PEAK DUO BLK ML-G10+ 410) |  | 0.41 | 10 | 240 | 15 |  | Fixed | Roof
NJADRE1559262794 | Administratively Determined Incentive Program | WHITING | 8759 | 12.71 | Residential | Behind the Meter | Yes | EMT Renewables, LLC | JCP&L |  | Accepted | 2025-03-06 | 2025-04-14 | 2026-04-14 | Solar Panels | MSE PERC | MSE-410 |  | 0.41 | 8 | 191 | 16 |  | Fixed | Roof
NJADRE1559262794 | Administratively Determined Incentive Program | WHITING | 8759 | 12.71 | Residential | Behind the Meter | Yes | EMT Renewables, LLC | JCP&L |  | Accepted | 2025-03-06 | 2025-04-14 | 2026-04-14 | Solar Panels | MSE PERC | MSE-410 |  | 0.41 | 10 | 11 | 16 |  | Fixed | Roof
NJADRE1559262794 | Administratively Determined Incentive Program | WHITING | 8759 | 12.71 | Residential | Behind the Meter | Yes | EMT Renewables, LLC | JCP&L |  | Accepted | 2025-03-06 | 2025-04-14 | 2026-04-14 | Inverters | ENPHASE | IQ8+ | 290 |  | 31 |  |  | 0.98 |  | Other | UNDER EACH PANEL
NJADRE1559262794 | Administratively Determined Incentive Program | WHITING | 8759 | 12.71 | Residential | Behind the Meter | Yes | EMT Renewables, LLC | JCP&L |  | Accepted | 2025-03-06 | 2025-04-14 | 2026-04-14 | Solar Panels | MSE PERC | MSE-410 |  | 0.41 | 13 | 191 | 16 |  | Fixed | Roof
NJADRE1559262801 | Administratively Determined Incentive Program | Plainfield | 7060 | 4.92 | Residential | Behind the Meter | Yes | Trinity Solar, LLC | PSE&G |  | Accepted | 2025-03-06 | 2025-03-25 | 2026-03-25 | Solar Panels | HANWHA | (Q.PEAK DUO BLK ML-G10+ 410) |  | 0.41 | 12 | 220 | 32 |  | Fixed | Roof
NJADRE1559262801 | Administratively Determined Incentive Program | Plainfield | 7060 | 4.92 | Residential | Behind the Meter | Yes | Trinity Solar, LLC | PSE&G |  | Accepted | 2025-03-06 | 2025-03-25 | 2026-03-25 | Inverters | Solar Edge | USE3800H-USMNBL75 | 3800 |  | 1 |  |  | 0.97 |  | Outdoor
NJADRE1559262813 | Administratively Determined Incentive Program | Westville | 8093 | 5.74 | Residential | Behind the Meter | Yes | Pro Custom Solar dba Momentum Solar | PSE&G |  | Accepted | 2025-03-06 | 2025-03-25 | 2026-03-25 | Solar Panels | hanwha | q.peak duo blk ml-g10+410 |  | 0.41 | 6 | 313 | 32 |  | Fixed | Roof
NJADRE1559262813 | Administratively Determined Incentive Program | Westville | 8093 | 5.74 | Residential | Behind the Meter | Yes | Pro Custom Solar dba Momentum Solar | PSE&G |  | Accepted | 2025-03-06 | 2025-03-25 | 2026-03-25 | Inverters | ENPHASE | IQ8HC-72-M-DOM-US | 380 |  | 14 |  |  | 0.97 |  | Outside
NJADRE1559262813 | Administratively Determined Incentive Program | Westville | 8093 | 5.74 | Residential | Behind the Meter | Yes | Pro Custom Solar dba Momentum Solar | PSE&G |  | Accepted | 2025-03-06 | 2025-03-25 | 2026-03-25 | Solar Panels | hanwha | q.peak duo blk ml-g10+410 |  | 0.41 | 8 | 133 | 32 |  | Fixed | Roof
NJADRE1559262815 | Administratively Determined Incentive Program | BELLEVILLE | 7109 | 8.08 | Residential | Behind the Meter | Yes | Power Energy Solutions, LLC | PSE&G |  | Accepted | 2025-03-06 | 2025-03-25 | 2026-03-25 | Solar Panels | Trina Solar | TSM-425NE09RC.05 |  | 0.425 | 19 | 130 | 27 |  | Fixed | Roof
NJADRE1559262815 | Administratively Determined Incentive Program | BELLEVILLE | 7109 | 8.08 | Residential | Behind the Meter | Yes | Power Energy Solutions, LLC | PSE&G |  | Accepted | 2025-03-06 | 2025-03-25 | 2026-03-25 | Inverters | SolarEdge | SE5700H-US | 6 |  | 1 |  |  | 0.97 |  | Outdoor
NJADRE1559262821 | Administratively Determined Incentive Program | PENNSVILLE | 8070 | 7.79 | Residential | Behind the Meter | Yes | Sunrun Installation Services, Inc. | AC Electric |  | Accepted | 2025-03-06 | 2025-03-25 | 2026-03-25 | Solar Panels | Hanwha Q Cells | Q.PEAK DUO BLK ML-G10+ 410 DCA (MD06G100A-017) |  | 0.41 | 6 | 206 | 42 |  | Fixed | Roof
NJADRE1559262821 | Administratively Determined Incentive Program | PENNSVILLE | 8070 | 7.79 | Residential | Behind the Meter | Yes | Sunrun Installation Services, Inc. | AC Electric |  | Accepted | 2025-03-06 | 2025-03-25 | 2026-03-25 | Solar Panels | Hanwha Q Cells | Q.PEAK DUO BLK ML-G10+ 410 DCA (MD06G100A-017) |  | 0.41 | 4 | 206 | 12 |  | Fixed | Roof
NJADRE1559262821 | Administratively Determined Incentive Program | PENNSVILLE | 8070 | 7.79 | Residential | Behind the Meter | Yes | Sunrun Installation Services, Inc. | AC Electric |  | Accepted | 2025-03-06 | 2025-03-25 | 2026-03-25 | Inverters | SolarEdge Technologies | SE5700H-USMN | 5760 |  | 1 |  |  | 0.99 |  | Outdoor
NJADRE1559262821 | Administratively Determined Incentive Program | PENNSVILLE | 8070 | 7.79 | Residential | Behind the Meter | Yes | Sunrun Installation Services, Inc. | AC Electric |  | Accepted | 2025-03-06 | 2025-03-25 | 2026-03-25 | Solar Panels | Hanwha Q Cells | Q.PEAK DUO BLK ML-G10+ 410 DCA (MD06G100A-017) |  | 0.41 | 5 | 26 | 44 |  | Fixed | Roof
NJADRE1559262821 | Administratively Determined Incentive Program | PENNSVILLE | 8070 | 7.79 | Residential | Behind the Meter | Yes | Sunrun Installation Services, Inc. | AC Electric |  | Accepted | 2025-03-06 | 2025-03-25 | 2026-03-25 | Solar Panels | Hanwha Q Cells | Q.PEAK DUO BLK ML-G10+ 410 DCA (MD06G100A-017) |  | 0.41 | 4 | 296 | 11 |  | Fixed | Roof
NJADRE1559262830 | Administratively Determined Incentive Program | Browns Mills | 8015 | 13.12 | Residential | Behind the Meter | Yes | EMT Renewables, LLC | JCP&L |  | Accepted | 2025-03-06 | 2025-04-24 | 2026-04-24 | Solar Panels | MSE PERC | MSE-410 |  | 0.41 | 3 | 228 | 24 |  | Fixed | Roof
NJADRE1559262830 | Administratively Determined Incentive Program | Browns Mills | 8015 | 13.12 | Residential | Behind the Meter | Yes | EMT Renewables, LLC | JCP&L |  | Accepted | 2025-03-06 | 2025-04-24 | 2026-04-24 | Inverters | ENPHASE | IQ8+ | 290 |  | 32 |  |  | 0.98 |  | Other | UNDER EACH PANEL
NJADRE1559262830 | Administratively Determined Incentive Program | Browns Mills | 8015 | 13.12 | Residential | Behind the Meter | Yes | EMT Renewables, LLC | JCP&L |  | Accepted | 2025-03-06 | 2025-04-24 | 2026-04-24 | Solar Panels | MSE PERC | MSE-410 |  | 0.41 | 13 | 318 | 19 |  | Fixed | Roof
NJADRE1559262830 | Administratively Determined Incentive Program | Browns Mills | 8015 | 13.12 | Residential | Behind the Meter | Yes | EMT Renewables, LLC | JCP&L |  | Accepted | 2025-03-06 | 2025-04-24 | 2026-04-24 | Solar Panels | MSE PERC | MSE-410 |  | 0.41 | 1 | 139 | 20 |  | Fixed | Roof
NJADRE1559262830 | Administratively Determined Incentive Program | Browns Mills | 8015 | 13.12 | Residential | Behind the Meter | Yes | EMT Renewables, LLC | JCP&L |  | Accepted | 2025-03-06 | 2025-04-24 | 2026-04-24 | Solar Panels | MSE PERC | MSE-410 |  | 0.41 | 15 | 139 | 20 |  | Fixed | Roof
NJADRE1559262833 | Administratively Determined Incentive Program | WESTVILLE | 8093 | 5.74 | Residential | Behind the Meter | Yes | Pro Custom Solar dba Momentum Solar | PSE&G |  | Accepted | 2025-03-06 | 2025-03-25 | 2026-03-25 | Solar Panels | hanwha | q.peak duo blk ml-g10+410 |  | 0.41 | 6 | 313 | 32 |  | Fixed | Roof
NJADRE1559262833 | Administratively Determined Incentive Program | WESTVILLE | 8093 | 5.74 | Residential | Behind the Meter | Yes | Pro Custom Solar dba Momentum Solar | PSE&G |  | Accepted | 2025-03-06 | 2025-03-25 | 2026-03-25 | Inverters | ENPHASE | IQ8HC-72-M-DOM-US | 380 |  | 14 |  |  | 0.97 |  | Outside
NJADRE1559262833 | Administratively Determined Incentive Program | WESTVILLE | 8093 | 5.74 | Residential | Behind the Meter | Yes | Pro Custom Solar dba Momentum Solar | PSE&G |  | Accepted | 2025-03-06 | 2025-03-25 | 2026-03-25 | Solar Panels | hanwha | q.peak duo blk ml-g10+410 |  | 0.41 | 6 | 133 | 32 |  | Fixed | Roof
NJADRE1559262833 | Administratively Determined Incentive Program | WESTVILLE | 8093 | 5.74 | Residential | Behind the Meter | Yes | Pro Custom Solar dba Momentum Solar | PSE&G |  | Accepted | 2025-03-06 | 2025-03-25 | 2026-03-25 | Solar Panels | hanwha | q.peak duo blk ml-g10+410 |  | 0.41 | 2 | 313 | 9 |  | Fixed | Roof
NJADRE1559262851 | Administratively Determined Incentive Program | East Brunswick | 8816 | 7.2 | Residential | Behind the Meter | Yes | Sunrun Installation Services, Inc. | JCP&L |  | Accepted | 2025-03-06 | 2025-03-25 | 2026-03-25 | Solar Panels | HANWHA Q-CELLS | Q.PEAK DUO BLK ML-G10+/T 400 |  | 0.4 | 18 | 127 | 19 |  | Fixed | Roof
NJADRE1559262851 | Administratively Determined Incentive Program | East Brunswick | 8816 | 7.2 | Residential | Behind the Meter | Yes | Sunrun Installation Services, Inc. | JCP&L |  | Accepted | 2025-03-06 | 2025-03-25 | 2026-03-25 | Inverters | SOLAREDGE TECHNOLOGIES | SE5700H-USMN | 5760 |  | 1 |  |  | 0.99 |  | Outdoor
NJADRE1559262852 | Administratively Determined Incentive Program | Pennsauken | 8109 | 8.61 | Residential | Behind the Meter | Yes | Trinity Solar, LLC | PSE&G |  | Accepted | 2025-03-06 | 2025-03-25 | 2026-03-25 | Solar Panels | HANWHA | Q.PEAK DUO BLK ML-G10+ 410 |  | 0.41 | 18 | 262 | 28 |  | Fixed | Roof
NJADRE1559262852 | Administratively Determined Incentive Program | Pennsauken | 8109 | 8.61 | Residential | Behind the Meter | Yes | Trinity Solar, LLC | PSE&G |  | Accepted | 2025-03-06 | 2025-03-25 | 2026-03-25 | Solar Panels | HANWHA | Q.PEAK DUO BLK ML-G10+ 410 |  | 0.41 | 3 | 172 | 22 |  | Fixed | Roof
NJADRE1559262852 | Administratively Determined Incentive Program | Pennsauken | 8109 | 8.61 | Residential | Behind the Meter | Yes | Trinity Solar, LLC | PSE&G |  | Accepted | 2025-03-06 | 2025-03-25 | 2026-03-25 | Inverters | Solar Edge | SE7600H-US | 7600 |  | 1 |  |  | 0.97 |  | Outside
NJADRE1559262868 | Administratively Determined Incentive Program | Westville | 8093 | 2.46 | Residential | Behind the Meter | Yes | Pro Custom Solar dba Momentum Solar | PSE&G |  | Accepted | 2025-03-06 | 2025-03-25 | 2026-03-25 | Inverters | ENPHASE | IQ8HC-72-M-DOM-US | 380 |  | 6 |  |  | 0.97 |  | Outside
NJADRE1559262868 | Administratively Determined Incentive Program | Westville | 8093 | 2.46 | Residential | Behind the Meter | Yes | Pro Custom Solar dba Momentum Solar | PSE&G |  | Accepted | 2025-03-06 | 2025-03-25 | 2026-03-25 | Solar Panels | hanwha | q.peak duo blk ml-g10+410 |  | 0.41 | 4 | 133 | 9 |  | Fixed | Roof
NJADRE1559262868 | Administratively Determined Incentive Program | Westville | 8093 | 2.46 | Residential | Behind the Meter | Yes | Pro Custom Solar dba Momentum Solar | PSE&G |  | Accepted | 2025-03-06 | 2025-03-25 | 2026-03-25 | Solar Panels | hanwha | q.peak duo blk ml-g10+410 |  | 0.41 | 2 | 313 | 9 |  | Fixed | Roof
NJADRE1559262894 | Administratively Determined Incentive Program | Sparta | 7871 | 9.84 | Residential | Behind the Meter | Yes | Pro Custom Solar dba Momentum Solar | JCP&L |  | Accepted | 2025-03-06 | 2025-03-25 | 2026-03-25 | Solar Panels | HANWHA | Q.PEAK DUO BLK ML-G10+ 410 |  | 0.41 | 24 | 280 | 34 |  | Fixed | Roof
NJADRE1559262894 | Administratively Determined Incentive Program | Sparta | 7871 | 9.84 | Residential | Behind the Meter | Yes | Pro Custom Solar dba Momentum Solar | JCP&L |  | Accepted | 2025-03-06 | 2025-03-25 | 2026-03-25 | Inverters | ENPHASE | IQ8HC-72-M-DOM-US | 380 |  | 24 |  |  | 0.97 |  | Outdoor
NJADRE1559262898 | Administratively Determined Incentive Program | Kearny | 7032 | 4.51 | Residential | Behind the Meter | Yes | Pro Custom Solar dba Momentum Solar | PSE&G |  | Accepted | 2025-03-06 | 2025-03-25 | 2026-03-25 | Inverters | ENPHASE | IQ8HC-72-M-DOM-US | 380 |  | 11 |  |  | 0.97 |  | Outside
NJADRE1559262898 | Administratively Determined Incentive Program | Kearny | 7032 | 4.51 | Residential | Behind the Meter | Yes | Pro Custom Solar dba Momentum Solar | PSE&G |  | Accepted | 2025-03-06 | 2025-03-25 | 2026-03-25 | Solar Panels | hanwha | q.peak duo blk ml-g10+410 |  | 0.41 | 5 | 215 | 31 |  | Fixed | Roof
NJADRE1559262898 | Administratively Determined Incentive Program | Kearny | 7032 | 4.51 | Residential | Behind the Meter | Yes | Pro Custom Solar dba Momentum Solar | PSE&G |  | Accepted | 2025-03-06 | 2025-03-25 | 2026-03-25 | Solar Panels | hanwha | q.peak duo blk ml-g10+410 |  | 0.41 | 6 | 35 | 31 |  | Fixed | Roof
NJADRE1559262916 | Administratively Determined Incentive Program | PINE HILL | 8021 | 4.46 | Residential | Behind the Meter | Yes | Define Solar, LLC | AC Electric |  | Accepted | 2025-03-07 | 2025-03-27 | 2026-03-27 | Inverters | Enphase | IQ8PLUS-72-2-US | 290 |  | 8 |  |  | 0.976 |  | Outside | Under each pv panel
NJADRE1559262916 | Administratively Determined Incentive Program | PINE HILL | 8021 | 4.46 | Residential | Behind the Meter | Yes | Define Solar, LLC | AC Electric |  | Accepted | 2025-03-07 | 2025-03-27 | 2026-03-27 | Inverters | Enphase | IQ8PLUS-72-2-US | 290 |  | 3 |  |  | 0.976 |  | Outside | Under each pv panel
NJADRE1559262916 | Administratively Determined Incentive Program | PINE HILL | 8021 | 4.46 | Residential | Behind the Meter | Yes | Define Solar, LLC | AC Electric |  | Accepted | 2025-03-07 | 2025-03-27 | 2026-03-27 | Solar Panels | Znshine | ZXM7-SH108 405 |  | 0.405 | 3 | 358 | 24 |  | Fixed | Roof
NJADRE1559262916 | Administratively Determined Incentive Program | PINE HILL | 8021 | 4.46 | Residential | Behind the Meter | Yes | Define Solar, LLC | AC Electric |  | Accepted | 2025-03-07 | 2025-03-27 | 2026-03-27 | Solar Panels | Znshine | ZXM7-SH108 405 |  | 0.405 | 8 | 178 | 24 |  | Fixed | Roof
NJADRE1559262925 | Administratively Determined Incentive Program | PENNSVILLE | 8070 | 9.02 | Residential | Behind the Meter | Yes | EMT Renewables, LLC | AC Electric |  | Accepted | 2025-03-06 | 2025-04-15 | 2026-04-15 | Solar Panels | MSE PERC | MSE-410 |  | 0.41 | 5 | 210 | 19 |  | Fixed | Roof
NJADRE1559262925 | Administratively Determined Incentive Program | PENNSVILLE | 8070 | 9.02 | Residential | Behind the Meter | Yes | EMT Renewables, LLC | AC Electric |  | Accepted | 2025-03-06 | 2025-04-15 | 2026-04-15 | Solar Panels | MSE PERC | MSE-410 |  | 0.41 | 15 | 120 | 20 |  | Fixed | Roof
NJADRE1559262925 | Administratively Determined Incentive Program | PENNSVILLE | 8070 | 9.02 | Residential | Behind the Meter | Yes | EMT Renewables, LLC | AC Electric |  | Accepted | 2025-03-06 | 2025-04-15 | 2026-04-15 | Inverters | ENPHASE | IQ8+ | 290 |  | 22 |  |  | 0.98 |  | Other | UNDER EACH PANEL
NJADRE1559262925 | Administratively Determined Incentive Program | PENNSVILLE | 8070 | 9.02 | Residential | Behind the Meter | Yes | EMT Renewables, LLC | AC Electric |  | Accepted | 2025-03-06 | 2025-04-15 | 2026-04-15 | Solar Panels | MSE PERC | MSE-410 |  | 0.41 | 2 | 210 | 18 |  | Fixed | Roof
NJADRE1559262936 | Administratively Determined Incentive Program | LODI BORO | 7644 | 4 | Residential | Behind the Meter | Yes | Sunrun Installation Services, Inc. | PSE&G |  | Accepted | 2025-03-06 | 2025-03-26 | 2026-03-26 | Solar Panels | HANWHA Q-CELLS | Q.PEAK DUO BLK ML-G10+/T 400 |  | 0.4 | 10 | 40 | 39 |  | Fixed | Roof
NJADRE1559262936 | Administratively Determined Incentive Program | LODI BORO | 7644 | 4 | Residential | Behind the Meter | Yes | Sunrun Installation Services, Inc. | PSE&G |  | Accepted | 2025-03-06 | 2025-03-26 | 2026-03-26 | Inverters | SOLAREDGE TECHNOLOGIES | SE3800H-USMN | 3800 |  | 1 |  |  | 0.99 |  | Outdoor
NJADRE1559262941 | Administratively Determined Incentive Program | LIVINGSTON | 7039 | 14.76 | Residential | Behind the Meter | Yes | Pro Custom Solar dba Momentum Solar | PSE&G |  | Accepted | 2025-03-06 | 2025-03-25 | 2026-03-25 | Solar Panels | hanwha | q.peak duo blk ml-g10+410 |  | 0.41 | 4 | 210 | 30 |  | Fixed | Roof
NJADRE1559262941 | Administratively Determined Incentive Program | LIVINGSTON | 7039 | 14.76 | Residential | Behind the Meter | Yes | Pro Custom Solar dba Momentum Solar | PSE&G |  | Accepted | 2025-03-06 | 2025-03-25 | 2026-03-25 | Solar Panels | hanwha | q.peak duo blk ml-g10+410 |  | 0.41 | 8 | 120 | 31 |  | Fixed | Roof
NJADRE1559262941 | Administratively Determined Incentive Program | LIVINGSTON | 7039 | 14.76 | Residential | Behind the Meter | Yes | Pro Custom Solar dba Momentum Solar | PSE&G |  | Accepted | 2025-03-06 | 2025-03-25 | 2026-03-25 | Inverters | ENPHASE | IQ8HC-72-M-DOM-US | 380 |  | 36 |  |  | 0.97 |  | Outside
NJADRE1559262941 | Administratively Determined Incentive Program | LIVINGSTON | 7039 | 14.76 | Residential | Behind the Meter | Yes | Pro Custom Solar dba Momentum Solar | PSE&G |  | Accepted | 2025-03-06 | 2025-03-25 | 2026-03-25 | Solar Panels | hanwha | q.peak duo blk ml-g10+410 |  | 0.41 | 4 | 210 | 33 |  | Fixed | Roof
NJADRE1559262941 | Administratively Determined Incentive Program | LIVINGSTON | 7039 | 14.76 | Residential | Behind the Meter | Yes | Pro Custom Solar dba Momentum Solar | PSE&G |  | Accepted | 2025-03-06 | 2025-03-25 | 2026-03-25 | Solar Panels | hanwha | q.peak duo blk ml-g10+410 |  | 0.41 | 20 | 300 | 32 |  | Fixed | Roof
NJADRE1559262947 | Administratively Determined Incentive Program | Paterson | 7504 | 4.3 | Residential | Behind the Meter | Yes | PosiGen Developer, LLC | PSE&G |  | Accepted | 2025-03-06 | 2025-03-25 | 2026-03-25 | Inverters | SolarEdge | SE3800H-US | 3800 |  | 1 |  |  | 0.99 |  | Outside | Within ten feet of meter
NJADRE1559262947 | Administratively Determined Incentive Program | Paterson | 7504 | 4.3 | Residential | Behind the Meter | Yes | PosiGen Developer, LLC | PSE&G |  | Accepted | 2025-03-06 | 2025-03-25 | 2026-03-25 | Solar Panels | Silfab Solar | SIL-430QD |  | 0.43 | 2 | 189 | 47 |  | Fixed | Roof
NJADRE1559262947 | Administratively Determined Incentive Program | Paterson | 7504 | 4.3 | Residential | Behind the Meter | Yes | PosiGen Developer, LLC | PSE&G |  | Accepted | 2025-03-06 | 2025-03-25 | 2026-03-25 | Solar Panels | Silfab Solar | SIL-430QD |  | 0.43 | 3 | 279 | 9 |  | Fixed | Roof
NJADRE1559262947 | Administratively Determined Incentive Program | Paterson | 7504 | 4.3 | Residential | Behind the Meter | Yes | PosiGen Developer, LLC | PSE&G |  | Accepted | 2025-03-06 | 2025-03-25 | 2026-03-25 | Solar Panels | Silfab Solar | SIL-430QD |  | 0.43 | 3 | 9 | 47 |  | Fixed | Roof
NJADRE1559262947 | Administratively Determined Incentive Program | Paterson | 7504 | 4.3 | Residential | Behind the Meter | Yes | PosiGen Developer, LLC | PSE&G |  | Accepted | 2025-03-06 | 2025-03-25 | 2026-03-25 | Solar Panels | Silfab Solar | SIL-430QD |  | 0.43 | 2 | 279 | 47 |  | Fixed | Roof
NJADRE1559262979 | Administratively Determined Incentive Program | Voorhees Township | 8043 | 9.6 | Residential | Behind the Meter | No | Solar Energy World | AC Electric |  | Accepted | 2025-03-06 | 2025-03-25 | 2026-03-25 | Solar Panels | LONGi | LR5-54HABB-400M |  | 0.4 | 12 | 135 | 34 |  | Fixed | Roof
NJADRE1559262979 | Administratively Determined Incentive Program | Voorhees Township | 8043 | 9.6 | Residential | Behind the Meter | No | Solar Energy World | AC Electric |  | Accepted | 2025-03-06 | 2025-03-25 | 2026-03-25 | Solar Panels | LONGi | LR5-54HABB-400M |  | 0.4 | 12 | 134 | 34 |  | Fixed | Roof
NJADRE1559262979 | Administratively Determined Incentive Program | Voorhees Township | 8043 | 9.6 | Residential | Behind the Meter | No | Solar Energy World | AC Electric |  | Accepted | 2025-03-06 | 2025-03-25 | 2026-03-25 | Inverters | Enphase | IQ8+-72-M-US | 290 |  | 24 |  |  | 0.97 |  | Outside
NJADRE1559262987 | Administratively Determined Incentive Program | Chesilhurst | 8089 | 11.07 | Residential | Behind the Meter | No | Sunwise Energy, LLC | AC Electric |  | Accepted | 2025-03-06 | 2025-04-01 | 2026-04-01 | Inverters | ENPHASE ENERGY | IQ8MC-72-M-US | 320 |  | 27 |  |  | 0.974 |  | Outside
NJADRE1559262987 | Administratively Determined Incentive Program | Chesilhurst | 8089 | 11.07 | Residential | Behind the Meter | No | Sunwise Energy, LLC | AC Electric |  | Accepted | 2025-03-06 | 2025-04-01 | 2026-04-01 | Solar Panels | SILFAB PRIME | SIL-410 HC+ |  | 0.41 | 9 | 17 | 18 |  | Fixed | Roof
NJADRE1559262987 | Administratively Determined Incentive Program | Chesilhurst | 8089 | 11.07 | Residential | Behind the Meter | No | Sunwise Energy, LLC | AC Electric |  | Accepted | 2025-03-06 | 2025-04-01 | 2026-04-01 | Solar Panels | SILFAB PRIME | SIL-410 HC+ |  | 0.41 | 18 | 197 | 18 |  | Fixed | Roof
NJADRE1559262988 | Administratively Determined Incentive Program | Union City | 7087 | 7.79 | Residential | Behind the Meter | Yes | Pro Custom Solar dba Momentum Solar | PSE&G |  | Accepted | 2025-03-06 | 2025-03-25 | 2026-03-25 | Inverters | ENPHASE | IQ8HC-72-M-DOM-US | 380 |  | 19 |  |  | 0.97 |  | Outdoor
NJADRE1559262988 | Administratively Determined Incentive Program | Union City | 7087 | 7.79 | Residential | Behind the Meter | Yes | Pro Custom Solar dba Momentum Solar | PSE&G |  | Accepted | 2025-03-06 | 2025-03-25 | 2026-03-25 | Solar Panels | HANWHA | Q.PEAK DUO BLK ML-G10+ 410 |  | 0.41 | 19 | 295 | 4 |  | Fixed | Roof
NJADRE1559263050 | Administratively Determined Incentive Program | GLOUCESTER TOWNSHIP | 8029 | 5.6 | Residential | Behind the Meter | No | Freedom Forever New Jersey, LLC | PSE&G |  | Accepted | 2025-03-11 | 2025-03-31 | 2026-03-31 | Inverters | Solar Edge | SE3800H-USRGM | 3800 |  | 1 |  |  | 0.99 |  | Outside
NJADRE1559263050 | Administratively Determined Incentive Program | GLOUCESTER TOWNSHIP | 8029 | 5.6 | Residential | Behind the Meter | No | Freedom Forever New Jersey, LLC | PSE&G |  | Accepted | 2025-03-11 | 2025-03-31 | 2026-03-31 | Solar Panels | Freedom Forever | FF-MP-BBB-400 |  | 0.4 | 5 | 74 | 39 |  | Fixed | Roof